F4_Industrial_Stone, Clay, and Glass_Existing_Space Heating_Natural Gas_HVAC - Duct Repair and Sealing_A_Achievable Economic TRC Potential | F4 | Industrial | Stone, Clay, and Glass | Existing | Space Heating | Natural Gas | HVAC - Duct Repair and Sealing | A | Standalone Impact on Baseline Energy (%) | Achievable Economic TRC Potential | bar: 2019 to 2040
F5_Industrial_Stone, Clay, and Glass_Existing_Space Heating_Natural Gas_HVAC - Duct Repair and Sealing_A_Achievable Economic TRC Potential | F5 | Industrial | Stone, Clay, and Glass | Existing | Space Heating | Natural Gas | HVAC - Duct Repair and Sealing | A | Standalone Impact on Baseline Summer Peak (%) | Achievable Economic TRC Potential | bar: 2019 to 2040
F6_Industrial_Stone, Clay, and Glass_Existing_Space Heating_Natural Gas_HVAC - Duct Repair and Sealing_A_Achievable Economic TRC Potential | F6 | Industrial | Stone, Clay, and Glass | Existing | Space Heating | Natural Gas | HVAC - Duct Repair and Sealing | A | Standalone Impact on Baseline Winter Peak (%) | Achievable Economic TRC Potential | bar: 2019 to 2040
F7_Industrial_Stone, Clay, and Glass_Existing_Space Heating_Natural Gas_HVAC - Duct Repair and Sealing_A_Achievable Economic TRC Potential | F7 | Industrial | Stone, Clay, and Glass | Existing | Space Heating | Natural Gas | HVAC - Duct Repair and Sealing | A | Incremental Energy Savings (MWh or mTherms) | Achievable Economic TRC Potential | 0 | 0 | 0 | 0 | 0 | 0 | 0 | 0 | 0 | 0 | 0 | 0 | 0 | 0 | 0 | 0 | 0 | 0 | 0 | 0 | 0 | 0
F8_Industrial_Stone, Clay, and Glass_Existing_Space Heating_Natural Gas_HVAC - Duct Repair and Sealing_A_Achievable Economic TRC Potential | F8 | Industrial | Stone, Clay, and Glass | Existing | Space Heating | Natural Gas | HVAC - Duct Repair and Sealing | A | Incremental Summer Peak Savings (MW) | Achievable Economic TRC Potential | 0 | 0 | 0 | 0 | 0 | 0 | 0 | 0 | 0 | 0 | 0 | 0 | 0 | 0 | 0 | 0 | 0 | 0 | 0 | 0 | 0 | 0
F9_Industrial_Stone, Clay, and Glass_Existing_Space Heating_Natural Gas_HVAC - Duct Repair and Sealing_A_Achievable Economic TRC Potential | F9 | Industrial | Stone, Clay, and Glass | Existing | Space Heating | Natural Gas | HVAC - Duct Repair and Sealing | A | Incremental Winter Peak Savings (MW) | Achievable Economic TRC Potential | 0 | 0 | 0 | 0 | 0 | 0 | 0 | 0 | 0 | 0 | 0 | 0 | 0 | 0 | 0 | 0 | 0 | 0 | 0 | 0 | 0 | 0
F10_Industrial_Stone, Clay, and Glass_Existing_Space Heating_Natural Gas_HVAC - Duct Repair and Sealing_A_Achievable Economic TRC Potential | F10 | Industrial | Stone, Clay, and Glass | Existing | Space Heating | Natural Gas | HVAC - Duct Repair and Sealing | A | Cumulative Energy Savings (MWh or mTherms) | Achievable Economic TRC Potential | 0 | 0 | 0 | 0 | 0 | 0 | 0 | 0 | 0 | 0 | 0 | 0 | 0 | 0 | 0 | 0 | 0 | 0 | 0 | 0 | 0 | 0
F11_Industrial_Stone, Clay, and Glass_Existing_Space Heating_Natural Gas_HVAC - Duct Repair and Sealing_A_Achievable Economic TRC Potential | F11 | Industrial | Stone, Clay, and Glass | Existing | Space Heating | Natural Gas | HVAC - Duct Repair and Sealing | A | Cumulative Summer Peak Savings (MW) | Achievable Economic TRC Potential | 0 | 0 | 0 | 0 | 0 | 0 | 0 | 0 | 0 | 0 | 0 | 0 | 0 | 0 | 0 | 0 | 0 | 0 | 0 | 0 | 0 | 0
F12_Industrial_Stone, Clay, and Glass_Existing_Space Heating_Natural Gas_HVAC - Duct Repair and Sealing_A_Achievable Economic TRC Potential | F12 | Industrial | Stone, Clay, and Glass | Existing | Space Heating | Natural Gas | HVAC - Duct Repair and Sealing | A | Cumulative Winter Peak Savings (MW) | Achievable Economic TRC Potential | 0 | 0 | 0 | 0 | 0 | 0 | 0 | 0 | 0 | 0 | 0 | 0 | 0 | 0 | 0 | 0 | 0 | 0 | 0 | 0 | 0 | 0
F13_Industrial_Stone, Clay, and Glass_Existing_Space Heating_Natural Gas_HVAC - Duct Repair and Sealing_A_Achievable Economic TRC Potential | F13 | Industrial | Stone, Clay, and Glass | Existing | Space Heating | Natural Gas | HVAC - Duct Repair and Sealing | A | Purchases (Incremental) | Achievable Economic TRC Potential | 0 | 0 | 0 | 0 | 0 | 0 | 0 | 0 | 0 | 0 | 0 | 0 | 0 | 0 | 0 | 0 | 0 | 0 | 0 | 0 | 0 | 0
F14_Industrial_Stone, Clay, and Glass_Existing_Space Heating_Natural Gas_HVAC - Duct Repair and Sealing_A_Achievable Economic TRC Potential | F14 | Industrial | Stone, Clay, and Glass | Existing | Space Heating | Natural Gas | HVAC - Duct Repair and Sealing | A | Purchases (Cumulative) | Achievable Economic TRC Potential | 0 | 0 | 0 | 0 | 0 | 0 | 0 | 0 | 0 | 0 | 0 | 0 | 0 | 0 | 0 | 0 | 0 | 0 | 0 | 0 | 0 | 0
F1_Industrial_Stone, Clay, and Glass_Existing_Space Heating_Natural Gas_Windows - High Efficiency_A_Achievable Economic TRC Potential | F1 | Industrial | Stone, Clay, and Glass | Existing | Space Heating | Natural Gas | Windows - High Efficiency | A | Original Unit Energy Savings (kWh or therms) | Achievable Economic TRC Potential | 0 | 0 | 0.0077675 | 0.0077491 | 0.0077307 | 0.0077125 | 0.0076946 | 0.0076772 | 0.0076604 | 0.0076442 | 0.0076289 | 0.0076144 | 0.0076007 | 0.0075878 | 0.0075757 | 0.0075643 | 0.0075535 | 0.0075434 | 0.0075339 | 0.007525 | 0.0075166 | 0.0075087
F2_Industrial_Stone, Clay, and Glass_Existing_Space Heating_Natural Gas_Windows - High Efficiency_A_Achievable Economic TRC Potential | F2 | Industrial | Stone, Clay, and Glass | Existing | Space Heating | Natural Gas | Windows - High Efficiency | A | Original Unit Summer Peak Savings (kW) | Achievable Economic TRC Potential | 0 | 0 | 0 | 0 | 0 | 0 | 0 | 0 | 0 | 0 | 0 | 0 | 0 | 0 | 0 | 0 | 0 | 0 | 0 | 0 | 0 | 0
F3_Industrial_Stone, Clay, and Glass_Existing_Space Heating_Natural Gas_Windows - High Efficiency_A_Achievable Economic TRC Potential | F3 | Industrial | Stone, Clay, and Glass | Existing | Space Heating | Natural Gas | Windows - High Efficiency | A | Original Unit Winter Peak Savings (kW) | Achievable Economic TRC Potential | 0 | 0 | 0 | 0 | 0 | 0 | 0 | 0 | 0 | 0 | 0 | 0 | 0 | 0 | 0 | 0 | 0 | 0 | 0 | 0 | 0 | 0
F4_Industrial_Stone, Clay, and Glass_Existing_Space Heating_Natural Gas_Windows - High Efficiency_A_Achievable Economic TRC Potential | F4 | Industrial | Stone, Clay, and Glass | Existing | Space Heating | Natural Gas | Windows - High Efficiency | A | Standalone Impact on Baseline Energy (%) | Achievable Economic TRC Potential | bar: 2019 to 2040
F5_Industrial_Stone, Clay, and Glass_Existing_Space Heating_Natural Gas_Windows - High Efficiency_A_Achievable Economic TRC Potential | F5 | Industrial | Stone, Clay, and Glass | Existing | Space Heating | Natural Gas | Windows - High Efficiency | A | Standalone Impact on Baseline Summer Peak (%) | Achievable Economic TRC Potential | bar: 2019 to 2040
F6_Industrial_Stone, Clay, and Glass_Existing_Space Heating_Natural Gas_Windows - High Efficiency_A_Achievable Economic TRC Potential | F6 | Industrial | Stone, Clay, and Glass | Existing | Space Heating | Natural Gas | Windows - High Efficiency | A | Standalone Impact on Baseline Winter Peak (%) | Achievable Economic TRC Potential | bar: 2019 to 2040
F7_Industrial_Stone, Clay, and Glass_Existing_Space Heating_Natural Gas_Windows - High Efficiency_A_Achievable Economic TRC Potential | F7 | Industrial | Stone, Clay, and Glass | Existing | Space Heating | Natural Gas | Windows - High Efficiency | A | Incremental Energy Savings (MWh or mTherms) | Achievable Economic TRC Potential | 0 | 0 | 0 | 0 | 0 | 0 | 0 | 0 | 0 | 0 | 0 | 0 | 0 | 0 | 0 | 0 | 0 | 0 | 0 | 0 | 0 | 0
F8_Industrial_Stone, Clay, and Glass_Existing_Space Heating_Natural Gas_Windows - High Efficiency_A_Achievable Economic TRC Potential | F8 | Industrial | Stone, Clay, and Glass | Existing | Space Heating | Natural Gas | Windows - High Efficiency | A | Incremental Summer Peak Savings (MW) | Achievable Economic TRC Potential | 0 | 0 | 0 | 0 | 0 | 0 | 0 | 0 | 0 | 0 | 0 | 0 | 0 | 0 | 0 | 0 | 0 | 0 | 0 | 0 | 0 | 0
F9_Industrial_Stone, Clay, and Glass_Existing_Space Heating_Natural Gas_Windows - High Efficiency_A_Achievable Economic TRC Potential | F9 | Industrial | Stone, Clay, and Glass | Existing | Space Heating | Natural Gas | Windows - High Efficiency | A | Incremental Winter Peak Savings (MW) | Achievable Economic TRC Potential | 0 | 0 | 0 | 0 | 0 | 0 | 0 | 0 | 0 | 0 | 0 | 0 | 0 | 0 | 0 | 0 | 0 | 0 | 0 | 0 | 0 | 0
F10_Industrial_Stone, Clay, and Glass_Existing_Space Heating_Natural Gas_Windows - High Efficiency_A_Achievable Economic TRC Potential | F10 | Industrial | Stone, Clay, and Glass | Existing | Space Heating | Natural Gas | Windows - High Efficiency | A | Cumulative Energy Savings (MWh or mTherms) | Achievable Economic TRC Potential | 0 | 0 | 0 | 0 | 0 | 0 | 0 | 0 | 0 | 0 | 0 | 0 | 0 | 0 | 0 | 0 | 0 | 0 | 0 | 0 | 0 | 0
F11_Industrial_Stone, Clay, and Glass_Existing_Space Heating_Natural Gas_Windows - High Efficiency_A_Achievable Economic TRC Potential | F11 | Industrial | Stone, Clay, and Glass | Existing | Space Heating | Natural Gas | Windows - High Efficiency | A | Cumulative Summer Peak Savings (MW) | Achievable Economic TRC Potential | 0 | 0 | 0 | 0 | 0 | 0 | 0 | 0 | 0 | 0 | 0 | 0 | 0 | 0 | 0 | 0 | 0 | 0 | 0 | 0 | 0 | 0
F12_Industrial_Stone, Clay, and Glass_Existing_Space Heating_Natural Gas_Windows - High Efficiency_A_Achievable Economic TRC Potential | F12 | Industrial | Stone, Clay, and Glass | Existing | Space Heating | Natural Gas | Windows - High Efficiency | A | Cumulative Winter Peak Savings (MW) | Achievable Economic TRC Potential | 0 | 0 | 0 | 0 | 0 | 0 | 0 | 0 | 0 | 0 | 0 | 0 | 0 | 0 | 0 | 0 | 0 | 0 | 0 | 0 | 0 | 0
F13_Industrial_Stone, Clay, and Glass_Existing_Space Heating_Natural Gas_Windows - High Efficiency_A_Achievable Economic TRC Potential | F13 | Industrial | Stone, Clay, and Glass | Existing | Space Heating | Natural Gas | Windows - High Efficiency | A | Purchases (Incremental) | Achievable Economic TRC Potential | 0 | 0 | 0 | 0 | 0 | 0 | 0 | 0 | 0 | 0 | 0 | 0 | 0 | 0 | 0 | 0 | 0 | 0 | 0 | 0 | 0 | 0
F14_Industrial_Stone, Clay, and Glass_Existing_Space Heating_Natural Gas_Windows - High Efficiency_A_Achievable Economic TRC Potential | F14 | Industrial | Stone, Clay, and Glass | Existing | Space Heating | Natural Gas | Windows - High Efficiency | A | Purchases (Cumulative) | Achievable Economic TRC Potential | 0 | 0 | 0 | 0 | 0 | 0 | 0 | 0 | 0 | 0 | 0 | 0 | 0 | 0 | 0 | 0 | 0 | 0 | 0 | 0 | 0 | 0
F1_Industrial_Stone, Clay, and Glass_Existing_Space Heating_Natural Gas_Gas Boiler - Maintenance_A_Achievable Economic TRC Potential | F1 | Industrial | Stone, Clay, and Glass | Existing | Space Heating | Natural Gas | Gas Boiler - Maintenance | A | Original Unit Energy Savings (kWh or therms) | Achievable Economic TRC Potential | 0 | 0 | 7.104 | 7.0861 | 7.0687 | 7.0516 | 7.035 | 7.0189 | 7.0032 | 6.9881 | 6.9736 | 6.9597 | 6.9463 | 6.9336 | 6.9215 | 6.9101 | 6.8994 | 6.8893 | 6.8799 | 6.8712 | 6.8633 | 6.8561
F2_Industrial_Stone, Clay, and Glass_Existing_Space Heating_Natural Gas_Gas Boiler - Maintenance_A_Achievable Economic TRC Potential | F2 | Industrial | Stone, Clay, and Glass | Existing | Space Heating | Natural Gas | Gas Boiler - Maintenance | A | Original Unit Summer Peak Savings (kW) | Achievable Economic TRC Potential | 0 | 0 | 0 | 0 | 0 | 0 | 0 | 0 | 0 | 0 | 0 | 0 | 0 | 0 | 0 | 0 | 0 | 0 | 0 | 0 | 0 | 0
F3_Industrial_Stone, Clay, and Glass_Existing_Space Heating_Natural Gas_Gas Boiler - Maintenance_A_Achievable Economic TRC Potential | F3 | Industrial | Stone, Clay, and Glass | Existing | Space Heating | Natural Gas | Gas Boiler - Maintenance | A | Original Unit Winter Peak Savings (kW) | Achievable Economic TRC Potential | 0 | 0 | 0 | 0 | 0 | 0 | 0 | 0 | 0 | 0 | 0 | 0 | 0 | 0 | 0 | 0 | 0 | 0 | 0 | 0 | 0 | 0
F4_Industrial_Stone, Clay, and Glass_Existing_Space Heating_Natural Gas_Gas Boiler - Maintenance_A_Achievable Economic TRC Potential | F4 | Industrial | Stone, Clay, and Glass | Existing | Space Heating | Natural Gas | Gas Boiler - Maintenance | A | Standalone Impact on Baseline Energy (%) | Achievable Economic TRC Potential | 0% | 0% | 0.004189% | 0.007197% | 0.009355% | 0.0111% | 0.01268% | 0.0141% | 0.01538% | 0.01652% | 0.01754% | 0.01847% | 0.01931% | 0.02004% | 0.0207% | 0.02131% | 0.02187% | 0.02242% | 0.02295% | 0.02347% | 0.02398% | 0.02448%
F5_Industrial_Stone, Clay, and Glass_Existing_Space Heating_Natural Gas_Gas Boiler - Maintenance_A_Achievable Economic TRC Potential | F5 | Industrial | Stone, Clay, and Glass | Existing | Space Heating | Natural Gas | Gas Boiler - Maintenance | A | Standalone Impact on Baseline Summer Peak (%) | Achievable Economic TRC Potential | bar: 2019 to 2040
F6_Industrial_Stone, Clay, and Glass_Existing_Space Heating_Natural Gas_Gas Boiler - Maintenance_A_Achievable Economic TRC Potential | F6 | Industrial | Stone, Clay, and Glass | Existing | Space Heating | Natural Gas | Gas Boiler - Maintenance | A | Standalone Impact on Baseline Winter Peak (%) | Achievable Economic TRC Potential | bar: 2019 to 2040
F7_Industrial_Stone, Clay, and Glass_Existing_Space Heating_Natural Gas_Gas Boiler - Maintenance_A_Achievable Economic TRC Potential | F7 | Industrial | Stone, Clay, and Glass | Existing | Space Heating | Natural Gas | Gas Boiler - Maintenance | A | Incremental Energy Savings (MWh or mTherms) | Achievable Economic TRC Potential | 0 | 0 | 0.0041068 | 0.0028218 | 0.001915 | 0.0014622 | 0.001256 | 0.0010657 | 0.00089523 | 0.00074586 | 0.00061715 | 0.00050767 | 0.00041551 | 0.00031744 | 0.00024254 | 0.00018532 | 0.00014162 | 0.00012761 | 9.8013e-05 | 8.2841e-05 | 6.8202e-05 | 5.408e-05
F8_Industrial_Stone, Clay, and Glass_Existing_Space Heating_Natural Gas_Gas Boiler - Maintenance_A_Achievable Economic TRC Potential | F8 | Industrial | Stone, Clay, and Glass | Existing | Space Heating | Natural Gas | Gas Boiler - Maintenance | A | Incremental Summer Peak Savings (MW) | Achievable Economic TRC Potential | 0 | 0 | 0 | 0 | 0 | 0 | 0 | 0 | 0 | 0 | 0 | 0 | 0 | 0 | 0 | 0 | 0 | 0 | 0 | 0 | 0 | 0
F9_Industrial_Stone, Clay, and Glass_Existing_Space Heating_Natural Gas_Gas Boiler - Maintenance_A_Achievable Economic TRC Potential | F9 | Industrial | Stone, Clay, and Glass | Existing | Space Heating | Natural Gas | Gas Boiler - Maintenance | A | Incremental Winter Peak Savings (MW) | Achievable Economic TRC Potential | 0 | 0 | 0 | 0 | 0 | 0 | 0 | 0 | 0 | 0 | 0 | 0 | 0 | 0 | 0 | 0 | 0 | 0 | 0 | 0 | 0 | 0
F10_Industrial_Stone, Clay, and Glass_Existing_Space Heating_Natural Gas_Gas Boiler - Maintenance_A_Achievable Economic TRC Potential | F10 | Industrial | Stone, Clay, and Glass | Existing | Space Heating | Natural Gas | Gas Boiler - Maintenance | A | Cumulative Energy Savings (MWh or mTherms) | Achievable Economic TRC Potential | 0 | 0 | 0.0041068 | 0.0069183 | 0.0088163 | 0.010257 | 0.011489 | 0.012528 | 0.013396 | 0.014113 | 0.014701 | 0.015179 | 0.015565 | 0.015854 | 0.016069 | 0.016228 | 0.016344 | 0.016448 | 0.016524 | 0.016586 | 0.016635 | 0.016671
F11_Industrial_Stone, Clay, and Glass_Existing_Space Heating_Natural Gas_Gas Boiler - Maintenance_A_Achievable Economic TRC Potential | F11 | Industrial | Stone, Clay, and Glass | Existing | Space Heating | Natural Gas | Gas Boiler - Maintenance | A | Cumulative Summer Peak Savings (MW) | Achievable Economic TRC Potential | 0 | 0 | 0 | 0 | 0 | 0 | 0 | 0 | 0 | 0 | 0 | 0 | 0 | 0 | 0 | 0 | 0 | 0 | 0 | 0 | 0 | 0
F12_Industrial_Stone, Clay, and Glass_Existing_Space Heating_Natural Gas_Gas Boiler - Maintenance_A_Achievable Economic TRC Potential | F12 | Industrial | Stone, Clay, and Glass | Existing | Space Heating | Natural Gas | Gas Boiler - Maintenance | A | Cumulative Winter Peak Savings (MW) | Achievable Economic TRC Potential | 0 | 0 | 0 | 0 | 0 | 0 | 0 | 0 | 0 | 0 | 0 | 0 | 0 | 0 | 0 | 0 | 0 | 0 | 0 | 0 | 0 | 0
F13_Industrial_Stone, Clay, and Glass_Existing_Space Heating_Natural Gas_Gas Boiler - Maintenance_A_Achievable Economic TRC Potential | F13 | Industrial | Stone, Clay, and Glass | Existing | Space Heating | Natural Gas | Gas Boiler - Maintenance | A | Purchases (Incremental) | Achievable Economic TRC Potential | 0 | 0 | 0.5781 | 0.39822 | 0.27092 | 0.20735 | 0.17854 | 0.15183 | 0.12783 | 0.10673 | 0.088498 | 0.072944 | 0.059817 | 0.045783 | 0.035041 | 0.026819 | 0.020527 | 0.018523 | 0.014246 | 0.012056 | 0.0099372 | 0.0078879
F14_Industrial_Stone, Clay, and Glass_Existing_Space Heating_Natural Gas_Gas Boiler - Maintenance_A_Achievable Economic TRC Potential | F14 | Industrial | Stone, Clay, and Glass | Existing | Space Heating | Natural Gas | Gas Boiler - Maintenance | A | Purchases (Cumulative) | Achievable Economic TRC Potential | 0 | 0 | 0.5781 | 0.97632 | 1.2472 | 1.4546 | 1.6331 | 1.785 | 1.9128 | 2.0195 | 2.108 | 2.181 | 2.2408 | 2.2866 | 2.3216 | 2.3484 | 2.369 | 2.3875 | 2.4017 | 2.4138 | 2.4237 | 2.4316
F1_Industrial_Stone, Clay, and Glass_Existing_Process_Natural Gas_Gas Boiler - Maintenance_A_Achievable Economic TRC Potential | F1 | Industrial | Stone, Clay, and Glass | Existing | Process | Natural Gas | Gas Boiler - Maintenance | A | Original Unit Energy Savings (kWh or therms) | Achievable Economic TRC Potential | 0 | 0 | 4.2096 | 4.2096 | 4.2096 | 4.2096 | 4.2096 | 4.2096 | 4.2096 | 4.2096 | 4.2096 | 4.2096 | 4.2096 | 4.2096 | 4.2096 | 4.2096 | 4.2096 | 4.2096 | 4.2096 | 4.2096 | 4.2096 | 4.2096
F2_Industrial_Stone, Clay, and Glass_Existing_Process_Natural Gas_Gas Boiler - Maintenance_A_Achievable Economic TRC Potential | F2 | Industrial | Stone, Clay, and Glass | Existing | Process | Natural Gas | Gas Boiler - Maintenance | A | Original Unit Summer Peak Savings (kW) | Achievable Economic TRC Potential | 0 | 0 | 0 | 0 | 0 | 0 | 0 | 0 | 0 | 0 | 0 | 0 | 0 | 0 | 0 | 0 | 0 | 0 | 0 | 0 | 0 | 0
F3_Industrial_Stone, Clay, and Glass_Existing_Process_Natural Gas_Gas Boiler - Maintenance_A_Achievable Economic TRC Potential | F3 | Industrial | Stone, Clay, and Glass | Existing | Process | Natural Gas | Gas Boiler - Maintenance | A | Original Unit Winter Peak Savings (kW) | Achievable Economic TRC Potential | 0 | 0 | 0 | 0 | 0 | 0 | 0 | 0 | 0 | 0 | 0 | 0 | 0 | 0 | 0 | 0 | 0 | 0 | 0 | 0 | 0 | 0
F4_Industrial_Stone, Clay, and Glass_Existing_Process_Natural Gas_Gas Boiler - Maintenance_A_Achievable Economic TRC Potential | F4 | Industrial | Stone, Clay, and Glass | Existing | Process | Natural Gas | Gas Boiler - Maintenance | A | Standalone Impact on Baseline Energy (%) | Achievable Economic TRC Potential | 0% | 0% | 0.001406% | 0.002415% | 0.00314% | 0.003726% | 0.004257% | 0.004734% | 0.005162% | 0.005546% | 0.00589% | 0.006201% | 0.006483% | 0.006732% | 0.006955% | 0.007158% | 0.007348% | 0.007535% | 0.007713% | 0.007888% | 0.008059% | 0.008227%
F5_Industrial_Stone, Clay, and Glass_Existing_Process_Natural Gas_Gas Boiler - Maintenance_A_Achievable Economic TRC Potential | F5 | Industrial | Stone, Clay, and Glass | Existing | Process | Natural Gas | Gas Boiler - Maintenance | A | Standalone Impact on Baseline Summer Peak (%) | Achievable Economic TRC Potential | bar: 2019 to 2040
F6_Industrial_Stone, Clay, and Glass_Existing_Process_Natural Gas_Gas Boiler - Maintenance_A_Achievable Economic TRC Potential | F6 | Industrial | Stone, Clay, and Glass | Existing | Process | Natural Gas | Gas Boiler - Maintenance | A | Standalone Impact on Baseline Winter Peak (%) | Achievable Economic TRC Potential | bar: 2019 to 2040
F7_Industrial_Stone, Clay, and Glass_Existing_Process_Natural Gas_Gas Boiler - Maintenance_A_Achievable Economic TRC Potential | F7 | Industrial | Stone, Clay, and Glass | Existing | Process | Natural Gas | Gas Boiler - Maintenance | A | Incremental Energy Savings (MWh or mTherms) | Achievable Economic TRC Potential | 0 | 0 | 0.026981 | 0.018586 | 0.012644 | 0.0096777 | 0.0083329 | 0.0070864 | 0.0059661 | 0.0049814 | 0.0041304 | 0.0034045 | 0.0027918 | 0.0021368 | 0.0016354 | 0.0012517 | 0.00095803 | 0.0008645 | 0.0006649 | 0.00056268 | 0.00046379 | 0.00036814
F8_Industrial_Stone, Clay, and Glass_Existing_Process_Natural Gas_Gas Boiler - Maintenance_A_Achievable Economic TRC Potential | F8 | Industrial | Stone, Clay, and Glass | Existing | Process | Natural Gas | Gas Boiler - Maintenance | A | Incremental Summer Peak Savings (MW) | Achievable Economic TRC Potential | 0 | 0 | 0 | 0 | 0 | 0 | 0 | 0 | 0 | 0 | 0 | 0 | 0 | 0 | 0 | 0 | 0 | 0 | 0 | 0 | 0 | 0
F9_Industrial_Stone, Clay, and Glass_Existing_Process_Natural Gas_Gas Boiler - Maintenance_A_Achievable Economic TRC Potential | F9 | Industrial | Stone, Clay, and Glass | Existing | Process | Natural Gas | Gas Boiler - Maintenance | A | Incremental Winter Peak Savings (MW) | Achievable Economic TRC Potential | 0 | 0 | 0 | 0 | 0 | 0 | 0 | 0 | 0 | 0 | 0 | 0 | 0 | 0 | 0 | 0 | 0 | 0 | 0 | 0 | 0 | 0
F10_Industrial_Stone, Clay, and Glass_Existing_Process_Natural Gas_Gas Boiler - Maintenance_A_Achievable Economic TRC Potential | F10 | Industrial | Stone, Clay, and Glass | Existing | Process | Natural Gas | Gas Boiler - Maintenance | A | Cumulative Energy Savings (MWh or mTherms) | Achievable Economic TRC Potential | 0 | 0 | 0.026981 | 0.045567 | 0.058211 | 0.067889 | 0.076222 | 0.083308 | 0.089274 | 0.094256 | 0.098386 | 0.10179 | 0.10458 | 0.10672 | 0.10835 | 0.10961 | 0.11056 | 0.11143 | 0.11209 | 0.11266 | 0.11312 | 0.11349
F11_Industrial_Stone, Clay, and Glass_Existing_Process_Natural Gas_Gas Boiler - Maintenance_A_Achievable Economic TRC Potential | F11 | Industrial | Stone, Clay, and Glass | Existing | Process | Natural Gas | Gas Boiler - Maintenance | A | Cumulative Summer Peak Savings (MW) | Achievable Economic TRC Potential | 0 | 0 | 0 | 0 | 0 | 0 | 0 | 0 | 0 | 0 | 0 | 0 | 0 | 0 | 0 | 0 | 0 | 0 | 0 | 0 | 0 | 0
F12_Industrial_Stone, Clay, and Glass_Existing_Process_Natural Gas_Gas Boiler - Maintenance_A_Achievable Economic TRC Potential | F12 | Industrial | Stone, Clay, and Glass | Existing | Process | Natural Gas | Gas Boiler - Maintenance | A | Cumulative Winter Peak Savings (MW) | Achievable Economic TRC Potential | 0 | 0 | 0 | 0 | 0 | 0 | 0 | 0 | 0 | 0 | 0 | 0 | 0 | 0 | 0 | 0 | 0 | 0 | 0 | 0 | 0 | 0
F13_Industrial_Stone, Clay, and Glass_Existing_Process_Natural Gas_Gas Boiler - Maintenance_A_Achievable Economic TRC Potential | F13 | Industrial | Stone, Clay, and Glass | Existing | Process | Natural Gas | Gas Boiler - Maintenance | A | Purchases (Incremental) | Achievable Economic TRC Potential | 0 | 0 | 6.4094 | 4.415 | 3.0037 | 2.2989 | 1.9795 | 1.6834 | 1.4173 | 1.1833 | 0.98118 | 0.80874 | 0.6632 | 0.50759 | 0.3885 | 0.29735 | 0.22758 | 0.20536 | 0.15795 | 0.13367 | 0.11017 | 0.087453
F14_Industrial_Stone, Clay, and Glass_Existing_Process_Natural Gas_Gas Boiler - Maintenance_A_Achievable Economic TRC Potential | F14 | Industrial | Stone, Clay, and Glass | Existing | Process | Natural Gas | Gas Boiler - Maintenance | A | Purchases (Cumulative) | Achievable Economic TRC Potential | 0 | 0 | 6.4094 | 10.8245 | 13.8282 | 16.1271 | 18.1066 | 19.79 | 21.2073 | 22.3906 | 23.3718 | 24.1805 | 24.8437 | 25.3513 | 25.7398 | 26.0372 | 26.2647 | 26.4701 | 26.6281 | 26.7617 | 26.8719 | 26.9594
F1_Industrial_Stone, Clay, and Glass_Existing_Space Heating_Natural Gas_Gas Furnace - Maintenance_A_Achievable Economic TRC Potential | F1 | Industrial | Stone, Clay, and Glass | Existing | Space Heating | Natural Gas | Gas Furnace - Maintenance | A | Original Unit Energy Savings (kWh or therms) | Achievable Economic TRC Potential | 0 | 0 | 0.0093975 | 0.0093456 | 0.0092937 | 0.0092423 | 0.0091918 | 0.0091426 | 0.0090951 | 0.0090495 | 0.0090061 | 0.0089653 | 0.0089269 | 0.0088907 | 0.0088567 | 0.0088247 | 0.0087946 | 0.0087662 | 0.0087395 | 0.0087144 | 0.0086907 | 0.0086685
F2_Industrial_Stone, Clay, and Glass_Existing_Space Heating_Natural Gas_Gas Furnace - Maintenance_A_Achievable Economic TRC Potential | F2 | Industrial | Stone, Clay, and Glass | Existing | Space Heating | Natural Gas | Gas Furnace - Maintenance | A | Original Unit Summer Peak Savings (kW) | Achievable Economic TRC Potential | 0 | 0 | 0 | 0 | 0 | 0 | 0 | 0 | 0 | 0 | 0 | 0 | 0 | 0 | 0 | 0 | 0 | 0 | 0 | 0 | 0 | 0
F3_Industrial_Stone, Clay, and Glass_Existing_Space Heating_Natural Gas_Gas Furnace - Maintenance_A_Achievable Economic TRC Potential | F3 | Industrial | Stone, Clay, and Glass | Existing | Space Heating | Natural Gas | Gas Furnace - Maintenance | A | Original Unit Winter Peak Savings (kW) | Achievable Economic TRC Potential | 0 | 0 | 0 | 0 | 0 | 0 | 0 | 0 | 0 | 0 | 0 | 0 | 0 | 0 | 0 | 0 | 0 | 0 | 0 | 0 | 0 | 0
F4_Industrial_Stone, Clay, and Glass_Existing_Space Heating_Natural Gas_Gas Furnace - Maintenance_A_Achievable Economic TRC Potential | F4 | Industrial | Stone, Clay, and Glass | Existing | Space Heating | Natural Gas | Gas Furnace - Maintenance | A | Standalone Impact on Baseline Energy (%) | Achievable Economic TRC Potential | bar: 2019 to 2040
F5_Industrial_Stone, Clay, and Glass_Existing_Space Heating_Natural Gas_Gas Furnace - Maintenance_A_Achievable Economic TRC Potential | F5 | Industrial | Stone, Clay, and Glass | Existing | Space Heating | Natural Gas | Gas Furnace - Maintenance | A | Standalone Impact on Baseline Summer Peak (%) | Achievable Economic TRC Potential | bar: 2019 to 2040
F6_Industrial_Stone, Clay, and Glass_Existing_Space Heating_Natural Gas_Gas Furnace - Maintenance_A_Achievable Economic TRC Potential | F6 | Industrial | Stone, Clay, and Glass | Existing | Space Heating | Natural Gas | Gas Furnace - Maintenance | A | Standalone Impact on Baseline Winter Peak (%) | Achievable Economic TRC Potential | bar: 2019 to 2040
F7_Industrial_Stone, Clay, and Glass_Existing_Space Heating_Natural Gas_Gas Furnace - Maintenance_A_Achievable Economic TRC Potential | F7 | Industrial | Stone, Clay, and Glass | Existing | Space Heating | Natural Gas | Gas Furnace - Maintenance | A | Incremental Energy Savings (MWh or mTherms) | Achievable Economic TRC Potential | 0 | 0 | 0 | 0 | 0 | 0 | 0 | 0 | 0 | 0 | 0 | 0 | 0 | 0 | 0 | 0 | 0 | 0 | 0 | 0 | 0 | 0
F8_Industrial_Stone, Clay, and Glass_Existing_Space Heating_Natural Gas_Gas Furnace - Maintenance_A_Achievable Economic TRC Potential | F8 | Industrial | Stone, Clay, and Glass | Existing | Space Heating | Natural Gas | Gas Furnace - Maintenance | A | Incremental Summer Peak Savings (MW) | Achievable Economic TRC Potential | 0 | 0 | 0 | 0 | 0 | 0 | 0 | 0 | 0 | 0 | 0 | 0 | 0 | 0 | 0 | 0 | 0 | 0 | 0 | 0 | 0 | 0
F9_Industrial_Stone, Clay, and Glass_Existing_Space Heating_Natural Gas_Gas Furnace - Maintenance_A_Achievable Economic TRC Potential | F9 | Industrial | Stone, Clay, and Glass | Existing | Space Heating | Natural Gas | Gas Furnace - Maintenance | A | Incremental Winter Peak Savings (MW) | Achievable Economic TRC Potential | 0 | 0 | 0 | 0 | 0 | 0 | 0 | 0 | 0 | 0 | 0 | 0 | 0 | 0 | 0 | 0 | 0 | 0 | 0 | 0 | 0 | 0
F10_Industrial_Stone, Clay, and Glass_Existing_Space Heating_Natural Gas_Gas Furnace - Maintenance_A_Achievable Economic TRC Potential | F10 | Industrial | Stone, Clay, and Glass | Existing | Space Heating | Natural Gas | Gas Furnace - Maintenance | A | Cumulative Energy Savings (MWh or mTherms) | Achievable Economic TRC Potential | 0 | 0 | 0 | 0 | 0 | 0 | 0 | 0 | 0 | 0 | 0 | 0 | 0 | 0 | 0 | 0 | 0 | 0 | 0 | 0 | 0 | 0
F11_Industrial_Stone, Clay, and Glass_Existing_Space Heating_Natural Gas_Gas Furnace - Maintenance_A_Achievable Economic TRC Potential | F11 | Industrial | Stone, Clay, and Glass | Existing | Space Heating | Natural Gas | Gas Furnace - Maintenance | A | Cumulative Summer Peak Savings (MW) | Achievable Economic TRC Potential | 0 | 0 | 0 | 0 | 0 | 0 | 0 | 0 | 0 | 0 | 0 | 0 | 0 | 0 | 0 | 0 | 0 | 0 | 0 | 0 | 0 | 0
F12_Industrial_Stone, Clay, and Glass_Existing_Space Heating_Natural Gas_Gas Furnace - Maintenance_A_Achievable Economic TRC Potential | F12 | Industrial | Stone, Clay, and Glass | Existing | Space Heating | Natural Gas | Gas Furnace - Maintenance | A | Cumulative Winter Peak Savings (MW) | Achievable Economic TRC Potential | 0 | 0 | 0 | 0 | 0 | 0 | 0 | 0 | 0 | 0 | 0 | 0 | 0 | 0 | 0 | 0 | 0 | 0 | 0 | 0 | 0 | 0
F13_Industrial_Stone, Clay, and Glass_Existing_Space Heating_Natural Gas_Gas Furnace - Maintenance_A_Achievable Economic TRC Potential | F13 | Industrial | Stone, Clay, and Glass | Existing | Space Heating | Natural Gas | Gas Furnace - Maintenance | A | Purchases (Incremental) | Achievable Economic TRC Potential | 0 | 0 | 0 | 0 | 0 | 0 | 0 | 0 | 0 | 0 | 0 | 0 | 0 | 0 | 0 | 0 | 0 | 0 | 0 | 0 | 0 | 0
F14_Industrial_Stone, Clay, and Glass_Existing_Space Heating_Natural Gas_Gas Furnace - Maintenance_A_Achievable Economic TRC Potential | F14 | Industrial | Stone, Clay, and Glass | Existing | Space Heating | Natural Gas | Gas Furnace - Maintenance | A | Purchases (Cumulative) | Achievable Economic TRC Potential | 0 | 0 | 0 | 0 | 0 | 0 | 0 | 0 | 0 | 0 | 0 | 0 | 0 | 0 | 0 | 0 | 0 | 0 | 0 | 0 | 0 | 0
F1_Industrial_Stone, Clay, and Glass_Existing_Space Heating_Natural Gas_Gas Boiler - Hot Water Reset_A_Achievable Economic TRC Potential | F1 | Industrial | Stone, Clay, and Glass | Existing | Space Heating | Natural Gas | Gas Boiler - Hot Water Reset | A | Original Unit Energy Savings (kWh or therms) | Achievable Economic TRC Potential | 0 | 0 | 25.8326 | 25.7677 | 25.7042 | 25.6422 | 25.5818 | 25.5231 | 25.4663 | 25.4114 | 25.3586 | 25.3079 | 25.2594 | 25.2131 | 25.1692 | 25.1277 | 25.0886 | 25.052 | 25.0179 | 24.9863 | 24.9574 | 24.9311
F2_Industrial_Stone, Clay, and Glass_Existing_Space Heating_Natural Gas_Gas Boiler - Hot Water Reset_A_Achievable Economic TRC Potential | F2 | Industrial | Stone, Clay, and Glass | Existing | Space Heating | Natural Gas | Gas Boiler - Hot Water Reset | A | Original Unit Summer Peak Savings (kW) | Achievable Economic TRC Potential | 0 | 0 | 0 | 0 | 0 | 0 | 0 | 0 | 0 | 0 | 0 | 0 | 0 | 0 | 0 | 0 | 0 | 0 | 0 | 0 | 0 | 0
F3_Industrial_Stone, Clay, and Glass_Existing_Space Heating_Natural Gas_Gas Boiler - Hot Water Reset_A_Achievable Economic TRC Potential | F3 | Industrial | Stone, Clay, and Glass | Existing | Space Heating | Natural Gas | Gas Boiler - Hot Water Reset | A | Original Unit Winter Peak Savings (kW) | Achievable Economic TRC Potential | 0 | 0 | 0 | 0 | 0 | 0 | 0 | 0 | 0 | 0 | 0 | 0 | 0 | 0 | 0 | 0 | 0 | 0 | 0 | 0 | 0 | 0
F4_Industrial_Stone, Clay, and Glass_Existing_Space Heating_Natural Gas_Gas Boiler - Hot Water Reset_A_Achievable Economic TRC Potential | F4 | Industrial | Stone, Clay, and Glass | Existing | Space Heating | Natural Gas | Gas Boiler - Hot Water Reset | A | Standalone Impact on Baseline Energy (%) | Achievable Economic TRC Potential | 0% | 0% | 0.007402% | 0.01662% | 0.02803% | 0.04143% | 0.05687% | 0.07508% | 0.09527% | 0.1162% | 0.1364% | 0.1544% | 0.1692% | 0.1801% | 0.1879% | 0.1934% | 0.1977% | 0.2015% | 0.2052% | 0.2088% | 0.2124% | 0.2161%
F5_Industrial_Stone, Clay, and Glass_Existing_Space Heating_Natural Gas_Gas Boiler - Hot Water Reset_A_Achievable Economic TRC Potential | F5 | Industrial | Stone, Clay, and Glass | Existing | Space Heating | Natural Gas | Gas Boiler - Hot Water Reset | A | Standalone Impact on Baseline Summer Peak (%) | Achievable Economic TRC Potential | bar: 2019 to 2040
F6_Industrial_Stone, Clay, and Glass_Existing_Space Heating_Natural Gas_Gas Boiler - Hot Water Reset_A_Achievable Economic TRC Potential | F6 | Industrial | Stone, Clay, and Glass | Existing | Space Heating | Natural Gas | Gas Boiler - Hot Water Reset | A | Standalone Impact on Baseline Winter Peak (%) | Achievable Economic TRC Potential | bar: 2019 to 2040
F7_Industrial_Stone, Clay, and Glass_Existing_Space Heating_Natural Gas_Gas Boiler - Hot Water Reset_A_Achievable Economic TRC Potential | F7 | Industrial | Stone, Clay, and Glass | Existing | Space Heating | Natural Gas | Gas Boiler - Hot Water Reset | A | Incremental Energy Savings (MWh or mTherms) | Achievable Economic TRC Potential | 0 | 0 | 0.0072576 | 0.0087356 | 0.01048 | 0.011927 | 0.013338 | 0.015289 | 0.016447 | 0.016476 | 0.015228 | 0.012838 | 0.0097446 | 0.0063264 | 0.0036038 | 0.0017024 | 0.00070673 | 0.00025219 | 7.731e-05 | 1.6539e-05 | 2.6685e-06 | 3.1446e-07
F8_Industrial_Stone, Clay, and Glass_Existing_Space Heating_Natural Gas_Gas Boiler - Hot Water Reset_A_Achievable Economic TRC Potential | F8 | Industrial | Stone, Clay, and Glass | Existing | Space Heating | Natural Gas | Gas Boiler - Hot Water Reset | A | Incremental Summer Peak Savings (MW) | Achievable Economic TRC Potential | 0 | 0 | 0 | 0 | 0 | 0 | 0 | 0 | 0 | 0 | 0 | 0 | 0 | 0 | 0 | 0 | 0 | 0 | 0 | 0 | 0 | 0
F9_Industrial_Stone, Clay, and Glass_Existing_Space Heating_Natural Gas_Gas Boiler - Hot Water Reset_A_Achievable Economic TRC Potential | F9 | Industrial | Stone, Clay, and Glass | Existing | Space Heating | Natural Gas | Gas Boiler - Hot Water Reset | A | Incremental Winter Peak Savings (MW) | Achievable Economic TRC Potential | 0 | 0 | 0 | 0 | 0 | 0 | 0 | 0 | 0 | 0 | 0 | 0 | 0 | 0 | 0 | 0 | 0 | 0 | 0 | 0 | 0 | 0
F10_Industrial_Stone, Clay, and Glass_Existing_Space Heating_Natural Gas_Gas Boiler - Hot Water Reset_A_Achievable Economic TRC Potential | F10 | Industrial | Stone, Clay, and Glass | Existing | Space Heating | Natural Gas | Gas Boiler - Hot Water Reset | A | Cumulative Energy Savings (MWh or mTherms) | Achievable Economic TRC Potential | 0 | 0 | 0.0072576 | 0.015975 | 0.026415 | 0.038278 | 0.051526 | 0.066697 | 0.082995 | 0.099293 | 0.11431 | 0.12692 | 0.13642 | 0.1425 | 0.14586 | 0.14732 | 0.1478 | 0.14783 | 0.14771 | 0.14754 | 0.14737 | 0.14722
F11_Industrial_Stone, Clay, and Glass_Existing_Space Heating_Natural Gas_Gas Boiler - Hot Water Reset_A_Achievable Economic TRC Potential | F11 | Industrial | Stone, Clay, and Glass | Existing | Space Heating | Natural Gas | Gas Boiler - Hot Water Reset | A | Cumulative Summer Peak Savings (MW) | Achievable Economic TRC Potential | 0 | 0 | 0 | 0 | 0 | 0 | 0 | 0 | 0 | 0 | 0 | 0 | 0 | 0 | 0 | 0 | 0 | 0 | 0 | 0 | 0 | 0
F12_Industrial_Stone, Clay, and Glass_Existing_Space Heating_Natural Gas_Gas Boiler - Hot Water Reset_A_Achievable Economic TRC Potential | F12 | Industrial | Stone, Clay, and Glass | Existing | Space Heating | Natural Gas | Gas Boiler - Hot Water Reset | A | Cumulative Winter Peak Savings (MW) | Achievable Economic TRC Potential | 0 | 0 | 0 | 0 | 0 | 0 | 0 | 0 | 0 | 0 | 0 | 0 | 0 | 0 | 0 | 0 | 0 | 0 | 0 | 0 | 0 | 0
F13_Industrial_Stone, Clay, and Glass_Existing_Space Heating_Natural Gas_Gas Boiler - Hot Water Reset_A_Achievable Economic TRC Potential | F13 | Industrial | Stone, Clay, and Glass | Existing | Space Heating | Natural Gas | Gas Boiler - Hot Water Reset | A | Purchases (Incremental) | Achievable Economic TRC Potential | 0 | 0 | 0.28095 | 0.33901 | 0.4077 | 0.46512 | 0.52138 | 0.59904 | 0.64583 | 0.64838 | 0.60049 | 0.50727 | 0.38578 | 0.25092 | 0.14318 | 0.06775 | 0.028169 | 0.010067 | 0.0030902 | 0.00066191 | 0.00010692 | 1.2613e-05
F14_Industrial_Stone, Clay, and Glass_Existing_Space Heating_Natural Gas_Gas Boiler - Hot Water Reset_A_Achievable Economic TRC Potential | F14 | Industrial | Stone, Clay, and Glass | Existing | Space Heating | Natural Gas | Gas Boiler - Hot Water Reset | A | Purchases (Cumulative) | Achievable Economic TRC Potential | 0 | 0 | 0.28095 | 0.61996 | 1.0277 | 1.4928 | 2.0142 | 2.6132 | 3.259 | 3.9074 | 4.5079 | 5.0152 | 5.401 | 5.6519 | 5.795 | 5.8628 | 5.891 | 5.901 | 5.9041 | 5.9048 | 5.9049 | 5.9049
F1_Industrial_Stone, Clay, and Glass_Existing_Process_Natural Gas_Gas Boiler - Hot Water Reset_A_Achievable Economic TRC Potential | F1 | Industrial | Stone, Clay, and Glass | Existing | Process | Natural Gas | Gas Boiler - Hot Water Reset | A | Original Unit Energy Savings (kWh or therms) | Achievable Economic TRC Potential | 0 | 0 | 7.6538 | 7.6538 | 7.6538 | 7.6538 | 7.6538 | 7.6538 | 7.6538 | 7.6538 | 7.6538 | 7.6538 | 7.6538 | 7.6538 | 7.6538 | 7.6538 | 7.6538 | 7.6538 | 7.6538 | 7.6538 | 7.6538 | 7.6538
F2_Industrial_Stone, Clay, and Glass_Existing_Process_Natural Gas_Gas Boiler - Hot Water Reset_A_Achievable Economic TRC Potential | F2 | Industrial | Stone, Clay, and Glass | Existing | Process | Natural Gas | Gas Boiler - Hot Water Reset | A | Original Unit Summer Peak Savings (kW) | Achievable Economic TRC Potential | 0 | 0 | 0 | 0 | 0 | 0 | 0 | 0 | 0 | 0 | 0 | 0 | 0 | 0 | 0 | 0 | 0 | 0 | 0 | 0 | 0 | 0
F3_Industrial_Stone, Clay, and Glass_Existing_Process_Natural Gas_Gas Boiler - Hot Water Reset_A_Achievable Economic TRC Potential | F3 | Industrial | Stone, Clay, and Glass | Existing | Process | Natural Gas | Gas Boiler - Hot Water Reset | A | Original Unit Winter Peak Savings (kW) | Achievable Economic TRC Potential | 0 | 0 | 0 | 0 | 0 | 0 | 0 | 0 | 0 | 0 | 0 | 0 | 0 | 0 | 0 | 0 | 0 | 0 | 0 | 0 | 0 | 0
F4_Industrial_Stone, Clay, and Glass_Existing_Process_Natural Gas_Gas Boiler - Hot Water Reset_A_Achievable Economic TRC Potential | F4 | Industrial | Stone, Clay, and Glass | Existing | Process | Natural Gas | Gas Boiler - Hot Water Reset | A | Standalone Impact on Baseline Energy (%) | Achievable Economic TRC Potential | 0% | 0% | 0.001242% | 0.002789% | 0.004704% | 0.006952% | 0.009545% | 0.0126% | 0.01599% | 0.01951% | 0.0229% | 0.02593% | 0.02841% | 0.03025% | 0.03156% | 0.03249% | 0.03322% | 0.03386% | 0.03447% | 0.03508% | 0.0357% | 0.03633%
F5_Industrial_Stone, Clay, and Glass_Existing_Process_Natural Gas_Gas Boiler - Hot Water Reset_A_Achievable Economic TRC Potential | F5 | Industrial | Stone, Clay, and Glass | Existing | Process | Natural Gas | Gas Boiler - Hot Water Reset | A | Standalone Impact on Baseline Summer Peak (%) | Achievable Economic TRC Potential | bar: 2019 to 2040
F6_Industrial_Stone, Clay, and Glass_Existing_Process_Natural Gas_Gas Boiler - Hot Water Reset_A_Achievable Economic TRC Potential | F6 | Industrial | Stone, Clay, and Glass | Existing | Process | Natural Gas | Gas Boiler - Hot Water Reset | A | Standalone Impact on Baseline Winter Peak (%) | Achievable Economic TRC Potential | bar: 2019 to 2040
F7_Industrial_Stone, Clay, and Glass_Existing_Process_Natural Gas_Gas Boiler - Hot Water Reset_A_Achievable Economic TRC Potential | F7 | Industrial | Stone, Clay, and Glass | Existing | Process | Natural Gas | Gas Boiler - Hot Water Reset | A | Incremental Energy Savings (MWh or mTherms) | Achievable Economic TRC Potential | 0 | 0 | 0.023841 | 0.028768 | 0.034597 | 0.039469 | 0.044243 | 0.050834 | 0.054804 | 0.055021 | 0.050957 | 0.043046 | 0.032737 | 0.021292 | 0.01215 | 0.0057492 | 0.0023904 | 0.00085425 | 0.00026223 | 5.6169e-05 | 9.0734e-06 | 1.0703e-06
F8_Industrial_Stone, Clay, and Glass_Existing_Process_Natural Gas_Gas Boiler - Hot Water Reset_A_Achievable Economic TRC Potential | F8 | Industrial | Stone, Clay, and Glass | Existing | Process | Natural Gas | Gas Boiler - Hot Water Reset | A | Incremental Summer Peak Savings (MW) | Achievable Economic TRC Potential | 0 | 0 | 0 | 0 | 0 | 0 | 0 | 0 | 0 | 0 | 0 | 0 | 0 | 0 | 0 | 0 | 0 | 0 | 0 | 0 | 0 | 0
F9_Industrial_Stone, Clay, and Glass_Existing_Process_Natural Gas_Gas Boiler - Hot Water Reset_A_Achievable Economic TRC Potential | F9 | Industrial | Stone, Clay, and Glass | Existing | Process | Natural Gas | Gas Boiler - Hot Water Reset | A | Incremental Winter Peak Savings (MW) | Achievable Economic TRC Potential | 0 | 0 | 0 | 0 | 0 | 0 | 0 | 0 | 0 | 0 | 0 | 0 | 0 | 0 | 0 | 0 | 0 | 0 | 0 | 0 | 0 | 0
F10_Industrial_Stone, Clay, and Glass_Existing_Process_Natural Gas_Gas Boiler - Hot Water Reset_A_Achievable Economic TRC Potential | F10 | Industrial | Stone, Clay, and Glass | Existing | Process | Natural Gas | Gas Boiler - Hot Water Reset | A | Cumulative Energy Savings (MWh or mTherms) | Achievable Economic TRC Potential | 0 | 0 | 0.023841 | 0.052609 | 0.087206 | 0.12667 | 0.17092 | 0.22175 | 0.27656 | 0.33158 | 0.38253 | 0.42558 | 0.45832 | 0.47961 | 0.49176 | 0.49751 | 0.4999 | 0.50075 | 0.50101 | 0.50107 | 0.50108 | 0.50108
F11_Industrial_Stone, Clay, and Glass_Existing_Process_Natural Gas_Gas Boiler - Hot Water Reset_A_Achievable Economic TRC Potential | F11 | Industrial | Stone, Clay, and Glass | Existing | Process | Natural Gas | Gas Boiler - Hot Water Reset | A | Cumulative Summer Peak Savings (MW) | Achievable Economic TRC Potential | 0 | 0 | 0 | 0 | 0 | 0 | 0 | 0 | 0 | 0 | 0 | 0 | 0 | 0 | 0 | 0 | 0 | 0 | 0 | 0 | 0 | 0
F12_Industrial_Stone, Clay, and Glass_Existing_Process_Natural Gas_Gas Boiler - Hot Water Reset_A_Achievable Economic TRC Potential | F12 | Industrial | Stone, Clay, and Glass | Existing | Process | Natural Gas | Gas Boiler - Hot Water Reset | A | Cumulative Winter Peak Savings (MW) | Achievable Economic TRC Potential | 0 | 0 | 0 | 0 | 0 | 0 | 0 | 0 | 0 | 0 | 0 | 0 | 0 | 0 | 0 | 0 | 0 | 0 | 0 | 0 | 0 | 0
F13_Industrial_Stone, Clay, and Glass_Existing_Process_Natural Gas_Gas Boiler - Hot Water Reset_A_Achievable Economic TRC Potential | F13 | Industrial | Stone, Clay, and Glass | Existing | Process | Natural Gas | Gas Boiler - Hot Water Reset | A | Purchases (Incremental) | Achievable Economic TRC Potential | 0 | 0 | 3.1149 | 3.7587 | 4.5202 | 5.1568 | 5.7805 | 6.6416 | 7.1603 | 7.1887 | 6.6577 | 5.6242 | 4.2772 | 2.7819 | 1.5875 | 0.75115 | 0.31232 | 0.11161 | 0.034261 | 0.0073387 | 0.0011855 | 0.00013984
F14_Industrial_Stone, Clay, and Glass_Existing_Process_Natural Gas_Gas Boiler - Hot Water Reset_A_Achievable Economic TRC Potential | F14 | Industrial | Stone, Clay, and Glass | Existing | Process | Natural Gas | Gas Boiler - Hot Water Reset | A | Purchases (Cumulative) | Achievable Economic TRC Potential | 0 | 0 | 3.1149 | 6.8736 | 11.3938 | 16.5505 | 22.3311 | 28.9727 | 36.133 | 43.3217 | 49.9793 | 55.6035 | 59.8807 | 62.6626 | 64.25 | 65.0012 | 65.3135 | 65.4251 | 65.4594 | 65.4667 | 65.4679 | 65.468
F1_Industrial_Stone, Clay, and Glass_Existing_Space Heating_Natural Gas_Steam Trap Maintenance_A_Achievable Economic TRC Potential | F1 | Industrial | Stone, Clay, and Glass | Existing | Space Heating | Natural Gas | Steam Trap Maintenance | A | Original Unit Energy Savings (kWh or therms) | Achievable Economic TRC Potential | 0 | 0 | 9.1261 | 9.1032 | 9.0808 | 9.0589 | 9.0375 | 9.0168 | 8.9967 | 8.9773 | 8.9587 | 8.9407 | 8.9236 | 8.9073 | 8.8918 | 8.8771 | 8.8633 | 8.8503 | 8.8383 | 8.8271 | 8.8169 | 8.8076
F2_Industrial_Stone, Clay, and Glass_Existing_Space Heating_Natural Gas_Steam Trap Maintenance_A_Achievable Economic TRC Potential | F2 | Industrial | Stone, Clay, and Glass | Existing | Space Heating | Natural Gas | Steam Trap Maintenance | A | Original Unit Summer Peak Savings (kW) | Achievable Economic TRC Potential | 0 | 0 | 0 | 0 | 0 | 0 | 0 | 0 | 0 | 0 | 0 | 0 | 0 | 0 | 0 | 0 | 0 | 0 | 0 | 0 | 0 | 0
F3_Industrial_Stone, Clay, and Glass_Existing_Space Heating_Natural Gas_Steam Trap Maintenance_A_Achievable Economic TRC Potential | F3 | Industrial | Stone, Clay, and Glass | Existing | Space Heating | Natural Gas | Steam Trap Maintenance | A | Original Unit Winter Peak Savings (kW) | Achievable Economic TRC Potential | 0 | 0 | 0 | 0 | 0 | 0 | 0 | 0 | 0 | 0 | 0 | 0 | 0 | 0 | 0 | 0 | 0 | 0 | 0 | 0 | 0 | 0
F4_Industrial_Stone, Clay, and Glass_Existing_Space Heating_Natural Gas_Steam Trap Maintenance_A_Achievable Economic TRC Potential | F4 | Industrial | Stone, Clay, and Glass | Existing | Space Heating | Natural Gas | Steam Trap Maintenance | A | Standalone Impact on Baseline Energy (%) | Achievable Economic TRC Potential | 0% | 0% | 0.00146% | 0.002944% | 0.004455% | 0.005992% | 0.007556% | 0.009147% | 0.01077% | 0.01241% | 0.01409% | 0.01579% | 0.01753% | 0.01929% | 0.02108% | 0.02291% | 0.02477% | 0.02665% | 0.02858% | 0.03053% | 0.03252% | 0.03455%
F5_Industrial_Stone, Clay, and Glass_Existing_Space Heating_Natural Gas_Steam Trap Maintenance_A_Achievable Economic TRC Potential | F5 | Industrial | Stone, Clay, and Glass | Existing | Space Heating | Natural Gas | Steam Trap Maintenance | A | Standalone Impact on Baseline Summer Peak (%) | Achievable Economic TRC Potential | bar: 2019 to 2040
F6_Industrial_Stone, Clay, and Glass_Existing_Space Heating_Natural Gas_Steam Trap Maintenance_A_Achievable Economic TRC Potential | F6 | Industrial | Stone, Clay, and Glass | Existing | Space Heating | Natural Gas | Steam Trap Maintenance | A | Standalone Impact on Baseline Winter Peak (%) | Achievable Economic TRC Potential | bar: 2019 to 2040
F7_Industrial_Stone, Clay, and Glass_Existing_Space Heating_Natural Gas_Steam Trap Maintenance_A_Achievable Economic TRC Potential | F7 | Industrial | Stone, Clay, and Glass | Existing | Space Heating | Natural Gas | Steam Trap Maintenance | A | Incremental Energy Savings (MWh or mTherms) | Achievable Economic TRC Potential | 0 | 0 | 0.0014311 | 0.0014029 | 0.0013753 | 0.0013483 | 0.0013219 | 0.0012962 | 0.001271 | 0.0012464 | 0.0012223 | 0.0011989 | 0.0011759 | 0.0011535 | 0.0011317 | 0.0011103 | 0.0010895 | 0.0010691 | 0.0010493 | 0.0010299 | 0.001011 | 0.00099248
F8_Industrial_Stone, Clay, and Glass_Existing_Space Heating_Natural Gas_Steam Trap Maintenance_A_Achievable Economic TRC Potential | F8 | Industrial | Stone, Clay, and Glass | Existing | Space Heating | Natural Gas | Steam Trap Maintenance | A | Incremental Summer Peak Savings (MW) | Achievable Economic TRC Potential | 0 | 0 | 0 | 0 | 0 | 0 | 0 | 0 | 0 | 0 | 0 | 0 | 0 | 0 | 0 | 0 | 0 | 0 | 0 | 0 | 0 | 0
F9_Industrial_Stone, Clay, and Glass_Existing_Space Heating_Natural Gas_Steam Trap Maintenance_A_Achievable Economic TRC Potential | F9 | Industrial | Stone, Clay, and Glass | Existing | Space Heating | Natural Gas | Steam Trap Maintenance | A | Incremental Winter Peak Savings (MW) | Achievable Economic TRC Potential | 0 | 0 | 0 | 0 | 0 | 0 | 0 | 0 | 0 | 0 | 0 | 0 | 0 | 0 | 0 | 0 | 0 | 0 | 0 | 0 | 0 | 0
F10_Industrial_Stone, Clay, and Glass_Existing_Space Heating_Natural Gas_Steam Trap Maintenance_A_Achievable Economic TRC Potential | F10 | Industrial | Stone, Clay, and Glass | Existing | Space Heating | Natural Gas | Steam Trap Maintenance | A | Cumulative Energy Savings (MWh or mTherms) | Achievable Economic TRC Potential | 0 | 0 | 0.0014311 | 0.0028303 | 0.0041986 | 0.0055368 | 0.0068456 | 0.0081261 | 0.009379 | 0.010605 | 0.011805 | 0.012981 | 0.014132 | 0.015259 | 0.016364 | 0.017448 | 0.01851 | 0.019552 | 0.020575 | 0.021579 | 0.022565 | 0.023534
F11_Industrial_Stone, Clay, and Glass_Existing_Space Heating_Natural Gas_Steam Trap Maintenance_A_Achievable Economic TRC Potential | F11 | Industrial | Stone, Clay, and Glass | Existing | Space Heating | Natural Gas | Steam Trap Maintenance | A | Cumulative Summer Peak Savings (MW) | Achievable Economic TRC Potential | 0 | 0 | 0 | 0 | 0 | 0 | 0 | 0 | 0 | 0 | 0 | 0 | 0 | 0 | 0 | 0 | 0 | 0 | 0 | 0 | 0 | 0
F12_Industrial_Stone, Clay, and Glass_Existing_Space Heating_Natural Gas_Steam Trap Maintenance_A_Achievable Economic TRC Potential | F12 | Industrial | Stone, Clay, and Glass | Existing | Space Heating | Natural Gas | Steam Trap Maintenance | A | Cumulative Winter Peak Savings (MW) | Achievable Economic TRC Potential | 0 | 0 | 0 | 0 | 0 | 0 | 0 | 0 | 0 | 0 | 0 | 0 | 0 | 0 | 0 | 0 | 0 | 0 | 0 | 0 | 0 | 0
F13_Industrial_Stone, Clay, and Glass_Existing_Space Heating_Natural Gas_Steam Trap Maintenance_A_Achievable Economic TRC Potential | F13 | Industrial | Stone, Clay, and Glass | Existing | Space Heating | Natural Gas | Steam Trap Maintenance | A | Purchases (Incremental) | Achievable Economic TRC Potential | 0 | 0 | 0.15681 | 0.15411 | 0.15145 | 0.14884 | 0.14627 | 0.14375 | 0.14127 | 0.13883 | 0.13644 | 0.13409 | 0.13178 | 0.1295 | 0.12727 | 0.12508 | 0.12292 | 0.1208 | 0.11872 | 0.11667 | 0.11466 | 0.11268
F14_Industrial_Stone, Clay, and Glass_Existing_Space Heating_Natural Gas_Steam Trap Maintenance_A_Achievable Economic TRC Potential | F14 | Industrial | Stone, Clay, and Glass | Existing | Space Heating | Natural Gas | Steam Trap Maintenance | A | Purchases (Cumulative) | Achievable Economic TRC Potential | 0 | 0 | 0.15681 | 0.31091 | 0.46236 | 0.6112 | 0.75747 | 0.90122 | 1.0425 | 1.1813 | 1.3178 | 1.4519 | 1.5836 | 1.7131 | 1.8404 | 1.9655 | 2.0884 | 2.2092 | 2.3279 | 2.4446 | 2.5593 | 2.6719
F1_Industrial_Stone, Clay, and Glass_Existing_Process_Natural Gas_Steam Trap Maintenance_A_Achievable Economic TRC Potential | F1 | Industrial | Stone, Clay, and Glass | Existing | Process | Natural Gas | Steam Trap Maintenance | A | Original Unit Energy Savings (kWh or therms) | Achievable Economic TRC Potential | 0 | 0 | 5.4079 | 5.4079 | 5.4079 | 5.4079 | 5.4079 | 5.4079 | 5.4079 | 5.4079 | 5.4079 | 5.4079 | 5.4079 | 5.4079 | 5.4079 | 5.4079 | 5.4079 | 5.4079 | 5.4079 | 5.4079 | 5.4079 | 5.4079
F2_Industrial_Stone, Clay, and Glass_Existing_Process_Natural Gas_Steam Trap Maintenance_A_Achievable Economic TRC Potential | F2 | Industrial | Stone, Clay, and Glass | Existing | Process | Natural Gas | Steam Trap Maintenance | A | Original Unit Summer Peak Savings (kW) | Achievable Economic TRC Potential | 0 | 0 | 0 | 0 | 0 | 0 | 0 | 0 | 0 | 0 | 0 | 0 | 0 | 0 | 0 | 0 | 0 | 0 | 0 | 0 | 0 | 0
F3_Industrial_Stone, Clay, and Glass_Existing_Process_Natural Gas_Steam Trap Maintenance_A_Achievable Economic TRC Potential | F3 | Industrial | Stone, Clay, and Glass | Existing | Process | Natural Gas | Steam Trap Maintenance | A | Original Unit Winter Peak Savings (kW) | Achievable Economic TRC Potential | 0 | 0 | 0 | 0 | 0 | 0 | 0 | 0 | 0 | 0 | 0 | 0 | 0 | 0 | 0 | 0 | 0 | 0 | 0 | 0 | 0 | 0
F4_Industrial_Stone, Clay, and Glass_Existing_Process_Natural Gas_Steam Trap Maintenance_A_Achievable Economic TRC Potential | F4 | Industrial | Stone, Clay, and Glass | Existing | Process | Natural Gas | Steam Trap Maintenance | A | Standalone Impact on Baseline Energy (%) | Achievable Economic TRC Potential | 0% | 0% | 0.0004898% | 0.0009882% | 0.001495% | 0.002011% | 0.002536% | 0.003071% | 0.003614% | 0.004167% | 0.00473% | 0.005303% | 0.005886% | 0.006479% | 0.007082% | 0.007697% | 0.008321% | 0.008957% | 0.009604% | 0.01026% | 0.01093% | 0.01161%
F5_Industrial_Stone, Clay, and Glass_Existing_Process_Natural Gas_Steam Trap Maintenance_A_Achievable Economic TRC Potential | F5 | Industrial | Stone, Clay, and Glass | Existing | Process | Natural Gas | Steam Trap Maintenance | A | Standalone Impact on Baseline Summer Peak (%) | Achievable Economic TRC Potential | bar: 2019 to 2040
F6_Industrial_Stone, Clay, and Glass_Existing_Process_Natural Gas_Steam Trap Maintenance_A_Achievable Economic TRC Potential | F6 | Industrial | Stone, Clay, and Glass | Existing | Process | Natural Gas | Steam Trap Maintenance | A | Standalone Impact on Baseline Winter Peak (%) | Achievable Economic TRC Potential | bar: 2019 to 2040
F7_Industrial_Stone, Clay, and Glass_Existing_Process_Natural Gas_Steam Trap Maintenance_A_Achievable Economic TRC Potential | F7 | Industrial | Stone, Clay, and Glass | Existing | Process | Natural Gas | Steam Trap Maintenance | A | Incremental Energy Savings (MWh or mTherms) | Achievable Economic TRC Potential | 0 | 0 | 0.0094018 | 0.0092397 | 0.0090804 | 0.0089239 | 0.00877 | 0.0086188 | 0.0084702 | 0.0083242 | 0.0081807 | 0.0080396 | 0.007901 | 0.0077648 | 0.0076309 | 0.0074993 | 0.00737 | 0.007243 | 0.0071181 | 0.0069954 | 0.0068747 | 0.0067562
F8_Industrial_Stone, Clay, and Glass_Existing_Process_Natural Gas_Steam Trap Maintenance_A_Achievable Economic TRC Potential | F8 | Industrial | Stone, Clay, and Glass | Existing | Process | Natural Gas | Steam Trap Maintenance | A | Incremental Summer Peak Savings (MW) | Achievable Economic TRC Potential | 0 | 0 | 0 | 0 | 0 | 0 | 0 | 0 | 0 | 0 | 0 | 0 | 0 | 0 | 0 | 0 | 0 | 0 | 0 | 0 | 0 | 0
F9_Industrial_Stone, Clay, and Glass_Existing_Process_Natural Gas_Steam Trap Maintenance_A_Achievable Economic TRC Potential | F9 | Industrial | Stone, Clay, and Glass | Existing | Process | Natural Gas | Steam Trap Maintenance | A | Incremental Winter Peak Savings (MW) | Achievable Economic TRC Potential | 0 | 0 | 0 | 0 | 0 | 0 | 0 | 0 | 0 | 0 | 0 | 0 | 0 | 0 | 0 | 0 | 0 | 0 | 0 | 0 | 0 | 0
F10_Industrial_Stone, Clay, and Glass_Existing_Process_Natural Gas_Steam Trap Maintenance_A_Achievable Economic TRC Potential | F10 | Industrial | Stone, Clay, and Glass | Existing | Process | Natural Gas | Steam Trap Maintenance | A | Cumulative Energy Savings (MWh or mTherms) | Achievable Economic TRC Potential | 0 | 0 | 0.0094018 | 0.018642 | 0.027722 | 0.036646 | 0.045416 | 0.054035 | 0.062505 | 0.070829 | 0.07901 | 0.087049 | 0.09495 | 0.10272 | 0.11035 | 0.11785 | 0.12522 | 0.13246 | 0.13958 | 0.14657 | 0.15345 | 0.1602
F11_Industrial_Stone, Clay, and Glass_Existing_Process_Natural Gas_Steam Trap Maintenance_A_Achievable Economic TRC Potential | F11 | Industrial | Stone, Clay, and Glass | Existing | Process | Natural Gas | Steam Trap Maintenance | A | Cumulative Summer Peak Savings (MW) | Achievable Economic TRC Potential | 0 | 0 | 0 | 0 | 0 | 0 | 0 | 0 | 0 | 0 | 0 | 0 | 0 | 0 | 0 | 0 | 0 | 0 | 0 | 0 | 0 | 0
F12_Industrial_Stone, Clay, and Glass_Existing_Process_Natural Gas_Steam Trap Maintenance_A_Achievable Economic TRC Potential | F12 | Industrial | Stone, Clay, and Glass | Existing | Process | Natural Gas | Steam Trap Maintenance | A | Cumulative Winter Peak Savings (MW) | Achievable Economic TRC Potential | 0 | 0 | 0 | 0 | 0 | 0 | 0 | 0 | 0 | 0 | 0 | 0 | 0 | 0 | 0 | 0 | 0 | 0 | 0 | 0 | 0 | 0
F13_Industrial_Stone, Clay, and Glass_Existing_Process_Natural Gas_Steam Trap Maintenance_A_Achievable Economic TRC Potential | F13 | Industrial | Stone, Clay, and Glass | Existing | Process | Natural Gas | Steam Trap Maintenance | A | Purchases (Incremental) | Achievable Economic TRC Potential | 0 | 0 | 1.7385 | 1.7086 | 1.6791 | 1.6502 | 1.6217 | 1.5938 | 1.5663 | 1.5393 | 1.5127 | 1.4866 | 1.461 | 1.4358 | 1.4111 | 1.3867 | 1.3628 | 1.3393 | 1.3162 | 1.2936 | 1.2712 | 1.2493
F14_Industrial_Stone, Clay, and Glass_Existing_Process_Natural Gas_Steam Trap Maintenance_A_Achievable Economic TRC Potential | F14 | Industrial | Stone, Clay, and Glass | Existing | Process | Natural Gas | Steam Trap Maintenance | A | Purchases (Cumulative) | Achievable Economic TRC Potential | 0 | 0 | 1.7385 | 3.4471 | 5.1262 | 6.7764 | 8.3981 | 9.9919 | 11.5581 | 13.0974 | 14.6101 | 16.0968 | 17.5578 | 18.9936 | 20.4047 | 21.7915 | 23.1543 | 24.4936 | 25.8099 | 27.1034 | 28.3747 | 29.624
F1_Industrial_Stone, Clay, and Glass_Existing_Space Heating_Natural Gas_Gas Boiler - High Turndown_A_Achievable Economic TRC Potential | F1 | Industrial | Stone, Clay, and Glass | Existing | Space Heating | Natural Gas | Gas Boiler - High Turndown | A | Original Unit Energy Savings (kWh or therms) | Achievable Economic TRC Potential | 0 | 0 | 9.6872 | 9.6629 | 9.6391 | 9.6158 | 9.5932 | 9.5712 | 9.5499 | 9.5293 | 9.5095 | 9.4905 | 9.4723 | 9.4549 | 9.4385 | 9.4229 | 9.4082 | 9.3945 | 9.3817 | 9.3699 | 9.359 | 9.3492
F2_Industrial_Stone, Clay, and Glass_Existing_Space Heating_Natural Gas_Gas Boiler - High Turndown_A_Achievable Economic TRC Potential | F2 | Industrial | Stone, Clay, and Glass | Existing | Space Heating | Natural Gas | Gas Boiler - High Turndown | A | Original Unit Summer Peak Savings (kW) | Achievable Economic TRC Potential | 0 | 0 | 0 | 0 | 0 | 0 | 0 | 0 | 0 | 0 | 0 | 0 | 0 | 0 | 0 | 0 | 0 | 0 | 0 | 0 | 0 | 0
F3_Industrial_Stone, Clay, and Glass_Existing_Space Heating_Natural Gas_Gas Boiler - High Turndown_A_Achievable Economic TRC Potential | F3 | Industrial | Stone, Clay, and Glass | Existing | Space Heating | Natural Gas | Gas Boiler - High Turndown | A | Original Unit Winter Peak Savings (kW) | Achievable Economic TRC Potential | 0 | 0 | 0 | 0 | 0 | 0 | 0 | 0 | 0 | 0 | 0 | 0 | 0 | 0 | 0 | 0 | 0 | 0 | 0 | 0 | 0 | 0
F4_Industrial_Stone, Clay, and Glass_Existing_Space Heating_Natural Gas_Gas Boiler - High Turndown_A_Achievable Economic TRC Potential | F4 | Industrial | Stone, Clay, and Glass | Existing | Space Heating | Natural Gas | Gas Boiler - High Turndown | A | Standalone Impact on Baseline Energy (%) | Achievable Economic TRC Potential | bar: 2019 to 2040
F5_Industrial_Stone, Clay, and Glass_Existing_Space Heating_Natural Gas_Gas Boiler - High Turndown_A_Achievable Economic TRC Potential | F5 | Industrial | Stone, Clay, and Glass | Existing | Space Heating | Natural Gas | Gas Boiler - High Turndown | A | Standalone Impact on Baseline Summer Peak (%) | Achievable Economic TRC Potential | bar: 2019 to 2040
F6_Industrial_Stone, Clay, and Glass_Existing_Space Heating_Natural Gas_Gas Boiler - High Turndown_A_Achievable Economic TRC Potential | F6 | Industrial | Stone, Clay, and Glass | Existing | Space Heating | Natural Gas | Gas Boiler - High Turndown | A | Standalone Impact on Baseline Winter Peak (%) | Achievable Economic TRC Potential | bar: 2019 to 2040
F7_Industrial_Stone, Clay, and Glass_Existing_Space Heating_Natural Gas_Gas Boiler - High Turndown_A_Achievable Economic TRC Potential | F7 | Industrial | Stone, Clay, and Glass | Existing | Space Heating | Natural Gas | Gas Boiler - High Turndown | A | Incremental Energy Savings (MWh or mTherms) | Achievable Economic TRC Potential | 0 | 0 | 0 | 0 | 0 | 0 | 0 | 0 | 0 | 0 | 0 | 0 | 0 | 0 | 0 | 0 | 0 | 0 | 0 | 0 | 0 | 0
F8_Industrial_Stone, Clay, and Glass_Existing_Space Heating_Natural Gas_Gas Boiler - High Turndown_A_Achievable Economic TRC Potential | F8 | Industrial | Stone, Clay, and Glass | Existing | Space Heating | Natural Gas | Gas Boiler - High Turndown | A | Incremental Summer Peak Savings (MW) | Achievable Economic TRC Potential | 0 | 0 | 0 | 0 | 0 | 0 | 0 | 0 | 0 | 0 | 0 | 0 | 0 | 0 | 0 | 0 | 0 | 0 | 0 | 0 | 0 | 0
F9_Industrial_Stone, Clay, and Glass_Existing_Space Heating_Natural Gas_Gas Boiler - High Turndown_A_Achievable Economic TRC Potential | F9 | Industrial | Stone, Clay, and Glass | Existing | Space Heating | Natural Gas | Gas Boiler - High Turndown | A | Incremental Winter Peak Savings (MW) | Achievable Economic TRC Potential | 0 | 0 | 0 | 0 | 0 | 0 | 0 | 0 | 0 | 0 | 0 | 0 | 0 | 0 | 0 | 0 | 0 | 0 | 0 | 0 | 0 | 0
F10_Industrial_Stone, Clay, and Glass_Existing_Space Heating_Natural Gas_Gas Boiler - High Turndown_A_Achievable Economic TRC Potential | F10 | Industrial | Stone, Clay, and Glass | Existing | Space Heating | Natural Gas | Gas Boiler - High Turndown | A | Cumulative Energy Savings (MWh or mTherms) | Achievable Economic TRC Potential | 0 | 0 | 0 | 0 | 0 | 0 | 0 | 0 | 0 | 0 | 0 | 0 | 0 | 0 | 0 | 0 | 0 | 0 | 0 | 0 | 0 | 0
F11_Industrial_Stone, Clay, and Glass_Existing_Space Heating_Natural Gas_Gas Boiler - High Turndown_A_Achievable Economic TRC Potential | F11 | Industrial | Stone, Clay, and Glass | Existing | Space Heating | Natural Gas | Gas Boiler - High Turndown | A | Cumulative Summer Peak Savings (MW) | Achievable Economic TRC Potential | 0 | 0 | 0 | 0 | 0 | 0 | 0 | 0 | 0 | 0 | 0 | 0 | 0 | 0 | 0 | 0 | 0 | 0 | 0 | 0 | 0 | 0
F12_Industrial_Stone, Clay, and Glass_Existing_Space Heating_Natural Gas_Gas Boiler - High Turndown_A_Achievable Economic TRC Potential | F12 | Industrial | Stone, Clay, and Glass | Existing | Space Heating | Natural Gas | Gas Boiler - High Turndown | A | Cumulative Winter Peak Savings (MW) | Achievable Economic TRC Potential | 0 | 0 | 0 | 0 | 0 | 0 | 0 | 0 | 0 | 0 | 0 | 0 | 0 | 0 | 0 | 0 | 0 | 0 | 0 | 0 | 0 | 0
F13_Industrial_Stone, Clay, and Glass_Existing_Space Heating_Natural Gas_Gas Boiler - High Turndown_A_Achievable Economic TRC Potential | F13 | Industrial | Stone, Clay, and Glass | Existing | Space Heating | Natural Gas | Gas Boiler - High Turndown | A | Purchases (Incremental) | Achievable Economic TRC Potential | 0 | 0 | 0 | 0 | 0 | 0 | 0 | 0 | 0 | 0 | 0 | 0 | 0 | 0 | 0 | 0 | 0 | 0 | 0 | 0 | 0 | 0
F14_Industrial_Stone, Clay, and Glass_Existing_Space Heating_Natural Gas_Gas Boiler - High Turndown_A_Achievable Economic TRC Potential | F14 | Industrial | Stone, Clay, and Glass | Existing | Space Heating | Natural Gas | Gas Boiler - High Turndown | A | Purchases (Cumulative) | Achievable Economic TRC Potential | 0 | 0 | 0 | 0 | 0 | 0 | 0 | 0 | 0 | 0 | 0 | 0 | 0 | 0 | 0 | 0 | 0 | 0 | 0 | 0 | 0 | 0
F1_Industrial_Stone, Clay, and Glass_Existing_Process_Natural Gas_Gas Boiler - High Turndown_A_Achievable Economic TRC Potential | F1 | Industrial | Stone, Clay, and Glass | Existing | Process | Natural Gas | Gas Boiler - High Turndown | A | Original Unit Energy Savings (kWh or therms) | Achievable Economic TRC Potential | 0 | 0 | 5.7404 | 5.7404 | 5.7404 | 5.7404 | 5.7404 | 5.7404 | 5.7404 | 5.7404 | 5.7404 | 5.7404 | 5.7404 | 5.7404 | 5.7404 | 5.7404 | 5.7404 | 5.7404 | 5.7404 | 5.7404 | 5.7404 | 5.7404
F2_Industrial_Stone, Clay, and Glass_Existing_Process_Natural Gas_Gas Boiler - High Turndown_A_Achievable Economic TRC Potential | F2 | Industrial | Stone, Clay, and Glass | Existing | Process | Natural Gas | Gas Boiler - High Turndown | A | Original Unit Summer Peak Savings (kW) | Achievable Economic TRC Potential | 0 | 0 | 0 | 0 | 0 | 0 | 0 | 0 | 0 | 0 | 0 | 0 | 0 | 0 | 0 | 0 | 0 | 0 | 0 | 0 | 0 | 0
F3_Industrial_Stone, Clay, and Glass_Existing_Process_Natural Gas_Gas Boiler - High Turndown_A_Achievable Economic TRC Potential | F3 | Industrial | Stone, Clay, and Glass | Existing | Process | Natural Gas | Gas Boiler - High Turndown | A | Original Unit Winter Peak Savings (kW) | Achievable Economic TRC Potential | 0 | 0 | 0 | 0 | 0 | 0 | 0 | 0 | 0 | 0 | 0 | 0 | 0 | 0 | 0 | 0 | 0 | 0 | 0 | 0 | 0 | 0
F4_Industrial_Stone, Clay, and Glass_Existing_Process_Natural Gas_Gas Boiler - High Turndown_A_Achievable Economic TRC Potential | F4 | Industrial | Stone, Clay, and Glass | Existing | Process | Natural Gas | Gas Boiler - High Turndown | A | Standalone Impact on Baseline Energy (%) | Achievable Economic TRC Potential | bar: 2019 to 2040
F5_Industrial_Stone, Clay, and Glass_Existing_Process_Natural Gas_Gas Boiler - High Turndown_A_Achievable Economic TRC Potential | F5 | Industrial | Stone, Clay, and Glass | Existing | Process | Natural Gas | Gas Boiler - High Turndown | A | Standalone Impact on Baseline Summer Peak (%) | Achievable Economic TRC Potential | bar: 2019 to 2040
F6_Industrial_Stone, Clay, and Glass_Existing_Process_Natural Gas_Gas Boiler - High Turndown_A_Achievable Economic TRC Potential | F6 | Industrial | Stone, Clay, and Glass | Existing | Process | Natural Gas | Gas Boiler - High Turndown | A | Standalone Impact on Baseline Winter Peak (%) | Achievable Economic TRC Potential | bar: 2019 to 2040
F7_Industrial_Stone, Clay, and Glass_Existing_Process_Natural Gas_Gas Boiler - High Turndown_A_Achievable Economic TRC Potential | F7 | Industrial | Stone, Clay, and Glass | Existing | Process | Natural Gas | Gas Boiler - High Turndown | A | Incremental Energy Savings (MWh or mTherms) | Achievable Economic TRC Potential | 0 | 0 | 0 | 0 | 0 | 0 | 0 | 0 | 0 | 0 | 0 | 0 | 0 | 0 | 0 | 0 | 0 | 0 | 0 | 0 | 0 | 0
F8_Industrial_Stone, Clay, and Glass_Existing_Process_Natural Gas_Gas Boiler - High Turndown_A_Achievable Economic TRC Potential | F8 | Industrial | Stone, Clay, and Glass | Existing | Process | Natural Gas | Gas Boiler - High Turndown | A | Incremental Summer Peak Savings (MW) | Achievable Economic TRC Potential | 0 | 0 | 0 | 0 | 0 | 0 | 0 | 0 | 0 | 0 | 0 | 0 | 0 | 0 | 0 | 0 | 0 | 0 | 0 | 0 | 0 | 0
F9_Industrial_Stone, Clay, and Glass_Existing_Process_Natural Gas_Gas Boiler - High Turndown_A_Achievable Economic TRC Potential | F9 | Industrial | Stone, Clay, and Glass | Existing | Process | Natural Gas | Gas Boiler - High Turndown | A | Incremental Winter Peak Savings (MW) | Achievable Economic TRC Potential | 0 | 0 | 0 | 0 | 0 | 0 | 0 | 0 | 0 | 0 | 0 | 0 | 0 | 0 | 0 | 0 | 0 | 0 | 0 | 0 | 0 | 0
F10_Industrial_Stone, Clay, and Glass_Existing_Process_Natural Gas_Gas Boiler - High Turndown_A_Achievable Economic TRC Potential | F10 | Industrial | Stone, Clay, and Glass | Existing | Process | Natural Gas | Gas Boiler - High Turndown | A | Cumulative Energy Savings (MWh or mTherms) | Achievable Economic TRC Potential | 0 | 0 | 0 | 0 | 0 | 0 | 0 | 0 | 0 | 0 | 0 | 0 | 0 | 0 | 0 | 0 | 0 | 0 | 0 | 0 | 0 | 0
F11_Industrial_Stone, Clay, and Glass_Existing_Process_Natural Gas_Gas Boiler - High Turndown_A_Achievable Economic TRC Potential | F11 | Industrial | Stone, Clay, and Glass | Existing | Process | Natural Gas | Gas Boiler - High Turndown | A | Cumulative Summer Peak Savings (MW) | Achievable Economic TRC Potential | 0 | 0 | 0 | 0 | 0 | 0 | 0 | 0 | 0 | 0 | 0 | 0 | 0 | 0 | 0 | 0 | 0 | 0 | 0 | 0 | 0 | 0
F12_Industrial_Stone, Clay, and Glass_Existing_Process_Natural Gas_Gas Boiler - High Turndown_A_Achievable Economic TRC Potential | F12 | Industrial | Stone, Clay, and Glass | Existing | Process | Natural Gas | Gas Boiler - High Turndown | A | Cumulative Winter Peak Savings (MW) | Achievable Economic TRC Potential | 0 | 0 | 0 | 0 | 0 | 0 | 0 | 0 | 0 | 0 | 0 | 0 | 0 | 0 | 0 | 0 | 0 | 0 | 0 | 0 | 0 | 0
F13_Industrial_Stone, Clay, and Glass_Existing_Process_Natural Gas_Gas Boiler - High Turndown_A_Achievable Economic TRC Potential | F13 | Industrial | Stone, Clay, and Glass | Existing | Process | Natural Gas | Gas Boiler - High Turndown | A | Purchases (Incremental) | Achievable Economic TRC Potential | 0 | 0 | 0 | 0 | 0 | 0 | 0 | 0 | 0 | 0 | 0 | 0 | 0 | 0 | 0 | 0 | 0 | 0 | 0 | 0 | 0 | 0
F14_Industrial_Stone, Clay, and Glass_Existing_Process_Natural Gas_Gas Boiler - High Turndown_A_Achievable Economic TRC Potential | F14 | Industrial | Stone, Clay, and Glass | Existing | Process | Natural Gas | Gas Boiler - High Turndown | A | Purchases (Cumulative) | Achievable Economic TRC Potential | 0 | 0 | 0 | 0 | 0 | 0 | 0 | 0 | 0 | 0 | 0 | 0 | 0 | 0 | 0 | 0 | 0 | 0 | 0 | 0 | 0 | 0
F1_Industrial_Stone, Clay, and Glass_Existing_Space Heating_Natural Gas_Gas Boiler - Burner Control Optimization_A_Achievable Economic TRC Potential | F1 | Industrial | Stone, Clay, and Glass | Existing | Space Heating | Natural Gas | Gas Boiler - Burner Control Optimization | A | Original Unit Energy Savings (kWh or therms) | Achievable Economic TRC Potential | 0 | 0 | 2.8093 | 2.8022 | 2.7953 | 2.7886 | 2.782 | 2.7756 | 2.7695 | 2.7635 | 2.7577 | 2.7522 | 2.747 | 2.7419 | 2.7372 | 2.7326 | 2.7284 | 2.7244 | 2.7207 | 2.7173 | 2.7141 | 2.7113
F2_Industrial_Stone, Clay, and Glass_Existing_Space Heating_Natural Gas_Gas Boiler - Burner Control Optimization_A_Achievable Economic TRC Potential | F2 | Industrial | Stone, Clay, and Glass | Existing | Space Heating | Natural Gas | Gas Boiler - Burner Control Optimization | A | Original Unit Summer Peak Savings (kW) | Achievable Economic TRC Potential | 0 | 0 | 0 | 0 | 0 | 0 | 0 | 0 | 0 | 0 | 0 | 0 | 0 | 0 | 0 | 0 | 0 | 0 | 0 | 0 | 0 | 0
F3_Industrial_Stone, Clay, and Glass_Existing_Space Heating_Natural Gas_Gas Boiler - Burner Control Optimization_A_Achievable Economic TRC Potential | F3 | Industrial | Stone, Clay, and Glass | Existing | Space Heating | Natural Gas | Gas Boiler - Burner Control Optimization | A | Original Unit Winter Peak Savings (kW) | Achievable Economic TRC Potential | 0 | 0 | 0 | 0 | 0 | 0 | 0 | 0 | 0 | 0 | 0 | 0 | 0 | 0 | 0 | 0 | 0 | 0 | 0 | 0 | 0 | 0
F4_Industrial_Stone, Clay, and Glass_Existing_Space Heating_Natural Gas_Gas Boiler - Burner Control Optimization_A_Achievable Economic TRC Potential | F4 | Industrial | Stone, Clay, and Glass | Existing | Space Heating | Natural Gas | Gas Boiler - Burner Control Optimization | A | Standalone Impact on Baseline Energy (%) | Achievable Economic TRC Potential | bar: 2019 to 2040
F5_Industrial_Stone, Clay, and Glass_Existing_Space Heating_Natural Gas_Gas Boiler - Burner Control Optimization_A_Achievable Economic TRC Potential | F5 | Industrial | Stone, Clay, and Glass | Existing | Space Heating | Natural Gas | Gas Boiler - Burner Control Optimization | A | Standalone Impact on Baseline Summer Peak (%) | Achievable Economic TRC Potential | bar: 2019 to 2040
F6_Industrial_Stone, Clay, and Glass_Existing_Space Heating_Natural Gas_Gas Boiler - Burner Control Optimization_A_Achievable Economic TRC Potential | F6 | Industrial | Stone, Clay, and Glass | Existing | Space Heating | Natural Gas | Gas Boiler - Burner Control Optimization | A | Standalone Impact on Baseline Winter Peak (%) | Achievable Economic TRC Potential | bar: 2019 to 2040
F7_Industrial_Stone, Clay, and Glass_Existing_Space Heating_Natural Gas_Gas Boiler - Burner Control Optimization_A_Achievable Economic TRC Potential | F7 | Industrial | Stone, Clay, and Glass | Existing | Space Heating | Natural Gas | Gas Boiler - Burner Control Optimization | A | Incremental Energy Savings (MWh or mTherms) | Achievable Economic TRC Potential | 0 | 0 | 0 | 0 | 0 | 0 | 0 | 0 | 0 | 0 | 0 | 0 | 0 | 0 | 0 | 0 | 0 | 0 | 0 | 0 | 0 | 0
F8_Industrial_Stone, Clay, and Glass_Existing_Space Heating_Natural Gas_Gas Boiler - Burner Control Optimization_A_Achievable Economic TRC Potential | F8 | Industrial | Stone, Clay, and Glass | Existing | Space Heating | Natural Gas | Gas Boiler - Burner Control Optimization | A | Incremental Summer Peak Savings (MW) | Achievable Economic TRC Potential | 0 | 0 | 0 | 0 | 0 | 0 | 0 | 0 | 0 | 0 | 0 | 0 | 0 | 0 | 0 | 0 | 0 | 0 | 0 | 0 | 0 | 0
F9_Industrial_Stone, Clay, and Glass_Existing_Space Heating_Natural Gas_Gas Boiler - Burner Control Optimization_A_Achievable Economic TRC Potential | F9 | Industrial | Stone, Clay, and Glass | Existing | Space Heating | Natural Gas | Gas Boiler - Burner Control Optimization | A | Incremental Winter Peak Savings (MW) | Achievable Economic TRC Potential | 0 | 0 | 0 | 0 | 0 | 0 | 0 | 0 | 0 | 0 | 0 | 0 | 0 | 0 | 0 | 0 | 0 | 0 | 0 | 0 | 0 | 0
F10_Industrial_Stone, Clay, and Glass_Existing_Space Heating_Natural Gas_Gas Boiler - Burner Control Optimization_A_Achievable Economic TRC Potential | F10 | Industrial | Stone, Clay, and Glass | Existing | Space Heating | Natural Gas | Gas Boiler - Burner Control Optimization | A | Cumulative Energy Savings (MWh or mTherms) | Achievable Economic TRC Potential | 0 | 0 | 0 | 0 | 0 | 0 | 0 | 0 | 0 | 0 | 0 | 0 | 0 | 0 | 0 | 0 | 0 | 0 | 0 | 0 | 0 | 0
F11_Industrial_Stone, Clay, and Glass_Existing_Space Heating_Natural Gas_Gas Boiler - Burner Control Optimization_A_Achievable Economic TRC Potential | F11 | Industrial | Stone, Clay, and Glass | Existing | Space Heating | Natural Gas | Gas Boiler - Burner Control Optimization | A | Cumulative Summer Peak Savings (MW) | Achievable Economic TRC Potential | 0 | 0 | 0 | 0 | 0 | 0 | 0 | 0 | 0 | 0 | 0 | 0 | 0 | 0 | 0 | 0 | 0 | 0 | 0 | 0 | 0 | 0
F12_Industrial_Stone, Clay, and Glass_Existing_Space Heating_Natural Gas_Gas Boiler - Burner Control Optimization_A_Achievable Economic TRC Potential | F12 | Industrial | Stone, Clay, and Glass | Existing | Space Heating | Natural Gas | Gas Boiler - Burner Control Optimization | A | Cumulative Winter Peak Savings (MW) | Achievable Economic TRC Potential | 0 | 0 | 0 | 0 | 0 | 0 | 0 | 0 | 0 | 0 | 0 | 0 | 0 | 0 | 0 | 0 | 0 | 0 | 0 | 0 | 0 | 0
F13_Industrial_Stone, Clay, and Glass_Existing_Space Heating_Natural Gas_Gas Boiler - Burner Control Optimization_A_Achievable Economic TRC Potential | F13 | Industrial | Stone, Clay, and Glass | Existing | Space Heating | Natural Gas | Gas Boiler - Burner Control Optimization | A | Purchases (Incremental) | Achievable Economic TRC Potential | 0 | 0 | 0 | 0 | 0 | 0 | 0 | 0 | 0 | 0 | 0 | 0 | 0 | 0 | 0 | 0 | 0 | 0 | 0 | 0 | 0 | 0
F14_Industrial_Stone, Clay, and Glass_Existing_Space Heating_Natural Gas_Gas Boiler - Burner Control Optimization_A_Achievable Economic TRC Potential | F14 | Industrial | Stone, Clay, and Glass | Existing | Space Heating | Natural Gas | Gas Boiler - Burner Control Optimization | A | Purchases (Cumulative) | Achievable Economic TRC Potential | 0 | 0 | 0 | 0 | 0 | 0 | 0 | 0 | 0 | 0 | 0 | 0 | 0 | 0 | 0 | 0 | 0 | 0 | 0 | 0 | 0 | 0
F1_Industrial_Stone, Clay, and Glass_Existing_Process_Natural Gas_Gas Boiler - Burner Control Optimization_A_Achievable Economic TRC Potential | F1 | Industrial | Stone, Clay, and Glass | Existing | Process | Natural Gas | Gas Boiler - Burner Control Optimization | A | Original Unit Energy Savings (kWh or therms) | Achievable Economic TRC Potential | 0 | 0 | 1.6647 | 1.6647 | 1.6647 | 1.6647 | 1.6647 | 1.6647 | 1.6647 | 1.6647 | 1.6647 | 1.6647 | 1.6647 | 1.6647 | 1.6647 | 1.6647 | 1.6647 | 1.6647 | 1.6647 | 1.6647 | 1.6647 | 1.6647
F2_Industrial_Stone, Clay, and Glass_Existing_Process_Natural Gas_Gas Boiler - Burner Control Optimization_A_Achievable Economic TRC Potential | F2 | Industrial | Stone, Clay, and Glass | Existing | Process | Natural Gas | Gas Boiler - Burner Control Optimization | A | Original Unit Summer Peak Savings (kW) | Achievable Economic TRC Potential | 0 | 0 | 0 | 0 | 0 | 0 | 0 | 0 | 0 | 0 | 0 | 0 | 0 | 0 | 0 | 0 | 0 | 0 | 0 | 0 | 0 | 0
F3_Industrial_Stone, Clay, and Glass_Existing_Process_Natural Gas_Gas Boiler - Burner Control Optimization_A_Achievable Economic TRC Potential | F3 | Industrial | Stone, Clay, and Glass | Existing | Process | Natural Gas | Gas Boiler - Burner Control Optimization | A | Original Unit Winter Peak Savings (kW) | Achievable Economic TRC Potential | 0 | 0 | 0 | 0 | 0 | 0 | 0 | 0 | 0 | 0 | 0 | 0 | 0 | 0 | 0 | 0 | 0 | 0 | 0 | 0 | 0 | 0
F4_Industrial_Stone, Clay, and Glass_Existing_Process_Natural Gas_Gas Boiler - Burner Control Optimization_A_Achievable Economic TRC Potential | F4 | Industrial | Stone, Clay, and Glass | Existing | Process | Natural Gas | Gas Boiler - Burner Control Optimization | A | Standalone Impact on Baseline Energy (%) | Achievable Economic TRC Potential | bar: 2019 to 2040
F5_Industrial_Stone, Clay, and Glass_Existing_Process_Natural Gas_Gas Boiler - Burner Control Optimization_A_Achievable Economic TRC Potential | F5 | Industrial | Stone, Clay, and Glass | Existing | Process | Natural Gas | Gas Boiler - Burner Control Optimization | A | Standalone Impact on Baseline Summer Peak (%) | Achievable Economic TRC Potential | bar: 2019 to 2040
F6_Industrial_Stone, Clay, and Glass_Existing_Process_Natural Gas_Gas Boiler - Burner Control Optimization_A_Achievable Economic TRC Potential | F6 | Industrial | Stone, Clay, and Glass | Existing | Process | Natural Gas | Gas Boiler - Burner Control Optimization | A | Standalone Impact on Baseline Winter Peak (%) | Achievable Economic TRC Potential | bar: 2019 to 2040
F7_Industrial_Stone, Clay, and Glass_Existing_Process_Natural Gas_Gas Boiler - Burner Control Optimization_A_Achievable Economic TRC Potential | F7 | Industrial | Stone, Clay, and Glass | Existing | Process | Natural Gas | Gas Boiler - Burner Control Optimization | A | Incremental Energy Savings (MWh or mTherms) | Achievable Economic TRC Potential | 0 | 0 | 0 | 0 | 0 | 0 | 0 | 0 | 0 | 0 | 0 | 0 | 0 | 0 | 0 | 0 | 0 | 0 | 0 | 0 | 0 | 0
F8_Industrial_Stone, Clay, and Glass_Existing_Process_Natural Gas_Gas Boiler - Burner Control Optimization_A_Achievable Economic TRC Potential | F8 | Industrial | Stone, Clay, and Glass | Existing | Process | Natural Gas | Gas Boiler - Burner Control Optimization | A | Incremental Summer Peak Savings (MW) | Achievable Economic TRC Potential | 0 | 0 | 0 | 0 | 0 | 0 | 0 | 0 | 0 | 0 | 0 | 0 | 0 | 0 | 0 | 0 | 0 | 0 | 0 | 0 | 0 | 0
F9_Industrial_Stone, Clay, and Glass_Existing_Process_Natural Gas_Gas Boiler - Burner Control Optimization_A_Achievable Economic TRC Potential | F9 | Industrial | Stone, Clay, and Glass | Existing | Process | Natural Gas | Gas Boiler - Burner Control Optimization | A | Incremental Winter Peak Savings (MW) | Achievable Economic TRC Potential | 0 | 0 | 0 | 0 | 0 | 0 | 0 | 0 | 0 | 0 | 0 | 0 | 0 | 0 | 0 | 0 | 0 | 0 | 0 | 0 | 0 | 0
F10_Industrial_Stone, Clay, and Glass_Existing_Process_Natural Gas_Gas Boiler - Burner Control Optimization_A_Achievable Economic TRC Potential | F10 | Industrial | Stone, Clay, and Glass | Existing | Process | Natural Gas | Gas Boiler - Burner Control Optimization | A | Cumulative Energy Savings (MWh or mTherms) | Achievable Economic TRC Potential | 0 | 0 | 0 | 0 | 0 | 0 | 0 | 0 | 0 | 0 | 0 | 0 | 0 | 0 | 0 | 0 | 0 | 0 | 0 | 0 | 0 | 0
F11_Industrial_Stone, Clay, and Glass_Existing_Process_Natural Gas_Gas Boiler - Burner Control Optimization_A_Achievable Economic TRC Potential | F11 | Industrial | Stone, Clay, and Glass | Existing | Process | Natural Gas | Gas Boiler - Burner Control Optimization | A | Cumulative Summer Peak Savings (MW) | Achievable Economic TRC Potential | 0 | 0 | 0 | 0 | 0 | 0 | 0 | 0 | 0 | 0 | 0 | 0 | 0 | 0 | 0 | 0 | 0 | 0 | 0 | 0 | 0 | 0
F12_Industrial_Stone, Clay, and Glass_Existing_Process_Natural Gas_Gas Boiler - Burner Control Optimization_A_Achievable Economic TRC Potential | F12 | Industrial | Stone, Clay, and Glass | Existing | Process | Natural Gas | Gas Boiler - Burner Control Optimization | A | Cumulative Winter Peak Savings (MW) | Achievable Economic TRC Potential | 0 | 0 | 0 | 0 | 0 | 0 | 0 | 0 | 0 | 0 | 0 | 0 | 0 | 0 | 0 | 0 | 0 | 0 | 0 | 0 | 0 | 0
F13_Industrial_Stone, Clay, and Glass_Existing_Process_Natural Gas_Gas Boiler - Burner Control Optimization_A_Achievable Economic TRC Potential | F13 | Industrial | Stone, Clay, and Glass | Existing | Process | Natural Gas | Gas Boiler - Burner Control Optimization | A | Purchases (Incremental) | Achievable Economic TRC Potential | 0 | 0 | 0 | 0 | 0 | 0 | 0 | 0 | 0 | 0 | 0 | 0 | 0 | 0 | 0 | 0 | 0 | 0 | 0 | 0 | 0 | 0
F14_Industrial_Stone, Clay, and Glass_Existing_Process_Natural Gas_Gas Boiler - Burner Control Optimization_A_Achievable Economic TRC Potential | F14 | Industrial | Stone, Clay, and Glass | Existing | Process | Natural Gas | Gas Boiler - Burner Control Optimization | A | Purchases (Cumulative) | Achievable Economic TRC Potential | 0 | 0 | 0 | 0 | 0 | 0 | 0 | 0 | 0 | 0 | 0 | 0 | 0 | 0 | 0 | 0 | 0 | 0 | 0 | 0 | 0 | 0
F1_Industrial_Stone, Clay, and Glass_Existing_Space Heating_Natural Gas_HVAC - Demand Controlled Ventilation_A_Achievable Economic TRC Potential | F1 | Industrial | Stone, Clay, and Glass | Existing | Space Heating | Natural Gas | HVAC - Demand Controlled Ventilation | A | Original Unit Energy Savings (kWh or therms) | Achievable Economic TRC Potential | 0 | 0 | 0.076632 | 0.076208 | 0.075785 | 0.075366 | 0.074954 | 0.074553 | 0.074165 | 0.073793 | 0.07344 | 0.073107 | 0.072794 | 0.072499 | 0.072221 | 0.07196 | 0.071715 | 0.071483 | 0.071266 | 0.071061 | 0.070868 | 0.070686
F2_Industrial_Stone, Clay, and Glass_Existing_Space Heating_Natural Gas_HVAC - Demand Controlled Ventilation_A_Achievable Economic TRC Potential | F2 | Industrial | Stone, Clay, and Glass | Existing | Space Heating | Natural Gas | HVAC - Demand Controlled Ventilation | A | Original Unit Summer Peak Savings (kW) | Achievable Economic TRC Potential | 0 | 0 | 0 | 0 | 0 | 0 | 0 | 0 | 0 | 0 | 0 | 0 | 0 | 0 | 0 | 0 | 0 | 0 | 0 | 0 | 0 | 0
F3_Industrial_Stone, Clay, and Glass_Existing_Space Heating_Natural Gas_HVAC - Demand Controlled Ventilation_A_Achievable Economic TRC Potential | F3 | Industrial | Stone, Clay, and Glass | Existing | Space Heating | Natural Gas | HVAC - Demand Controlled Ventilation | A | Original Unit Winter Peak Savings (kW) | Achievable Economic TRC Potential | 0 | 0 | 0 | 0 | 0 | 0 | 0 | 0 | 0 | 0 | 0 | 0 | 0 | 0 | 0 | 0 | 0 | 0 | 0 | 0 | 0 | 0
F4_Industrial_Stone, Clay, and Glass_Existing_Space Heating_Natural Gas_HVAC - Demand Controlled Ventilation_A_Achievable Economic TRC Potential | F4 | Industrial | Stone, Clay, and Glass | Existing | Space Heating | Natural Gas | HVAC - Demand Controlled Ventilation | A | Standalone Impact on Baseline Energy (%) | Achievable Economic TRC Potential | 0% | 0% | 0.04258% | 0.08564% | 0.1292% | 0.1732% | 0.2177% | 0.2628% | 0.3084% | 0.3545% | 0.4013% | 0.4487% | 0.4967% | 0.5455% | 0.595% | 0.6452% | 0.6962% | 0.748% | 0.8005% | 0.854% | 0.9083% | 0.9634%
F5_Industrial_Stone, Clay, and Glass_Existing_Space Heating_Natural Gas_HVAC - Demand Controlled Ventilation_A_Achievable Economic TRC Potential | F5 | Industrial | Stone, Clay, and Glass | Existing | Space Heating | Natural Gas | HVAC - Demand Controlled Ventilation | A | Standalone Impact on Baseline Summer Peak (%) | Achievable Economic TRC Potential | bar: 2019 to 2040
F6_Industrial_Stone, Clay, and Glass_Existing_Space Heating_Natural Gas_HVAC - Demand Controlled Ventilation_A_Achievable Economic TRC Potential | F6 | Industrial | Stone, Clay, and Glass | Existing | Space Heating | Natural Gas | HVAC - Demand Controlled Ventilation | A | Standalone Impact on Baseline Winter Peak (%) | Achievable Economic TRC Potential | bar: 2019 to 2040
F7_Industrial_Stone, Clay, and Glass_Existing_Space Heating_Natural Gas_HVAC - Demand Controlled Ventilation_A_Achievable Economic TRC Potential | F7 | Industrial | Stone, Clay, and Glass | Existing | Space Heating | Natural Gas | HVAC - Demand Controlled Ventilation | A | Incremental Energy Savings (MWh or mTherms) | Achievable Economic TRC Potential | 0 | 0 | 0.041748 | 0.040802 | 0.039876 | 0.038971 | 0.03809 | 0.037233 | 0.036401 | 0.035594 | 0.034813 | 0.034057 | 0.033327 | 0.03262 | 0.031935 | 0.03127 | 0.030626 | 0.030001 | 0.029394 | 0.028804 | 0.028231 | 0.027673
F8_Industrial_Stone, Clay, and Glass_Existing_Space Heating_Natural Gas_HVAC - Demand Controlled Ventilation_A_Achievable Economic TRC Potential | F8 | Industrial | Stone, Clay, and Glass | Existing | Space Heating | Natural Gas | HVAC - Demand Controlled Ventilation | A | Incremental Summer Peak Savings (MW) | Achievable Economic TRC Potential | 0 | 0 | 0 | 0 | 0 | 0 | 0 | 0 | 0 | 0 | 0 | 0 | 0 | 0 | 0 | 0 | 0 | 0 | 0 | 0 | 0 | 0
F9_Industrial_Stone, Clay, and Glass_Existing_Space Heating_Natural Gas_HVAC - Demand Controlled Ventilation_A_Achievable Economic TRC Potential | F9 | Industrial | Stone, Clay, and Glass | Existing | Space Heating | Natural Gas | HVAC - Demand Controlled Ventilation | A | Incremental Winter Peak Savings (MW) | Achievable Economic TRC Potential | 0 | 0 | 0 | 0 | 0 | 0 | 0 | 0 | 0 | 0 | 0 | 0 | 0 | 0 | 0 | 0 | 0 | 0 | 0 | 0 | 0 | 0
F10_Industrial_Stone, Clay, and Glass_Existing_Space Heating_Natural Gas_HVAC - Demand Controlled Ventilation_A_Achievable Economic TRC Potential | F10 | Industrial | Stone, Clay, and Glass | Existing | Space Heating | Natural Gas | HVAC - Demand Controlled Ventilation | A | Cumulative Energy Savings (MWh or mTherms) | Achievable Economic TRC Potential | 0 | 0 | 0.041748 | 0.082319 | 0.12174 | 0.16004 | 0.19725 | 0.23343 | 0.26862 | 0.30286 | 0.33623 | 0.36876 | 0.40051 | 0.4315 | 0.46179 | 0.49139 | 0.52034 | 0.54866 | 0.57638 | 0.60353 | 0.63012 | 0.65618
F11_Industrial_Stone, Clay, and Glass_Existing_Space Heating_Natural Gas_HVAC - Demand Controlled Ventilation_A_Achievable Economic TRC Potential | F11 | Industrial | Stone, Clay, and Glass | Existing | Space Heating | Natural Gas | HVAC - Demand Controlled Ventilation | A | Cumulative Summer Peak Savings (MW) | Achievable Economic TRC Potential | 0 | 0 | 0 | 0 | 0 | 0 | 0 | 0 | 0 | 0 | 0 | 0 | 0 | 0 | 0 | 0 | 0 | 0 | 0 | 0 | 0 | 0
F12_Industrial_Stone, Clay, and Glass_Existing_Space Heating_Natural Gas_HVAC - Demand Controlled Ventilation_A_Achievable Economic TRC Potential | F12 | Industrial | Stone, Clay, and Glass | Existing | Space Heating | Natural Gas | HVAC - Demand Controlled Ventilation | A | Cumulative Winter Peak Savings (MW) | Achievable Economic TRC Potential | 0 | 0 | 0 | 0 | 0 | 0 | 0 | 0 | 0 | 0 | 0 | 0 | 0 | 0 | 0 | 0 | 0 | 0 | 0 | 0 | 0 | 0
F13_Industrial_Stone, Clay, and Glass_Existing_Space Heating_Natural Gas_HVAC - Demand Controlled Ventilation_A_Achievable Economic TRC Potential | F13 | Industrial | Stone, Clay, and Glass | Existing | Space Heating | Natural Gas | HVAC - Demand Controlled Ventilation | A | Purchases (Incremental) | Achievable Economic TRC Potential | 0 | 0 | 544.7936 | 535.4006 | 526.1695 | 517.0977 | 508.1822 | 499.4204 | 490.8097 | 482.3475 | 474.0312 | 465.8582 | 457.8262 | 449.9326 | 442.1752 | 434.5514 | 427.0592 | 419.6961 | 412.4599 | 405.3486 | 398.3598 | 391.4915
F14_Industrial_Stone, Clay, and Glass_Existing_Space Heating_Natural Gas_HVAC - Demand Controlled Ventilation_A_Achievable Economic TRC Potential | F14 | Industrial | Stone, Clay, and Glass | Existing | Space Heating | Natural Gas | HVAC - Demand Controlled Ventilation | A | Purchases (Cumulative) | Achievable Economic TRC Potential | 0 | 0 | 544.7936 | 1080.1942 | 1606.3637 | 2123.4614 | 2631.6436 | 3131.064 | 3621.8737 | 4104.2212 | 4578.2524 | 5044.1106 | 5501.9367 | 5951.8693 | 6394.0445 | 6828.5959 | 7255.6551 | 7675.3512 | 8087.8111 | 8493.1597 | 8891.5195 | 9283.011
F1_Industrial_Stone, Clay, and Glass_Existing_Space Heating_Natural Gas_Gas Boiler - Stack Economizer_A_Achievable Economic TRC Potential | F1 | Industrial | Stone, Clay, and Glass | Existing | Space Heating | Natural Gas | Gas Boiler - Stack Economizer | A | Original Unit Energy Savings (kWh or therms) | Achievable Economic TRC Potential | 0 | 0 | 7.0717 | 7.0539 | 7.0365 | 7.0196 | 7.003 | 6.987 | 6.9714 | 6.9564 | 6.9419 | 6.928 | 6.9148 | 6.9021 | 6.8901 | 6.8787 | 6.868 | 6.858 | 6.8486 | 6.84 | 6.8321 | 6.8249
F2_Industrial_Stone, Clay, and Glass_Existing_Space Heating_Natural Gas_Gas Boiler - Stack Economizer_A_Achievable Economic TRC Potential | F2 | Industrial | Stone, Clay, and Glass | Existing | Space Heating | Natural Gas | Gas Boiler - Stack Economizer | A | Original Unit Summer Peak Savings (kW) | Achievable Economic TRC Potential | 0 | 0 | 0 | 0 | 0 | 0 | 0 | 0 | 0 | 0 | 0 | 0 | 0 | 0 | 0 | 0 | 0 | 0 | 0 | 0 | 0 | 0
F3_Industrial_Stone, Clay, and Glass_Existing_Space Heating_Natural Gas_Gas Boiler - Stack Economizer_A_Achievable Economic TRC Potential | F3 | Industrial | Stone, Clay, and Glass | Existing | Space Heating | Natural Gas | Gas Boiler - Stack Economizer | A | Original Unit Winter Peak Savings (kW) | Achievable Economic TRC Potential | 0 | 0 | 0 | 0 | 0 | 0 | 0 | 0 | 0 | 0 | 0 | 0 | 0 | 0 | 0 | 0 | 0 | 0 | 0 | 0 | 0 | 0
F4_Industrial_Stone, Clay, and Glass_Existing_Space Heating_Natural Gas_Gas Boiler - Stack Economizer_A_Achievable Economic TRC Potential | F4 | Industrial | Stone, Clay, and Glass | Existing | Space Heating | Natural Gas | Gas Boiler - Stack Economizer | A | Standalone Impact on Baseline Energy (%) | Achievable Economic TRC Potential | bar: 2019 to 2040
F5_Industrial_Stone, Clay, and Glass_Existing_Space Heating_Natural Gas_Gas Boiler - Stack Economizer_A_Achievable Economic TRC Potential | F5 | Industrial | Stone, Clay, and Glass | Existing | Space Heating | Natural Gas | Gas Boiler - Stack Economizer | A | Standalone Impact on Baseline Summer Peak (%) | Achievable Economic TRC Potential | bar: 2019 to 2040
F6_Industrial_Stone, Clay, and Glass_Existing_Space Heating_Natural Gas_Gas Boiler - Stack Economizer_A_Achievable Economic TRC Potential | F6 | Industrial | Stone, Clay, and Glass | Existing | Space Heating | Natural Gas | Gas Boiler - Stack Economizer | A | Standalone Impact on Baseline Winter Peak (%) | Achievable Economic TRC Potential | bar: 2019 to 2040
F7_Industrial_Stone, Clay, and Glass_Existing_Space Heating_Natural Gas_Gas Boiler - Stack Economizer_A_Achievable Economic TRC Potential | F7 | Industrial | Stone, Clay, and Glass | Existing | Space Heating | Natural Gas | Gas Boiler - Stack Economizer | A | Incremental Energy Savings (MWh or mTherms) | Achievable Economic TRC Potential | 0 | 0 | 0 | 0 | 0 | 0 | 0 | 0 | 0 | 0 | 0 | 0 | 0 | 0 | 0 | 0 | 0 | 0 | 0 | 0 | 0 | 0
F8_Industrial_Stone, Clay, and Glass_Existing_Space Heating_Natural Gas_Gas Boiler - Stack Economizer_A_Achievable Economic TRC Potential | F8 | Industrial | Stone, Clay, and Glass | Existing | Space Heating | Natural Gas | Gas Boiler - Stack Economizer | A | Incremental Summer Peak Savings (MW) | Achievable Economic TRC Potential | 0 | 0 | 0 | 0 | 0 | 0 | 0 | 0 | 0 | 0 | 0 | 0 | 0 | 0 | 0 | 0 | 0 | 0 | 0 | 0 | 0 | 0
F9_Industrial_Stone, Clay, and Glass_Existing_Space Heating_Natural Gas_Gas Boiler - Stack Economizer_A_Achievable Economic TRC Potential | F9 | Industrial | Stone, Clay, and Glass | Existing | Space Heating | Natural Gas | Gas Boiler - Stack Economizer | A | Incremental Winter Peak Savings (MW) | Achievable Economic TRC Potential | 0 | 0 | 0 | 0 | 0 | 0 | 0 | 0 | 0 | 0 | 0 | 0 | 0 | 0 | 0 | 0 | 0 | 0 | 0 | 0 | 0 | 0
F10_Industrial_Stone, Clay, and Glass_Existing_Space Heating_Natural Gas_Gas Boiler - Stack Economizer_A_Achievable Economic TRC Potential | F10 | Industrial | Stone, Clay, and Glass | Existing | Space Heating | Natural Gas | Gas Boiler - Stack Economizer | A | Cumulative Energy Savings (MWh or mTherms) | Achievable Economic TRC Potential | 0 | 0 | 0 | 0 | 0 | 0 | 0 | 0 | 0 | 0 | 0 | 0 | 0 | 0 | 0 | 0 | 0 | 0 | 0 | 0 | 0 | 0
F11_Industrial_Stone, Clay, and Glass_Existing_Space Heating_Natural Gas_Gas Boiler - Stack Economizer_A_Achievable Economic TRC Potential | F11 | Industrial | Stone, Clay, and Glass | Existing | Space Heating | Natural Gas | Gas Boiler - Stack Economizer | A | Cumulative Summer Peak Savings (MW) | Achievable Economic TRC Potential | 0 | 0 | 0 | 0 | 0 | 0 | 0 | 0 | 0 | 0 | 0 | 0 | 0 | 0 | 0 | 0 | 0 | 0 | 0 | 0 | 0 | 0
F12_Industrial_Stone, Clay, and Glass_Existing_Space Heating_Natural Gas_Gas Boiler - Stack Economizer_A_Achievable Economic TRC Potential | F12 | Industrial | Stone, Clay, and Glass | Existing | Space Heating | Natural Gas | Gas Boiler - Stack Economizer | A | Cumulative Winter Peak Savings (MW) | Achievable Economic TRC Potential | 0 | 0 | 0 | 0 | 0 | 0 | 0 | 0 | 0 | 0 | 0 | 0 | 0 | 0 | 0 | 0 | 0 | 0 | 0 | 0 | 0 | 0
F13_Industrial_Stone, Clay, and Glass_Existing_Space Heating_Natural Gas_Gas Boiler - Stack Economizer_A_Achievable Economic TRC Potential | F13 | Industrial | Stone, Clay, and Glass | Existing | Space Heating | Natural Gas | Gas Boiler - Stack Economizer | A | Purchases (Incremental) | Achievable Economic TRC Potential | 0 | 0 | 0 | 0 | 0 | 0 | 0 | 0 | 0 | 0 | 0 | 0 | 0 | 0 | 0 | 0 | 0 | 0 | 0 | 0 | 0 | 0
F14_Industrial_Stone, Clay, and Glass_Existing_Space Heating_Natural Gas_Gas Boiler - Stack Economizer_A_Achievable Economic TRC Potential | F14 | Industrial | Stone, Clay, and Glass | Existing | Space Heating | Natural Gas | Gas Boiler - Stack Economizer | A | Purchases (Cumulative) | Achievable Economic TRC Potential | 0 | 0 | 0 | 0 | 0 | 0 | 0 | 0 | 0 | 0 | 0 | 0 | 0 | 0 | 0 | 0 | 0 | 0 | 0 | 0 | 0 | 0
F1_Industrial_Stone, Clay, and Glass_Existing_Process_Natural Gas_Gas Boiler - Stack Economizer_A_Achievable Economic TRC Potential | F1 | Industrial | Stone, Clay, and Glass | Existing | Process | Natural Gas | Gas Boiler - Stack Economizer | A | Original Unit Energy Savings (kWh or therms) | Achievable Economic TRC Potential | 0 | 0 | 5.5108 | 5.5108 | 5.5108 | 5.5108 | 5.5108 | 5.5108 | 5.5108 | 5.5108 | 5.5108 | 5.5108 | 5.5108 | 5.5108 | 5.5108 | 5.5108 | 5.5108 | 5.5108 | 5.5108 | 5.5108 | 5.5108 | 5.5108
F2_Industrial_Stone, Clay, and Glass_Existing_Process_Natural Gas_Gas Boiler - Stack Economizer_A_Achievable Economic TRC Potential | F2 | Industrial | Stone, Clay, and Glass | Existing | Process | Natural Gas | Gas Boiler - Stack Economizer | A | Original Unit Summer Peak Savings (kW) | Achievable Economic TRC Potential | 0 | 0 | 0 | 0 | 0 | 0 | 0 | 0 | 0 | 0 | 0 | 0 | 0 | 0 | 0 | 0 | 0 | 0 | 0 | 0 | 0 | 0
F3_Industrial_Stone, Clay, and Glass_Existing_Process_Natural Gas_Gas Boiler - Stack Economizer_A_Achievable Economic TRC Potential | F3 | Industrial | Stone, Clay, and Glass | Existing | Process | Natural Gas | Gas Boiler - Stack Economizer | A | Original Unit Winter Peak Savings (kW) | Achievable Economic TRC Potential | 0 | 0 | 0 | 0 | 0 | 0 | 0 | 0 | 0 | 0 | 0 | 0 | 0 | 0 | 0 | 0 | 0 | 0 | 0 | 0 | 0 | 0
F4_Industrial_Stone, Clay, and Glass_Existing_Process_Natural Gas_Gas Boiler - Stack Economizer_A_Achievable Economic TRC Potential | F4 | Industrial | Stone, Clay, and Glass | Existing | Process | Natural Gas | Gas Boiler - Stack Economizer | A | Standalone Impact on Baseline Energy (%) | Achievable Economic TRC Potential | bar: 2019 to 2040
F5_Industrial_Stone, Clay, and Glass_Existing_Process_Natural Gas_Gas Boiler - Stack Economizer_A_Achievable Economic TRC Potential | F5 | Industrial | Stone, Clay, and Glass | Existing | Process | Natural Gas | Gas Boiler - Stack Economizer | A | Standalone Impact on Baseline Summer Peak (%) | Achievable Economic TRC Potential | bar: 2019 to 2040
F6_Industrial_Stone, Clay, and Glass_Existing_Process_Natural Gas_Gas Boiler - Stack Economizer_A_Achievable Economic TRC Potential | F6 | Industrial | Stone, Clay, and Glass | Existing | Process | Natural Gas | Gas Boiler - Stack Economizer | A | Standalone Impact on Baseline Winter Peak (%) | Achievable Economic TRC Potential | bar: 2019 to 2040
F7_Industrial_Stone, Clay, and Glass_Existing_Process_Natural Gas_Gas Boiler - Stack Economizer_A_Achievable Economic TRC Potential | F7 | Industrial | Stone, Clay, and Glass | Existing | Process | Natural Gas | Gas Boiler - Stack Economizer | A | Incremental Energy Savings (MWh or mTherms) | Achievable Economic TRC Potential | 0 | 0 | 0 | 0 | 0 | 0 | 0 | 0 | 0 | 0 | 0 | 0 | 0 | 0 | 0 | 0 | 0 | 0 | 0 | 0 | 0 | 0
F8_Industrial_Stone, Clay, and Glass_Existing_Process_Natural Gas_Gas Boiler - Stack Economizer_A_Achievable Economic TRC Potential | F8 | Industrial | Stone, Clay, and Glass | Existing | Process | Natural Gas | Gas Boiler - Stack Economizer | A | Incremental Summer Peak Savings (MW) | Achievable Economic TRC Potential | 0 | 0 | 0 | 0 | 0 | 0 | 0 | 0 | 0 | 0 | 0 | 0 | 0 | 0 | 0 | 0 | 0 | 0 | 0 | 0 | 0 | 0
F9_Industrial_Stone, Clay, and Glass_Existing_Process_Natural Gas_Gas Boiler - Stack Economizer_A_Achievable Economic TRC Potential | F9 | Industrial | Stone, Clay, and Glass | Existing | Process | Natural Gas | Gas Boiler - Stack Economizer | A | Incremental Winter Peak Savings (MW) | Achievable Economic TRC Potential | 0 | 0 | 0 | 0 | 0 | 0 | 0 | 0 | 0 | 0 | 0 | 0 | 0 | 0 | 0 | 0 | 0 | 0 | 0 | 0 | 0 | 0
F10_Industrial_Stone, Clay, and Glass_Existing_Process_Natural Gas_Gas Boiler - Stack Economizer_A_Achievable Economic TRC Potential | F10 | Industrial | Stone, Clay, and Glass | Existing | Process | Natural Gas | Gas Boiler - Stack Economizer | A | Cumulative Energy Savings (MWh or mTherms) | Achievable Economic TRC Potential | 0 | 0 | 0 | 0 | 0 | 0 | 0 | 0 | 0 | 0 | 0 | 0 | 0 | 0 | 0 | 0 | 0 | 0 | 0 | 0 | 0 | 0
F11_Industrial_Stone, Clay, and Glass_Existing_Process_Natural Gas_Gas Boiler - Stack Economizer_A_Achievable Economic TRC Potential | F11 | Industrial | Stone, Clay, and Glass | Existing | Process | Natural Gas | Gas Boiler - Stack Economizer | A | Cumulative Summer Peak Savings (MW) | Achievable Economic TRC Potential | 0 | 0 | 0 | 0 | 0 | 0 | 0 | 0 | 0 | 0 | 0 | 0 | 0 | 0 | 0 | 0 | 0 | 0 | 0 | 0 | 0 | 0
F12_Industrial_Stone, Clay, and Glass_Existing_Process_Natural Gas_Gas Boiler - Stack Economizer_A_Achievable Economic TRC Potential | F12 | Industrial | Stone, Clay, and Glass | Existing | Process | Natural Gas | Gas Boiler - Stack Economizer | A | Cumulative Winter Peak Savings (MW) | Achievable Economic TRC Potential | 0 | 0 | 0 | 0 | 0 | 0 | 0 | 0 | 0 | 0 | 0 | 0 | 0 | 0 | 0 | 0 | 0 | 0 | 0 | 0 | 0 | 0
F13_Industrial_Stone, Clay, and Glass_Existing_Process_Natural Gas_Gas Boiler - Stack Economizer_A_Achievable Economic TRC Potential | F13 | Industrial | Stone, Clay, and Glass | Existing | Process | Natural Gas | Gas Boiler - Stack Economizer | A | Purchases (Incremental) | Achievable Economic TRC Potential | 0 | 0 | 0 | 0 | 0 | 0 | 0 | 0 | 0 | 0 | 0 | 0 | 0 | 0 | 0 | 0 | 0 | 0 | 0 | 0 | 0 | 0
F14_Industrial_Stone, Clay, and Glass_Existing_Process_Natural Gas_Gas Boiler - Stack Economizer_A_Achievable Economic TRC Potential | F14 | Industrial | Stone, Clay, and Glass | Existing | Process | Natural Gas | Gas Boiler - Stack Economizer | A | Purchases (Cumulative) | Achievable Economic TRC Potential | 0 | 0 | 0 | 0 | 0 | 0 | 0 | 0 | 0 | 0 | 0 | 0 | 0 | 0 | 0 | 0 | 0 | 0 | 0 | 0 | 0 | 0
F1_Industrial_Stone, Clay, and Glass_Existing_Space Heating_Natural Gas_Gas Furnace Tube Inserts_A_Achievable Economic TRC Potential | F1 | Industrial | Stone, Clay, and Glass | Existing | Space Heating | Natural Gas | Gas Furnace Tube Inserts | A | Original Unit Energy Savings (kWh or therms) | Achievable Economic TRC Potential | 0 | 0 | 0.088102 | 0.087615 | 0.087128 | 0.086647 | 0.086173 | 0.085712 | 0.085266 | 0.084839 | 0.084432 | 0.08405 | 0.08369 | 0.083351 | 0.083032 | 0.082732 | 0.082449 | 0.082183 | 0.081933 | 0.081697 | 0.081476 | 0.081267
F2_Industrial_Stone, Clay, and Glass_Existing_Space Heating_Natural Gas_Gas Furnace Tube Inserts_A_Achievable Economic TRC Potential | F2 | Industrial | Stone, Clay, and Glass | Existing | Space Heating | Natural Gas | Gas Furnace Tube Inserts | A | Original Unit Summer Peak Savings (kW) | Achievable Economic TRC Potential | 0 | 0 | 0 | 0 | 0 | 0 | 0 | 0 | 0 | 0 | 0 | 0 | 0 | 0 | 0 | 0 | 0 | 0 | 0 | 0 | 0 | 0
F3_Industrial_Stone, Clay, and Glass_Existing_Space Heating_Natural Gas_Gas Furnace Tube Inserts_A_Achievable Economic TRC Potential | F3 | Industrial | Stone, Clay, and Glass | Existing | Space Heating | Natural Gas | Gas Furnace Tube Inserts | A | Original Unit Winter Peak Savings (kW) | Achievable Economic TRC Potential | 0 | 0 | 0 | 0 | 0 | 0 | 0 | 0 | 0 | 0 | 0 | 0 | 0 | 0 | 0 | 0 | 0 | 0 | 0 | 0 | 0 | 0
F4_Industrial_Stone, Clay, and Glass_Existing_Space Heating_Natural Gas_Gas Furnace Tube Inserts_A_Achievable Economic TRC Potential | F4 | Industrial | Stone, Clay, and Glass | Existing | Space Heating | Natural Gas | Gas Furnace Tube Inserts | A | Standalone Impact on Baseline Energy (%) | Achievable Economic TRC Potential | bar: 2019 to 2040
F5_Industrial_Stone, Clay, and Glass_Existing_Space Heating_Natural Gas_Gas Furnace Tube Inserts_A_Achievable Economic TRC Potential | F5 | Industrial | Stone, Clay, and Glass | Existing | Space Heating | Natural Gas | Gas Furnace Tube Inserts | A | Standalone Impact on Baseline Summer Peak (%) | Achievable Economic TRC Potential | bar: 2019 to 2040
F6_Industrial_Stone, Clay, and Glass_Existing_Space Heating_Natural Gas_Gas Furnace Tube Inserts_A_Achievable Economic TRC Potential | F6 | Industrial | Stone, Clay, and Glass | Existing | Space Heating | Natural Gas | Gas Furnace Tube Inserts | A | Standalone Impact on Baseline Winter Peak (%) | Achievable Economic TRC Potential | bar: 2019 to 2040
F7_Industrial_Stone, Clay, and Glass_Existing_Space Heating_Natural Gas_Gas Furnace Tube Inserts_A_Achievable Economic TRC Potential | F7 | Industrial | Stone, Clay, and Glass | Existing | Space Heating | Natural Gas | Gas Furnace Tube Inserts | A | Incremental Energy Savings (MWh or mTherms) | Achievable Economic TRC Potential | 0 | 0 | 0 | 0 | 0 | 0 | 0 | 0 | 0 | 0 | 0 | 0 | 0 | 0 | 0 | 0 | 0 | 0 | 0 | 0 | 0 | 0
F8_Industrial_Stone, Clay, and Glass_Existing_Space Heating_Natural Gas_Gas Furnace Tube Inserts_A_Achievable Economic TRC Potential | F8 | Industrial | Stone, Clay, and Glass | Existing | Space Heating | Natural Gas | Gas Furnace Tube Inserts | A | Incremental Summer Peak Savings (MW) | Achievable Economic TRC Potential | 0 | 0 | 0 | 0 | 0 | 0 | 0 | 0 | 0 | 0 | 0 | 0 | 0 | 0 | 0 | 0 | 0 | 0 | 0 | 0 | 0 | 0
F9_Industrial_Stone, Clay, and Glass_Existing_Space Heating_Natural Gas_Gas Furnace Tube Inserts_A_Achievable Economic TRC Potential | F9 | Industrial | Stone, Clay, and Glass | Existing | Space Heating | Natural Gas | Gas Furnace Tube Inserts | A | Incremental Winter Peak Savings (MW) | Achievable Economic TRC Potential | 0 | 0 | 0 | 0 | 0 | 0 | 0 | 0 | 0 | 0 | 0 | 0 | 0 | 0 | 0 | 0 | 0 | 0 | 0 | 0 | 0 | 0
F10_Industrial_Stone, Clay, and Glass_Existing_Space Heating_Natural Gas_Gas Furnace Tube Inserts_A_Achievable Economic TRC Potential | F10 | Industrial | Stone, Clay, and Glass | Existing | Space Heating | Natural Gas | Gas Furnace Tube Inserts | A | Cumulative Energy Savings (MWh or mTherms) | Achievable Economic TRC Potential | 0 | 0 | 0 | 0 | 0 | 0 | 0 | 0 | 0 | 0 | 0 | 0 | 0 | 0 | 0 | 0 | 0 | 0 | 0 | 0 | 0 | 0
F11_Industrial_Stone, Clay, and Glass_Existing_Space Heating_Natural Gas_Gas Furnace Tube Inserts_A_Achievable Economic TRC Potential | F11 | Industrial | Stone, Clay, and Glass | Existing | Space Heating | Natural Gas | Gas Furnace Tube Inserts | A | Cumulative Summer Peak Savings (MW) | Achievable Economic TRC Potential | 0 | 0 | 0 | 0 | 0 | 0 | 0 | 0 | 0 | 0 | 0 | 0 | 0 | 0 | 0 | 0 | 0 | 0 | 0 | 0 | 0 | 0
F12_Industrial_Stone, Clay, and Glass_Existing_Space Heating_Natural Gas_Gas Furnace Tube Inserts_A_Achievable Economic TRC Potential | F12 | Industrial | Stone, Clay, and Glass | Existing | Space Heating | Natural Gas | Gas Furnace Tube Inserts | A | Cumulative Winter Peak Savings (MW) | Achievable Economic TRC Potential | 0 | 0 | 0 | 0 | 0 | 0 | 0 | 0 | 0 | 0 | 0 | 0 | 0 | 0 | 0 | 0 | 0 | 0 | 0 | 0 | 0 | 0
F13_Industrial_Stone, Clay, and Glass_Existing_Space Heating_Natural Gas_Gas Furnace Tube Inserts_A_Achievable Economic TRC Potential | F13 | Industrial | Stone, Clay, and Glass | Existing | Space Heating | Natural Gas | Gas Furnace Tube Inserts | A | Purchases (Incremental) | Achievable Economic TRC Potential | 0 | 0 | 0 | 0 | 0 | 0 | 0 | 0 | 0 | 0 | 0 | 0 | 0 | 0 | 0 | 0 | 0 | 0 | 0 | 0 | 0 | 0
F14_Industrial_Stone, Clay, and Glass_Existing_Space Heating_Natural Gas_Gas Furnace Tube Inserts_A_Achievable Economic TRC Potential | F14 | Industrial | Stone, Clay, and Glass | Existing | Space Heating | Natural Gas | Gas Furnace Tube Inserts | A | Purchases (Cumulative) | Achievable Economic TRC Potential | 0 | 0 | 0 | 0 | 0 | 0 | 0 | 0 | 0 | 0 | 0 | 0 | 0 | 0 | 0 | 0 | 0 | 0 | 0 | 0 | 0 | 0
F1_Industrial_Stone, Clay, and Glass_Existing_Space Heating_Natural Gas_Space Heating - Heat Recovery Ventilator_A_Achievable Economic TRC Potential | F1 | Industrial | Stone, Clay, and Glass | Existing | Space Heating | Natural Gas | Space Heating - Heat Recovery Ventilator | A | Original Unit Energy Savings (kWh or therms) | Achievable Economic TRC Potential | 0 | 0 | 0.01336 | 0.013329 | 0.013297 | 0.013266 | 0.013235 | 0.013205 | 0.013176 | 0.013148 | 0.013122 | 0.013097 | 0.013074 | 0.013051 | 0.013031 | 0.013011 | 0.012992 | 0.012975 | 0.012959 | 0.012943 | 0.012929 | 0.012915
F2_Industrial_Stone, Clay, and Glass_Existing_Space Heating_Natural Gas_Space Heating - Heat Recovery Ventilator_A_Achievable Economic TRC Potential | F2 | Industrial | Stone, Clay, and Glass | Existing | Space Heating | Natural Gas | Space Heating - Heat Recovery Ventilator | A | Original Unit Summer Peak Savings (kW) | Achievable Economic TRC Potential | 0 | 0 | 0 | 0 | 0 | 0 | 0 | 0 | 0 | 0 | 0 | 0 | 0 | 0 | 0 | 0 | 0 | 0 | 0 | 0 | 0 | 0
F3_Industrial_Stone, Clay, and Glass_Existing_Space Heating_Natural Gas_Space Heating - Heat Recovery Ventilator_A_Achievable Economic TRC Potential | F3 | Industrial | Stone, Clay, and Glass | Existing | Space Heating | Natural Gas | Space Heating - Heat Recovery Ventilator | A | Original Unit Winter Peak Savings (kW) | Achievable Economic TRC Potential | 0 | 0 | 0 | 0 | 0 | 0 | 0 | 0 | 0 | 0 | 0 | 0 | 0 | 0 | 0 | 0 | 0 | 0 | 0 | 0 | 0 | 0
F4_Industrial_Stone, Clay, and Glass_Existing_Space Heating_Natural Gas_Space Heating - Heat Recovery Ventilator_A_Achievable Economic TRC Potential | F4 | Industrial | Stone, Clay, and Glass | Existing | Space Heating | Natural Gas | Space Heating - Heat Recovery Ventilator | A | Standalone Impact on Baseline Energy (%) | Achievable Economic TRC Potential | bar: 2019 to 2040
F5_Industrial_Stone, Clay, and Glass_Existing_Space Heating_Natural Gas_Space Heating - Heat Recovery Ventilator_A_Achievable Economic TRC Potential | F5 | Industrial | Stone, Clay, and Glass | Existing | Space Heating | Natural Gas | Space Heating - Heat Recovery Ventilator | A | Standalone Impact on Baseline Summer Peak (%) | Achievable Economic TRC Potential | bar: 2019 to 2040
F6_Industrial_Stone, Clay, and Glass_Existing_Space Heating_Natural Gas_Space Heating - Heat Recovery Ventilator_A_Achievable Economic TRC Potential | F6 | Industrial | Stone, Clay, and Glass | Existing | Space Heating | Natural Gas | Space Heating - Heat Recovery Ventilator | A | Standalone Impact on Baseline Winter Peak (%) | Achievable Economic TRC Potential | bar: 2019 to 2040
F7_Industrial_Stone, Clay, and Glass_Existing_Space Heating_Natural Gas_Space Heating - Heat Recovery Ventilator_A_Achievable Economic TRC Potential | F7 | Industrial | Stone, Clay, and Glass | Existing | Space Heating | Natural Gas | Space Heating - Heat Recovery Ventilator | A | Incremental Energy Savings (MWh or mTherms) | Achievable Economic TRC Potential | 0 | 0 | 0 | 0 | 0 | 0 | 0 | 0 | 0 | 0 | 0 | 0 | 0 | 0 | 0 | 0 | 0 | 0 | 0 | 0 | 0 | 0
F8_Industrial_Stone, Clay, and Glass_Existing_Space Heating_Natural Gas_Space Heating - Heat Recovery Ventilator_A_Achievable Economic TRC Potential | F8 | Industrial | Stone, Clay, and Glass | Existing | Space Heating | Natural Gas | Space Heating - Heat Recovery Ventilator | A | Incremental Summer Peak Savings (MW) | Achievable Economic TRC Potential | 0 | 0 | 0 | 0 | 0 | 0 | 0 | 0 | 0 | 0 | 0 | 0 | 0 | 0 | 0 | 0 | 0 | 0 | 0 | 0 | 0 | 0
F9_Industrial_Stone, Clay, and Glass_Existing_Space Heating_Natural Gas_Space Heating - Heat Recovery Ventilator_A_Achievable Economic TRC Potential | F9 | Industrial | Stone, Clay, and Glass | Existing | Space Heating | Natural Gas | Space Heating - Heat Recovery Ventilator | A | Incremental Winter Peak Savings (MW) | Achievable Economic TRC Potential | 0 | 0 | 0 | 0 | 0 | 0 | 0 | 0 | 0 | 0 | 0 | 0 | 0 | 0 | 0 | 0 | 0 | 0 | 0 | 0 | 0 | 0
F10_Industrial_Stone, Clay, and Glass_Existing_Space Heating_Natural Gas_Space Heating - Heat Recovery Ventilator_A_Achievable Economic TRC Potential | F10 | Industrial | Stone, Clay, and Glass | Existing | Space Heating | Natural Gas | Space Heating - Heat Recovery Ventilator | A | Cumulative Energy Savings (MWh or mTherms) | Achievable Economic TRC Potential | 0 | 0 | 0 | 0 | 0 | 0 | 0 | 0 | 0 | 0 | 0 | 0 | 0 | 0 | 0 | 0 | 0 | 0 | 0 | 0 | 0 | 0
F11_Industrial_Stone, Clay, and Glass_Existing_Space Heating_Natural Gas_Space Heating - Heat Recovery Ventilator_A_Achievable Economic TRC Potential | F11 | Industrial | Stone, Clay, and Glass | Existing | Space Heating | Natural Gas | Space Heating - Heat Recovery Ventilator | A | Cumulative Summer Peak Savings (MW) | Achievable Economic TRC Potential | 0 | 0 | 0 | 0 | 0 | 0 | 0 | 0 | 0 | 0 | 0 | 0 | 0 | 0 | 0 | 0 | 0 | 0 | 0 | 0 | 0 | 0
F12_Industrial_Stone, Clay, and Glass_Existing_Space Heating_Natural Gas_Space Heating - Heat Recovery Ventilator_A_Achievable Economic TRC Potential | F12 | Industrial | Stone, Clay, and Glass | Existing | Space Heating | Natural Gas | Space Heating - Heat Recovery Ventilator | A | Cumulative Winter Peak Savings (MW) | Achievable Economic TRC Potential | 0 | 0 | 0 | 0 | 0 | 0 | 0 | 0 | 0 | 0 | 0 | 0 | 0 | 0 | 0 | 0 | 0 | 0 | 0 | 0 | 0 | 0
F13_Industrial_Stone, Clay, and Glass_Existing_Space Heating_Natural Gas_Space Heating - Heat Recovery Ventilator_A_Achievable Economic TRC Potential | F13 | Industrial | Stone, Clay, and Glass | Existing | Space Heating | Natural Gas | Space Heating - Heat Recovery Ventilator | A | Purchases (Incremental) | Achievable Economic TRC Potential | 0 | 0 | 0 | 0 | 0 | 0 | 0 | 0 | 0 | 0 | 0 | 0 | 0 | 0 | 0 | 0 | 0 | 0 | 0 | 0 | 0 | 0
F14_Industrial_Stone, Clay, and Glass_Existing_Space Heating_Natural Gas_Space Heating - Heat Recovery Ventilator_A_Achievable Economic TRC Potential | F14 | Industrial | Stone, Clay, and Glass | Existing | Space Heating | Natural Gas | Space Heating - Heat Recovery Ventilator | A | Purchases (Cumulative) | Achievable Economic TRC Potential | 0 | 0 | 0 | 0 | 0 | 0 | 0 | 0 | 0 | 0 | 0 | 0 | 0 | 0 | 0 | 0 | 0 | 0 | 0 | 0 | 0 | 0
F1_Industrial_Stone, Clay, and Glass_Existing_Space Heating_Natural Gas_Thermostat - Programmable_A_Achievable Economic TRC Potential | F1 | Industrial | Stone, Clay, and Glass | Existing | Space Heating | Natural Gas | Thermostat - Programmable | A | Original Unit Energy Savings (kWh or therms) | Achievable Economic TRC Potential | 0 | 0 | 0.0064634 | 0.006448 | 0.0064327 | 0.0064176 | 0.0064027 | 0.0063882 | 0.0063742 | 0.0063608 | 0.006348 | 0.006336 | 0.0063246 | 0.0063139 | 0.0063038 | 0.0062943 | 0.0062853 | 0.0062769 | 0.006269 | 0.0062616 | 0.0062546 | 0.006248
F2_Industrial_Stone, Clay, and Glass_Existing_Space Heating_Natural Gas_Thermostat - Programmable_A_Achievable Economic TRC Potential | F2 | Industrial | Stone, Clay, and Glass | Existing | Space Heating | Natural Gas | Thermostat - Programmable | A | Original Unit Summer Peak Savings (kW) | Achievable Economic TRC Potential | 0 | 0 | 0 | 0 | 0 | 0 | 0 | 0 | 0 | 0 | 0 | 0 | 0 | 0 | 0 | 0 | 0 | 0 | 0 | 0 | 0 | 0
F3_Industrial_Stone, Clay, and Glass_Existing_Space Heating_Natural Gas_Thermostat - Programmable_A_Achievable Economic TRC Potential | F3 | Industrial | Stone, Clay, and Glass | Existing | Space Heating | Natural Gas | Thermostat - Programmable | A | Original Unit Winter Peak Savings (kW) | Achievable Economic TRC Potential | 0 | 0 | 0 | 0 | 0 | 0 | 0 | 0 | 0 | 0 | 0 | 0 | 0 | 0 | 0 | 0 | 0 | 0 | 0 | 0 | 0 | 0
F4_Industrial_Stone, Clay, and Glass_Existing_Space Heating_Natural Gas_Thermostat - Programmable_A_Achievable Economic TRC Potential | F4 | Industrial | Stone, Clay, and Glass | Existing | Space Heating | Natural Gas | Thermostat - Programmable | A | Standalone Impact on Baseline Energy (%) | Achievable Economic TRC Potential | bar: 2019 to 2040
F5_Industrial_Stone, Clay, and Glass_Existing_Space Heating_Natural Gas_Thermostat - Programmable_A_Achievable Economic TRC Potential | F5 | Industrial | Stone, Clay, and Glass | Existing | Space Heating | Natural Gas | Thermostat - Programmable | A | Standalone Impact on Baseline Summer Peak (%) | Achievable Economic TRC Potential | bar: 2019 to 2040
F6_Industrial_Stone, Clay, and Glass_Existing_Space Heating_Natural Gas_Thermostat - Programmable_A_Achievable Economic TRC Potential | F6 | Industrial | Stone, Clay, and Glass | Existing | Space Heating | Natural Gas | Thermostat - Programmable | A | Standalone Impact on Baseline Winter Peak (%) | Achievable Economic TRC Potential | bar: 2019 to 2040
F7_Industrial_Stone, Clay, and Glass_Existing_Space Heating_Natural Gas_Thermostat - Programmable_A_Achievable Economic TRC Potential | F7 | Industrial | Stone, Clay, and Glass | Existing | Space Heating | Natural Gas | Thermostat - Programmable | A | Incremental Energy Savings (MWh or mTherms) | Achievable Economic TRC Potential | 0 | 0 | 0 | 0 | 0 | 0 | 0 | 0 | 0 | 0 | 0 | 0 | 0 | 0 | 0 | 0 | 0 | 0 | 0 | 0 | 0 | 0
F8_Industrial_Stone, Clay, and Glass_Existing_Space Heating_Natural Gas_Thermostat - Programmable_A_Achievable Economic TRC Potential | F8 | Industrial | Stone, Clay, and Glass | Existing | Space Heating | Natural Gas | Thermostat - Programmable | A | Incremental Summer Peak Savings (MW) | Achievable Economic TRC Potential | 0 | 0 | 0 | 0 | 0 | 0 | 0 | 0 | 0 | 0 | 0 | 0 | 0 | 0 | 0 | 0 | 0 | 0 | 0 | 0 | 0 | 0
F9_Industrial_Stone, Clay, and Glass_Existing_Space Heating_Natural Gas_Thermostat - Programmable_A_Achievable Economic TRC Potential | F9 | Industrial | Stone, Clay, and Glass | Existing | Space Heating | Natural Gas | Thermostat - Programmable | A | Incremental Winter Peak Savings (MW) | Achievable Economic TRC Potential | 0 | 0 | 0 | 0 | 0 | 0 | 0 | 0 | 0 | 0 | 0 | 0 | 0 | 0 | 0 | 0 | 0 | 0 | 0 | 0 | 0 | 0
F10_Industrial_Stone, Clay, and Glass_Existing_Space Heating_Natural Gas_Thermostat - Programmable_A_Achievable Economic TRC Potential | F10 | Industrial | Stone, Clay, and Glass | Existing | Space Heating | Natural Gas | Thermostat - Programmable | A | Cumulative Energy Savings (MWh or mTherms) | Achievable Economic TRC Potential | 0 | 0 | 0 | 0 | 0 | 0 | 0 | 0 | 0 | 0 | 0 | 0 | 0 | 0 | 0 | 0 | 0 | 0 | 0 | 0 | 0 | 0
F11_Industrial_Stone, Clay, and Glass_Existing_Space Heating_Natural Gas_Thermostat - Programmable_A_Achievable Economic TRC Potential | F11 | Industrial | Stone, Clay, and Glass | Existing | Space Heating | Natural Gas | Thermostat - Programmable | A | Cumulative Summer Peak Savings (MW) | Achievable Economic TRC Potential | 0 | 0 | 0 | 0 | 0 | 0 | 0 | 0 | 0 | 0 | 0 | 0 | 0 | 0 | 0 | 0 | 0 | 0 | 0 | 0 | 0 | 0
F12_Industrial_Stone, Clay, and Glass_Existing_Space Heating_Natural Gas_Thermostat - Programmable_A_Achievable Economic TRC Potential | F12 | Industrial | Stone, Clay, and Glass | Existing | Space Heating | Natural Gas | Thermostat - Programmable | A | Cumulative Winter Peak Savings (MW) | Achievable Economic TRC Potential | 0 | 0 | 0 | 0 | 0 | 0 | 0 | 0 | 0 | 0 | 0 | 0 | 0 | 0 | 0 | 0 | 0 | 0 | 0 | 0 | 0 | 0
F13_Industrial_Stone, Clay, and Glass_Existing_Space Heating_Natural Gas_Thermostat - Programmable_A_Achievable Economic TRC Potential | F13 | Industrial | Stone, Clay, and Glass | Existing | Space Heating | Natural Gas | Thermostat - Programmable | A | Purchases (Incremental) | Achievable Economic TRC Potential | 0 | 0 | 0 | 0 | 0 | 0 | 0 | 0 | 0 | 0 | 0 | 0 | 0 | 0 | 0 | 0 | 0 | 0 | 0 | 0 | 0 | 0
F14_Industrial_Stone, Clay, and Glass_Existing_Space Heating_Natural Gas_Thermostat - Programmable_A_Achievable Economic TRC Potential | F14 | Industrial | Stone, Clay, and Glass | Existing | Space Heating | Natural Gas | Thermostat - Programmable | A | Purchases (Cumulative) | Achievable Economic TRC Potential | 0 | 0 | 0 | 0 | 0 | 0 | 0 | 0 | 0 | 0 | 0 | 0 | 0 | 0 | 0 | 0 | 0 | 0 | 0 | 0 | 0 | 0
F1_Industrial_Stone, Clay, and Glass_Existing_Space Heating_Natural Gas_ENERGY STAR Connected Thermostat_A_Achievable Economic TRC Potential | F1 | Industrial | Stone, Clay, and Glass | Existing | Space Heating | Natural Gas | ENERGY STAR Connected Thermostat | A | Original Unit Energy Savings (kWh or therms) | Achievable Economic TRC Potential | 0 | 0 | 0.015624 | 0.015587 | 0.01555 | 0.015514 | 0.015478 | 0.015443 | 0.015409 | 0.015376 | 0.015345 | 0.015316 | 0.015289 | 0.015263 | 0.015238 | 0.015215 | 0.015194 | 0.015173 | 0.015154 | 0.015136 | 0.01512 | 0.015104
F2_Industrial_Stone, Clay, and Glass_Existing_Space Heating_Natural Gas_ENERGY STAR Connected Thermostat_A_Achievable Economic TRC Potential | F2 | Industrial | Stone, Clay, and Glass | Existing | Space Heating | Natural Gas | ENERGY STAR Connected Thermostat | A | Original Unit Summer Peak Savings (kW) | Achievable Economic TRC Potential | 0 | 0 | 0 | 0 | 0 | 0 | 0 | 0 | 0 | 0 | 0 | 0 | 0 | 0 | 0 | 0 | 0 | 0 | 0 | 0 | 0 | 0
F3_Industrial_Stone, Clay, and Glass_Existing_Space Heating_Natural Gas_ENERGY STAR Connected Thermostat_A_Achievable Economic TRC Potential | F3 | Industrial | Stone, Clay, and Glass | Existing | Space Heating | Natural Gas | ENERGY STAR Connected Thermostat | A | Original Unit Winter Peak Savings (kW) | Achievable Economic TRC Potential | 0 | 0 | 0 | 0 | 0 | 0 | 0 | 0 | 0 | 0 | 0 | 0 | 0 | 0 | 0 | 0 | 0 | 0 | 0 | 0 | 0 | 0
F4_Industrial_Stone, Clay, and Glass_Existing_Space Heating_Natural Gas_ENERGY STAR Connected Thermostat_A_Achievable Economic TRC Potential | F4 | Industrial | Stone, Clay, and Glass | Existing | Space Heating | Natural Gas | ENERGY STAR Connected Thermostat | A | Standalone Impact on Baseline Energy (%) | Achievable Economic TRC Potential | bar: 2019 to 2040
F5_Industrial_Stone, Clay, and Glass_Existing_Space Heating_Natural Gas_ENERGY STAR Connected Thermostat_A_Achievable Economic TRC Potential | F5 | Industrial | Stone, Clay, and Glass | Existing | Space Heating | Natural Gas | ENERGY STAR Connected Thermostat | A | Standalone Impact on Baseline Summer Peak (%) | Achievable Economic TRC Potential | bar: 2019 to 2040
F6_Industrial_Stone, Clay, and Glass_Existing_Space Heating_Natural Gas_ENERGY STAR Connected Thermostat_A_Achievable Economic TRC Potential | F6 | Industrial | Stone, Clay, and Glass | Existing | Space Heating | Natural Gas | ENERGY STAR Connected Thermostat | A | Standalone Impact on Baseline Winter Peak (%) | Achievable Economic TRC Potential | bar: 2019 to 2040
F7_Industrial_Stone, Clay, and Glass_Existing_Space Heating_Natural Gas_ENERGY STAR Connected Thermostat_A_Achievable Economic TRC Potential | F7 | Industrial | Stone, Clay, and Glass | Existing | Space Heating | Natural Gas | ENERGY STAR Connected Thermostat | A | Incremental Energy Savings (MWh or mTherms) | Achievable Economic TRC Potential | 0 | 0 | 0 | 0 | 0 | 0 | 0 | 0 | 0 | 0 | 0 | 0 | 0 | 0 | 0 | 0 | 0 | 0 | 0 | 0 | 0 | 0
F8_Industrial_Stone, Clay, and Glass_Existing_Space Heating_Natural Gas_ENERGY STAR Connected Thermostat_A_Achievable Economic TRC Potential | F8 | Industrial | Stone, Clay, and Glass | Existing | Space Heating | Natural Gas | ENERGY STAR Connected Thermostat | A | Incremental Summer Peak Savings (MW) | Achievable Economic TRC Potential | 0 | 0 | 0 | 0 | 0 | 0 | 0 | 0 | 0 | 0 | 0 | 0 | 0 | 0 | 0 | 0 | 0 | 0 | 0 | 0 | 0 | 0
F9_Industrial_Stone, Clay, and Glass_Existing_Space Heating_Natural Gas_ENERGY STAR Connected Thermostat_A_Achievable Economic TRC Potential | F9 | Industrial | Stone, Clay, and Glass | Existing | Space Heating | Natural Gas | ENERGY STAR Connected Thermostat | A | Incremental Winter Peak Savings (MW) | Achievable Economic TRC Potential | 0 | 0 | 0 | 0 | 0 | 0 | 0 | 0 | 0 | 0 | 0 | 0 | 0 | 0 | 0 | 0 | 0 | 0 | 0 | 0 | 0 | 0
F10_Industrial_Stone, Clay, and Glass_Existing_Space Heating_Natural Gas_ENERGY STAR Connected Thermostat_A_Achievable Economic TRC Potential | F10 | Industrial | Stone, Clay, and Glass | Existing | Space Heating | Natural Gas | ENERGY STAR Connected Thermostat | A | Cumulative Energy Savings (MWh or mTherms) | Achievable Economic TRC Potential | 0 | 0 | 0 | 0 | 0 | 0 | 0 | 0 | 0 | 0 | 0 | 0 | 0 | 0 | 0 | 0 | 0 | 0 | 0 | 0 | 0 | 0
F11_Industrial_Stone, Clay, and Glass_Existing_Space Heating_Natural Gas_ENERGY STAR Connected Thermostat_A_Achievable Economic TRC Potential | F11 | Industrial | Stone, Clay, and Glass | Existing | Space Heating | Natural Gas | ENERGY STAR Connected Thermostat | A | Cumulative Summer Peak Savings (MW) | Achievable Economic TRC Potential | 0 | 0 | 0 | 0 | 0 | 0 | 0 | 0 | 0 | 0 | 0 | 0 | 0 | 0 | 0 | 0 | 0 | 0 | 0 | 0 | 0 | 0
F12_Industrial_Stone, Clay, and Glass_Existing_Space Heating_Natural Gas_ENERGY STAR Connected Thermostat_A_Achievable Economic TRC Potential | F12 | Industrial | Stone, Clay, and Glass | Existing | Space Heating | Natural Gas | ENERGY STAR Connected Thermostat | A | Cumulative Winter Peak Savings (MW) | Achievable Economic TRC Potential | 0 | 0 | 0 | 0 | 0 | 0 | 0 | 0 | 0 | 0 | 0 | 0 | 0 | 0 | 0 | 0 | 0 | 0 | 0 | 0 | 0 | 0
F13_Industrial_Stone, Clay, and Glass_Existing_Space Heating_Natural Gas_ENERGY STAR Connected Thermostat_A_Achievable Economic TRC Potential | F13 | Industrial | Stone, Clay, and Glass | Existing | Space Heating | Natural Gas | ENERGY STAR Connected Thermostat | A | Purchases (Incremental) | Achievable Economic TRC Potential | 0 | 0 | 0 | 0 | 0 | 0 | 0 | 0 | 0 | 0 | 0 | 0 | 0 | 0 | 0 | 0 | 0 | 0 | 0 | 0 | 0 | 0
F14_Industrial_Stone, Clay, and Glass_Existing_Space Heating_Natural Gas_ENERGY STAR Connected Thermostat_A_Achievable Economic TRC Potential | F14 | Industrial | Stone, Clay, and Glass | Existing | Space Heating | Natural Gas | ENERGY STAR Connected Thermostat | A | Purchases (Cumulative) | Achievable Economic TRC Potential | 0 | 0 | 0 | 0 | 0 | 0 | 0 | 0 | 0 | 0 | 0 | 0 | 0 | 0 | 0 | 0 | 0 | 0 | 0 | 0 | 0 | 0
F1_Industrial_Stone, Clay, and Glass_Existing_Space Heating_Natural Gas_Destratification Fans (HVLS)_A_Achievable Economic TRC Potential | F1 | Industrial | Stone, Clay, and Glass | Existing | Space Heating | Natural Gas | Destratification Fans (HVLS) | A | Original Unit Energy Savings (kWh or therms) | Achievable Economic TRC Potential | 0 | 0 | 0.015624 | 0.015587 | 0.01555 | 0.015514 | 0.015478 | 0.015443 | 0.015409 | 0.015376 | 0.015345 | 0.015316 | 0.015289 | 0.015263 | 0.015238 | 0.015215 | 0.015194 | 0.015173 | 0.015154 | 0.015136 | 0.01512 | 0.015104
F2_Industrial_Stone, Clay, and Glass_Existing_Space Heating_Natural Gas_Destratification Fans (HVLS)_A_Achievable Economic TRC Potential | F2 | Industrial | Stone, Clay, and Glass | Existing | Space Heating | Natural Gas | Destratification Fans (HVLS) | A | Original Unit Summer Peak Savings (kW) | Achievable Economic TRC Potential | 0 | 0 | 0 | 0 | 0 | 0 | 0 | 0 | 0 | 0 | 0 | 0 | 0 | 0 | 0 | 0 | 0 | 0 | 0 | 0 | 0 | 0
F3_Industrial_Stone, Clay, and Glass_Existing_Space Heating_Natural Gas_Destratification Fans (HVLS)_A_Achievable Economic TRC Potential | F3 | Industrial | Stone, Clay, and Glass | Existing | Space Heating | Natural Gas | Destratification Fans (HVLS) | A | Original Unit Winter Peak Savings (kW) | Achievable Economic TRC Potential | 0 | 0 | 0 | 0 | 0 | 0 | 0 | 0 | 0 | 0 | 0 | 0 | 0 | 0 | 0 | 0 | 0 | 0 | 0 | 0 | 0 | 0
F4_Industrial_Stone, Clay, and Glass_Existing_Space Heating_Natural Gas_Destratification Fans (HVLS)_A_Achievable Economic TRC Potential | F4 | Industrial | Stone, Clay, and Glass | Existing | Space Heating | Natural Gas | Destratification Fans (HVLS) | A | Standalone Impact on Baseline Energy (%) | Achievable Economic TRC Potential | bar: 2019 to 2040
F5_Industrial_Stone, Clay, and Glass_Existing_Space Heating_Natural Gas_Destratification Fans (HVLS)_A_Achievable Economic TRC Potential | F5 | Industrial | Stone, Clay, and Glass | Existing | Space Heating | Natural Gas | Destratification Fans (HVLS) | A | Standalone Impact on Baseline Summer Peak (%) | Achievable Economic TRC Potential | bar: 2019 to 2040
F6_Industrial_Stone, Clay, and Glass_Existing_Space Heating_Natural Gas_Destratification Fans (HVLS)_A_Achievable Economic TRC Potential | F6 | Industrial | Stone, Clay, and Glass | Existing | Space Heating | Natural Gas | Destratification Fans (HVLS) | A | Standalone Impact on Baseline Winter Peak (%) | Achievable Economic TRC Potential | bar: 2019 to 2040
F7_Industrial_Stone, Clay, and Glass_Existing_Space Heating_Natural Gas_Destratification Fans (HVLS)_A_Achievable Economic TRC Potential | F7 | Industrial | Stone, Clay, and Glass | Existing | Space Heating | Natural Gas | Destratification Fans (HVLS) | A | Incremental Energy Savings (MWh or mTherms) | Achievable Economic TRC Potential | 0 | 0 | 0 | 0 | 0 | 0 | 0 | 0 | 0 | 0 | 0 | 0 | 0 | 0 | 0 | 0 | 0 | 0 | 0 | 0 | 0 | 0
F8_Industrial_Stone, Clay, and Glass_Existing_Space Heating_Natural Gas_Destratification Fans (HVLS)_A_Achievable Economic TRC Potential | F8 | Industrial | Stone, Clay, and Glass | Existing | Space Heating | Natural Gas | Destratification Fans (HVLS) | A | Incremental Summer Peak Savings (MW) | Achievable Economic TRC Potential | 0 | 0 | 0 | 0 | 0 | 0 | 0 | 0 | 0 | 0 | 0 | 0 | 0 | 0 | 0 | 0 | 0 | 0 | 0 | 0 | 0 | 0
F9_Industrial_Stone, Clay, and Glass_Existing_Space Heating_Natural Gas_Destratification Fans (HVLS)_A_Achievable Economic TRC Potential | F9 | Industrial | Stone, Clay, and Glass | Existing | Space Heating | Natural Gas | Destratification Fans (HVLS) | A | Incremental Winter Peak Savings (MW) | Achievable Economic TRC Potential | 0 | 0 | 0 | 0 | 0 | 0 | 0 | 0 | 0 | 0 | 0 | 0 | 0 | 0 | 0 | 0 | 0 | 0 | 0 | 0 | 0 | 0
F10_Industrial_Stone, Clay, and Glass_Existing_Space Heating_Natural Gas_Destratification Fans (HVLS)_A_Achievable Economic TRC Potential | F10 | Industrial | Stone, Clay, and Glass | Existing | Space Heating | Natural Gas | Destratification Fans (HVLS) | A | Cumulative Energy Savings (MWh or mTherms) | Achievable Economic TRC Potential | 0 | 0 | 0 | 0 | 0 | 0 | 0 | 0 | 0 | 0 | 0 | 0 | 0 | 0 | 0 | 0 | 0 | 0 | 0 | 0 | 0 | 0
F11_Industrial_Stone, Clay, and Glass_Existing_Space Heating_Natural Gas_Destratification Fans (HVLS)_A_Achievable Economic TRC Potential | F11 | Industrial | Stone, Clay, and Glass | Existing | Space Heating | Natural Gas | Destratification Fans (HVLS) | A | Cumulative Summer Peak Savings (MW) | Achievable Economic TRC Potential | 0 | 0 | 0 | 0 | 0 | 0 | 0 | 0 | 0 | 0 | 0 | 0 | 0 | 0 | 0 | 0 | 0 | 0 | 0 | 0 | 0 | 0
F12_Industrial_Stone, Clay, and Glass_Existing_Space Heating_Natural Gas_Destratification Fans (HVLS)_A_Achievable Economic TRC Potential | F12 | Industrial | Stone, Clay, and Glass | Existing | Space Heating | Natural Gas | Destratification Fans (HVLS) | A | Cumulative Winter Peak Savings (MW) | Achievable Economic TRC Potential | 0 | 0 | 0 | 0 | 0 | 0 | 0 | 0 | 0 | 0 | 0 | 0 | 0 | 0 | 0 | 0 | 0 | 0 | 0 | 0 | 0 | 0
F13_Industrial_Stone, Clay, and Glass_Existing_Space Heating_Natural Gas_Destratification Fans (HVLS)_A_Achievable Economic TRC Potential | F13 | Industrial | Stone, Clay, and Glass | Existing | Space Heating | Natural Gas | Destratification Fans (HVLS) | A | Purchases (Incremental) | Achievable Economic TRC Potential | 0 | 0 | 0 | 0 | 0 | 0 | 0 | 0 | 0 | 0 | 0 | 0 | 0 | 0 | 0 | 0 | 0 | 0 | 0 | 0 | 0 | 0
F14_Industrial_Stone, Clay, and Glass_Existing_Space Heating_Natural Gas_Destratification Fans (HVLS)_A_Achievable Economic TRC Potential | F14 | Industrial | Stone, Clay, and Glass | Existing | Space Heating | Natural Gas | Destratification Fans (HVLS) | A | Purchases (Cumulative) | Achievable Economic TRC Potential | 0 | 0 | 0 | 0 | 0 | 0 | 0 | 0 | 0 | 0 | 0 | 0 | 0 | 0 | 0 | 0 | 0 | 0 | 0 | 0 | 0 | 0
F1_Industrial_Stone, Clay, and Glass_Existing_Space Heating_Natural Gas_Gas Boiler - Insulate Steam Lines/Condensate Tank_A_Achievable Economic TRC Potential | F1 | Industrial | Stone, Clay, and Glass | Existing | Space Heating | Natural Gas | Gas Boiler - Insulate Steam Lines/Condensate Tank | A | Original Unit Energy Savings (kWh or therms) | Achievable Economic TRC Potential | 0 | 0 | 76.9349 | 76.7417 | 76.5526 | 76.3679 | 76.188 | 76.0132 | 75.844 | 75.6806 | 75.5233 | 75.3722 | 75.2277 | 75.09 | 74.9592 | 74.8355 | 74.7191 | 74.61 | 74.5085 | 74.4146 | 74.3284 | 74.2501
F2_Industrial_Stone, Clay, and Glass_Existing_Space Heating_Natural Gas_Gas Boiler - Insulate Steam Lines/Condensate Tank_A_Achievable Economic TRC Potential | F2 | Industrial | Stone, Clay, and Glass | Existing | Space Heating | Natural Gas | Gas Boiler - Insulate Steam Lines/Condensate Tank | A | Original Unit Summer Peak Savings (kW) | Achievable Economic TRC Potential | 0 | 0 | 0 | 0 | 0 | 0 | 0 | 0 | 0 | 0 | 0 | 0 | 0 | 0 | 0 | 0 | 0 | 0 | 0 | 0 | 0 | 0
F3_Industrial_Stone, Clay, and Glass_Existing_Space Heating_Natural Gas_Gas Boiler - Insulate Steam Lines/Condensate Tank_A_Achievable Economic TRC Potential | F3 | Industrial | Stone, Clay, and Glass | Existing | Space Heating | Natural Gas | Gas Boiler - Insulate Steam Lines/Condensate Tank | A | Original Unit Winter Peak Savings (kW) | Achievable Economic TRC Potential | 0 | 0 | 0 | 0 | 0 | 0 | 0 | 0 | 0 | 0 | 0 | 0 | 0 | 0 | 0 | 0 | 0 | 0 | 0 | 0 | 0 | 0
F4_Industrial_Stone, Clay, and Glass_Existing_Space Heating_Natural Gas_Gas Boiler - Insulate Steam Lines/Condensate Tank_A_Achievable Economic TRC Potential | F4 | Industrial | Stone, Clay, and Glass | Existing | Space Heating | Natural Gas | Gas Boiler - Insulate Steam Lines/Condensate Tank | A | Standalone Impact on Baseline Energy (%) | Achievable Economic TRC Potential | 0% | 0% | 0.005127% | 0.01034% | 0.01565% | 0.02105% | 0.02654% | 0.03213% | 0.03782% | 0.0436% | 0.04949% | 0.05548% | 0.06157% | 0.06776% | 0.07406% | 0.08047% | 0.08699% | 0.09363% | 0.1004% | 0.1073% | 0.1142% | 0.1214%
F5_Industrial_Stone, Clay, and Glass_Existing_Space Heating_Natural Gas_Gas Boiler - Insulate Steam Lines/Condensate Tank_A_Achievable Economic TRC Potential | F5 | Industrial | Stone, Clay, and Glass | Existing | Space Heating | Natural Gas | Gas Boiler - Insulate Steam Lines/Condensate Tank | A | Standalone Impact on Baseline Summer Peak (%) | Achievable Economic TRC Potential | bar: 2019 to 2040
F6_Industrial_Stone, Clay, and Glass_Existing_Space Heating_Natural Gas_Gas Boiler - Insulate Steam Lines/Condensate Tank_A_Achievable Economic TRC Potential | F6 | Industrial | Stone, Clay, and Glass | Existing | Space Heating | Natural Gas | Gas Boiler - Insulate Steam Lines/Condensate Tank | A | Standalone Impact on Baseline Winter Peak (%) | Achievable Economic TRC Potential | bar: 2019 to 2040
F7_Industrial_Stone, Clay, and Glass_Existing_Space Heating_Natural Gas_Gas Boiler - Insulate Steam Lines/Condensate Tank_A_Achievable Economic TRC Potential | F7 | Industrial | Stone, Clay, and Glass | Existing | Space Heating | Natural Gas | Gas Boiler - Insulate Steam Lines/Condensate Tank | A | Incremental Energy Savings (MWh or mTherms) | Achievable Economic TRC Potential | 0 | 0 | 0.0050267 | 0.0049276 | 0.0048307 | 0.004736 | 0.0046434 | 0.0045528 | 0.0044644 | 0.004378 | 0.0042935 | 0.0042111 | 0.0041305 | 0.0040519 | 0.0039751 | 0.0039001 | 0.0038269 | 0.0037554 | 0.0036857 | 0.0036175 | 0.0035511 | 0.0034862
F8_Industrial_Stone, Clay, and Glass_Existing_Space Heating_Natural Gas_Gas Boiler - Insulate Steam Lines/Condensate Tank_A_Achievable Economic TRC Potential | F8 | Industrial | Stone, Clay, and Glass | Existing | Space Heating | Natural Gas | Gas Boiler - Insulate Steam Lines/Condensate Tank | A | Incremental Summer Peak Savings (MW) | Achievable Economic TRC Potential | 0 | 0 | 0 | 0 | 0 | 0 | 0 | 0 | 0 | 0 | 0 | 0 | 0 | 0 | 0 | 0 | 0 | 0 | 0 | 0 | 0 | 0
F9_Industrial_Stone, Clay, and Glass_Existing_Space Heating_Natural Gas_Gas Boiler - Insulate Steam Lines/Condensate Tank_A_Achievable Economic TRC Potential | F9 | Industrial | Stone, Clay, and Glass | Existing | Space Heating | Natural Gas | Gas Boiler - Insulate Steam Lines/Condensate Tank | A | Incremental Winter Peak Savings (MW) | Achievable Economic TRC Potential | 0 | 0 | 0 | 0 | 0 | 0 | 0 | 0 | 0 | 0 | 0 | 0 | 0 | 0 | 0 | 0 | 0 | 0 | 0 | 0 | 0 | 0
F10_Industrial_Stone, Clay, and Glass_Existing_Space Heating_Natural Gas_Gas Boiler - Insulate Steam Lines/Condensate Tank_A_Achievable Economic TRC Potential | F10 | Industrial | Stone, Clay, and Glass | Existing | Space Heating | Natural Gas | Gas Boiler - Insulate Steam Lines/Condensate Tank | A | Cumulative Energy Savings (MWh or mTherms) | Achievable Economic TRC Potential | 0 | 0 | 0.0050267 | 0.0099417 | 0.014748 | 0.019448 | 0.024046 | 0.028544 | 0.032944 | 0.037251 | 0.041467 | 0.045596 | 0.049639 | 0.0536 | 0.057481 | 0.061287 | 0.065018 | 0.068679 | 0.072271 | 0.075797 | 0.079261 | 0.082663
F11_Industrial_Stone, Clay, and Glass_Existing_Space Heating_Natural Gas_Gas Boiler - Insulate Steam Lines/Condensate Tank_A_Achievable Economic TRC Potential | F11 | Industrial | Stone, Clay, and Glass | Existing | Space Heating | Natural Gas | Gas Boiler - Insulate Steam Lines/Condensate Tank | A | Cumulative Summer Peak Savings (MW) | Achievable Economic TRC Potential | 0 | 0 | 0 | 0 | 0 | 0 | 0 | 0 | 0 | 0 | 0 | 0 | 0 | 0 | 0 | 0 | 0 | 0 | 0 | 0 | 0 | 0
F12_Industrial_Stone, Clay, and Glass_Existing_Space Heating_Natural Gas_Gas Boiler - Insulate Steam Lines/Condensate Tank_A_Achievable Economic TRC Potential | F12 | Industrial | Stone, Clay, and Glass | Existing | Space Heating | Natural Gas | Gas Boiler - Insulate Steam Lines/Condensate Tank | A | Cumulative Winter Peak Savings (MW) | Achievable Economic TRC Potential | 0 | 0 | 0 | 0 | 0 | 0 | 0 | 0 | 0 | 0 | 0 | 0 | 0 | 0 | 0 | 0 | 0 | 0 | 0 | 0 | 0 | 0
F13_Industrial_Stone, Clay, and Glass_Existing_Space Heating_Natural Gas_Gas Boiler - Insulate Steam Lines/Condensate Tank_A_Achievable Economic TRC Potential | F13 | Industrial | Stone, Clay, and Glass | Existing | Space Heating | Natural Gas | Gas Boiler - Insulate Steam Lines/Condensate Tank | A | Purchases (Incremental) | Achievable Economic TRC Potential | 0 | 0 | 0.065337 | 0.064211 | 0.063103 | 0.062015 | 0.060946 | 0.059895 | 0.058863 | 0.057848 | 0.05685 | 0.05587 | 0.054907 | 0.05396 | 0.05303 | 0.052116 | 0.051217 | 0.050334 | 0.049466 | 0.048613 | 0.047775 | 0.046952
F14_Industrial_Stone, Clay, and Glass_Existing_Space Heating_Natural Gas_Gas Boiler - Insulate Steam Lines/Condensate Tank_A_Achievable Economic TRC Potential | F14 | Industrial | Stone, Clay, and Glass | Existing | Space Heating | Natural Gas | Gas Boiler - Insulate Steam Lines/Condensate Tank | A | Purchases (Cumulative) | Achievable Economic TRC Potential | 0 | 0 | 0.065337 | 0.12955 | 0.19265 | 0.25467 | 0.31561 | 0.37551 | 0.43437 | 0.49222 | 0.54907 | 0.60494 | 0.65985 | 0.71381 | 0.76684 | 0.81895 | 0.87017 | 0.9205 | 0.96997 | 1.0186 | 1.0664 | 1.1133
F1_Industrial_Stone, Clay, and Glass_Existing_Process_Natural Gas_Gas Boiler - Insulate Steam Lines/Condensate Tank_A_Achievable Economic TRC Potential | F1 | Industrial | Stone, Clay, and Glass | Existing | Process | Natural Gas | Gas Boiler - Insulate Steam Lines/Condensate Tank | A | Original Unit Energy Savings (kWh or therms) | Achievable Economic TRC Potential | 0 | 0 | 45.5894 | 45.5894 | 45.5894 | 45.5894 | 45.5894 | 45.5894 | 45.5894 | 45.5894 | 45.5894 | 45.5894 | 45.5894 | 45.5894 | 45.5894 | 45.5894 | 45.5894 | 45.5894 | 45.5894 | 45.5894 | 45.5894 | 45.5894
F2_Industrial_Stone, Clay, and Glass_Existing_Process_Natural Gas_Gas Boiler - Insulate Steam Lines/Condensate Tank_A_Achievable Economic TRC Potential | F2 | Industrial | Stone, Clay, and Glass | Existing | Process | Natural Gas | Gas Boiler - Insulate Steam Lines/Condensate Tank | A | Original Unit Summer Peak Savings (kW) | Achievable Economic TRC Potential | 0 | 0 | 0 | 0 | 0 | 0 | 0 | 0 | 0 | 0 | 0 | 0 | 0 | 0 | 0 | 0 | 0 | 0 | 0 | 0 | 0 | 0
F3_Industrial_Stone, Clay, and Glass_Existing_Process_Natural Gas_Gas Boiler - Insulate Steam Lines/Condensate Tank_A_Achievable Economic TRC Potential | F3 | Industrial | Stone, Clay, and Glass | Existing | Process | Natural Gas | Gas Boiler - Insulate Steam Lines/Condensate Tank | A | Original Unit Winter Peak Savings (kW) | Achievable Economic TRC Potential | 0 | 0 | 0 | 0 | 0 | 0 | 0 | 0 | 0 | 0 | 0 | 0 | 0 | 0 | 0 | 0 | 0 | 0 | 0 | 0 | 0 | 0
F4_Industrial_Stone, Clay, and Glass_Existing_Process_Natural Gas_Gas Boiler - Insulate Steam Lines/Condensate Tank_A_Achievable Economic TRC Potential | F4 | Industrial | Stone, Clay, and Glass | Existing | Process | Natural Gas | Gas Boiler - Insulate Steam Lines/Condensate Tank | A | Standalone Impact on Baseline Energy (%) | Achievable Economic TRC Potential | 0% | 0% | 0.00172% | 0.003471% | 0.005252% | 0.007065% | 0.008909% | 0.01079% | 0.0127% | 0.01464% | 0.01662% | 0.01863% | 0.02067% | 0.02276% | 0.02488% | 0.02703% | 0.02923% | 0.03146% | 0.03373% | 0.03605% | 0.0384% | 0.04079%
F5_Industrial_Stone, Clay, and Glass_Existing_Process_Natural Gas_Gas Boiler - Insulate Steam Lines/Condensate Tank_A_Achievable Economic TRC Potential | F5 | Industrial | Stone, Clay, and Glass | Existing | Process | Natural Gas | Gas Boiler - Insulate Steam Lines/Condensate Tank | A | Standalone Impact on Baseline Summer Peak (%) | Achievable Economic TRC Potential | bar: 2019 to 2040
F6_Industrial_Stone, Clay, and Glass_Existing_Process_Natural Gas_Gas Boiler - Insulate Steam Lines/Condensate Tank_A_Achievable Economic TRC Potential | F6 | Industrial | Stone, Clay, and Glass | Existing | Process | Natural Gas | Gas Boiler - Insulate Steam Lines/Condensate Tank | A | Standalone Impact on Baseline Winter Peak (%) | Achievable Economic TRC Potential | bar: 2019 to 2040
F7_Industrial_Stone, Clay, and Glass_Existing_Process_Natural Gas_Gas Boiler - Insulate Steam Lines/Condensate Tank_A_Achievable Economic TRC Potential | F7 | Industrial | Stone, Clay, and Glass | Existing | Process | Natural Gas | Gas Boiler - Insulate Steam Lines/Condensate Tank | A | Incremental Energy Savings (MWh or mTherms) | Achievable Economic TRC Potential | 0 | 0 | 0.033025 | 0.032455 | 0.031896 | 0.031346 | 0.030805 | 0.030274 | 0.029752 | 0.029239 | 0.028735 | 0.02824 | 0.027753 | 0.027274 | 0.026804 | 0.026342 | 0.025888 | 0.025441 | 0.025003 | 0.024572 | 0.024148 | 0.023732
F8_Industrial_Stone, Clay, and Glass_Existing_Process_Natural Gas_Gas Boiler - Insulate Steam Lines/Condensate Tank_A_Achievable Economic TRC Potential | F8 | Industrial | Stone, Clay, and Glass | Existing | Process | Natural Gas | Gas Boiler - Insulate Steam Lines/Condensate Tank | A | Incremental Summer Peak Savings (MW) | Achievable Economic TRC Potential | 0 | 0 | 0 | 0 | 0 | 0 | 0 | 0 | 0 | 0 | 0 | 0 | 0 | 0 | 0 | 0 | 0 | 0 | 0 | 0 | 0 | 0
F9_Industrial_Stone, Clay, and Glass_Existing_Process_Natural Gas_Gas Boiler - Insulate Steam Lines/Condensate Tank_A_Achievable Economic TRC Potential | F9 | Industrial | Stone, Clay, and Glass | Existing | Process | Natural Gas | Gas Boiler - Insulate Steam Lines/Condensate Tank | A | Incremental Winter Peak Savings (MW) | Achievable Economic TRC Potential | 0 | 0 | 0 | 0 | 0 | 0 | 0 | 0 | 0 | 0 | 0 | 0 | 0 | 0 | 0 | 0 | 0 | 0 | 0 | 0 | 0 | 0
F10_Industrial_Stone, Clay, and Glass_Existing_Process_Natural Gas_Gas Boiler - Insulate Steam Lines/Condensate Tank_A_Achievable Economic TRC Potential | F10 | Industrial | Stone, Clay, and Glass | Existing | Process | Natural Gas | Gas Boiler - Insulate Steam Lines/Condensate Tank | A | Cumulative Energy Savings (MWh or mTherms) | Achievable Economic TRC Potential | 0 | 0 | 0.033025 | 0.06548 | 0.097376 | 0.12872 | 0.15953 | 0.1898 | 0.21955 | 0.24879 | 0.27753 | 0.30577 | 0.33352 | 0.3608 | 0.3876 | 0.41394 | 0.43983 | 0.46527 | 0.49027 | 0.51485 | 0.53899 | 0.56273
F11_Industrial_Stone, Clay, and Glass_Existing_Process_Natural Gas_Gas Boiler - Insulate Steam Lines/Condensate Tank_A_Achievable Economic TRC Potential | F11 | Industrial | Stone, Clay, and Glass | Existing | Process | Natural Gas | Gas Boiler - Insulate Steam Lines/Condensate Tank | A | Cumulative Summer Peak Savings (MW) | Achievable Economic TRC Potential | 0 | 0 | 0 | 0 | 0 | 0 | 0 | 0 | 0 | 0 | 0 | 0 | 0 | 0 | 0 | 0 | 0 | 0 | 0 | 0 | 0 | 0
F12_Industrial_Stone, Clay, and Glass_Existing_Process_Natural Gas_Gas Boiler - Insulate Steam Lines/Condensate Tank_A_Achievable Economic TRC Potential | F12 | Industrial | Stone, Clay, and Glass | Existing | Process | Natural Gas | Gas Boiler - Insulate Steam Lines/Condensate Tank | A | Cumulative Winter Peak Savings (MW) | Achievable Economic TRC Potential | 0 | 0 | 0 | 0 | 0 | 0 | 0 | 0 | 0 | 0 | 0 | 0 | 0 | 0 | 0 | 0 | 0 | 0 | 0 | 0 | 0 | 0
F13_Industrial_Stone, Clay, and Glass_Existing_Process_Natural Gas_Gas Boiler - Insulate Steam Lines/Condensate Tank_A_Achievable Economic TRC Potential | F13 | Industrial | Stone, Clay, and Glass | Existing | Process | Natural Gas | Gas Boiler - Insulate Steam Lines/Condensate Tank | A | Purchases (Incremental) | Achievable Economic TRC Potential | 0 | 0 | 0.7244 | 0.71191 | 0.69963 | 0.68757 | 0.67571 | 0.66406 | 0.65261 | 0.64136 | 0.6303 | 0.61944 | 0.60876 | 0.59826 | 0.58795 | 0.57781 | 0.56785 | 0.55806 | 0.54844 | 0.53898 | 0.52969 | 0.52055
F14_Industrial_Stone, Clay, and Glass_Existing_Process_Natural Gas_Gas Boiler - Insulate Steam Lines/Condensate Tank_A_Achievable Economic TRC Potential | F14 | Industrial | Stone, Clay, and Glass | Existing | Process | Natural Gas | Gas Boiler - Insulate Steam Lines/Condensate Tank | A | Purchases (Cumulative) | Achievable Economic TRC Potential | 0 | 0 | 0.7244 | 1.4363 | 2.1359 | 2.8235 | 3.4992 | 4.1633 | 4.8159 | 5.4573 | 6.0876 | 6.707 | 7.3158 | 7.914 | 8.502 | 9.0798 | 9.6476 | 10.2057 | 10.7541 | 11.2931 | 11.8228 | 12.3433
F1_Industrial_Stone, Clay, and Glass_Existing_Space Heating_Natural Gas_Gas Boiler - Insulate Hot Water Lines_A_Achievable Economic TRC Potential | F1 | Industrial | Stone, Clay, and Glass | Existing | Space Heating | Natural Gas | Gas Boiler - Insulate Hot Water Lines | A | Original Unit Energy Savings (kWh or therms) | Achievable Economic TRC Potential | 0 | 0 | 86.9606 | 86.7423 | 86.5285 | 86.3197 | 86.1164 | 85.9189 | 85.7276 | 85.5429 | 85.365 | 85.1943 | 85.031 | 84.8753 | 84.7275 | 84.5877 | 84.456 | 84.3328 | 84.218 | 84.1119 | 84.0145 | 83.9259
F2_Industrial_Stone, Clay, and Glass_Existing_Space Heating_Natural Gas_Gas Boiler - Insulate Hot Water Lines_A_Achievable Economic TRC Potential | F2 | Industrial | Stone, Clay, and Glass | Existing | Space Heating | Natural Gas | Gas Boiler - Insulate Hot Water Lines | A | Original Unit Summer Peak Savings (kW) | Achievable Economic TRC Potential | 0 | 0 | 0 | 0 | 0 | 0 | 0 | 0 | 0 | 0 | 0 | 0 | 0 | 0 | 0 | 0 | 0 | 0 | 0 | 0 | 0 | 0
F3_Industrial_Stone, Clay, and Glass_Existing_Space Heating_Natural Gas_Gas Boiler - Insulate Hot Water Lines_A_Achievable Economic TRC Potential | F3 | Industrial | Stone, Clay, and Glass | Existing | Space Heating | Natural Gas | Gas Boiler - Insulate Hot Water Lines | A | Original Unit Winter Peak Savings (kW) | Achievable Economic TRC Potential | 0 | 0 | 0 | 0 | 0 | 0 | 0 | 0 | 0 | 0 | 0 | 0 | 0 | 0 | 0 | 0 | 0 | 0 | 0 | 0 | 0 | 0
F4_Industrial_Stone, Clay, and Glass_Existing_Space Heating_Natural Gas_Gas Boiler - Insulate Hot Water Lines_A_Achievable Economic TRC Potential | F4 | Industrial | Stone, Clay, and Glass | Existing | Space Heating | Natural Gas | Gas Boiler - Insulate Hot Water Lines | A | Standalone Impact on Baseline Energy (%) | Achievable Economic TRC Potential | 0% | 0% | 0.01159% | 0.02338% | 0.03537% | 0.04758% | 0.06% | 0.07264% | 0.08549% | 0.09857% | 0.1119% | 0.1254% | 0.1392% | 0.1532% | 0.1674% | 0.1819% | 0.1967% | 0.2117% | 0.2269% | 0.2425% | 0.2583% | 0.2744%
F5_Industrial_Stone, Clay, and Glass_Existing_Space Heating_Natural Gas_Gas Boiler - Insulate Hot Water Lines_A_Achievable Economic TRC Potential | F5 | Industrial | Stone, Clay, and Glass | Existing | Space Heating | Natural Gas | Gas Boiler - Insulate Hot Water Lines | A | Standalone Impact on Baseline Summer Peak (%) | Achievable Economic TRC Potential | bar: 2019 to 2040
F6_Industrial_Stone, Clay, and Glass_Existing_Space Heating_Natural Gas_Gas Boiler - Insulate Hot Water Lines_A_Achievable Economic TRC Potential | F6 | Industrial | Stone, Clay, and Glass | Existing | Space Heating | Natural Gas | Gas Boiler - Insulate Hot Water Lines | A | Standalone Impact on Baseline Winter Peak (%) | Achievable Economic TRC Potential | bar: 2019 to 2040
F7_Industrial_Stone, Clay, and Glass_Existing_Space Heating_Natural Gas_Gas Boiler - Insulate Hot Water Lines_A_Achievable Economic TRC Potential | F7 | Industrial | Stone, Clay, and Glass | Existing | Space Heating | Natural Gas | Gas Boiler - Insulate Hot Water Lines | A | Incremental Energy Savings (MWh or mTherms) | Achievable Economic TRC Potential | 0 | 0 | 0.011363 | 0.01114 | 0.01092 | 0.010706 | 0.010497 | 0.010292 | 0.010092 | 0.0098969 | 0.0097061 | 0.0095197 | 0.0093376 | 0.0091598 | 0.0089862 | 0.0088167 | 0.0086512 | 0.0084896 | 0.0083319 | 0.0081779 | 0.0080276 | 0.0078809
F8_Industrial_Stone, Clay, and Glass_Existing_Space Heating_Natural Gas_Gas Boiler - Insulate Hot Water Lines_A_Achievable Economic TRC Potential | F8 | Industrial | Stone, Clay, and Glass | Existing | Space Heating | Natural Gas | Gas Boiler - Insulate Hot Water Lines | A | Incremental Summer Peak Savings (MW) | Achievable Economic TRC Potential | 0 | 0 | 0 | 0 | 0 | 0 | 0 | 0 | 0 | 0 | 0 | 0 | 0 | 0 | 0 | 0 | 0 | 0 | 0 | 0 | 0 | 0
F9_Industrial_Stone, Clay, and Glass_Existing_Space Heating_Natural Gas_Gas Boiler - Insulate Hot Water Lines_A_Achievable Economic TRC Potential | F9 | Industrial | Stone, Clay, and Glass | Existing | Space Heating | Natural Gas | Gas Boiler - Insulate Hot Water Lines | A | Incremental Winter Peak Savings (MW) | Achievable Economic TRC Potential | 0 | 0 | 0 | 0 | 0 | 0 | 0 | 0 | 0 | 0 | 0 | 0 | 0 | 0 | 0 | 0 | 0 | 0 | 0 | 0 | 0 | 0
F10_Industrial_Stone, Clay, and Glass_Existing_Space Heating_Natural Gas_Gas Boiler - Insulate Hot Water Lines_A_Achievable Economic TRC Potential | F10 | Industrial | Stone, Clay, and Glass | Existing | Space Heating | Natural Gas | Gas Boiler - Insulate Hot Water Lines | A | Cumulative Energy Savings (MWh or mTherms) | Achievable Economic TRC Potential | 0 | 0 | 0.011363 | 0.022474 | 0.03334 | 0.043965 | 0.054359 | 0.064526 | 0.074475 | 0.084212 | 0.093743 | 0.10307 | 0.11221 | 0.12117 | 0.12994 | 0.13855 | 0.14698 | 0.15526 | 0.16338 | 0.17135 | 0.17918 | 0.18687
F11_Industrial_Stone, Clay, and Glass_Existing_Space Heating_Natural Gas_Gas Boiler - Insulate Hot Water Lines_A_Achievable Economic TRC Potential | F11 | Industrial | Stone, Clay, and Glass | Existing | Space Heating | Natural Gas | Gas Boiler - Insulate Hot Water Lines | A | Cumulative Summer Peak Savings (MW) | Achievable Economic TRC Potential | 0 | 0 | 0 | 0 | 0 | 0 | 0 | 0 | 0 | 0 | 0 | 0 | 0 | 0 | 0 | 0 | 0 | 0 | 0 | 0 | 0 | 0
F12_Industrial_Stone, Clay, and Glass_Existing_Space Heating_Natural Gas_Gas Boiler - Insulate Hot Water Lines_A_Achievable Economic TRC Potential | F12 | Industrial | Stone, Clay, and Glass | Existing | Space Heating | Natural Gas | Gas Boiler - Insulate Hot Water Lines | A | Cumulative Winter Peak Savings (MW) | Achievable Economic TRC Potential | 0 | 0 | 0 | 0 | 0 | 0 | 0 | 0 | 0 | 0 | 0 | 0 | 0 | 0 | 0 | 0 | 0 | 0 | 0 | 0 | 0 | 0
F13_Industrial_Stone, Clay, and Glass_Existing_Space Heating_Natural Gas_Gas Boiler - Insulate Hot Water Lines_A_Achievable Economic TRC Potential | F13 | Industrial | Stone, Clay, and Glass | Existing | Space Heating | Natural Gas | Gas Boiler - Insulate Hot Water Lines | A | Purchases (Incremental) | Achievable Economic TRC Potential | 0 | 0 | 0.13067 | 0.12842 | 0.12621 | 0.12403 | 0.12189 | 0.11979 | 0.11773 | 0.1157 | 0.1137 | 0.11174 | 0.10981 | 0.10792 | 0.10606 | 0.10423 | 0.10243 | 0.10067 | 0.098933 | 0.097227 | 0.09555 | 0.093903
F14_Industrial_Stone, Clay, and Glass_Existing_Space Heating_Natural Gas_Gas Boiler - Insulate Hot Water Lines_A_Achievable Economic TRC Potential | F14 | Industrial | Stone, Clay, and Glass | Existing | Space Heating | Natural Gas | Gas Boiler - Insulate Hot Water Lines | A | Purchases (Cumulative) | Achievable Economic TRC Potential | 0 | 0 | 0.13067 | 0.2591 | 0.3853 | 0.50933 | 0.63123 | 0.75102 | 0.86874 | 0.98444 | 1.0981 | 1.2099 | 1.3197 | 1.4276 | 1.5337 | 1.6379 | 1.7403 | 1.841 | 1.9399 | 2.0372 | 2.1327 | 2.2266
F1_Industrial_Stone, Clay, and Glass_Existing_Process_Natural Gas_Gas Boiler - Insulate Hot Water Lines_A_Achievable Economic TRC Potential | F1 | Industrial | Stone, Clay, and Glass | Existing | Process | Natural Gas | Gas Boiler - Insulate Hot Water Lines | A | Original Unit Energy Savings (kWh or therms) | Achievable Economic TRC Potential | 0 | 0 | 51.5303 | 51.5303 | 51.5303 | 51.5303 | 51.5303 | 51.5303 | 51.5303 | 51.5303 | 51.5303 | 51.5303 | 51.5303 | 51.5303 | 51.5303 | 51.5303 | 51.5303 | 51.5303 | 51.5303 | 51.5303 | 51.5303 | 51.5303
F2_Industrial_Stone, Clay, and Glass_Existing_Process_Natural Gas_Gas Boiler - Insulate Hot Water Lines_A_Achievable Economic TRC Potential | F2 | Industrial | Stone, Clay, and Glass | Existing | Process | Natural Gas | Gas Boiler - Insulate Hot Water Lines | A | Original Unit Summer Peak Savings (kW) | Achievable Economic TRC Potential | 0 | 0 | 0 | 0 | 0 | 0 | 0 | 0 | 0 | 0 | 0 | 0 | 0 | 0 | 0 | 0 | 0 | 0 | 0 | 0 | 0 | 0
F3_Industrial_Stone, Clay, and Glass_Existing_Process_Natural Gas_Gas Boiler - Insulate Hot Water Lines_A_Achievable Economic TRC Potential | F3 | Industrial | Stone, Clay, and Glass | Existing | Process | Natural Gas | Gas Boiler - Insulate Hot Water Lines | A | Original Unit Winter Peak Savings (kW) | Achievable Economic TRC Potential | 0 | 0 | 0 | 0 | 0 | 0 | 0 | 0 | 0 | 0 | 0 | 0 | 0 | 0 | 0 | 0 | 0 | 0 | 0 | 0 | 0 | 0
F4_Industrial_Stone, Clay, and Glass_Existing_Process_Natural Gas_Gas Boiler - Insulate Hot Water Lines_A_Achievable Economic TRC Potential | F4 | Industrial | Stone, Clay, and Glass | Existing | Process | Natural Gas | Gas Boiler - Insulate Hot Water Lines | A | Standalone Impact on Baseline Energy (%) | Achievable Economic TRC Potential | 0% | 0% | 0.003889% | 0.007847% | 0.01187% | 0.01597% | 0.02014% | 0.02438% | 0.0287% | 0.03309% | 0.03756% | 0.04211% | 0.04674% | 0.05145% | 0.05624% | 0.06112% | 0.06608% | 0.07113% | 0.07626% | 0.08149% | 0.08681% | 0.09222%
F5_Industrial_Stone, Clay, and Glass_Existing_Process_Natural Gas_Gas Boiler - Insulate Hot Water Lines_A_Achievable Economic TRC Potential | F5 | Industrial | Stone, Clay, and Glass | Existing | Process | Natural Gas | Gas Boiler - Insulate Hot Water Lines | A | Standalone Impact on Baseline Summer Peak (%) | Achievable Economic TRC Potential | bar: 2019 to 2040
F6_Industrial_Stone, Clay, and Glass_Existing_Process_Natural Gas_Gas Boiler - Insulate Hot Water Lines_A_Achievable Economic TRC Potential | F6 | Industrial | Stone, Clay, and Glass | Existing | Process | Natural Gas | Gas Boiler - Insulate Hot Water Lines | A | Standalone Impact on Baseline Winter Peak (%) | Achievable Economic TRC Potential | bar: 2019 to 2040
F7_Industrial_Stone, Clay, and Glass_Existing_Process_Natural Gas_Gas Boiler - Insulate Hot Water Lines_A_Achievable Economic TRC Potential | F7 | Industrial | Stone, Clay, and Glass | Existing | Process | Natural Gas | Gas Boiler - Insulate Hot Water Lines | A | Incremental Energy Savings (MWh or mTherms) | Achievable Economic TRC Potential | 0 | 0 | 0.074657 | 0.073369 | 0.072104 | 0.070861 | 0.06964 | 0.068439 | 0.067259 | 0.066099 | 0.06496 | 0.06384 | 0.062739 | 0.061657 | 0.060594 | 0.059549 | 0.058523 | 0.057514 | 0.056522 | 0.055548 | 0.05459 | 0.053649
F8_Industrial_Stone, Clay, and Glass_Existing_Process_Natural Gas_Gas Boiler - Insulate Hot Water Lines_A_Achievable Economic TRC Potential | F8 | Industrial | Stone, Clay, and Glass | Existing | Process | Natural Gas | Gas Boiler - Insulate Hot Water Lines | A | Incremental Summer Peak Savings (MW) | Achievable Economic TRC Potential | 0 | 0 | 0 | 0 | 0 | 0 | 0 | 0 | 0 | 0 | 0 | 0 | 0 | 0 | 0 | 0 | 0 | 0 | 0 | 0 | 0 | 0
F9_Industrial_Stone, Clay, and Glass_Existing_Process_Natural Gas_Gas Boiler - Insulate Hot Water Lines_A_Achievable Economic TRC Potential | F9 | Industrial | Stone, Clay, and Glass | Existing | Process | Natural Gas | Gas Boiler - Insulate Hot Water Lines | A | Incremental Winter Peak Savings (MW) | Achievable Economic TRC Potential | 0 | 0 | 0 | 0 | 0 | 0 | 0 | 0 | 0 | 0 | 0 | 0 | 0 | 0 | 0 | 0 | 0 | 0 | 0 | 0 | 0 | 0
F10_Industrial_Stone, Clay, and Glass_Existing_Process_Natural Gas_Gas Boiler - Insulate Hot Water Lines_A_Achievable Economic TRC Potential | F10 | Industrial | Stone, Clay, and Glass | Existing | Process | Natural Gas | Gas Boiler - Insulate Hot Water Lines | A | Cumulative Energy Savings (MWh or mTherms) | Achievable Economic TRC Potential | 0 | 0 | 0.074657 | 0.14803 | 0.22013 | 0.29099 | 0.36063 | 0.42907 | 0.49633 | 0.56243 | 0.62739 | 0.69123 | 0.75397 | 0.81562 | 0.87622 | 0.93577 | 0.99429 | 1.0518 | 1.1083 | 1.1639 | 1.2185 | 1.2721
F11_Industrial_Stone, Clay, and Glass_Existing_Process_Natural Gas_Gas Boiler - Insulate Hot Water Lines_A_Achievable Economic TRC Potential | F11 | Industrial | Stone, Clay, and Glass | Existing | Process | Natural Gas | Gas Boiler - Insulate Hot Water Lines | A | Cumulative Summer Peak Savings (MW) | Achievable Economic TRC Potential | 0 | 0 | 0 | 0 | 0 | 0 | 0 | 0 | 0 | 0 | 0 | 0 | 0 | 0 | 0 | 0 | 0 | 0 | 0 | 0 | 0 | 0
F12_Industrial_Stone, Clay, and Glass_Existing_Process_Natural Gas_Gas Boiler - Insulate Hot Water Lines_A_Achievable Economic TRC Potential | F12 | Industrial | Stone, Clay, and Glass | Existing | Process | Natural Gas | Gas Boiler - Insulate Hot Water Lines | A | Cumulative Winter Peak Savings (MW) | Achievable Economic TRC Potential | 0 | 0 | 0 | 0 | 0 | 0 | 0 | 0 | 0 | 0 | 0 | 0 | 0 | 0 | 0 | 0 | 0 | 0 | 0 | 0 | 0 | 0
F13_Industrial_Stone, Clay, and Glass_Existing_Process_Natural Gas_Gas Boiler - Insulate Hot Water Lines_A_Achievable Economic TRC Potential | F13 | Industrial | Stone, Clay, and Glass | Existing | Process | Natural Gas | Gas Boiler - Insulate Hot Water Lines | A | Purchases (Incremental) | Achievable Economic TRC Potential | 0 | 0 | 1.4488 | 1.4238 | 1.3993 | 1.3751 | 1.3514 | 1.3281 | 1.3052 | 1.2827 | 1.2606 | 1.2389 | 1.2175 | 1.1965 | 1.1759 | 1.1556 | 1.1357 | 1.1161 | 1.0969 | 1.078 | 1.0594 | 1.0411
F14_Industrial_Stone, Clay, and Glass_Existing_Process_Natural Gas_Gas Boiler - Insulate Hot Water Lines_A_Achievable Economic TRC Potential | F14 | Industrial | Stone, Clay, and Glass | Existing | Process | Natural Gas | Gas Boiler - Insulate Hot Water Lines | A | Purchases (Cumulative) | Achievable Economic TRC Potential | 0 | 0 | 1.4488 | 2.8726 | 4.2719 | 5.647 | 6.9984 | 8.3266 | 9.6318 | 10.9145 | 12.1751 | 13.414 | 14.6315 | 15.828 | 17.0039 | 18.1595 | 19.2952 | 20.4114 | 21.5082 | 22.5862 | 23.6456 | 24.6867
F1_Industrial_Stone, Clay, and Glass_Existing_Process_Natural Gas_Process - Insulate Heated Process Fluids_A_Achievable Economic TRC Potential | F1 | Industrial | Stone, Clay, and Glass | Existing | Process | Natural Gas | Process - Insulate Heated Process Fluids | A | Original Unit Energy Savings (kWh or therms) | Achievable Economic TRC Potential | 0 | 0 | 1280.913 | 1280.913 | 1280.913 | 1280.913 | 1280.913 | 1280.913 | 1280.913 | 1280.913 | 1280.913 | 1280.913 | 1280.913 | 1280.913 | 1280.913 | 1280.913 | 1280.913 | 1280.913 | 1280.913 | 1280.913 | 1280.913 | 1280.913
F2_Industrial_Stone, Clay, and Glass_Existing_Process_Natural Gas_Process - Insulate Heated Process Fluids_A_Achievable Economic TRC Potential | F2 | Industrial | Stone, Clay, and Glass | Existing | Process | Natural Gas | Process - Insulate Heated Process Fluids | A | Original Unit Summer Peak Savings (kW) | Achievable Economic TRC Potential | 0 | 0 | 0 | 0 | 0 | 0 | 0 | 0 | 0 | 0 | 0 | 0 | 0 | 0 | 0 | 0 | 0 | 0 | 0 | 0 | 0 | 0
F3_Industrial_Stone, Clay, and Glass_Existing_Process_Natural Gas_Process - Insulate Heated Process Fluids_A_Achievable Economic TRC Potential | F3 | Industrial | Stone, Clay, and Glass | Existing | Process | Natural Gas | Process - Insulate Heated Process Fluids | A | Original Unit Winter Peak Savings (kW) | Achievable Economic TRC Potential | 0 | 0 | 0 | 0 | 0 | 0 | 0 | 0 | 0 | 0 | 0 | 0 | 0 | 0 | 0 | 0 | 0 | 0 | 0 | 0 | 0 | 0
F4_Industrial_Stone, Clay, and Glass_Existing_Process_Natural Gas_Process - Insulate Heated Process Fluids_A_Achievable Economic TRC Potential | F4 | Industrial | Stone, Clay, and Glass | Existing | Process | Natural Gas | Process - Insulate Heated Process Fluids | A | Standalone Impact on Baseline Energy (%) | Achievable Economic TRC Potential | 0% | 0% | 0.1057% | 0.2133% | 0.3228% | 0.4342% | 0.5476% | 0.6523% | 0.7399% | 0.8138% | 0.8768% | 0.9312% | 0.9787% | 1.021% | 1.059% | 1.093% | 1.125% | 1.155% | 1.175% | 1.196% | 1.217% | 1.238%
F5_Industrial_Stone, Clay, and Glass_Existing_Process_Natural Gas_Process - Insulate Heated Process Fluids_A_Achievable Economic TRC Potential | F5 | Industrial | Stone, Clay, and Glass | Existing | Process | Natural Gas | Process - Insulate Heated Process Fluids | A | Standalone Impact on Baseline Summer Peak (%) | Achievable Economic TRC Potential | bar: 2019 to 2040
F6_Industrial_Stone, Clay, and Glass_Existing_Process_Natural Gas_Process - Insulate Heated Process Fluids_A_Achievable Economic TRC Potential | F6 | Industrial | Stone, Clay, and Glass | Existing | Process | Natural Gas | Process - Insulate Heated Process Fluids | A | Standalone Impact on Baseline Winter Peak (%) | Achievable Economic TRC Potential | bar: 2019 to 2040
F7_Industrial_Stone, Clay, and Glass_Existing_Process_Natural Gas_Process - Insulate Heated Process Fluids_A_Achievable Economic TRC Potential | F7 | Industrial | Stone, Clay, and Glass | Existing | Process | Natural Gas | Process - Insulate Heated Process Fluids | A | Incremental Energy Savings (MWh or mTherms) | Achievable Economic TRC Potential | 0 | 0 | 2.0297 | 1.9948 | 1.9604 | 1.9266 | 1.8933 | 1.6746 | 1.3166 | 1.0351 | 0.81382 | 0.63983 | 0.50304 | 0.39549 | 0.31094 | 0.24446 | 0.1922 | 0.15111 | 0.0010129 | 0.00035551 | 0.00011911 | 3.817e-05
F8_Industrial_Stone, Clay, and Glass_Existing_Process_Natural Gas_Process - Insulate Heated Process Fluids_A_Achievable Economic TRC Potential | F8 | Industrial | Stone, Clay, and Glass | Existing | Process | Natural Gas | Process - Insulate Heated Process Fluids | A | Incremental Summer Peak Savings (MW) | Achievable Economic TRC Potential | 0 | 0 | 0 | 0 | 0 | 0 | 0 | 0 | 0 | 0 | 0 | 0 | 0 | 0 | 0 | 0 | 0 | 0 | 0 | 0 | 0 | 0
F9_Industrial_Stone, Clay, and Glass_Existing_Process_Natural Gas_Process - Insulate Heated Process Fluids_A_Achievable Economic TRC Potential | F9 | Industrial | Stone, Clay, and Glass | Existing | Process | Natural Gas | Process - Insulate Heated Process Fluids | A | Incremental Winter Peak Savings (MW) | Achievable Economic TRC Potential | 0 | 0 | 0 | 0 | 0 | 0 | 0 | 0 | 0 | 0 | 0 | 0 | 0 | 0 | 0 | 0 | 0 | 0 | 0 | 0 | 0 | 0
F10_Industrial_Stone, Clay, and Glass_Existing_Process_Natural Gas_Process - Insulate Heated Process Fluids_A_Achievable Economic TRC Potential | F10 | Industrial | Stone, Clay, and Glass | Existing | Process | Natural Gas | Process - Insulate Heated Process Fluids | A | Cumulative Energy Savings (MWh or mTherms) | Achievable Economic TRC Potential | 0 | 0 | 2.0297 | 4.0245 | 5.9849 | 7.9114 | 9.8048 | 11.4794 | 12.796 | 13.8311 | 14.6449 | 15.2848 | 15.7878 | 16.1833 | 16.4942 | 16.7387 | 16.9309 | 17.082 | 17.083 | 17.0834 | 17.0835 | 17.0835
F11_Industrial_Stone, Clay, and Glass_Existing_Process_Natural Gas_Process - Insulate Heated Process Fluids_A_Achievable Economic TRC Potential | F11 | Industrial | Stone, Clay, and Glass | Existing | Process | Natural Gas | Process - Insulate Heated Process Fluids | A | Cumulative Summer Peak Savings (MW) | Achievable Economic TRC Potential | 0 | 0 | 0 | 0 | 0 | 0 | 0 | 0 | 0 | 0 | 0 | 0 | 0 | 0 | 0 | 0 | 0 | 0 | 0 | 0 | 0 | 0
F12_Industrial_Stone, Clay, and Glass_Existing_Process_Natural Gas_Process - Insulate Heated Process Fluids_A_Achievable Economic TRC Potential | F12 | Industrial | Stone, Clay, and Glass | Existing | Process | Natural Gas | Process - Insulate Heated Process Fluids | A | Cumulative Winter Peak Savings (MW) | Achievable Economic TRC Potential | 0 | 0 | 0 | 0 | 0 | 0 | 0 | 0 | 0 | 0 | 0 | 0 | 0 | 0 | 0 | 0 | 0 | 0 | 0 | 0 | 0 | 0
F13_Industrial_Stone, Clay, and Glass_Existing_Process_Natural Gas_Process - Insulate Heated Process Fluids_A_Achievable Economic TRC Potential | F13 | Industrial | Stone, Clay, and Glass | Existing | Process | Natural Gas | Process - Insulate Heated Process Fluids | A | Purchases (Incremental) | Achievable Economic TRC Potential | 0 | 0 | 1.5846 | 1.5573 | 1.5304 | 1.5041 | 1.4781 | 1.3074 | 1.0279 | 0.80811 | 0.63534 | 0.49951 | 0.39272 | 0.30876 | 0.24275 | 0.19085 | 0.15005 | 0.11797 | 0.00079077 | 0.00027755 | 9.2987e-05 | 2.9799e-05
F14_Industrial_Stone, Clay, and Glass_Existing_Process_Natural Gas_Process - Insulate Heated Process Fluids_A_Achievable Economic TRC Potential | F14 | Industrial | Stone, Clay, and Glass | Existing | Process | Natural Gas | Process - Insulate Heated Process Fluids | A | Purchases (Cumulative) | Achievable Economic TRC Potential | 0 | 0 | 1.5846 | 3.1419 | 4.6723 | 6.1764 | 7.6545 | 8.9619 | 9.9897 | 10.7979 | 11.4332 | 11.9327 | 12.3254 | 12.6342 | 12.8769 | 13.0678 | 13.2178 | 13.3358 | 13.3366 | 13.3369 | 13.337 | 13.337
F1_Industrial_Stone, Clay, and Glass_Existing_Process_Natural Gas_Process Heat Recovery_A_Achievable Economic TRC Potential | F1 | Industrial | Stone, Clay, and Glass | Existing | Process | Natural Gas | Process Heat Recovery | A | Original Unit Energy Savings (kWh or therms) | Achievable Economic TRC Potential | 0 | 0 | 73.39 | 73.39 | 73.39 | 73.39 | 73.39 | 73.39 | 73.39 | 73.39 | 73.39 | 73.39 | 73.39 | 73.39 | 73.39 | 73.39 | 73.39 | 73.39 | 73.39 | 73.39 | 73.39 | 73.39
F2_Industrial_Stone, Clay, and Glass_Existing_Process_Natural Gas_Process Heat Recovery_A_Achievable Economic TRC Potential | F2 | Industrial | Stone, Clay, and Glass | Existing | Process | Natural Gas | Process Heat Recovery | A | Original Unit Summer Peak Savings (kW) | Achievable Economic TRC Potential | 0 | 0 | 0 | 0 | 0 | 0 | 0 | 0 | 0 | 0 | 0 | 0 | 0 | 0 | 0 | 0 | 0 | 0 | 0 | 0 | 0 | 0
F3_Industrial_Stone, Clay, and Glass_Existing_Process_Natural Gas_Process Heat Recovery_A_Achievable Economic TRC Potential | F3 | Industrial | Stone, Clay, and Glass | Existing | Process | Natural Gas | Process Heat Recovery | A | Original Unit Winter Peak Savings (kW) | Achievable Economic TRC Potential | 0 | 0 | 0 | 0 | 0 | 0 | 0 | 0 | 0 | 0 | 0 | 0 | 0 | 0 | 0 | 0 | 0 | 0 | 0 | 0 | 0 | 0
F4_Industrial_Stone, Clay, and Glass_Existing_Process_Natural Gas_Process Heat Recovery_A_Achievable Economic TRC Potential | F4 | Industrial | Stone, Clay, and Glass | Existing | Process | Natural Gas | Process Heat Recovery | A | Standalone Impact on Baseline Energy (%) | Achievable Economic TRC Potential | 0% | 0% | 0.2181% | 0.44% | 0.6658% | 0.8956% | 1.129% | 1.346% | 1.526% | 1.679% | 1.809% | 1.921% | 2.019% | 2.106% | 2.184% | 2.255% | 2.321% | 2.383% | 2.425% | 2.467% | 2.51% | 2.554%
F5_Industrial_Stone, Clay, and Glass_Existing_Process_Natural Gas_Process Heat Recovery_A_Achievable Economic TRC Potential | F5 | Industrial | Stone, Clay, and Glass | Existing | Process | Natural Gas | Process Heat Recovery | A | Standalone Impact on Baseline Summer Peak (%) | Achievable Economic TRC Potential | bar: 2019 to 2040
F6_Industrial_Stone, Clay, and Glass_Existing_Process_Natural Gas_Process Heat Recovery_A_Achievable Economic TRC Potential | F6 | Industrial | Stone, Clay, and Glass | Existing | Process | Natural Gas | Process Heat Recovery | A | Standalone Impact on Baseline Winter Peak (%) | Achievable Economic TRC Potential | bar: 2019 to 2040
F7_Industrial_Stone, Clay, and Glass_Existing_Process_Natural Gas_Process Heat Recovery_A_Achievable Economic TRC Potential | F7 | Industrial | Stone, Clay, and Glass | Existing | Process | Natural Gas | Process Heat Recovery | A | Incremental Energy Savings (MWh or mTherms) | Achievable Economic TRC Potential | 0 | 0 | 4.1866 | 4.1144 | 4.0435 | 3.9738 | 3.9053 | 3.4541 | 2.7157 | 2.1351 | 1.6786 | 1.3197 | 1.0376 | 0.81575 | 0.64135 | 0.50424 | 0.39643 | 0.31168 | 0.0020892 | 0.00073329 | 0.00024568 | 7.873e-05
F8_Industrial_Stone, Clay, and Glass_Existing_Process_Natural Gas_Process Heat Recovery_A_Achievable Economic TRC Potential | F8 | Industrial | Stone, Clay, and Glass | Existing | Process | Natural Gas | Process Heat Recovery | A | Incremental Summer Peak Savings (MW) | Achievable Economic TRC Potential | 0 | 0 | 0 | 0 | 0 | 0 | 0 | 0 | 0 | 0 | 0 | 0 | 0 | 0 | 0 | 0 | 0 | 0 | 0 | 0 | 0 | 0
F9_Industrial_Stone, Clay, and Glass_Existing_Process_Natural Gas_Process Heat Recovery_A_Achievable Economic TRC Potential | F9 | Industrial | Stone, Clay, and Glass | Existing | Process | Natural Gas | Process Heat Recovery | A | Incremental Winter Peak Savings (MW) | Achievable Economic TRC Potential | 0 | 0 | 0 | 0 | 0 | 0 | 0 | 0 | 0 | 0 | 0 | 0 | 0 | 0 | 0 | 0 | 0 | 0 | 0 | 0 | 0 | 0
F10_Industrial_Stone, Clay, and Glass_Existing_Process_Natural Gas_Process Heat Recovery_A_Achievable Economic TRC Potential | F10 | Industrial | Stone, Clay, and Glass | Existing | Process | Natural Gas | Process Heat Recovery | A | Cumulative Energy Savings (MWh or mTherms) | Achievable Economic TRC Potential | 0 | 0 | 4.1866 | 8.301 | 12.3445 | 16.3183 | 20.2235 | 23.6776 | 26.3933 | 28.5284 | 30.207 | 31.5267 | 32.5643 | 33.38 | 34.0214 | 34.5256 | 34.9221 | 35.2337 | 35.2358 | 35.2366 | 35.2368 | 35.2369
F11_Industrial_Stone, Clay, and Glass_Existing_Process_Natural Gas_Process Heat Recovery_A_Achievable Economic TRC Potential | F11 | Industrial | Stone, Clay, and Glass | Existing | Process | Natural Gas | Process Heat Recovery | A | Cumulative Summer Peak Savings (MW) | Achievable Economic TRC Potential | 0 | 0 | 0 | 0 | 0 | 0 | 0 | 0 | 0 | 0 | 0 | 0 | 0 | 0 | 0 | 0 | 0 | 0 | 0 | 0 | 0 | 0
F12_Industrial_Stone, Clay, and Glass_Existing_Process_Natural Gas_Process Heat Recovery_A_Achievable Economic TRC Potential | F12 | Industrial | Stone, Clay, and Glass | Existing | Process | Natural Gas | Process Heat Recovery | A | Cumulative Winter Peak Savings (MW) | Achievable Economic TRC Potential | 0 | 0 | 0 | 0 | 0 | 0 | 0 | 0 | 0 | 0 | 0 | 0 | 0 | 0 | 0 | 0 | 0 | 0 | 0 | 0 | 0 | 0
F13_Industrial_Stone, Clay, and Glass_Existing_Process_Natural Gas_Process Heat Recovery_A_Achievable Economic TRC Potential | F13 | Industrial | Stone, Clay, and Glass | Existing | Process | Natural Gas | Process Heat Recovery | A | Purchases (Incremental) | Achievable Economic TRC Potential | 0 | 0 | 57.0459 | 56.0624 | 55.0958 | 54.1458 | 53.2123 | 47.0654 | 37.0031 | 29.0921 | 22.8724 | 17.9824 | 14.1379 | 11.1153 | 8.739 | 6.8706 | 5.4017 | 4.2469 | 0.028468 | 0.0099917 | 0.0033475 | 0.0010728
F14_Industrial_Stone, Clay, and Glass_Existing_Process_Natural Gas_Process Heat Recovery_A_Achievable Economic TRC Potential | F14 | Industrial | Stone, Clay, and Glass | Existing | Process | Natural Gas | Process Heat Recovery | A | Purchases (Cumulative) | Achievable Economic TRC Potential | 0 | 0 | 57.0459 | 113.1083 | 168.2041 | 222.3499 | 275.5622 | 322.6276 | 359.6307 | 388.7228 | 411.5952 | 429.5777 | 443.7156 | 454.8309 | 463.5699 | 470.4405 | 475.8422 | 480.0891 | 480.1176 | 480.1276 | 480.1309 | 480.132
F1_Industrial_Stone, Clay, and Glass_Existing_Space Heating_Natural Gas_Building Automation System_A_Achievable Economic TRC Potential | F1 | Industrial | Stone, Clay, and Glass | Existing | Space Heating | Natural Gas | Building Automation System | A | Original Unit Energy Savings (kWh or therms) | Achievable Economic TRC Potential | 0 | 0 | 0.015624 | 0.015587 | 0.01555 | 0.015514 | 0.015478 | 0.015443 | 0.015409 | 0.015376 | 0.015345 | 0.015316 | 0.015289 | 0.015263 | 0.015238 | 0.015215 | 0.015194 | 0.015173 | 0.015154 | 0.015136 | 0.01512 | 0.015104
F2_Industrial_Stone, Clay, and Glass_Existing_Space Heating_Natural Gas_Building Automation System_A_Achievable Economic TRC Potential | F2 | Industrial | Stone, Clay, and Glass | Existing | Space Heating | Natural Gas | Building Automation System | A | Original Unit Summer Peak Savings (kW) | Achievable Economic TRC Potential | 0 | 0 | 0 | 0 | 0 | 0 | 0 | 0 | 0 | 0 | 0 | 0 | 0 | 0 | 0 | 0 | 0 | 0 | 0 | 0 | 0 | 0
F3_Industrial_Stone, Clay, and Glass_Existing_Space Heating_Natural Gas_Building Automation System_A_Achievable Economic TRC Potential | F3 | Industrial | Stone, Clay, and Glass | Existing | Space Heating | Natural Gas | Building Automation System | A | Original Unit Winter Peak Savings (kW) | Achievable Economic TRC Potential | 0 | 0 | 0 | 0 | 0 | 0 | 0 | 0 | 0 | 0 | 0 | 0 | 0 | 0 | 0 | 0 | 0 | 0 | 0 | 0 | 0 | 0
F4_Industrial_Stone, Clay, and Glass_Existing_Space Heating_Natural Gas_Building Automation System_A_Achievable Economic TRC Potential | F4 | Industrial | Stone, Clay, and Glass | Existing | Space Heating | Natural Gas | Building Automation System | A | Standalone Impact on Baseline Energy (%) | Achievable Economic TRC Potential | 0% | 0% | 0.01308% | 0.03945% | 0.08656% | 0.1636% | 0.2811% | 0.4501% | 0.6813% | 0.9827% | 1.358% | 1.804% | 2.309% | 2.854% | 3.41% | 3.946% | 4.435% | 4.86% | 5.21% | 5.485% | 5.699% | 5.875%
F5_Industrial_Stone, Clay, and Glass_Existing_Space Heating_Natural Gas_Building Automation System_A_Achievable Economic TRC Potential | F5 | Industrial | Stone, Clay, and Glass | Existing | Space Heating | Natural Gas | Building Automation System | A | Standalone Impact on Baseline Summer Peak (%) | Achievable Economic TRC Potential | bar: 2019 to 2040
F6_Industrial_Stone, Clay, and Glass_Existing_Space Heating_Natural Gas_Building Automation System_A_Achievable Economic TRC Potential | F6 | Industrial | Stone, Clay, and Glass | Existing | Space Heating | Natural Gas | Building Automation System | A | Standalone Impact on Baseline Winter Peak (%) | Achievable Economic TRC Potential | bar: 2019 to 2040
F7_Industrial_Stone, Clay, and Glass_Existing_Space Heating_Natural Gas_Building Automation System_A_Achievable Economic TRC Potential | F7 | Industrial | Stone, Clay, and Glass | Existing | Space Heating | Natural Gas | Building Automation System | A | Incremental Energy Savings (MWh or mTherms) | Achievable Economic TRC Potential | 0 | 0 | 0.012823 | 0.025131 | 0.043747 | 0.069769 | 0.10383 | 0.14582 | 0.1945 | 0.24728 | 0.29996 | 0.34697 | 0.38188 | 0.39856 | 0.3927 | 0.36325 | 0.31343 | 0.25439 | 0.19094 | 0.12976 | 0.08138 | 0.052104
F8_Industrial_Stone, Clay, and Glass_Existing_Space Heating_Natural Gas_Building Automation System_A_Achievable Economic TRC Potential | F8 | Industrial | Stone, Clay, and Glass | Existing | Space Heating | Natural Gas | Building Automation System | A | Incremental Summer Peak Savings (MW) | Achievable Economic TRC Potential | 0 | 0 | 0 | 0 | 0 | 0 | 0 | 0 | 0 | 0 | 0 | 0 | 0 | 0 | 0 | 0 | 0 | 0 | 0 | 0 | 0 | 0
F9_Industrial_Stone, Clay, and Glass_Existing_Space Heating_Natural Gas_Building Automation System_A_Achievable Economic TRC Potential | F9 | Industrial | Stone, Clay, and Glass | Existing | Space Heating | Natural Gas | Building Automation System | A | Incremental Winter Peak Savings (MW) | Achievable Economic TRC Potential | 0 | 0 | 0 | 0 | 0 | 0 | 0 | 0 | 0 | 0 | 0 | 0 | 0 | 0 | 0 | 0 | 0 | 0 | 0 | 0 | 0 | 0
F10_Industrial_Stone, Clay, and Glass_Existing_Space Heating_Natural Gas_Building Automation System_A_Achievable Economic TRC Potential | F10 | Industrial | Stone, Clay, and Glass | Existing | Space Heating | Natural Gas | Building Automation System | A | Cumulative Energy Savings (MWh or mTherms) | Achievable Economic TRC Potential | 0 | 0 | 0.012823 | 0.037923 | 0.08158 | 0.15116 | 0.25464 | 0.39988 | 0.59351 | 0.83954 | 1.1378 | 1.4826 | 1.8618 | 2.2572 | 2.6463 | 3.0056 | 3.3147 | 3.5647 | 3.7511 | 3.8765 | 3.9535 | 4.0015
F11_Industrial_Stone, Clay, and Glass_Existing_Space Heating_Natural Gas_Building Automation System_A_Achievable Economic TRC Potential | F11 | Industrial | Stone, Clay, and Glass | Existing | Space Heating | Natural Gas | Building Automation System | A | Cumulative Summer Peak Savings (MW) | Achievable Economic TRC Potential | 0 | 0 | 0 | 0 | 0 | 0 | 0 | 0 | 0 | 0 | 0 | 0 | 0 | 0 | 0 | 0 | 0 | 0 | 0 | 0 | 0 | 0
F12_Industrial_Stone, Clay, and Glass_Existing_Space Heating_Natural Gas_Building Automation System_A_Achievable Economic TRC Potential | F12 | Industrial | Stone, Clay, and Glass | Existing | Space Heating | Natural Gas | Building Automation System | A | Cumulative Winter Peak Savings (MW) | Achievable Economic TRC Potential | 0 | 0 | 0 | 0 | 0 | 0 | 0 | 0 | 0 | 0 | 0 | 0 | 0 | 0 | 0 | 0 | 0 | 0 | 0 | 0 | 0 | 0
F13_Industrial_Stone, Clay, and Glass_Existing_Space Heating_Natural Gas_Building Automation System_A_Achievable Economic TRC Potential | F13 | Industrial | Stone, Clay, and Glass | Existing | Space Heating | Natural Gas | Building Automation System | A | Purchases (Incremental) | Achievable Economic TRC Potential | 0 | 0 | 820.7132 | 1612.2664 | 2813.296 | 4497.3113 | 6708.5957 | 9442.4849 | 12622.9179 | 16081.7251 | 19547.3857 | 22653.58 | 24977.6403 | 26113.3772 | 25770.2868 | 23873.9993 | 20628.6783 | 16765.5564 | 12599.6727 | 8572.4564 | 5382.4187 | 3449.7511
F14_Industrial_Stone, Clay, and Glass_Existing_Space Heating_Natural Gas_Building Automation System_A_Achievable Economic TRC Potential | F14 | Industrial | Stone, Clay, and Glass | Existing | Space Heating | Natural Gas | Building Automation System | A | Purchases (Cumulative) | Achievable Economic TRC Potential | 0 | 0 | 820.7132 | 2432.9796 | 5246.2755 | 9743.5868 | 16452.1825 | 25894.6674 | 38517.5852 | 54599.3103 | 74146.696 | 96800.276 | 121777.9164 | 147891.2935 | 173661.5803 | 197535.5795 | 218164.2578 | 234929.8143 | 247529.487 | 256101.9434 | 261484.3621 | 264934.1133
F1_Industrial_Stone, Clay, and Glass_Existing_Space Heating_Natural Gas_Steam System Efficiency Improvements_A_Achievable Economic TRC Potential | F1 | Industrial | Stone, Clay, and Glass | Existing | Space Heating | Natural Gas | Steam System Efficiency Improvements | A | Original Unit Energy Savings (kWh or therms) | Achievable Economic TRC Potential | 0 | 0 | 0.13953 | 0.13917 | 0.13883 | 0.1385 | 0.13817 | 0.13785 | 0.13755 | 0.13725 | 0.13697 | 0.13669 | 0.13643 | 0.13618 | 0.13594 | 0.13572 | 0.13551 | 0.13531 | 0.13512 | 0.13495 | 0.1348 | 0.13466
F2_Industrial_Stone, Clay, and Glass_Existing_Space Heating_Natural Gas_Steam System Efficiency Improvements_A_Achievable Economic TRC Potential | F2 | Industrial | Stone, Clay, and Glass | Existing | Space Heating | Natural Gas | Steam System Efficiency Improvements | A | Original Unit Summer Peak Savings (kW) | Achievable Economic TRC Potential | 0 | 0 | 0 | 0 | 0 | 0 | 0 | 0 | 0 | 0 | 0 | 0 | 0 | 0 | 0 | 0 | 0 | 0 | 0 | 0 | 0 | 0
F3_Industrial_Stone, Clay, and Glass_Existing_Space Heating_Natural Gas_Steam System Efficiency Improvements_A_Achievable Economic TRC Potential | F3 | Industrial | Stone, Clay, and Glass | Existing | Space Heating | Natural Gas | Steam System Efficiency Improvements | A | Original Unit Winter Peak Savings (kW) | Achievable Economic TRC Potential | 0 | 0 | 0 | 0 | 0 | 0 | 0 | 0 | 0 | 0 | 0 | 0 | 0 | 0 | 0 | 0 | 0 | 0 | 0 | 0 | 0 | 0
F4_Industrial_Stone, Clay, and Glass_Existing_Space Heating_Natural Gas_Steam System Efficiency Improvements_A_Achievable Economic TRC Potential | F4 | Industrial | Stone, Clay, and Glass | Existing | Space Heating | Natural Gas | Steam System Efficiency Improvements | A | Standalone Impact on Baseline Energy (%) | Achievable Economic TRC Potential | 0% | 0% | 0.0008277% | 0.002496% | 0.005477% | 0.01035% | 0.01778% | 0.02848% | 0.0431% | 0.06217% | 0.0859% | 0.1141% | 0.146% | 0.1804% | 0.2156% | 0.2495% | 0.2803% | 0.3071% | 0.3292% | 0.3466% | 0.3601% | 0.3712%
F5_Industrial_Stone, Clay, and Glass_Existing_Space Heating_Natural Gas_Steam System Efficiency Improvements_A_Achievable Economic TRC Potential | F5 | Industrial | Stone, Clay, and Glass | Existing | Space Heating | Natural Gas | Steam System Efficiency Improvements | A | Standalone Impact on Baseline Summer Peak (%) | Achievable Economic TRC Potential | bar: 2019 to 2040
F6_Industrial_Stone, Clay, and Glass_Existing_Space Heating_Natural Gas_Steam System Efficiency Improvements_A_Achievable Economic TRC Potential | F6 | Industrial | Stone, Clay, and Glass | Existing | Space Heating | Natural Gas | Steam System Efficiency Improvements | A | Standalone Impact on Baseline Winter Peak (%) | Achievable Economic TRC Potential | bar: 2019 to 2040
F7_Industrial_Stone, Clay, and Glass_Existing_Space Heating_Natural Gas_Steam System Efficiency Improvements_A_Achievable Economic TRC Potential | F7 | Industrial | Stone, Clay, and Glass | Existing | Space Heating | Natural Gas | Steam System Efficiency Improvements | A | Incremental Energy Savings (MWh or mTherms) | Achievable Economic TRC Potential | 0 | 0 | 0.00081155 | 0.0015903 | 0.0027681 | 0.0044143 | 0.0065693 | 0.0092252 | 0.012305 | 0.015643 | 0.018974 | 0.021946 | 0.024151 | 0.025203 | 0.024828 | 0.022963 | 0.019811 | 0.016077 | 0.012066 | 0.008199 | 0.005142 | 0.0032922
F8_Industrial_Stone, Clay, and Glass_Existing_Space Heating_Natural Gas_Steam System Efficiency Improvements_A_Achievable Economic TRC Potential | F8 | Industrial | Stone, Clay, and Glass | Existing | Space Heating | Natural Gas | Steam System Efficiency Improvements | A | Incremental Summer Peak Savings (MW) | Achievable Economic TRC Potential | 0 | 0 | 0 | 0 | 0 | 0 | 0 | 0 | 0 | 0 | 0 | 0 | 0 | 0 | 0 | 0 | 0 | 0 | 0 | 0 | 0 | 0
F9_Industrial_Stone, Clay, and Glass_Existing_Space Heating_Natural Gas_Steam System Efficiency Improvements_A_Achievable Economic TRC Potential | F9 | Industrial | Stone, Clay, and Glass | Existing | Space Heating | Natural Gas | Steam System Efficiency Improvements | A | Incremental Winter Peak Savings (MW) | Achievable Economic TRC Potential | 0 | 0 | 0 | 0 | 0 | 0 | 0 | 0 | 0 | 0 | 0 | 0 | 0 | 0 | 0 | 0 | 0 | 0 | 0 | 0 | 0 | 0
F10_Industrial_Stone, Clay, and Glass_Existing_Space Heating_Natural Gas_Steam System Efficiency Improvements_A_Achievable Economic TRC Potential | F10 | Industrial | Stone, Clay, and Glass | Existing | Space Heating | Natural Gas | Steam System Efficiency Improvements | A | Cumulative Energy Savings (MWh or mTherms) | Achievable Economic TRC Potential | 0 | 0 | 0.00081155 | 0.0023998 | 0.0051619 | 0.0095638 | 0.01611 | 0.025299 | 0.037547 | 0.053109 | 0.071973 | 0.093775 | 0.11775 | 0.14273 | 0.16731 | 0.19 | 0.20951 | 0.22529 | 0.23705 | 0.24495 | 0.2498 | 0.25283
F11_Industrial_Stone, Clay, and Glass_Existing_Space Heating_Natural Gas_Steam System Efficiency Improvements_A_Achievable Economic TRC Potential | F11 | Industrial | Stone, Clay, and Glass | Existing | Space Heating | Natural Gas | Steam System Efficiency Improvements | A | Cumulative Summer Peak Savings (MW) | Achievable Economic TRC Potential | 0 | 0 | 0 | 0 | 0 | 0 | 0 | 0 | 0 | 0 | 0 | 0 | 0 | 0 | 0 | 0 | 0 | 0 | 0 | 0 | 0 | 0
F12_Industrial_Stone, Clay, and Glass_Existing_Space Heating_Natural Gas_Steam System Efficiency Improvements_A_Achievable Economic TRC Potential | F12 | Industrial | Stone, Clay, and Glass | Existing | Space Heating | Natural Gas | Steam System Efficiency Improvements | A | Cumulative Winter Peak Savings (MW) | Achievable Economic TRC Potential | 0 | 0 | 0 | 0 | 0 | 0 | 0 | 0 | 0 | 0 | 0 | 0 | 0 | 0 | 0 | 0 | 0 | 0 | 0 | 0 | 0 | 0
F13_Industrial_Stone, Clay, and Glass_Existing_Space Heating_Natural Gas_Steam System Efficiency Improvements_A_Achievable Economic TRC Potential | F13 | Industrial | Stone, Clay, and Glass | Existing | Space Heating | Natural Gas | Steam System Efficiency Improvements | A | Purchases (Incremental) | Achievable Economic TRC Potential | 0 | 0 | 5.8165 | 11.4263 | 19.9382 | 31.873 | 47.5446 | 66.92 | 89.4602 | 113.9732 | 138.5347 | 160.5487 | 177.0196 | 185.0687 | 182.6372 | 169.198 | 146.198 | 118.8195 | 89.2954 | 60.754 | 38.1459 | 24.4488
F14_Industrial_Stone, Clay, and Glass_Existing_Space Heating_Natural Gas_Steam System Efficiency Improvements_A_Achievable Economic TRC Potential | F14 | Industrial | Stone, Clay, and Glass | Existing | Space Heating | Natural Gas | Steam System Efficiency Improvements | A | Purchases (Cumulative) | Achievable Economic TRC Potential | 0 | 0 | 5.8165 | 17.2428 | 37.181 | 69.054 | 116.5986 | 183.5187 | 272.9788 | 386.952 | 525.4867 | 686.0354 | 863.055 | 1048.1237 | 1230.7609 | 1399.9588 | 1546.1568 | 1664.9763 | 1754.2718 | 1815.0258 | 1853.1717 | 1877.6205
F1_Industrial_Stone, Clay, and Glass_Existing_Process_Natural Gas_Steam System Efficiency Improvements_A_Achievable Economic TRC Potential | F1 | Industrial | Stone, Clay, and Glass | Existing | Process | Natural Gas | Steam System Efficiency Improvements | A | Original Unit Energy Savings (kWh or therms) | Achievable Economic TRC Potential | 0 | 0 | 0.082679 | 0.082679 | 0.082679 | 0.082679 | 0.082679 | 0.082679 | 0.082679 | 0.082679 | 0.082679 | 0.082679 | 0.082679 | 0.082679 | 0.082679 | 0.082679 | 0.082679 | 0.082679 | 0.082679 | 0.082679 | 0.082679 | 0.082679
F2_Industrial_Stone, Clay, and Glass_Existing_Process_Natural Gas_Steam System Efficiency Improvements_A_Achievable Economic TRC Potential | F2 | Industrial | Stone, Clay, and Glass | Existing | Process | Natural Gas | Steam System Efficiency Improvements | A | Original Unit Summer Peak Savings (kW) | Achievable Economic TRC Potential | 0 | 0 | 0 | 0 | 0 | 0 | 0 | 0 | 0 | 0 | 0 | 0 | 0 | 0 | 0 | 0 | 0 | 0 | 0 | 0 | 0 | 0
F3_Industrial_Stone, Clay, and Glass_Existing_Process_Natural Gas_Steam System Efficiency Improvements_A_Achievable Economic TRC Potential | F3 | Industrial | Stone, Clay, and Glass | Existing | Process | Natural Gas | Steam System Efficiency Improvements | A | Original Unit Winter Peak Savings (kW) | Achievable Economic TRC Potential | 0 | 0 | 0 | 0 | 0 | 0 | 0 | 0 | 0 | 0 | 0 | 0 | 0 | 0 | 0 | 0 | 0 | 0 | 0 | 0 | 0 | 0
F4_Industrial_Stone, Clay, and Glass_Existing_Process_Natural Gas_Steam System Efficiency Improvements_A_Achievable Economic TRC Potential | F4 | Industrial | Stone, Clay, and Glass | Existing | Process | Natural Gas | Steam System Efficiency Improvements | A | Standalone Impact on Baseline Energy (%) | Achievable Economic TRC Potential | bar: 2019 to 2040
F5_Industrial_Stone, Clay, and Glass_Existing_Process_Natural Gas_Steam System Efficiency Improvements_A_Achievable Economic TRC Potential | F5 | Industrial | Stone, Clay, and Glass | Existing | Process | Natural Gas | Steam System Efficiency Improvements | A | Standalone Impact on Baseline Summer Peak (%) | Achievable Economic TRC Potential | bar: 2019 to 2040
F6_Industrial_Stone, Clay, and Glass_Existing_Process_Natural Gas_Steam System Efficiency Improvements_A_Achievable Economic TRC Potential | F6 | Industrial | Stone, Clay, and Glass | Existing | Process | Natural Gas | Steam System Efficiency Improvements | A | Standalone Impact on Baseline Winter Peak (%) | Achievable Economic TRC Potential | bar: 2019 to 2040
F7_Industrial_Stone, Clay, and Glass_Existing_Process_Natural Gas_Steam System Efficiency Improvements_A_Achievable Economic TRC Potential | F7 | Industrial | Stone, Clay, and Glass | Existing | Process | Natural Gas | Steam System Efficiency Improvements | A | Incremental Energy Savings (MWh or mTherms) | Achievable Economic TRC Potential | 0 | 0 | 0 | 0 | 0 | 0 | 0 | 0 | 0 | 0 | 0 | 0 | 0 | 0 | 0 | 0 | 0 | 0 | 0 | 0 | 0 | 0
F8_Industrial_Stone, Clay, and Glass_Existing_Process_Natural Gas_Steam System Efficiency Improvements_A_Achievable Economic TRC Potential | F8 | Industrial | Stone, Clay, and Glass | Existing | Process | Natural Gas | Steam System Efficiency Improvements | A | Incremental Summer Peak Savings (MW) | Achievable Economic TRC Potential | 0 | 0 | 0 | 0 | 0 | 0 | 0 | 0 | 0 | 0 | 0 | 0 | 0 | 0 | 0 | 0 | 0 | 0 | 0 | 0 | 0 | 0
F9_Industrial_Stone, Clay, and Glass_Existing_Process_Natural Gas_Steam System Efficiency Improvements_A_Achievable Economic TRC Potential | F9 | Industrial | Stone, Clay, and Glass | Existing | Process | Natural Gas | Steam System Efficiency Improvements | A | Incremental Winter Peak Savings (MW) | Achievable Economic TRC Potential | 0 | 0 | 0 | 0 | 0 | 0 | 0 | 0 | 0 | 0 | 0 | 0 | 0 | 0 | 0 | 0 | 0 | 0 | 0 | 0 | 0 | 0
F10_Industrial_Stone, Clay, and Glass_Existing_Process_Natural Gas_Steam System Efficiency Improvements_A_Achievable Economic TRC Potential | F10 | Industrial | Stone, Clay, and Glass | Existing | Process | Natural Gas | Steam System Efficiency Improvements | A | Cumulative Energy Savings (MWh or mTherms) | Achievable Economic TRC Potential | 0 | 0 | 0 | 0 | 0 | 0 | 0 | 0 | 0 | 0 | 0 | 0 | 0 | 0 | 0 | 0 | 0 | 0 | 0 | 0 | 0 | 0
F11_Industrial_Stone, Clay, and Glass_Existing_Process_Natural Gas_Steam System Efficiency Improvements_A_Achievable Economic TRC Potential | F11 | Industrial | Stone, Clay, and Glass | Existing | Process | Natural Gas | Steam System Efficiency Improvements | A | Cumulative Summer Peak Savings (MW) | Achievable Economic TRC Potential | 0 | 0 | 0 | 0 | 0 | 0 | 0 | 0 | 0 | 0 | 0 | 0 | 0 | 0 | 0 | 0 | 0 | 0 | 0 | 0 | 0 | 0
F12_Industrial_Stone, Clay, and Glass_Existing_Process_Natural Gas_Steam System Efficiency Improvements_A_Achievable Economic TRC Potential | F12 | Industrial | Stone, Clay, and Glass | Existing | Process | Natural Gas | Steam System Efficiency Improvements | A | Cumulative Winter Peak Savings (MW) | Achievable Economic TRC Potential | 0 | 0 | 0 | 0 | 0 | 0 | 0 | 0 | 0 | 0 | 0 | 0 | 0 | 0 | 0 | 0 | 0 | 0 | 0 | 0 | 0 | 0
F13_Industrial_Stone, Clay, and Glass_Existing_Process_Natural Gas_Steam System Efficiency Improvements_A_Achievable Economic TRC Potential | F13 | Industrial | Stone, Clay, and Glass | Existing | Process | Natural Gas | Steam System Efficiency Improvements | A | Purchases (Incremental) | Achievable Economic TRC Potential | 0 | 0 | 0 | 0 | 0 | 0 | 0 | 0 | 0 | 0 | 0 | 0 | 0 | 0 | 0 | 0 | 0 | 0 | 0 | 0 | 0 | 0
F14_Industrial_Stone, Clay, and Glass_Existing_Process_Natural Gas_Steam System Efficiency Improvements_A_Achievable Economic TRC Potential | F14 | Industrial | Stone, Clay, and Glass | Existing | Process | Natural Gas | Steam System Efficiency Improvements | A | Purchases (Cumulative) | Achievable Economic TRC Potential | 0 | 0 | 0 | 0 | 0 | 0 | 0 | 0 | 0 | 0 | 0 | 0 | 0 | 0 | 0 | 0 | 0 | 0 | 0 | 0 | 0 | 0
F1_Industrial_Stone, Clay, and Glass_Existing_Space Heating_Natural Gas_Strategic Energy Management_A_Achievable Economic TRC Potential | F1 | Industrial | Stone, Clay, and Glass | Existing | Space Heating | Natural Gas | Strategic Energy Management | A | Original Unit Energy Savings (kWh or therms) | Achievable Economic TRC Potential | 0 | 0 | 19.6306 | 19.584 | 19.5375 | 19.4915 | 19.4464 | 19.4024 | 19.3599 | 19.319 | 19.2802 | 19.2436 | 19.209 | 19.1765 | 19.1458 | 19.1169 | 19.0898 | 19.0642 | 19.0402 | 19.0176 | 18.9964 | 18.9765
F2_Industrial_Stone, Clay, and Glass_Existing_Space Heating_Natural Gas_Strategic Energy Management_A_Achievable Economic TRC Potential | F2 | Industrial | Stone, Clay, and Glass | Existing | Space Heating | Natural Gas | Strategic Energy Management | A | Original Unit Summer Peak Savings (kW) | Achievable Economic TRC Potential | 0 | 0 | 0 | 0 | 0 | 0 | 0 | 0 | 0 | 0 | 0 | 0 | 0 | 0 | 0 | 0 | 0 | 0 | 0 | 0 | 0 | 0
F3_Industrial_Stone, Clay, and Glass_Existing_Space Heating_Natural Gas_Strategic Energy Management_A_Achievable Economic TRC Potential | F3 | Industrial | Stone, Clay, and Glass | Existing | Space Heating | Natural Gas | Strategic Energy Management | A | Original Unit Winter Peak Savings (kW) | Achievable Economic TRC Potential | 0 | 0 | 0 | 0 | 0 | 0 | 0 | 0 | 0 | 0 | 0 | 0 | 0 | 0 | 0 | 0 | 0 | 0 | 0 | 0 | 0 | 0
F4_Industrial_Stone, Clay, and Glass_Existing_Space Heating_Natural Gas_Strategic Energy Management_A_Achievable Economic TRC Potential | F4 | Industrial | Stone, Clay, and Glass | Existing | Space Heating | Natural Gas | Strategic Energy Management | A | Standalone Impact on Baseline Energy (%) | Achievable Economic TRC Potential | 0% | 0% | 0.08224% | 0.1659% | 0.2511% | 0.3377% | 0.4259% | 0.5156% | 0.6069% | 0.6997% | 0.7943% | 0.8904% | 0.9883% | 1.088% | 1.189% | 1.292% | 1.397% | 1.504% | 1.613% | 1.723% | 1.836% | 1.95%
F5_Industrial_Stone, Clay, and Glass_Existing_Space Heating_Natural Gas_Strategic Energy Management_A_Achievable Economic TRC Potential | F5 | Industrial | Stone, Clay, and Glass | Existing | Space Heating | Natural Gas | Strategic Energy Management | A | Standalone Impact on Baseline Summer Peak (%) | Achievable Economic TRC Potential | bar: 2019 to 2040
F6_Industrial_Stone, Clay, and Glass_Existing_Space Heating_Natural Gas_Strategic Energy Management_A_Achievable Economic TRC Potential | F6 | Industrial | Stone, Clay, and Glass | Existing | Space Heating | Natural Gas | Strategic Energy Management | A | Standalone Impact on Baseline Winter Peak (%) | Achievable Economic TRC Potential | bar: 2019 to 2040
F7_Industrial_Stone, Clay, and Glass_Existing_Space Heating_Natural Gas_Strategic Energy Management_A_Achievable Economic TRC Potential | F7 | Industrial | Stone, Clay, and Glass | Existing | Space Heating | Natural Gas | Strategic Energy Management | A | Incremental Energy Savings (MWh or mTherms) | Achievable Economic TRC Potential | 0 | 0 | 0.080632 | 0.079053 | 0.077506 | 0.07599 | 0.074507 | 0.073057 | 0.07164 | 0.070256 | 0.068906 | 0.06759 | 0.066305 | 0.065051 | 0.063828 | 0.062633 | 0.061465 | 0.060325 | 0.05921 | 0.05812 | 0.057054 | 0.056012
F8_Industrial_Stone, Clay, and Glass_Existing_Space Heating_Natural Gas_Strategic Energy Management_A_Achievable Economic TRC Potential | F8 | Industrial | Stone, Clay, and Glass | Existing | Space Heating | Natural Gas | Strategic Energy Management | A | Incremental Summer Peak Savings (MW) | Achievable Economic TRC Potential | 0 | 0 | 0 | 0 | 0 | 0 | 0 | 0 | 0 | 0 | 0 | 0 | 0 | 0 | 0 | 0 | 0 | 0 | 0 | 0 | 0 | 0
F9_Industrial_Stone, Clay, and Glass_Existing_Space Heating_Natural Gas_Strategic Energy Management_A_Achievable Economic TRC Potential | F9 | Industrial | Stone, Clay, and Glass | Existing | Space Heating | Natural Gas | Strategic Energy Management | A | Incremental Winter Peak Savings (MW) | Achievable Economic TRC Potential | 0 | 0 | 0 | 0 | 0 | 0 | 0 | 0 | 0 | 0 | 0 | 0 | 0 | 0 | 0 | 0 | 0 | 0 | 0 | 0 | 0 | 0
F10_Industrial_Stone, Clay, and Glass_Existing_Space Heating_Natural Gas_Strategic Energy Management_A_Achievable Economic TRC Potential | F10 | Industrial | Stone, Clay, and Glass | Existing | Space Heating | Natural Gas | Strategic Energy Management | A | Cumulative Energy Savings (MWh or mTherms) | Achievable Economic TRC Potential | 0 | 0 | 0.080632 | 0.15949 | 0.23662 | 0.31205 | 0.38584 | 0.45802 | 0.52866 | 0.5978 | 0.66551 | 0.73183 | 0.79682 | 0.86052 | 0.92298 | 0.98422 | 1.0443 | 1.1032 | 1.161 | 1.2178 | 1.2735 | 1.3281
F11_Industrial_Stone, Clay, and Glass_Existing_Space Heating_Natural Gas_Strategic Energy Management_A_Achievable Economic TRC Potential | F11 | Industrial | Stone, Clay, and Glass | Existing | Space Heating | Natural Gas | Strategic Energy Management | A | Cumulative Summer Peak Savings (MW) | Achievable Economic TRC Potential | 0 | 0 | 0 | 0 | 0 | 0 | 0 | 0 | 0 | 0 | 0 | 0 | 0 | 0 | 0 | 0 | 0 | 0 | 0 | 0 | 0 | 0
F12_Industrial_Stone, Clay, and Glass_Existing_Space Heating_Natural Gas_Strategic Energy Management_A_Achievable Economic TRC Potential | F12 | Industrial | Stone, Clay, and Glass | Existing | Space Heating | Natural Gas | Strategic Energy Management | A | Cumulative Winter Peak Savings (MW) | Achievable Economic TRC Potential | 0 | 0 | 0 | 0 | 0 | 0 | 0 | 0 | 0 | 0 | 0 | 0 | 0 | 0 | 0 | 0 | 0 | 0 | 0 | 0 | 0 | 0
F13_Industrial_Stone, Clay, and Glass_Existing_Space Heating_Natural Gas_Strategic Energy Management_A_Achievable Economic TRC Potential | F13 | Industrial | Stone, Clay, and Glass | Existing | Space Heating | Natural Gas | Strategic Energy Management | A | Purchases (Incremental) | Achievable Economic TRC Potential | 0 | 0 | 4.1075 | 4.0366 | 3.967 | 3.8986 | 3.8314 | 3.7654 | 3.7004 | 3.6366 | 3.5739 | 3.5123 | 3.4518 | 3.3922 | 3.3338 | 3.2763 | 3.2198 | 3.1643 | 3.1097 | 3.0561 | 3.0034 | 2.9516
F14_Industrial_Stone, Clay, and Glass_Existing_Space Heating_Natural Gas_Strategic Energy Management_A_Achievable Economic TRC Potential | F14 | Industrial | Stone, Clay, and Glass | Existing | Space Heating | Natural Gas | Strategic Energy Management | A | Purchases (Cumulative) | Achievable Economic TRC Potential | 0 | 0 | 4.1075 | 8.1441 | 12.1111 | 16.0098 | 19.8412 | 23.6065 | 27.307 | 30.9436 | 34.5176 | 38.0299 | 41.4816 | 44.8739 | 48.2077 | 51.4839 | 54.7037 | 57.868 | 60.9777 | 64.0339 | 67.0373 | 69.9889
F1_Industrial_Stone, Clay, and Glass_Existing_Process_Natural Gas_Strategic Energy Management_A_Achievable Economic TRC Potential | F1 | Industrial | Stone, Clay, and Glass | Existing | Process | Natural Gas | Strategic Energy Management | A | Original Unit Energy Savings (kWh or therms) | Achievable Economic TRC Potential | 0 | 0 | 60.5342 | 60.5342 | 60.5342 | 60.5342 | 60.5342 | 60.5342 | 60.5342 | 60.5342 | 60.5342 | 60.5342 | 60.5342 | 60.5342 | 60.5342 | 60.5342 | 60.5342 | 60.5342 | 60.5342 | 60.5342 | 60.5342 | 60.5342
F2_Industrial_Stone, Clay, and Glass_Existing_Process_Natural Gas_Strategic Energy Management_A_Achievable Economic TRC Potential | F2 | Industrial | Stone, Clay, and Glass | Existing | Process | Natural Gas | Strategic Energy Management | A | Original Unit Summer Peak Savings (kW) | Achievable Economic TRC Potential | 0 | 0 | 0 | 0 | 0 | 0 | 0 | 0 | 0 | 0 | 0 | 0 | 0 | 0 | 0 | 0 | 0 | 0 | 0 | 0 | 0 | 0
F3_Industrial_Stone, Clay, and Glass_Existing_Process_Natural Gas_Strategic Energy Management_A_Achievable Economic TRC Potential | F3 | Industrial | Stone, Clay, and Glass | Existing | Process | Natural Gas | Strategic Energy Management | A | Original Unit Winter Peak Savings (kW) | Achievable Economic TRC Potential | 0 | 0 | 0 | 0 | 0 | 0 | 0 | 0 | 0 | 0 | 0 | 0 | 0 | 0 | 0 | 0 | 0 | 0 | 0 | 0 | 0 | 0
F4_Industrial_Stone, Clay, and Glass_Existing_Process_Natural Gas_Strategic Energy Management_A_Achievable Economic TRC Potential | F4 | Industrial | Stone, Clay, and Glass | Existing | Process | Natural Gas | Strategic Energy Management | A | Standalone Impact on Baseline Energy (%) | Achievable Economic TRC Potential | 0% | 0% | 0.08224% | 0.1659% | 0.2511% | 0.3377% | 0.4259% | 0.5156% | 0.6069% | 0.6997% | 0.7943% | 0.8904% | 0.9883% | 1.088% | 1.189% | 1.292% | 1.397% | 1.504% | 1.613% | 1.723% | 1.836% | 1.95%
F5_Industrial_Stone, Clay, and Glass_Existing_Process_Natural Gas_Strategic Energy Management_A_Achievable Economic TRC Potential | F5 | Industrial | Stone, Clay, and Glass | Existing | Process | Natural Gas | Strategic Energy Management | A | Standalone Impact on Baseline Summer Peak (%) | Achievable Economic TRC Potential | bar: 2019 to 2040
F6_Industrial_Stone, Clay, and Glass_Existing_Process_Natural Gas_Strategic Energy Management_A_Achievable Economic TRC Potential | F6 | Industrial | Stone, Clay, and Glass | Existing | Process | Natural Gas | Strategic Energy Management | A | Standalone Impact on Baseline Winter Peak (%) | Achievable Economic TRC Potential | bar: 2019 to 2040
F7_Industrial_Stone, Clay, and Glass_Existing_Process_Natural Gas_Strategic Energy Management_A_Achievable Economic TRC Potential | F7 | Industrial | Stone, Clay, and Glass | Existing | Process | Natural Gas | Strategic Energy Management | A | Incremental Energy Savings (MWh or mTherms) | Achievable Economic TRC Potential | 0 | 0 | 1.5786 | 1.5514 | 1.5247 | 1.4984 | 1.4725 | 1.4471 | 1.4222 | 1.3977 | 1.3736 | 1.3499 | 1.3266 | 1.3037 | 1.2813 | 1.2592 | 1.2375 | 1.2161 | 1.1952 | 1.1746 | 1.1543 | 1.1344
F8_Industrial_Stone, Clay, and Glass_Existing_Process_Natural Gas_Strategic Energy Management_A_Achievable Economic TRC Potential | F8 | Industrial | Stone, Clay, and Glass | Existing | Process | Natural Gas | Strategic Energy Management | A | Incremental Summer Peak Savings (MW) | Achievable Economic TRC Potential | 0 | 0 | 0 | 0 | 0 | 0 | 0 | 0 | 0 | 0 | 0 | 0 | 0 | 0 | 0 | 0 | 0 | 0 | 0 | 0 | 0 | 0
F9_Industrial_Stone, Clay, and Glass_Existing_Process_Natural Gas_Strategic Energy Management_A_Achievable Economic TRC Potential | F9 | Industrial | Stone, Clay, and Glass | Existing | Process | Natural Gas | Strategic Energy Management | A | Incremental Winter Peak Savings (MW) | Achievable Economic TRC Potential | 0 | 0 | 0 | 0 | 0 | 0 | 0 | 0 | 0 | 0 | 0 | 0 | 0 | 0 | 0 | 0 | 0 | 0 | 0 | 0 | 0 | 0
F10_Industrial_Stone, Clay, and Glass_Existing_Process_Natural Gas_Strategic Energy Management_A_Achievable Economic TRC Potential | F10 | Industrial | Stone, Clay, and Glass | Existing | Process | Natural Gas | Strategic Energy Management | A | Cumulative Energy Savings (MWh or mTherms) | Achievable Economic TRC Potential | 0 | 0 | 1.5786 | 3.13 | 4.6547 | 6.1531 | 7.6256 | 9.0727 | 10.4949 | 11.8926 | 13.2662 | 14.6161 | 15.9427 | 17.2465 | 18.5277 | 19.7869 | 21.0244 | 22.2405 | 23.4357 | 24.6103 | 25.7646 | 26.899
F11_Industrial_Stone, Clay, and Glass_Existing_Process_Natural Gas_Strategic Energy Management_A_Achievable Economic TRC Potential | F11 | Industrial | Stone, Clay, and Glass | Existing | Process | Natural Gas | Strategic Energy Management | A | Cumulative Summer Peak Savings (MW) | Achievable Economic TRC Potential | 0 | 0 | 0 | 0 | 0 | 0 | 0 | 0 | 0 | 0 | 0 | 0 | 0 | 0 | 0 | 0 | 0 | 0 | 0 | 0 | 0 | 0
F12_Industrial_Stone, Clay, and Glass_Existing_Process_Natural Gas_Strategic Energy Management_A_Achievable Economic TRC Potential | F12 | Industrial | Stone, Clay, and Glass | Existing | Process | Natural Gas | Strategic Energy Management | A | Cumulative Winter Peak Savings (MW) | Achievable Economic TRC Potential | 0 | 0 | 0 | 0 | 0 | 0 | 0 | 0 | 0 | 0 | 0 | 0 | 0 | 0 | 0 | 0 | 0 | 0 | 0 | 0 | 0 | 0
F13_Industrial_Stone, Clay, and Glass_Existing_Process_Natural Gas_Strategic Energy Management_A_Achievable Economic TRC Potential | F13 | Industrial | Stone, Clay, and Glass | Existing | Process | Natural Gas | Strategic Energy Management | A | Purchases (Incremental) | Achievable Economic TRC Potential | 0 | 0 | 26.0782 | 25.6286 | 25.1867 | 24.7525 | 24.3257 | 23.9063 | 23.4941 | 23.0891 | 22.691 | 22.2997 | 21.9153 | 21.5374 | 21.1661 | 20.8011 | 20.4425 | 20.0901 | 19.7437 | 19.4033 | 19.0687 | 18.74
F14_Industrial_Stone, Clay, and Glass_Existing_Process_Natural Gas_Strategic Energy Management_A_Achievable Economic TRC Potential | F14 | Industrial | Stone, Clay, and Glass | Existing | Process | Natural Gas | Strategic Energy Management | A | Purchases (Cumulative) | Achievable Economic TRC Potential | 0 | 0 | 26.0782 | 51.7068 | 76.8936 | 101.6461 | 125.9718 | 149.8781 | 173.3722 | 196.4613 | 219.1522 | 241.452 | 263.3672 | 284.9046 | 306.0707 | 326.8719 | 347.3144 | 367.4044 | 387.1481 | 406.5514 | 425.6201 | 444.3601
F1_Industrial_Stone, Clay, and Glass_Existing_Miscellaneous_Natural Gas_Strategic Energy Management_A_Achievable Economic TRC Potential | F1 | Industrial | Stone, Clay, and Glass | Existing | Miscellaneous | Natural Gas | Strategic Energy Management | A | Original Unit Energy Savings (kWh or therms) | Achievable Economic TRC Potential | 0 | 0 | 16.2609 | 16.2609 | 16.2609 | 16.2609 | 16.2609 | 16.2609 | 16.2609 | 16.2609 | 16.2609 | 16.2609 | 16.2609 | 16.2609 | 16.2609 | 16.2609 | 16.2609 | 16.2609 | 16.2609 | 16.2609 | 16.2609 | 16.2609
F2_Industrial_Stone, Clay, and Glass_Existing_Miscellaneous_Natural Gas_Strategic Energy Management_A_Achievable Economic TRC Potential | F2 | Industrial | Stone, Clay, and Glass | Existing | Miscellaneous | Natural Gas | Strategic Energy Management | A | Original Unit Summer Peak Savings (kW) | Achievable Economic TRC Potential | 0 | 0 | 0 | 0 | 0 | 0 | 0 | 0 | 0 | 0 | 0 | 0 | 0 | 0 | 0 | 0 | 0 | 0 | 0 | 0 | 0 | 0
F3_Industrial_Stone, Clay, and Glass_Existing_Miscellaneous_Natural Gas_Strategic Energy Management_A_Achievable Economic TRC Potential | F3 | Industrial | Stone, Clay, and Glass | Existing | Miscellaneous | Natural Gas | Strategic Energy Management | A | Original Unit Winter Peak Savings (kW) | Achievable Economic TRC Potential | 0 | 0 | 0 | 0 | 0 | 0 | 0 | 0 | 0 | 0 | 0 | 0 | 0 | 0 | 0 | 0 | 0 | 0 | 0 | 0 | 0 | 0
F4_Industrial_Stone, Clay, and Glass_Existing_Miscellaneous_Natural Gas_Strategic Energy Management_A_Achievable Economic TRC Potential | F4 | Industrial | Stone, Clay, and Glass | Existing | Miscellaneous | Natural Gas | Strategic Energy Management | A | Standalone Impact on Baseline Energy (%) | Achievable Economic TRC Potential | 0% | 0% | 0.08224% | 0.1659% | 0.2511% | 0.3377% | 0.4259% | 0.5156% | 0.6069% | 0.6997% | 0.7943% | 0.8904% | 0.9883% | 1.088% | 1.189% | 1.292% | 1.397% | 1.504% | 1.613% | 1.723% | 1.836% | 1.95%
F5_Industrial_Stone, Clay, and Glass_Existing_Miscellaneous_Natural Gas_Strategic Energy Management_A_Achievable Economic TRC Potential | F5 | Industrial | Stone, Clay, and Glass | Existing | Miscellaneous | Natural Gas | Strategic Energy Management | A | Standalone Impact on Baseline Summer Peak (%) | Achievable Economic TRC Potential | bar: 2019 to 2040
F6_Industrial_Stone, Clay, and Glass_Existing_Miscellaneous_Natural Gas_Strategic Energy Management_A_Achievable Economic TRC Potential | F6 | Industrial | Stone, Clay, and Glass | Existing | Miscellaneous | Natural Gas | Strategic Energy Management | A | Standalone Impact on Baseline Winter Peak (%) | Achievable Economic TRC Potential | bar: 2019 to 2040
F7_Industrial_Stone, Clay, and Glass_Existing_Miscellaneous_Natural Gas_Strategic Energy Management_A_Achievable Economic TRC Potential | F7 | Industrial | Stone, Clay, and Glass | Existing | Miscellaneous | Natural Gas | Strategic Energy Management | A | Incremental Energy Savings (MWh or mTherms) | Achievable Economic TRC Potential | 0 | 0 | 0.10601 | 0.10419 | 0.10239 | 0.10062 | 0.09889 | 0.097185 | 0.095509 | 0.093862 | 0.092244 | 0.090653 | 0.089091 | 0.087554 | 0.086045 | 0.084561 | 0.083103 | 0.081671 | 0.080262 | 0.078879 | 0.077519 | 0.076182
F8_Industrial_Stone, Clay, and Glass_Existing_Miscellaneous_Natural Gas_Strategic Energy Management_A_Achievable Economic TRC Potential | F8 | Industrial | Stone, Clay, and Glass | Existing | Miscellaneous | Natural Gas | Strategic Energy Management | A | Incremental Summer Peak Savings (MW) | Achievable Economic TRC Potential | 0 | 0 | 0 | 0 | 0 | 0 | 0 | 0 | 0 | 0 | 0 | 0 | 0 | 0 | 0 | 0 | 0 | 0 | 0 | 0 | 0 | 0
F9_Industrial_Stone, Clay, and Glass_Existing_Miscellaneous_Natural Gas_Strategic Energy Management_A_Achievable Economic TRC Potential | F9 | Industrial | Stone, Clay, and Glass | Existing | Miscellaneous | Natural Gas | Strategic Energy Management | A | Incremental Winter Peak Savings (MW) | Achievable Economic TRC Potential | 0 | 0 | 0 | 0 | 0 | 0 | 0 | 0 | 0 | 0 | 0 | 0 | 0 | 0 | 0 | 0 | 0 | 0 | 0 | 0 | 0 | 0
F10_Industrial_Stone, Clay, and Glass_Existing_Miscellaneous_Natural Gas_Strategic Energy Management_A_Achievable Economic TRC Potential | F10 | Industrial | Stone, Clay, and Glass | Existing | Miscellaneous | Natural Gas | Strategic Energy Management | A | Cumulative Energy Savings (MWh or mTherms) | Achievable Economic TRC Potential | 0 | 0 | 0.10601 | 0.2102 | 0.31259 | 0.41321 | 0.5121 | 0.60929 | 0.7048 | 0.79866 | 0.8909 | 0.98156 | 1.0706 | 1.1582 | 1.2442 | 1.3288 | 1.4119 | 1.4936 | 1.5738 | 1.6527 | 1.7302 | 1.8064
F11_Industrial_Stone, Clay, and Glass_Existing_Miscellaneous_Natural Gas_Strategic Energy Management_A_Achievable Economic TRC Potential | F11 | Industrial | Stone, Clay, and Glass | Existing | Miscellaneous | Natural Gas | Strategic Energy Management | A | Cumulative Summer Peak Savings (MW) | Achievable Economic TRC Potential | 0 | 0 | 0 | 0 | 0 | 0 | 0 | 0 | 0 | 0 | 0 | 0 | 0 | 0 | 0 | 0 | 0 | 0 | 0 | 0 | 0 | 0
F12_Industrial_Stone, Clay, and Glass_Existing_Miscellaneous_Natural Gas_Strategic Energy Management_A_Achievable Economic TRC Potential | F12 | Industrial | Stone, Clay, and Glass | Existing | Miscellaneous | Natural Gas | Strategic Energy Management | A | Cumulative Winter Peak Savings (MW) | Achievable Economic TRC Potential | 0 | 0 | 0 | 0 | 0 | 0 | 0 | 0 | 0 | 0 | 0 | 0 | 0 | 0 | 0 | 0 | 0 | 0 | 0 | 0 | 0 | 0
F13_Industrial_Stone, Clay, and Glass_Existing_Miscellaneous_Natural Gas_Strategic Energy Management_A_Achievable Economic TRC Potential | F13 | Industrial | Stone, Clay, and Glass | Existing | Miscellaneous | Natural Gas | Strategic Energy Management | A | Purchases (Incremental) | Achievable Economic TRC Potential | 0 | 0 | 6.5196 | 6.4072 | 6.2967 | 6.1881 | 6.0814 | 5.9766 | 5.8735 | 5.7723 | 5.6727 | 5.5749 | 5.4788 | 5.3844 | 5.2915 | 5.2003 | 5.1106 | 5.0225 | 4.9359 | 4.8508 | 4.7672 | 4.685
F14_Industrial_Stone, Clay, and Glass_Existing_Miscellaneous_Natural Gas_Strategic Energy Management_A_Achievable Economic TRC Potential | F14 | Industrial | Stone, Clay, and Glass | Existing | Miscellaneous | Natural Gas | Strategic Energy Management | A | Purchases (Cumulative) | Achievable Economic TRC Potential | 0 | 0 | 6.5196 | 12.9267 | 19.2234 | 25.4115 | 31.4929 | 37.4695 | 43.343 | 49.1153 | 54.7881 | 60.363 | 65.8418 | 71.2262 | 76.5177 | 81.718 | 86.8286 | 91.8511 | 96.787 | 101.6378 | 106.405 | 111.09
F1_Industrial_Stone, Clay, and Glass_Existing_Space Heating_Natural Gas_Commissioning_A_Achievable Economic TRC Potential | F1 | Industrial | Stone, Clay, and Glass | Existing | Space Heating | Natural Gas | Commissioning | A | Original Unit Energy Savings (kWh or therms) | Achievable Economic TRC Potential | 0 | 0 | 17.2572 | 17.2162 | 17.1753 | 17.1349 | 17.0952 | 17.0566 | 17.0192 | 16.9833 | 16.9492 | 16.917 | 16.8866 | 16.858 | 16.831 | 16.8057 | 16.7818 | 16.7593 | 16.7382 | 16.7183 | 16.6997 | 16.6822
F2_Industrial_Stone, Clay, and Glass_Existing_Space Heating_Natural Gas_Commissioning_A_Achievable Economic TRC Potential | F2 | Industrial | Stone, Clay, and Glass | Existing | Space Heating | Natural Gas | Commissioning | A | Original Unit Summer Peak Savings (kW) | Achievable Economic TRC Potential | 0 | 0 | 0 | 0 | 0 | 0 | 0 | 0 | 0 | 0 | 0 | 0 | 0 | 0 | 0 | 0 | 0 | 0 | 0 | 0 | 0 | 0
F3_Industrial_Stone, Clay, and Glass_Existing_Space Heating_Natural Gas_Commissioning_A_Achievable Economic TRC Potential | F3 | Industrial | Stone, Clay, and Glass | Existing | Space Heating | Natural Gas | Commissioning | A | Original Unit Winter Peak Savings (kW) | Achievable Economic TRC Potential | 0 | 0 | 0 | 0 | 0 | 0 | 0 | 0 | 0 | 0 | 0 | 0 | 0 | 0 | 0 | 0 | 0 | 0 | 0 | 0 | 0 | 0
F4_Industrial_Stone, Clay, and Glass_Existing_Space Heating_Natural Gas_Commissioning_A_Achievable Economic TRC Potential | F4 | Industrial | Stone, Clay, and Glass | Existing | Space Heating | Natural Gas | Commissioning | A | Standalone Impact on Baseline Energy (%) | Achievable Economic TRC Potential | bar: 2019 to 2040
F5_Industrial_Stone, Clay, and Glass_Existing_Space Heating_Natural Gas_Commissioning_A_Achievable Economic TRC Potential | F5 | Industrial | Stone, Clay, and Glass | Existing | Space Heating | Natural Gas | Commissioning | A | Standalone Impact on Baseline Summer Peak (%) | Achievable Economic TRC Potential | bar: 2019 to 2040
F6_Industrial_Stone, Clay, and Glass_Existing_Space Heating_Natural Gas_Commissioning_A_Achievable Economic TRC Potential | F6 | Industrial | Stone, Clay, and Glass | Existing | Space Heating | Natural Gas | Commissioning | A | Standalone Impact on Baseline Winter Peak (%) | Achievable Economic TRC Potential | bar: 2019 to 2040
F7_Industrial_Stone, Clay, and Glass_Existing_Space Heating_Natural Gas_Commissioning_A_Achievable Economic TRC Potential | F7 | Industrial | Stone, Clay, and Glass | Existing | Space Heating | Natural Gas | Commissioning | A | Incremental Energy Savings (MWh or mTherms) | Achievable Economic TRC Potential | 0 | 0 | 0 | 0 | 0 | 0 | 0 | 0 | 0 | 0 | 0 | 0 | 0 | 0 | 0 | 0 | 0 | 0 | 0 | 0 | 0 | 0
F8_Industrial_Stone, Clay, and Glass_Existing_Space Heating_Natural Gas_Commissioning_A_Achievable Economic TRC Potential | F8 | Industrial | Stone, Clay, and Glass | Existing | Space Heating | Natural Gas | Commissioning | A | Incremental Summer Peak Savings (MW) | Achievable Economic TRC Potential | 0 | 0 | 0 | 0 | 0 | 0 | 0 | 0 | 0 | 0 | 0 | 0 | 0 | 0 | 0 | 0 | 0 | 0 | 0 | 0 | 0 | 0
F9_Industrial_Stone, Clay, and Glass_Existing_Space Heating_Natural Gas_Commissioning_A_Achievable Economic TRC Potential | F9 | Industrial | Stone, Clay, and Glass | Existing | Space Heating | Natural Gas | Commissioning | A | Incremental Winter Peak Savings (MW) | Achievable Economic TRC Potential | 0 | 0 | 0 | 0 | 0 | 0 | 0 | 0 | 0 | 0 | 0 | 0 | 0 | 0 | 0 | 0 | 0 | 0 | 0 | 0 | 0 | 0
F10_Industrial_Stone, Clay, and Glass_Existing_Space Heating_Natural Gas_Commissioning_A_Achievable Economic TRC Potential | F10 | Industrial | Stone, Clay, and Glass | Existing | Space Heating | Natural Gas | Commissioning | A | Cumulative Energy Savings (MWh or mTherms) | Achievable Economic TRC Potential | 0 | 0 | 0 | 0 | 0 | 0 | 0 | 0 | 0 | 0 | 0 | 0 | 0 | 0 | 0 | 0 | 0 | 0 | 0 | 0 | 0 | 0
F11_Industrial_Stone, Clay, and Glass_Existing_Space Heating_Natural Gas_Commissioning_A_Achievable Economic TRC Potential | F11 | Industrial | Stone, Clay, and Glass | Existing | Space Heating | Natural Gas | Commissioning | A | Cumulative Summer Peak Savings (MW) | Achievable Economic TRC Potential | 0 | 0 | 0 | 0 | 0 | 0 | 0 | 0 | 0 | 0 | 0 | 0 | 0 | 0 | 0 | 0 | 0 | 0 | 0 | 0 | 0 | 0
F12_Industrial_Stone, Clay, and Glass_Existing_Space Heating_Natural Gas_Commissioning_A_Achievable Economic TRC Potential | F12 | Industrial | Stone, Clay, and Glass | Existing | Space Heating | Natural Gas | Commissioning | A | Cumulative Winter Peak Savings (MW) | Achievable Economic TRC Potential | 0 | 0 | 0 | 0 | 0 | 0 | 0 | 0 | 0 | 0 | 0 | 0 | 0 | 0 | 0 | 0 | 0 | 0 | 0 | 0 | 0 | 0
F13_Industrial_Stone, Clay, and Glass_Existing_Space Heating_Natural Gas_Commissioning_A_Achievable Economic TRC Potential | F13 | Industrial | Stone, Clay, and Glass | Existing | Space Heating | Natural Gas | Commissioning | A | Purchases (Incremental) | Achievable Economic TRC Potential | 0 | 0 | 0 | 0 | 0 | 0 | 0 | 0 | 0 | 0 | 0 | 0 | 0 | 0 | 0 | 0 | 0 | 0 | 0 | 0 | 0 | 0
F14_Industrial_Stone, Clay, and Glass_Existing_Space Heating_Natural Gas_Commissioning_A_Achievable Economic TRC Potential | F14 | Industrial | Stone, Clay, and Glass | Existing | Space Heating | Natural Gas | Commissioning | A | Purchases (Cumulative) | Achievable Economic TRC Potential | 0 | 0 | 0 | 0 | 0 | 0 | 0 | 0 | 0 | 0 | 0 | 0 | 0 | 0 | 0 | 0 | 0 | 0 | 0 | 0 | 0 | 0
F1_Industrial_Stone, Clay, and Glass_Existing_Process_Natural Gas_Commissioning_A_Achievable Economic TRC Potential | F1 | Industrial | Stone, Clay, and Glass | Existing | Process | Natural Gas | Commissioning | A | Original Unit Energy Savings (kWh or therms) | Achievable Economic TRC Potential | 0 | 0 | 337.8652 | 337.8652 | 337.8652 | 337.8652 | 337.8652 | 337.8652 | 337.8652 | 337.8652 | 337.8652 | 337.8652 | 337.8652 | 337.8652 | 337.8652 | 337.8652 | 337.8652 | 337.8652 | 337.8652 | 337.8652 | 337.8652 | 337.8652
F2_Industrial_Stone, Clay, and Glass_Existing_Process_Natural Gas_Commissioning_A_Achievable Economic TRC Potential | F2 | Industrial | Stone, Clay, and Glass | Existing | Process | Natural Gas | Commissioning | A | Original Unit Summer Peak Savings (kW) | Achievable Economic TRC Potential | 0 | 0 | 0 | 0 | 0 | 0 | 0 | 0 | 0 | 0 | 0 | 0 | 0 | 0 | 0 | 0 | 0 | 0 | 0 | 0 | 0 | 0
F3_Industrial_Stone, Clay, and Glass_Existing_Process_Natural Gas_Commissioning_A_Achievable Economic TRC Potential | F3 | Industrial | Stone, Clay, and Glass | Existing | Process | Natural Gas | Commissioning | A | Original Unit Winter Peak Savings (kW) | Achievable Economic TRC Potential | 0 | 0 | 0 | 0 | 0 | 0 | 0 | 0 | 0 | 0 | 0 | 0 | 0 | 0 | 0 | 0 | 0 | 0 | 0 | 0 | 0 | 0
F4_Industrial_Stone, Clay, and Glass_Existing_Process_Natural Gas_Commissioning_A_Achievable Economic TRC Potential | F4 | Industrial | Stone, Clay, and Glass | Existing | Process | Natural Gas | Commissioning | A | Standalone Impact on Baseline Energy (%) | Achievable Economic TRC Potential | bar: 2019 to 2040
F5_Industrial_Stone, Clay, and Glass_Existing_Process_Natural Gas_Commissioning_A_Achievable Economic TRC Potential | F5 | Industrial | Stone, Clay, and Glass | Existing | Process | Natural Gas | Commissioning | A | Standalone Impact on Baseline Summer Peak (%) | Achievable Economic TRC Potential | bar: 2019 to 2040
F6_Industrial_Stone, Clay, and Glass_Existing_Process_Natural Gas_Commissioning_A_Achievable Economic TRC Potential | F6 | Industrial | Stone, Clay, and Glass | Existing | Process | Natural Gas | Commissioning | A | Standalone Impact on Baseline Winter Peak (%) | Achievable Economic TRC Potential | bar: 2019 to 2040
F7_Industrial_Stone, Clay, and Glass_Existing_Process_Natural Gas_Commissioning_A_Achievable Economic TRC Potential | F7 | Industrial | Stone, Clay, and Glass | Existing | Process | Natural Gas | Commissioning | A | Incremental Energy Savings (MWh or mTherms) | Achievable Economic TRC Potential | 0 | 0 | 0 | 0 | 0 | 0 | 0 | 0 | 0 | 0 | 0 | 0 | 0 | 0 | 0 | 0 | 0 | 0 | 0 | 0 | 0 | 0
F8_Industrial_Stone, Clay, and Glass_Existing_Process_Natural Gas_Commissioning_A_Achievable Economic TRC Potential | F8 | Industrial | Stone, Clay, and Glass | Existing | Process | Natural Gas | Commissioning | A | Incremental Summer Peak Savings (MW) | Achievable Economic TRC Potential | 0 | 0 | 0 | 0 | 0 | 0 | 0 | 0 | 0 | 0 | 0 | 0 | 0 | 0 | 0 | 0 | 0 | 0 | 0 | 0 | 0 | 0
F9_Industrial_Stone, Clay, and Glass_Existing_Process_Natural Gas_Commissioning_A_Achievable Economic TRC Potential | F9 | Industrial | Stone, Clay, and Glass | Existing | Process | Natural Gas | Commissioning | A | Incremental Winter Peak Savings (MW) | Achievable Economic TRC Potential | 0 | 0 | 0 | 0 | 0 | 0 | 0 | 0 | 0 | 0 | 0 | 0 | 0 | 0 | 0 | 0 | 0 | 0 | 0 | 0 | 0 | 0
F10_Industrial_Stone, Clay, and Glass_Existing_Process_Natural Gas_Commissioning_A_Achievable Economic TRC Potential | F10 | Industrial | Stone, Clay, and Glass | Existing | Process | Natural Gas | Commissioning | A | Cumulative Energy Savings (MWh or mTherms) | Achievable Economic TRC Potential | 0 | 0 | 0 | 0 | 0 | 0 | 0 | 0 | 0 | 0 | 0 | 0 | 0 | 0 | 0 | 0 | 0 | 0 | 0 | 0 | 0 | 0
F11_Industrial_Stone, Clay, and Glass_Existing_Process_Natural Gas_Commissioning_A_Achievable Economic TRC Potential | F11 | Industrial | Stone, Clay, and Glass | Existing | Process | Natural Gas | Commissioning | A | Cumulative Summer Peak Savings (MW) | Achievable Economic TRC Potential | 0 | 0 | 0 | 0 | 0 | 0 | 0 | 0 | 0 | 0 | 0 | 0 | 0 | 0 | 0 | 0 | 0 | 0 | 0 | 0 | 0 | 0
F12_Industrial_Stone, Clay, and Glass_Existing_Process_Natural Gas_Commissioning_A_Achievable Economic TRC Potential | F12 | Industrial | Stone, Clay, and Glass | Existing | Process | Natural Gas | Commissioning | A | Cumulative Winter Peak Savings (MW) | Achievable Economic TRC Potential | 0 | 0 | 0 | 0 | 0 | 0 | 0 | 0 | 0 | 0 | 0 | 0 | 0 | 0 | 0 | 0 | 0 | 0 | 0 | 0 | 0 | 0
F13_Industrial_Stone, Clay, and Glass_Existing_Process_Natural Gas_Commissioning_A_Achievable Economic TRC Potential | F13 | Industrial | Stone, Clay, and Glass | Existing | Process | Natural Gas | Commissioning | A | Purchases (Incremental) | Achievable Economic TRC Potential | 0 | 0 | 0 | 0 | 0 | 0 | 0 | 0 | 0 | 0 | 0 | 0 | 0 | 0 | 0 | 0 | 0 | 0 | 0 | 0 | 0 | 0
F14_Industrial_Stone, Clay, and Glass_Existing_Process_Natural Gas_Commissioning_A_Achievable Economic TRC Potential | F14 | Industrial | Stone, Clay, and Glass | Existing | Process | Natural Gas | Commissioning | A | Purchases (Cumulative) | Achievable Economic TRC Potential | 0 | 0 | 0 | 0 | 0 | 0 | 0 | 0 | 0 | 0 | 0 | 0 | 0 | 0 | 0 | 0 | 0 | 0 | 0 | 0 | 0 | 0
F1_Industrial_Stone, Clay, and Glass_Existing_Space Heating_Natural Gas_Retrocommissioning_A_Achievable Economic TRC Potential | F1 | Industrial | Stone, Clay, and Glass | Existing | Space Heating | Natural Gas | Retrocommissioning | A | Original Unit Energy Savings (kWh or therms) | Achievable Economic TRC Potential | 0 | 0 | 2.3969 | 2.3912 | 2.3855 | 2.3799 | 2.3744 | 2.369 | 2.3638 | 2.3589 | 2.3541 | 2.3496 | 2.3454 | 2.3415 | 2.3377 | 2.3342 | 2.3309 | 2.3277 | 2.3248 | 2.3221 | 2.3195 | 2.317
F2_Industrial_Stone, Clay, and Glass_Existing_Space Heating_Natural Gas_Retrocommissioning_A_Achievable Economic TRC Potential | F2 | Industrial | Stone, Clay, and Glass | Existing | Space Heating | Natural Gas | Retrocommissioning | A | Original Unit Summer Peak Savings (kW) | Achievable Economic TRC Potential | 0 | 0 | 0 | 0 | 0 | 0 | 0 | 0 | 0 | 0 | 0 | 0 | 0 | 0 | 0 | 0 | 0 | 0 | 0 | 0 | 0 | 0
F3_Industrial_Stone, Clay, and Glass_Existing_Space Heating_Natural Gas_Retrocommissioning_A_Achievable Economic TRC Potential | F3 | Industrial | Stone, Clay, and Glass | Existing | Space Heating | Natural Gas | Retrocommissioning | A | Original Unit Winter Peak Savings (kW) | Achievable Economic TRC Potential | 0 | 0 | 0 | 0 | 0 | 0 | 0 | 0 | 0 | 0 | 0 | 0 | 0 | 0 | 0 | 0 | 0 | 0 | 0 | 0 | 0 | 0
F4_Industrial_Stone, Clay, and Glass_Existing_Space Heating_Natural Gas_Retrocommissioning_A_Achievable Economic TRC Potential | F4 | Industrial | Stone, Clay, and Glass | Existing | Space Heating | Natural Gas | Retrocommissioning | A | Standalone Impact on Baseline Energy (%) | Achievable Economic TRC Potential | 0% | 0% | 0.0124% | 0.02501% | 0.03784% | 0.0509% | 0.06419% | 0.07772% | 0.09148% | 0.1055% | 0.1197% | 0.1342% | 0.149% | 0.164% | 0.1793% | 0.1948% | 0.2106% | 0.2267% | 0.2431% | 0.2597% | 0.2767% | 0.2939%
F5_Industrial_Stone, Clay, and Glass_Existing_Space Heating_Natural Gas_Retrocommissioning_A_Achievable Economic TRC Potential | F5 | Industrial | Stone, Clay, and Glass | Existing | Space Heating | Natural Gas | Retrocommissioning | A | Standalone Impact on Baseline Summer Peak (%) | Achievable Economic TRC Potential | bar: 2019 to 2040
F6_Industrial_Stone, Clay, and Glass_Existing_Space Heating_Natural Gas_Retrocommissioning_A_Achievable Economic TRC Potential | F6 | Industrial | Stone, Clay, and Glass | Existing | Space Heating | Natural Gas | Retrocommissioning | A | Standalone Impact on Baseline Winter Peak (%) | Achievable Economic TRC Potential | bar: 2019 to 2040
F7_Industrial_Stone, Clay, and Glass_Existing_Space Heating_Natural Gas_Retrocommissioning_A_Achievable Economic TRC Potential | F7 | Industrial | Stone, Clay, and Glass | Existing | Space Heating | Natural Gas | Retrocommissioning | A | Incremental Energy Savings (MWh or mTherms) | Achievable Economic TRC Potential | 0 | 0 | 0.012154 | 0.011916 | 0.011683 | 0.011455 | 0.011231 | 0.011012 | 0.010799 | 0.01059 | 0.010387 | 0.010188 | 0.0099946 | 0.0098056 | 0.0096212 | 0.009441 | 0.0092651 | 0.0090931 | 0.0089251 | 0.0087608 | 0.0086001 | 0.008443
F8_Industrial_Stone, Clay, and Glass_Existing_Space Heating_Natural Gas_Retrocommissioning_A_Achievable Economic TRC Potential | F8 | Industrial | Stone, Clay, and Glass | Existing | Space Heating | Natural Gas | Retrocommissioning | A | Incremental Summer Peak Savings (MW) | Achievable Economic TRC Potential | 0 | 0 | 0 | 0 | 0 | 0 | 0 | 0 | 0 | 0 | 0 | 0 | 0 | 0 | 0 | 0 | 0 | 0 | 0 | 0 | 0 | 0
F9_Industrial_Stone, Clay, and Glass_Existing_Space Heating_Natural Gas_Retrocommissioning_A_Achievable Economic TRC Potential | F9 | Industrial | Stone, Clay, and Glass | Existing | Space Heating | Natural Gas | Retrocommissioning | A | Incremental Winter Peak Savings (MW) | Achievable Economic TRC Potential | 0 | 0 | 0 | 0 | 0 | 0 | 0 | 0 | 0 | 0 | 0 | 0 | 0 | 0 | 0 | 0 | 0 | 0 | 0 | 0 | 0 | 0
F10_Industrial_Stone, Clay, and Glass_Existing_Space Heating_Natural Gas_Retrocommissioning_A_Achievable Economic TRC Potential | F10 | Industrial | Stone, Clay, and Glass | Existing | Space Heating | Natural Gas | Retrocommissioning | A | Cumulative Energy Savings (MWh or mTherms) | Achievable Economic TRC Potential | 0 | 0 | 0.012154 | 0.024041 | 0.035667 | 0.047038 | 0.05816 | 0.069041 | 0.079688 | 0.090111 | 0.10032 | 0.11031 | 0.12011 | 0.12971 | 0.13913 | 0.14836 | 0.15741 | 0.16629 | 0.17501 | 0.18356 | 0.19196 | 0.2002
F11_Industrial_Stone, Clay, and Glass_Existing_Space Heating_Natural Gas_Retrocommissioning_A_Achievable Economic TRC Potential | F11 | Industrial | Stone, Clay, and Glass | Existing | Space Heating | Natural Gas | Retrocommissioning | A | Cumulative Summer Peak Savings (MW) | Achievable Economic TRC Potential | 0 | 0 | 0 | 0 | 0 | 0 | 0 | 0 | 0 | 0 | 0 | 0 | 0 | 0 | 0 | 0 | 0 | 0 | 0 | 0 | 0 | 0
F12_Industrial_Stone, Clay, and Glass_Existing_Space Heating_Natural Gas_Retrocommissioning_A_Achievable Economic TRC Potential | F12 | Industrial | Stone, Clay, and Glass | Existing | Space Heating | Natural Gas | Retrocommissioning | A | Cumulative Winter Peak Savings (MW) | Achievable Economic TRC Potential | 0 | 0 | 0 | 0 | 0 | 0 | 0 | 0 | 0 | 0 | 0 | 0 | 0 | 0 | 0 | 0 | 0 | 0 | 0 | 0 | 0 | 0
F13_Industrial_Stone, Clay, and Glass_Existing_Space Heating_Natural Gas_Retrocommissioning_A_Achievable Economic TRC Potential | F13 | Industrial | Stone, Clay, and Glass | Existing | Space Heating | Natural Gas | Retrocommissioning | A | Purchases (Incremental) | Achievable Economic TRC Potential | 0 | 0 | 5.0708 | 4.9833 | 4.8974 | 4.813 | 4.73 | 4.6484 | 4.5683 | 4.4895 | 4.4121 | 4.3361 | 4.2613 | 4.1878 | 4.1156 | 4.0447 | 3.9749 | 3.9064 | 3.839 | 3.7729 | 3.7078 | 3.6439
F14_Industrial_Stone, Clay, and Glass_Existing_Space Heating_Natural Gas_Retrocommissioning_A_Achievable Economic TRC Potential | F14 | Industrial | Stone, Clay, and Glass | Existing | Space Heating | Natural Gas | Retrocommissioning | A | Purchases (Cumulative) | Achievable Economic TRC Potential | 0 | 0 | 5.0708 | 10.0541 | 14.9515 | 19.7645 | 24.4945 | 29.143 | 33.7113 | 38.2008 | 42.6129 | 46.949 | 51.2103 | 55.3981 | 59.5138 | 63.5584 | 67.5334 | 71.4398 | 75.2788 | 79.0517 | 82.7595 | 86.4033
F1_Industrial_Stone, Clay, and Glass_Existing_Process_Natural Gas_Retrocommissioning_A_Achievable Economic TRC Potential | F1 | Industrial | Stone, Clay, and Glass | Existing | Process | Natural Gas | Retrocommissioning | A | Original Unit Energy Savings (kWh or therms) | Achievable Economic TRC Potential | 0 | 0 | 0 | 0 | 0 | 0 | 0 | 0 | 0 | 0 | 0 | 0 | 0 | 0 | 0 | 0 | 0 | 0 | 0 | 0 | 0 | 0
F2_Industrial_Stone, Clay, and Glass_Existing_Process_Natural Gas_Retrocommissioning_A_Achievable Economic TRC Potential | F2 | Industrial | Stone, Clay, and Glass | Existing | Process | Natural Gas | Retrocommissioning | A | Original Unit Summer Peak Savings (kW) | Achievable Economic TRC Potential | 0 | 0 | 0 | 0 | 0 | 0 | 0 | 0 | 0 | 0 | 0 | 0 | 0 | 0 | 0 | 0 | 0 | 0 | 0 | 0 | 0 | 0
F3_Industrial_Stone, Clay, and Glass_Existing_Process_Natural Gas_Retrocommissioning_A_Achievable Economic TRC Potential | F3 | Industrial | Stone, Clay, and Glass | Existing | Process | Natural Gas | Retrocommissioning | A | Original Unit Winter Peak Savings (kW) | Achievable Economic TRC Potential | 0 | 0 | 0 | 0 | 0 | 0 | 0 | 0 | 0 | 0 | 0 | 0 | 0 | 0 | 0 | 0 | 0 | 0 | 0 | 0 | 0 | 0
F4_Industrial_Stone, Clay, and Glass_Existing_Process_Natural Gas_Retrocommissioning_A_Achievable Economic TRC Potential | F4 | Industrial | Stone, Clay, and Glass | Existing | Process | Natural Gas | Retrocommissioning | A | Standalone Impact on Baseline Energy (%) | Achievable Economic TRC Potential | bar: 2019 to 2040
F5_Industrial_Stone, Clay, and Glass_Existing_Process_Natural Gas_Retrocommissioning_A_Achievable Economic TRC Potential | F5 | Industrial | Stone, Clay, and Glass | Existing | Process | Natural Gas | Retrocommissioning | A | Standalone Impact on Baseline Summer Peak (%) | Achievable Economic TRC Potential | bar: 2019 to 2040
F6_Industrial_Stone, Clay, and Glass_Existing_Process_Natural Gas_Retrocommissioning_A_Achievable Economic TRC Potential | F6 | Industrial | Stone, Clay, and Glass | Existing | Process | Natural Gas | Retrocommissioning | A | Standalone Impact on Baseline Winter Peak (%) | Achievable Economic TRC Potential | bar: 2019 to 2040
F7_Industrial_Stone, Clay, and Glass_Existing_Process_Natural Gas_Retrocommissioning_A_Achievable Economic TRC Potential | F7 | Industrial | Stone, Clay, and Glass | Existing | Process | Natural Gas | Retrocommissioning | A | Incremental Energy Savings (MWh or mTherms) | Achievable Economic TRC Potential | 0 | 0 | 0 | 0 | 0 | 0 | 0 | 0 | 0 | 0 | 0 | 0 | 0 | 0 | 0 | 0 | 0 | 0 | 0 | 0 | 0 | 0
F8_Industrial_Stone, Clay, and Glass_Existing_Process_Natural Gas_Retrocommissioning_A_Achievable Economic TRC Potential | F8 | Industrial | Stone, Clay, and Glass | Existing | Process | Natural Gas | Retrocommissioning | A | Incremental Summer Peak Savings (MW) | Achievable Economic TRC Potential | 0 | 0 | 0 | 0 | 0 | 0 | 0 | 0 | 0 | 0 | 0 | 0 | 0 | 0 | 0 | 0 | 0 | 0 | 0 | 0 | 0 | 0
F9_Industrial_Stone, Clay, and Glass_Existing_Process_Natural Gas_Retrocommissioning_A_Achievable Economic TRC Potential | F9 | Industrial | Stone, Clay, and Glass | Existing | Process | Natural Gas | Retrocommissioning | A | Incremental Winter Peak Savings (MW) | Achievable Economic TRC Potential | 0 | 0 | 0 | 0 | 0 | 0 | 0 | 0 | 0 | 0 | 0 | 0 | 0 | 0 | 0 | 0 | 0 | 0 | 0 | 0 | 0 | 0
F10_Industrial_Stone, Clay, and Glass_Existing_Process_Natural Gas_Retrocommissioning_A_Achievable Economic TRC Potential | F10 | Industrial | Stone, Clay, and Glass | Existing | Process | Natural Gas | Retrocommissioning | A | Cumulative Energy Savings (MWh or mTherms) | Achievable Economic TRC Potential | 0 | 0 | 0 | 0 | 0 | 0 | 0 | 0 | 0 | 0 | 0 | 0 | 0 | 0 | 0 | 0 | 0 | 0 | 0 | 0 | 0 | 0
F11_Industrial_Stone, Clay, and Glass_Existing_Process_Natural Gas_Retrocommissioning_A_Achievable Economic TRC Potential | F11 | Industrial | Stone, Clay, and Glass | Existing | Process | Natural Gas | Retrocommissioning | A | Cumulative Summer Peak Savings (MW) | Achievable Economic TRC Potential | 0 | 0 | 0 | 0 | 0 | 0 | 0 | 0 | 0 | 0 | 0 | 0 | 0 | 0 | 0 | 0 | 0 | 0 | 0 | 0 | 0 | 0
F12_Industrial_Stone, Clay, and Glass_Existing_Process_Natural Gas_Retrocommissioning_A_Achievable Economic TRC Potential | F12 | Industrial | Stone, Clay, and Glass | Existing | Process | Natural Gas | Retrocommissioning | A | Cumulative Winter Peak Savings (MW) | Achievable Economic TRC Potential | 0 | 0 | 0 | 0 | 0 | 0 | 0 | 0 | 0 | 0 | 0 | 0 | 0 | 0 | 0 | 0 | 0 | 0 | 0 | 0 | 0 | 0
F13_Industrial_Stone, Clay, and Glass_Existing_Process_Natural Gas_Retrocommissioning_A_Achievable Economic TRC Potential | F13 | Industrial | Stone, Clay, and Glass | Existing | Process | Natural Gas | Retrocommissioning | A | Purchases (Incremental) | Achievable Economic TRC Potential | 0 | 0 | 5.0708 | 4.9833 | 4.8974 | 4.813 | 4.73 | 4.6484 | 4.5683 | 4.4895 | 4.4121 | 4.3361 | 4.2613 | 4.1878 | 4.1156 | 4.0447 | 3.9749 | 3.9064 | 3.839 | 3.7729 | 3.7078 | 3.6439
F14_Industrial_Stone, Clay, and Glass_Existing_Process_Natural Gas_Retrocommissioning_A_Achievable Economic TRC Potential | F14 | Industrial | Stone, Clay, and Glass | Existing | Process | Natural Gas | Retrocommissioning | A | Purchases (Cumulative) | Achievable Economic TRC Potential | 0 | 0 | 5.0708 | 10.0541 | 14.9515 | 19.7645 | 24.4945 | 29.143 | 33.7113 | 38.2008 | 42.6129 | 46.949 | 51.2103 | 55.3981 | 59.5138 | 63.5584 | 67.5334 | 71.4398 | 75.2788 | 79.0517 | 82.7595 | 86.4033
F1_Industrial_Stone, Clay, and Glass_New_Space Heating_Natural Gas_Insulation - Roof/Ceiling_A_Achievable Economic TRC Potential | F1 | Industrial | Stone, Clay, and Glass | New | Space Heating | Natural Gas | Insulation - Roof/Ceiling | A | Original Unit Energy Savings (kWh or therms) | Achievable Economic TRC Potential | 0 | 0 | 0.078976 | 0.078976 | 0.078976 | 0.078976 | 0.078976 | 0.078976 | 0.078976 | 0.078976 | 0.078976 | 0.078976 | 0.078976 | 0.078976 | 0.078976 | 0.078976 | 0.078976 | 0.078976 | 0.078976 | 0.078976 | 0.078976 | 0.078976
F2_Industrial_Stone, Clay, and Glass_New_Space Heating_Natural Gas_Insulation - Roof/Ceiling_A_Achievable Economic TRC Potential | F2 | Industrial | Stone, Clay, and Glass | New | Space Heating | Natural Gas | Insulation - Roof/Ceiling | A | Original Unit Summer Peak Savings (kW) | Achievable Economic TRC Potential | 0 | 0 | 0 | 0 | 0 | 0 | 0 | 0 | 0 | 0 | 0 | 0 | 0 | 0 | 0 | 0 | 0 | 0 | 0 | 0 | 0 | 0
F3_Industrial_Stone, Clay, and Glass_New_Space Heating_Natural Gas_Insulation - Roof/Ceiling_A_Achievable Economic TRC Potential | F3 | Industrial | Stone, Clay, and Glass | New | Space Heating | Natural Gas | Insulation - Roof/Ceiling | A | Original Unit Winter Peak Savings (kW) | Achievable Economic TRC Potential | 0 | 0 | 0 | 0 | 0 | 0 | 0 | 0 | 0 | 0 | 0 | 0 | 0 | 0 | 0 | 0 | 0 | 0 | 0 | 0 | 0 | 0
F4_Industrial_Stone, Clay, and Glass_New_Space Heating_Natural Gas_Insulation - Roof/Ceiling_A_Achievable Economic TRC Potential | F4 | Industrial | Stone, Clay, and Glass | New | Space Heating | Natural Gas | Insulation - Roof/Ceiling | A | Standalone Impact on Baseline Energy (%) | Achievable Economic TRC Potential | bar: 2019 to 2040
F5_Industrial_Stone, Clay, and Glass_New_Space Heating_Natural Gas_Insulation - Roof/Ceiling_A_Achievable Economic TRC Potential | F5 | Industrial | Stone, Clay, and Glass | New | Space Heating | Natural Gas | Insulation - Roof/Ceiling | A | Standalone Impact on Baseline Summer Peak (%) | Achievable Economic TRC Potential | bar: 2019 to 2040
F6_Industrial_Stone, Clay, and Glass_New_Space Heating_Natural Gas_Insulation - Roof/Ceiling_A_Achievable Economic TRC Potential | F6 | Industrial | Stone, Clay, and Glass | New | Space Heating | Natural Gas | Insulation - Roof/Ceiling | A | Standalone Impact on Baseline Winter Peak (%) | Achievable Economic TRC Potential | bar: 2019 to 2040
F7_Industrial_Stone, Clay, and Glass_New_Space Heating_Natural Gas_Insulation - Roof/Ceiling_A_Achievable Economic TRC Potential | F7 | Industrial | Stone, Clay, and Glass | New | Space Heating | Natural Gas | Insulation - Roof/Ceiling | A | Incremental Energy Savings (MWh or mTherms) | Achievable Economic TRC Potential | 0 | 0 | 0 | 0 | 0 | 0 | 0 | 0 | 0 | 0 | 0 | 0 | 0 | 0 | 0 | 0 | 0 | 0 | 0 | 0 | 0 | 0
F8_Industrial_Stone, Clay, and Glass_New_Space Heating_Natural Gas_Insulation - Roof/Ceiling_A_Achievable Economic TRC Potential | F8 | Industrial | Stone, Clay, and Glass | New | Space Heating | Natural Gas | Insulation - Roof/Ceiling | A | Incremental Summer Peak Savings (MW) | Achievable Economic TRC Potential | 0 | 0 | 0 | 0 | 0 | 0 | 0 | 0 | 0 | 0 | 0 | 0 | 0 | 0 | 0 | 0 | 0 | 0 | 0 | 0 | 0 | 0
F9_Industrial_Stone, Clay, and Glass_New_Space Heating_Natural Gas_Insulation - Roof/Ceiling_A_Achievable Economic TRC Potential | F9 | Industrial | Stone, Clay, and Glass | New | Space Heating | Natural Gas | Insulation - Roof/Ceiling | A | Incremental Winter Peak Savings (MW) | Achievable Economic TRC Potential | 0 | 0 | 0 | 0 | 0 | 0 | 0 | 0 | 0 | 0 | 0 | 0 | 0 | 0 | 0 | 0 | 0 | 0 | 0 | 0 | 0 | 0
F10_Industrial_Stone, Clay, and Glass_New_Space Heating_Natural Gas_Insulation - Roof/Ceiling_A_Achievable Economic TRC Potential | F10 | Industrial | Stone, Clay, and Glass | New | Space Heating | Natural Gas | Insulation - Roof/Ceiling | A | Cumulative Energy Savings (MWh or mTherms) | Achievable Economic TRC Potential | 0 | 0 | 0 | 0 | 0 | 0 | 0 | 0 | 0 | 0 | 0 | 0 | 0 | 0 | 0 | 0 | 0 | 0 | 0 | 0 | 0 | 0
F11_Industrial_Stone, Clay, and Glass_New_Space Heating_Natural Gas_Insulation - Roof/Ceiling_A_Achievable Economic TRC Potential | F11 | Industrial | Stone, Clay, and Glass | New | Space Heating | Natural Gas | Insulation - Roof/Ceiling | A | Cumulative Summer Peak Savings (MW) | Achievable Economic TRC Potential | 0 | 0 | 0 | 0 | 0 | 0 | 0 | 0 | 0 | 0 | 0 | 0 | 0 | 0 | 0 | 0 | 0 | 0 | 0 | 0 | 0 | 0
F12_Industrial_Stone, Clay, and Glass_New_Space Heating_Natural Gas_Insulation - Roof/Ceiling_A_Achievable Economic TRC Potential | F12 | Industrial | Stone, Clay, and Glass | New | Space Heating | Natural Gas | Insulation - Roof/Ceiling | A | Cumulative Winter Peak Savings (MW) | Achievable Economic TRC Potential | 0 | 0 | 0 | 0 | 0 | 0 | 0 | 0 | 0 | 0 | 0 | 0 | 0 | 0 | 0 | 0 | 0 | 0 | 0 | 0 | 0 | 0
F13_Industrial_Stone, Clay, and Glass_New_Space Heating_Natural Gas_Insulation - Roof/Ceiling_A_Achievable Economic TRC Potential | F13 | Industrial | Stone, Clay, and Glass | New | Space Heating | Natural Gas | Insulation - Roof/Ceiling | A | Purchases (Incremental) | Achievable Economic TRC Potential | 0 | 0 | 0 | 0 | 0 | 0 | 0 | 0 | 0 | 0 | 0 | 0 | 0 | 0 | 0 | 0 | 0 | 0 | 0 | 0 | 0 | 0
F14_Industrial_Stone, Clay, and Glass_New_Space Heating_Natural Gas_Insulation - Roof/Ceiling_A_Achievable Economic TRC Potential | F14 | Industrial | Stone, Clay, and Glass | New | Space Heating | Natural Gas | Insulation - Roof/Ceiling | A | Purchases (Cumulative) | Achievable Economic TRC Potential | 0 | 0 | 0 | 0 | 0 | 0 | 0 | 0 | 0 | 0 | 0 | 0 | 0 | 0 | 0 | 0 | 0 | 0 | 0 | 0 | 0 | 0
F1_Industrial_Stone, Clay, and Glass_New_Space Heating_Natural Gas_Insulation - Wall Cavity_A_Achievable Economic TRC Potential | F1 | Industrial | Stone, Clay, and Glass | New | Space Heating | Natural Gas | Insulation - Wall Cavity | A | Original Unit Energy Savings (kWh or therms) | Achievable Economic TRC Potential | 0 | 0 | 0.017277 | 0.017277 | 0.017277 | 0.017277 | 0.017277 | 0.017277 | 0.017277 | 0.017277 | 0.017277 | 0.017277 | 0.017277 | 0.017277 | 0.017277 | 0.017277 | 0.017277 | 0.017277 | 0.017277 | 0.017277 | 0.017277 | 0.017277
F2_Industrial_Stone, Clay, and Glass_New_Space Heating_Natural Gas_Insulation - Wall Cavity_A_Achievable Economic TRC Potential | F2 | Industrial | Stone, Clay, and Glass | New | Space Heating | Natural Gas | Insulation - Wall Cavity | A | Original Unit Summer Peak Savings (kW) | Achievable Economic TRC Potential | 0 | 0 | 0 | 0 | 0 | 0 | 0 | 0 | 0 | 0 | 0 | 0 | 0 | 0 | 0 | 0 | 0 | 0 | 0 | 0 | 0 | 0
F3_Industrial_Stone, Clay, and Glass_New_Space Heating_Natural Gas_Insulation - Wall Cavity_A_Achievable Economic TRC Potential | F3 | Industrial | Stone, Clay, and Glass | New | Space Heating | Natural Gas | Insulation - Wall Cavity | A | Original Unit Winter Peak Savings (kW) | Achievable Economic TRC Potential | 0 | 0 | 0 | 0 | 0 | 0 | 0 | 0 | 0 | 0 | 0 | 0 | 0 | 0 | 0 | 0 | 0 | 0 | 0 | 0 | 0 | 0
F4_Industrial_Stone, Clay, and Glass_New_Space Heating_Natural Gas_Insulation - Wall Cavity_A_Achievable Economic TRC Potential | F4 | Industrial | Stone, Clay, and Glass | New | Space Heating | Natural Gas | Insulation - Wall Cavity | A | Standalone Impact on Baseline Energy (%) | Achievable Economic TRC Potential | bar: 2019 to 2040
F5_Industrial_Stone, Clay, and Glass_New_Space Heating_Natural Gas_Insulation - Wall Cavity_A_Achievable Economic TRC Potential | F5 | Industrial | Stone, Clay, and Glass | New | Space Heating | Natural Gas | Insulation - Wall Cavity | A | Standalone Impact on Baseline Summer Peak (%) | Achievable Economic TRC Potential | bar: 2019 to 2040
F6_Industrial_Stone, Clay, and Glass_New_Space Heating_Natural Gas_Insulation - Wall Cavity_A_Achievable Economic TRC Potential | F6 | Industrial | Stone, Clay, and Glass | New | Space Heating | Natural Gas | Insulation - Wall Cavity | A | Standalone Impact on Baseline Winter Peak (%) | Achievable Economic TRC Potential | bar: 2019 to 2040
F7_Industrial_Stone, Clay, and Glass_New_Space Heating_Natural Gas_Insulation - Wall Cavity_A_Achievable Economic TRC Potential | F7 | Industrial | Stone, Clay, and Glass | New | Space Heating | Natural Gas | Insulation - Wall Cavity | A | Incremental Energy Savings (MWh or mTherms) | Achievable Economic TRC Potential | 0 | 0 | 0 | 0 | 0 | 0 | 0 | 0 | 0 | 0 | 0 | 0 | 0 | 0 | 0 | 0 | 0 | 0 | 0 | 0 | 0 | 0
F8_Industrial_Stone, Clay, and Glass_New_Space Heating_Natural Gas_Insulation - Wall Cavity_A_Achievable Economic TRC Potential | F8 | Industrial | Stone, Clay, and Glass | New | Space Heating | Natural Gas | Insulation - Wall Cavity | A | Incremental Summer Peak Savings (MW) | Achievable Economic TRC Potential | 0 | 0 | 0 | 0 | 0 | 0 | 0 | 0 | 0 | 0 | 0 | 0 | 0 | 0 | 0 | 0 | 0 | 0 | 0 | 0 | 0 | 0
F9_Industrial_Stone, Clay, and Glass_New_Space Heating_Natural Gas_Insulation - Wall Cavity_A_Achievable Economic TRC Potential | F9 | Industrial | Stone, Clay, and Glass | New | Space Heating | Natural Gas | Insulation - Wall Cavity | A | Incremental Winter Peak Savings (MW) | Achievable Economic TRC Potential | 0 | 0 | 0 | 0 | 0 | 0 | 0 | 0 | 0 | 0 | 0 | 0 | 0 | 0 | 0 | 0 | 0 | 0 | 0 | 0 | 0 | 0
F10_Industrial_Stone, Clay, and Glass_New_Space Heating_Natural Gas_Insulation - Wall Cavity_A_Achievable Economic TRC Potential | F10 | Industrial | Stone, Clay, and Glass | New | Space Heating | Natural Gas | Insulation - Wall Cavity | A | Cumulative Energy Savings (MWh or mTherms) | Achievable Economic TRC Potential | 0 | 0 | 0 | 0 | 0 | 0 | 0 | 0 | 0 | 0 | 0 | 0 | 0 | 0 | 0 | 0 | 0 | 0 | 0 | 0 | 0 | 0
F11_Industrial_Stone, Clay, and Glass_New_Space Heating_Natural Gas_Insulation - Wall Cavity_A_Achievable Economic TRC Potential | F11 | Industrial | Stone, Clay, and Glass | New | Space Heating | Natural Gas | Insulation - Wall Cavity | A | Cumulative Summer Peak Savings (MW) | Achievable Economic TRC Potential | 0 | 0 | 0 | 0 | 0 | 0 | 0 | 0 | 0 | 0 | 0 | 0 | 0 | 0 | 0 | 0 | 0 | 0 | 0 | 0 | 0 | 0
F12_Industrial_Stone, Clay, and Glass_New_Space Heating_Natural Gas_Insulation - Wall Cavity_A_Achievable Economic TRC Potential | F12 | Industrial | Stone, Clay, and Glass | New | Space Heating | Natural Gas | Insulation - Wall Cavity | A | Cumulative Winter Peak Savings (MW) | Achievable Economic TRC Potential | 0 | 0 | 0 | 0 | 0 | 0 | 0 | 0 | 0 | 0 | 0 | 0 | 0 | 0 | 0 | 0 | 0 | 0 | 0 | 0 | 0 | 0
F13_Industrial_Stone, Clay, and Glass_New_Space Heating_Natural Gas_Insulation - Wall Cavity_A_Achievable Economic TRC Potential | F13 | Industrial | Stone, Clay, and Glass | New | Space Heating | Natural Gas | Insulation - Wall Cavity | A | Purchases (Incremental) | Achievable Economic TRC Potential | 0 | 0 | 0 | 0 | 0 | 0 | 0 | 0 | 0 | 0 | 0 | 0 | 0 | 0 | 0 | 0 | 0 | 0 | 0 | 0 | 0 | 0
F14_Industrial_Stone, Clay, and Glass_New_Space Heating_Natural Gas_Insulation - Wall Cavity_A_Achievable Economic TRC Potential | F14 | Industrial | Stone, Clay, and Glass | New | Space Heating | Natural Gas | Insulation - Wall Cavity | A | Purchases (Cumulative) | Achievable Economic TRC Potential | 0 | 0 | 0 | 0 | 0 | 0 | 0 | 0 | 0 | 0 | 0 | 0 | 0 | 0 | 0 | 0 | 0 | 0 | 0 | 0 | 0 | 0
F1_Industrial_Stone, Clay, and Glass_New_Space Heating_Natural Gas_Insulation - Ducting_A_Achievable Economic TRC Potential | F1 | Industrial | Stone, Clay, and Glass | New | Space Heating | Natural Gas | Insulation - Ducting | A | Original Unit Energy Savings (kWh or therms) | Achievable Economic TRC Potential | 0 | 0 | 0.0012737 | 0.0012737 | 0.0012737 | 0.0012737 | 0.0012737 | 0.0012737 | 0.0012737 | 0.0012737 | 0.0012737 | 0.0012737 | 0.0012737 | 0.0012737 | 0.0012737 | 0.0012737 | 0.0012737 | 0.0012737 | 0.0012737 | 0.0012737 | 0.0012737 | 0.0012737
F2_Industrial_Stone, Clay, and Glass_New_Space Heating_Natural Gas_Insulation - Ducting_A_Achievable Economic TRC Potential | F2 | Industrial | Stone, Clay, and Glass | New | Space Heating | Natural Gas | Insulation - Ducting | A | Original Unit Summer Peak Savings (kW) | Achievable Economic TRC Potential | 0 | 0 | 0 | 0 | 0 | 0 | 0 | 0 | 0 | 0 | 0 | 0 | 0 | 0 | 0 | 0 | 0 | 0 | 0 | 0 | 0 | 0
F3_Industrial_Stone, Clay, and Glass_New_Space Heating_Natural Gas_Insulation - Ducting_A_Achievable Economic TRC Potential | F3 | Industrial | Stone, Clay, and Glass | New | Space Heating | Natural Gas | Insulation - Ducting | A | Original Unit Winter Peak Savings (kW) | Achievable Economic TRC Potential | 0 | 0 | 0 | 0 | 0 | 0 | 0 | 0 | 0 | 0 | 0 | 0 | 0 | 0 | 0 | 0 | 0 | 0 | 0 | 0 | 0 | 0
F4_Industrial_Stone, Clay, and Glass_New_Space Heating_Natural Gas_Insulation - Ducting_A_Achievable Economic TRC Potential | F4 | Industrial | Stone, Clay, and Glass | New | Space Heating | Natural Gas | Insulation - Ducting | A | Standalone Impact on Baseline Energy (%) | Achievable Economic TRC Potential | bar: 2019 to 2040
F5_Industrial_Stone, Clay, and Glass_New_Space Heating_Natural Gas_Insulation - Ducting_A_Achievable Economic TRC Potential | F5 | Industrial | Stone, Clay, and Glass | New | Space Heating | Natural Gas | Insulation - Ducting | A | Standalone Impact on Baseline Summer Peak (%) | Achievable Economic TRC Potential | bar: 2019 to 2040
F6_Industrial_Stone, Clay, and Glass_New_Space Heating_Natural Gas_Insulation - Ducting_A_Achievable Economic TRC Potential | F6 | Industrial | Stone, Clay, and Glass | New | Space Heating | Natural Gas | Insulation - Ducting | A | Standalone Impact on Baseline Winter Peak (%) | Achievable Economic TRC Potential | bar: 2019 to 2040
F7_Industrial_Stone, Clay, and Glass_New_Space Heating_Natural Gas_Insulation - Ducting_A_Achievable Economic TRC Potential | F7 | Industrial | Stone, Clay, and Glass | New | Space Heating | Natural Gas | Insulation - Ducting | A | Incremental Energy Savings (MWh or mTherms) | Achievable Economic TRC Potential | 0 | 0 | 0 | 0 | 0 | 0 | 0 | 0 | 0 | 0 | 0 | 0 | 0 | 0 | 0 | 0 | 0 | 0 | 0 | 0 | 0 | 0
F8_Industrial_Stone, Clay, and Glass_New_Space Heating_Natural Gas_Insulation - Ducting_A_Achievable Economic TRC Potential | F8 | Industrial | Stone, Clay, and Glass | New | Space Heating | Natural Gas | Insulation - Ducting | A | Incremental Summer Peak Savings (MW) | Achievable Economic TRC Potential | 0 | 0 | 0 | 0 | 0 | 0 | 0 | 0 | 0 | 0 | 0 | 0 | 0 | 0 | 0 | 0 | 0 | 0 | 0 | 0 | 0 | 0
F9_Industrial_Stone, Clay, and Glass_New_Space Heating_Natural Gas_Insulation - Ducting_A_Achievable Economic TRC Potential | F9 | Industrial | Stone, Clay, and Glass | New | Space Heating | Natural Gas | Insulation - Ducting | A | Incremental Winter Peak Savings (MW) | Achievable Economic TRC Potential | 0 | 0 | 0 | 0 | 0 | 0 | 0 | 0 | 0 | 0 | 0 | 0 | 0 | 0 | 0 | 0 | 0 | 0 | 0 | 0 | 0 | 0
F10_Industrial_Stone, Clay, and Glass_New_Space Heating_Natural Gas_Insulation - Ducting_A_Achievable Economic TRC Potential | F10 | Industrial | Stone, Clay, and Glass | New | Space Heating | Natural Gas | Insulation - Ducting | A | Cumulative Energy Savings (MWh or mTherms) | Achievable Economic TRC Potential | 0 | 0 | 0 | 0 | 0 | 0 | 0 | 0 | 0 | 0 | 0 | 0 | 0 | 0 | 0 | 0 | 0 | 0 | 0 | 0 | 0 | 0
F11_Industrial_Stone, Clay, and Glass_New_Space Heating_Natural Gas_Insulation - Ducting_A_Achievable Economic TRC Potential | F11 | Industrial | Stone, Clay, and Glass | New | Space Heating | Natural Gas | Insulation - Ducting | A | Cumulative Summer Peak Savings (MW) | Achievable Economic TRC Potential | 0 | 0 | 0 | 0 | 0 | 0 | 0 | 0 | 0 | 0 | 0 | 0 | 0 | 0 | 0 | 0 | 0 | 0 | 0 | 0 | 0 | 0
F12_Industrial_Stone, Clay, and Glass_New_Space Heating_Natural Gas_Insulation - Ducting_A_Achievable Economic TRC Potential | F12 | Industrial | Stone, Clay, and Glass | New | Space Heating | Natural Gas | Insulation - Ducting | A | Cumulative Winter Peak Savings (MW) | Achievable Economic TRC Potential | 0 | 0 | 0 | 0 | 0 | 0 | 0 | 0 | 0 | 0 | 0 | 0 | 0 | 0 | 0 | 0 | 0 | 0 | 0 | 0 | 0 | 0
F13_Industrial_Stone, Clay, and Glass_New_Space Heating_Natural Gas_Insulation - Ducting_A_Achievable Economic TRC Potential | F13 | Industrial | Stone, Clay, and Glass | New | Space Heating | Natural Gas | Insulation - Ducting | A | Purchases (Incremental) | Achievable Economic TRC Potential | 0 | 0 | 0 | 0 | 0 | 0 | 0 | 0 | 0 | 0 | 0 | 0 | 0 | 0 | 0 | 0 | 0 | 0 | 0 | 0 | 0 | 0
F14_Industrial_Stone, Clay, and Glass_New_Space Heating_Natural Gas_Insulation - Ducting_A_Achievable Economic TRC Potential | F14 | Industrial | Stone, Clay, and Glass | New | Space Heating | Natural Gas | Insulation - Ducting | A | Purchases (Cumulative) | Achievable Economic TRC Potential | 0 | 0 | 0 | 0 | 0 | 0 | 0 | 0 | 0 | 0 | 0 | 0 | 0 | 0 | 0 | 0 | 0 | 0 | 0 | 0 | 0 | 0
F1_Industrial_Stone, Clay, and Glass_New_Space Heating_Natural Gas_HVAC - Duct Repair and Sealing_A_Achievable Economic TRC Potential | F1 | Industrial | Stone, Clay, and Glass | New | Space Heating | Natural Gas | HVAC - Duct Repair and Sealing | A | Original Unit Energy Savings (kWh or therms) | Achievable Economic TRC Potential | 0 | 0 | 0.0036023 | 0.0036023 | 0.0036023 | 0.0036023 | 0.0036023 | 0.0036023 | 0.0036023 | 0.0036023 | 0.0036023 | 0.0036023 | 0.0036023 | 0.0036023 | 0.0036023 | 0.0036023 | 0.0036023 | 0.0036023 | 0.0036023 | 0.0036023 | 0.0036023 | 0.0036023
F2_Industrial_Stone, Clay, and Glass_New_Space Heating_Natural Gas_HVAC - Duct Repair and Sealing_A_Achievable Economic TRC Potential | F2 | Industrial | Stone, Clay, and Glass | New | Space Heating | Natural Gas | HVAC - Duct Repair and Sealing | A | Original Unit Summer Peak Savings (kW) | Achievable Economic TRC Potential | 0 | 0 | 0 | 0 | 0 | 0 | 0 | 0 | 0 | 0 | 0 | 0 | 0 | 0 | 0 | 0 | 0 | 0 | 0 | 0 | 0 | 0
F3_Industrial_Stone, Clay, and Glass_New_Space Heating_Natural Gas_HVAC - Duct Repair and Sealing_A_Achievable Economic TRC Potential | F3 | Industrial | Stone, Clay, and Glass | New | Space Heating | Natural Gas | HVAC - Duct Repair and Sealing | A | Original Unit Winter Peak Savings (kW) | Achievable Economic TRC Potential | 0 | 0 | 0 | 0 | 0 | 0 | 0 | 0 | 0 | 0 | 0 | 0 | 0 | 0 | 0 | 0 | 0 | 0 | 0 | 0 | 0 | 0
F4_Industrial_Stone, Clay, and Glass_New_Space Heating_Natural Gas_HVAC - Duct Repair and Sealing_A_Achievable Economic TRC Potential | F4 | Industrial | Stone, Clay, and Glass | New | Space Heating | Natural Gas | HVAC - Duct Repair and Sealing | A | Standalone Impact on Baseline Energy (%) | Achievable Economic TRC Potential | bar: 2019 to 2040
F5_Industrial_Stone, Clay, and Glass_New_Space Heating_Natural Gas_HVAC - Duct Repair and Sealing_A_Achievable Economic TRC Potential | F5 | Industrial | Stone, Clay, and Glass | New | Space Heating | Natural Gas | HVAC - Duct Repair and Sealing | A | Standalone Impact on Baseline Summer Peak (%) | Achievable Economic TRC Potential | bar: 2019 to 2040
F6_Industrial_Stone, Clay, and Glass_New_Space Heating_Natural Gas_HVAC - Duct Repair and Sealing_A_Achievable Economic TRC Potential | F6 | Industrial | Stone, Clay, and Glass | New | Space Heating | Natural Gas | HVAC - Duct Repair and Sealing | A | Standalone Impact on Baseline Winter Peak (%) | Achievable Economic TRC Potential | bar: 2019 to 2040
F7_Industrial_Stone, Clay, and Glass_New_Space Heating_Natural Gas_HVAC - Duct Repair and Sealing_A_Achievable Economic TRC Potential | F7 | Industrial | Stone, Clay, and Glass | New | Space Heating | Natural Gas | HVAC - Duct Repair and Sealing | A | Incremental Energy Savings (MWh or mTherms) | Achievable Economic TRC Potential | 0 | 0 | 0 | 0 | 0 | 0 | 0 | 0 | 0 | 0 | 0 | 0 | 0 | 0 | 0 | 0 | 0 | 0 | 0 | 0 | 0 | 0
F8_Industrial_Stone, Clay, and Glass_New_Space Heating_Natural Gas_HVAC - Duct Repair and Sealing_A_Achievable Economic TRC Potential | F8 | Industrial | Stone, Clay, and Glass | New | Space Heating | Natural Gas | HVAC - Duct Repair and Sealing | A | Incremental Summer Peak Savings (MW) | Achievable Economic TRC Potential | 0 | 0 | 0 | 0 | 0 | 0 | 0 | 0 | 0 | 0 | 0 | 0 | 0 | 0 | 0 | 0 | 0 | 0 | 0 | 0 | 0 | 0
F9_Industrial_Stone, Clay, and Glass_New_Space Heating_Natural Gas_HVAC - Duct Repair and Sealing_A_Achievable Economic TRC Potential | F9 | Industrial | Stone, Clay, and Glass | New | Space Heating | Natural Gas | HVAC - Duct Repair and Sealing | A | Incremental Winter Peak Savings (MW) | Achievable Economic TRC Potential | 0 | 0 | 0 | 0 | 0 | 0 | 0 | 0 | 0 | 0 | 0 | 0 | 0 | 0 | 0 | 0 | 0 | 0 | 0 | 0 | 0 | 0
F10_Industrial_Stone, Clay, and Glass_New_Space Heating_Natural Gas_HVAC - Duct Repair and Sealing_A_Achievable Economic TRC Potential | F10 | Industrial | Stone, Clay, and Glass | New | Space Heating | Natural Gas | HVAC - Duct Repair and Sealing | A | Cumulative Energy Savings (MWh or mTherms) | Achievable Economic TRC Potential | 0 | 0 | 0 | 0 | 0 | 0 | 0 | 0 | 0 | 0 | 0 | 0 | 0 | 0 | 0 | 0 | 0 | 0 | 0 | 0 | 0 | 0
F11_Industrial_Stone, Clay, and Glass_New_Space Heating_Natural Gas_HVAC - Duct Repair and Sealing_A_Achievable Economic TRC Potential | F11 | Industrial | Stone, Clay, and Glass | New | Space Heating | Natural Gas | HVAC - Duct Repair and Sealing | A | Cumulative Summer Peak Savings (MW) | Achievable Economic TRC Potential | 0 | 0 | 0 | 0 | 0 | 0 | 0 | 0 | 0 | 0 | 0 | 0 | 0 | 0 | 0 | 0 | 0 | 0 | 0 | 0 | 0 | 0
F12_Industrial_Stone, Clay, and Glass_New_Space Heating_Natural Gas_HVAC - Duct Repair and Sealing_A_Achievable Economic TRC Potential | F12 | Industrial | Stone, Clay, and Glass | New | Space Heating | Natural Gas | HVAC - Duct Repair and Sealing | A | Cumulative Winter Peak Savings (MW) | Achievable Economic TRC Potential | 0 | 0 | 0 | 0 | 0 | 0 | 0 | 0 | 0 | 0 | 0 | 0 | 0 | 0 | 0 | 0 | 0 | 0 | 0 | 0 | 0 | 0
F13_Industrial_Stone, Clay, and Glass_New_Space Heating_Natural Gas_HVAC - Duct Repair and Sealing_A_Achievable Economic TRC Potential | F13 | Industrial | Stone, Clay, and Glass | New | Space Heating | Natural Gas | HVAC - Duct Repair and Sealing | A | Purchases (Incremental) | Achievable Economic TRC Potential | 0 | 0 | 0 | 0 | 0 | 0 | 0 | 0 | 0 | 0 | 0 | 0 | 0 | 0 | 0 | 0 | 0 | 0 | 0 | 0 | 0 | 0
F14_Industrial_Stone, Clay, and Glass_New_Space Heating_Natural Gas_HVAC - Duct Repair and Sealing_A_Achievable Economic TRC Potential | F14 | Industrial | Stone, Clay, and Glass | New | Space Heating | Natural Gas | HVAC - Duct Repair and Sealing | A | Purchases (Cumulative) | Achievable Economic TRC Potential | 0 | 0 | 0 | 0 | 0 | 0 | 0 | 0 | 0 | 0 | 0 | 0 | 0 | 0 | 0 | 0 | 0 | 0 | 0 | 0 | 0 | 0
F1_Industrial_Stone, Clay, and Glass_New_Space Heating_Natural Gas_Windows - High Efficiency_A_Achievable Economic TRC Potential | F1 | Industrial | Stone, Clay, and Glass | New | Space Heating | Natural Gas | Windows - High Efficiency | A | Original Unit Energy Savings (kWh or therms) | Achievable Economic TRC Potential | 0 | 0 | 0.0073878 | 0.0073878 | 0.0073878 | 0.0073878 | 0.0073878 | 0.0073878 | 0.0073878 | 0.0073878 | 0.0073878 | 0.0073878 | 0.0073878 | 0.0073878 | 0.0073878 | 0.0073878 | 0.0073878 | 0.0073878 | 0.0073878 | 0.0073878 | 0.0073878 | 0.0073878
F2_Industrial_Stone, Clay, and Glass_New_Space Heating_Natural Gas_Windows - High Efficiency_A_Achievable Economic TRC Potential | F2 | Industrial | Stone, Clay, and Glass | New | Space Heating | Natural Gas | Windows - High Efficiency | A | Original Unit Summer Peak Savings (kW) | Achievable Economic TRC Potential | 0 | 0 | 0 | 0 | 0 | 0 | 0 | 0 | 0 | 0 | 0 | 0 | 0 | 0 | 0 | 0 | 0 | 0 | 0 | 0 | 0 | 0
F3_Industrial_Stone, Clay, and Glass_New_Space Heating_Natural Gas_Windows - High Efficiency_A_Achievable Economic TRC Potential | F3 | Industrial | Stone, Clay, and Glass | New | Space Heating | Natural Gas | Windows - High Efficiency | A | Original Unit Winter Peak Savings (kW) | Achievable Economic TRC Potential | 0 | 0 | 0 | 0 | 0 | 0 | 0 | 0 | 0 | 0 | 0 | 0 | 0 | 0 | 0 | 0 | 0 | 0 | 0 | 0 | 0 | 0
F4_Industrial_Stone, Clay, and Glass_New_Space Heating_Natural Gas_Windows - High Efficiency_A_Achievable Economic TRC Potential | F4 | Industrial | Stone, Clay, and Glass | New | Space Heating | Natural Gas | Windows - High Efficiency | A | Standalone Impact on Baseline Energy (%) | Achievable Economic TRC Potential | bar: 2019 to 2040
F5_Industrial_Stone, Clay, and Glass_New_Space Heating_Natural Gas_Windows - High Efficiency_A_Achievable Economic TRC Potential | F5 | Industrial | Stone, Clay, and Glass | New | Space Heating | Natural Gas | Windows - High Efficiency | A | Standalone Impact on Baseline Summer Peak (%) | Achievable Economic TRC Potential | bar: 2019 to 2040
F6_Industrial_Stone, Clay, and Glass_New_Space Heating_Natural Gas_Windows - High Efficiency_A_Achievable Economic TRC Potential | F6 | Industrial | Stone, Clay, and Glass | New | Space Heating | Natural Gas | Windows - High Efficiency | A | Standalone Impact on Baseline Winter Peak (%) | Achievable Economic TRC Potential | bar: 2019 to 2040
F7_Industrial_Stone, Clay, and Glass_New_Space Heating_Natural Gas_Windows - High Efficiency_A_Achievable Economic TRC Potential | F7 | Industrial | Stone, Clay, and Glass | New | Space Heating | Natural Gas | Windows - High Efficiency | A | Incremental Energy Savings (MWh or mTherms) | Achievable Economic TRC Potential | 0 | 0 | 0 | 0 | 0 | 0 | 0 | 0 | 0 | 0 | 0 | 0 | 0 | 0 | 0 | 0 | 0 | 0 | 0 | 0 | 0 | 0
F8_Industrial_Stone, Clay, and Glass_New_Space Heating_Natural Gas_Windows - High Efficiency_A_Achievable Economic TRC Potential | F8 | Industrial | Stone, Clay, and Glass | New | Space Heating | Natural Gas | Windows - High Efficiency | A | Incremental Summer Peak Savings (MW) | Achievable Economic TRC Potential | 0 | 0 | 0 | 0 | 0 | 0 | 0 | 0 | 0 | 0 | 0 | 0 | 0 | 0 | 0 | 0 | 0 | 0 | 0 | 0 | 0 | 0
F9_Industrial_Stone, Clay, and Glass_New_Space Heating_Natural Gas_Windows - High Efficiency_A_Achievable Economic TRC Potential | F9 | Industrial | Stone, Clay, and Glass | New | Space Heating | Natural Gas | Windows - High Efficiency | A | Incremental Winter Peak Savings (MW) | Achievable Economic TRC Potential | 0 | 0 | 0 | 0 | 0 | 0 | 0 | 0 | 0 | 0 | 0 | 0 | 0 | 0 | 0 | 0 | 0 | 0 | 0 | 0 | 0 | 0
F10_Industrial_Stone, Clay, and Glass_New_Space Heating_Natural Gas_Windows - High Efficiency_A_Achievable Economic TRC Potential | F10 | Industrial | Stone, Clay, and Glass | New | Space Heating | Natural Gas | Windows - High Efficiency | A | Cumulative Energy Savings (MWh or mTherms) | Achievable Economic TRC Potential | 0 | 0 | 0 | 0 | 0 | 0 | 0 | 0 | 0 | 0 | 0 | 0 | 0 | 0 | 0 | 0 | 0 | 0 | 0 | 0 | 0 | 0
F11_Industrial_Stone, Clay, and Glass_New_Space Heating_Natural Gas_Windows - High Efficiency_A_Achievable Economic TRC Potential | F11 | Industrial | Stone, Clay, and Glass | New | Space Heating | Natural Gas | Windows - High Efficiency | A | Cumulative Summer Peak Savings (MW) | Achievable Economic TRC Potential | 0 | 0 | 0 | 0 | 0 | 0 | 0 | 0 | 0 | 0 | 0 | 0 | 0 | 0 | 0 | 0 | 0 | 0 | 0 | 0 | 0 | 0
F12_Industrial_Stone, Clay, and Glass_New_Space Heating_Natural Gas_Windows - High Efficiency_A_Achievable Economic TRC Potential | F12 | Industrial | Stone, Clay, and Glass | New | Space Heating | Natural Gas | Windows - High Efficiency | A | Cumulative Winter Peak Savings (MW) | Achievable Economic TRC Potential | 0 | 0 | 0 | 0 | 0 | 0 | 0 | 0 | 0 | 0 | 0 | 0 | 0 | 0 | 0 | 0 | 0 | 0 | 0 | 0 | 0 | 0
F13_Industrial_Stone, Clay, and Glass_New_Space Heating_Natural Gas_Windows - High Efficiency_A_Achievable Economic TRC Potential | F13 | Industrial | Stone, Clay, and Glass | New | Space Heating | Natural Gas | Windows - High Efficiency | A | Purchases (Incremental) | Achievable Economic TRC Potential | 0 | 0 | 0 | 0 | 0 | 0 | 0 | 0 | 0 | 0 | 0 | 0 | 0 | 0 | 0 | 0 | 0 | 0 | 0 | 0 | 0 | 0
F14_Industrial_Stone, Clay, and Glass_New_Space Heating_Natural Gas_Windows - High Efficiency_A_Achievable Economic TRC Potential | F14 | Industrial | Stone, Clay, and Glass | New | Space Heating | Natural Gas | Windows - High Efficiency | A | Purchases (Cumulative) | Achievable Economic TRC Potential | 0 | 0 | 0 | 0 | 0 | 0 | 0 | 0 | 0 | 0 | 0 | 0 | 0 | 0 | 0 | 0 | 0 | 0 | 0 | 0 | 0 | 0
F1_Industrial_Stone, Clay, and Glass_New_Space Heating_Natural Gas_Gas Boiler - Maintenance_A_Achievable Economic TRC Potential | F1 | Industrial | Stone, Clay, and Glass | New | Space Heating | Natural Gas | Gas Boiler - Maintenance | A | Original Unit Energy Savings (kWh or therms) | Achievable Economic TRC Potential | 0 | 0 | 6.7831 | 6.7831 | 6.7831 | 6.7831 | 6.7831 | 6.7831 | 6.7831 | 6.7831 | 6.7831 | 6.7831 | 6.7831 | 6.7831 | 6.7831 | 6.7831 | 6.7831 | 6.7831 | 6.7831 | 6.7831 | 6.7831 | 6.7831
F2_Industrial_Stone, Clay, and Glass_New_Space Heating_Natural Gas_Gas Boiler - Maintenance_A_Achievable Economic TRC Potential | F2 | Industrial | Stone, Clay, and Glass | New | Space Heating | Natural Gas | Gas Boiler - Maintenance | A | Original Unit Summer Peak Savings (kW) | Achievable Economic TRC Potential | 0 | 0 | 0 | 0 | 0 | 0 | 0 | 0 | 0 | 0 | 0 | 0 | 0 | 0 | 0 | 0 | 0 | 0 | 0 | 0 | 0 | 0
F3_Industrial_Stone, Clay, and Glass_New_Space Heating_Natural Gas_Gas Boiler - Maintenance_A_Achievable Economic TRC Potential | F3 | Industrial | Stone, Clay, and Glass | New | Space Heating | Natural Gas | Gas Boiler - Maintenance | A | Original Unit Winter Peak Savings (kW) | Achievable Economic TRC Potential | 0 | 0 | 0 | 0 | 0 | 0 | 0 | 0 | 0 | 0 | 0 | 0 | 0 | 0 | 0 | 0 | 0 | 0 | 0 | 0 | 0 | 0
F4_Industrial_Stone, Clay, and Glass_New_Space Heating_Natural Gas_Gas Boiler - Maintenance_A_Achievable Economic TRC Potential | F4 | Industrial | Stone, Clay, and Glass | New | Space Heating | Natural Gas | Gas Boiler - Maintenance | A | Standalone Impact on Baseline Energy (%) | Achievable Economic TRC Potential | 0% | 0% | 0.002102% | 0.002678% | 0.002898% | 0.002333% | 0.00205% | 0.001805% | 0.001597% | 0.001413% | 0.001302% | 0.001194% | 0.001103% | 0.001014% | 0.0009612% | 0.000904% | 0.0008533% | 0.000801% | 0.0007699% | 0.0007346% | 0.0007033% | 0.0006747%
F5_Industrial_Stone, Clay, and Glass_New_Space Heating_Natural Gas_Gas Boiler - Maintenance_A_Achievable Economic TRC Potential | F5 | Industrial | Stone, Clay, and Glass | New | Space Heating | Natural Gas | Gas Boiler - Maintenance | A | Standalone Impact on Baseline Summer Peak (%) | Achievable Economic TRC Potential | bar: 2019 to 2040
F6_Industrial_Stone, Clay, and Glass_New_Space Heating_Natural Gas_Gas Boiler - Maintenance_A_Achievable Economic TRC Potential | F6 | Industrial | Stone, Clay, and Glass | New | Space Heating | Natural Gas | Gas Boiler - Maintenance | A | Standalone Impact on Baseline Winter Peak (%) | Achievable Economic TRC Potential | bar: 2019 to 2040
F7_Industrial_Stone, Clay, and Glass_New_Space Heating_Natural Gas_Gas Boiler - Maintenance_A_Achievable Economic TRC Potential | F7 | Industrial | Stone, Clay, and Glass | New | Space Heating | Natural Gas | Gas Boiler - Maintenance | A | Incremental Energy Savings (MWh or mTherms) | Achievable Economic TRC Potential | 0 | 0 | 0.00010845 | 0.00013267 | 0.00013096 | 0.00013614 | 0.0001373 | 0.00013691 | 0.00013614 | 0.0001373 | 0.00013691 | 0.00024459 | 0.00026996 | 0.00026787 | 0.00048919 | 0.00053992 | 0.00053573 | 0.00097837 | 0.0010798 | 0.0010715 | 0.0019844 | 0.0021643
F8_Industrial_Stone, Clay, and Glass_New_Space Heating_Natural Gas_Gas Boiler - Maintenance_A_Achievable Economic TRC Potential | F8 | Industrial | Stone, Clay, and Glass | New | Space Heating | Natural Gas | Gas Boiler - Maintenance | A | Incremental Summer Peak Savings (MW) | Achievable Economic TRC Potential | 0 | 0 | 0 | 0 | 0 | 0 | 0 | 0 | 0 | 0 | 0 | 0 | 0 | 0 | 0 | 0 | 0 | 0 | 0 | 0 | 0 | 0
F9_Industrial_Stone, Clay, and Glass_New_Space Heating_Natural Gas_Gas Boiler - Maintenance_A_Achievable Economic TRC Potential | F9 | Industrial | Stone, Clay, and Glass | New | Space Heating | Natural Gas | Gas Boiler - Maintenance | A | Incremental Winter Peak Savings (MW) | Achievable Economic TRC Potential | 0 | 0 | 0 | 0 | 0 | 0 | 0 | 0 | 0 | 0 | 0 | 0 | 0 | 0 | 0 | 0 | 0 | 0 | 0 | 0 | 0 | 0
F10_Industrial_Stone, Clay, and Glass_New_Space Heating_Natural Gas_Gas Boiler - Maintenance_A_Achievable Economic TRC Potential | F10 | Industrial | Stone, Clay, and Glass | New | Space Heating | Natural Gas | Gas Boiler - Maintenance | A | Cumulative Energy Savings (MWh or mTherms) | Achievable Economic TRC Potential | 0 | 0 | 0.00010845 | 0.00024112 | 0.00037208 | 0.00039976 | 0.00040439 | 0.00041034 | 0.00041034 | 0.00041034 | 0.00041034 | 0.00041034 | 0.00041034 | 0.00041034 | 0.00041034 | 0.00041034 | 0.00041034 | 0.00041034 | 0.00041034 | 0.00041034 | 0.00041034 | 0.00041034
F11_Industrial_Stone, Clay, and Glass_New_Space Heating_Natural Gas_Gas Boiler - Maintenance_A_Achievable Economic TRC Potential | F11 | Industrial | Stone, Clay, and Glass | New | Space Heating | Natural Gas | Gas Boiler - Maintenance | A | Cumulative Summer Peak Savings (MW) | Achievable Economic TRC Potential | 0 | 0 | 0 | 0 | 0 | 0 | 0 | 0 | 0 | 0 | 0 | 0 | 0 | 0 | 0 | 0 | 0 | 0 | 0 | 0 | 0 | 0
F12_Industrial_Stone, Clay, and Glass_New_Space Heating_Natural Gas_Gas Boiler - Maintenance_A_Achievable Economic TRC Potential | F12 | Industrial | Stone, Clay, and Glass | New | Space Heating | Natural Gas | Gas Boiler - Maintenance | A | Cumulative Winter Peak Savings (MW) | Achievable Economic TRC Potential | 0 | 0 | 0 | 0 | 0 | 0 | 0 | 0 | 0 | 0 | 0 | 0 | 0 | 0 | 0 | 0 | 0 | 0 | 0 | 0 | 0 | 0
F13_Industrial_Stone, Clay, and Glass_New_Space Heating_Natural Gas_Gas Boiler - Maintenance_A_Achievable Economic TRC Potential | F13 | Industrial | Stone, Clay, and Glass | New | Space Heating | Natural Gas | Gas Boiler - Maintenance | A | Purchases (Incremental) | Achievable Economic TRC Potential | 0 | 0 | 0.015989 | 0.019558 | 0.019307 | 0.02007 | 0.020241 | 0.020184 | 0.02007 | 0.020241 | 0.020184 | 0.036059 | 0.039799 | 0.03949 | 0.072119 | 0.079599 | 0.078981 | 0.14424 | 0.1592 | 0.15796 | 0.29256 | 0.31908
F14_Industrial_Stone, Clay, and Glass_New_Space Heating_Natural Gas_Gas Boiler - Maintenance_A_Achievable Economic TRC Potential | F14 | Industrial | Stone, Clay, and Glass | New | Space Heating | Natural Gas | Gas Boiler - Maintenance | A | Purchases (Cumulative) | Achievable Economic TRC Potential | 0 | 0 | 0.015989 | 0.035547 | 0.054854 | 0.058936 | 0.059618 | 0.060495 | 0.060495 | 0.060495 | 0.060495 | 0.060495 | 0.060495 | 0.060495 | 0.060495 | 0.060495 | 0.060495 | 0.060495 | 0.060495 | 0.060495 | 0.060495 | 0.060495
F1_Industrial_Stone, Clay, and Glass_New_Process_Natural Gas_Gas Boiler - Maintenance_A_Achievable Economic TRC Potential | F1 | Industrial | Stone, Clay, and Glass | New | Process | Natural Gas | Gas Boiler - Maintenance | A | Original Unit Energy Savings (kWh or therms) | Achievable Economic TRC Potential | 0 | 0 | 6.7831 | 6.7831 | 6.7831 | 6.7831 | 6.7831 | 6.7831 | 6.7831 | 6.7831 | 6.7831 | 6.7831 | 6.7831 | 6.7831 | 6.7831 | 6.7831 | 6.7831 | 6.7831 | 6.7831 | 6.7831 | 6.7831 | 6.7831
F2_Industrial_Stone, Clay, and Glass_New_Process_Natural Gas_Gas Boiler - Maintenance_A_Achievable Economic TRC Potential | F2 | Industrial | Stone, Clay, and Glass | New | Process | Natural Gas | Gas Boiler - Maintenance | A | Original Unit Summer Peak Savings (kW) | Achievable Economic TRC Potential | 0 | 0 | 0 | 0 | 0 | 0 | 0 | 0 | 0 | 0 | 0 | 0 | 0 | 0 | 0 | 0 | 0 | 0 | 0 | 0 | 0 | 0
F3_Industrial_Stone, Clay, and Glass_New_Process_Natural Gas_Gas Boiler - Maintenance_A_Achievable Economic TRC Potential | F3 | Industrial | Stone, Clay, and Glass | New | Process | Natural Gas | Gas Boiler - Maintenance | A | Original Unit Winter Peak Savings (kW) | Achievable Economic TRC Potential | 0 | 0 | 0 | 0 | 0 | 0 | 0 | 0 | 0 | 0 | 0 | 0 | 0 | 0 | 0 | 0 | 0 | 0 | 0 | 0 | 0 | 0
F4_Industrial_Stone, Clay, and Glass_New_Process_Natural Gas_Gas Boiler - Maintenance_A_Achievable Economic TRC Potential | F4 | Industrial | Stone, Clay, and Glass | New | Process | Natural Gas | Gas Boiler - Maintenance | A | Standalone Impact on Baseline Energy (%) | Achievable Economic TRC Potential | 0% | 0% | 0.002102% | 0.002678% | 0.002898% | 0.002333% | 0.00205% | 0.001805% | 0.001597% | 0.001413% | 0.001302% | 0.001194% | 0.001103% | 0.001014% | 0.0009612% | 0.000904% | 0.0008533% | 0.000801% | 0.0007699% | 0.0007346% | 0.0007033% | 0.0006747%
F5_Industrial_Stone, Clay, and Glass_New_Process_Natural Gas_Gas Boiler - Maintenance_A_Achievable Economic TRC Potential | F5 | Industrial | Stone, Clay, and Glass | New | Process | Natural Gas | Gas Boiler - Maintenance | A | Standalone Impact on Baseline Summer Peak (%) | Achievable Economic TRC Potential | bar: 2019 to 2040
F6_Industrial_Stone, Clay, and Glass_New_Process_Natural Gas_Gas Boiler - Maintenance_A_Achievable Economic TRC Potential | F6 | Industrial | Stone, Clay, and Glass | New | Process | Natural Gas | Gas Boiler - Maintenance | A | Standalone Impact on Baseline Winter Peak (%) | Achievable Economic TRC Potential | bar: 2019 to 2040
F7_Industrial_Stone, Clay, and Glass_New_Process_Natural Gas_Gas Boiler - Maintenance_A_Achievable Economic TRC Potential | F7 | Industrial | Stone, Clay, and Glass | New | Process | Natural Gas | Gas Boiler - Maintenance | A | Incremental Energy Savings (MWh or mTherms) | Achievable Economic TRC Potential | 0 | 0 | 0.00010845 | 0.00013267 | 0.00013096 | 0.00013614 | 0.0001373 | 0.00013691 | 0.00013614 | 0.0001373 | 0.00013691 | 0.00024459 | 0.00026996 | 0.00026787 | 0.00048919 | 0.00053992 | 0.00053573 | 0.00097837 | 0.0010798 | 0.0010715 | 0.0019844 | 0.0021643
F8_Industrial_Stone, Clay, and Glass_New_Process_Natural Gas_Gas Boiler - Maintenance_A_Achievable Economic TRC Potential | F8 | Industrial | Stone, Clay, and Glass | New | Process | Natural Gas | Gas Boiler - Maintenance | A | Incremental Summer Peak Savings (MW) | Achievable Economic TRC Potential | 0 | 0 | 0 | 0 | 0 | 0 | 0 | 0 | 0 | 0 | 0 | 0 | 0 | 0 | 0 | 0 | 0 | 0 | 0 | 0 | 0 | 0
F9_Industrial_Stone, Clay, and Glass_New_Process_Natural Gas_Gas Boiler - Maintenance_A_Achievable Economic TRC Potential | F9 | Industrial | Stone, Clay, and Glass | New | Process | Natural Gas | Gas Boiler - Maintenance | A | Incremental Winter Peak Savings (MW) | Achievable Economic TRC Potential | 0 | 0 | 0 | 0 | 0 | 0 | 0 | 0 | 0 | 0 | 0 | 0 | 0 | 0 | 0 | 0 | 0 | 0 | 0 | 0 | 0 | 0
F10_Industrial_Stone, Clay, and Glass_New_Process_Natural Gas_Gas Boiler - Maintenance_A_Achievable Economic TRC Potential | F10 | Industrial | Stone, Clay, and Glass | New | Process | Natural Gas | Gas Boiler - Maintenance | A | Cumulative Energy Savings (MWh or mTherms) | Achievable Economic TRC Potential | 0 | 0 | 0.00010845 | 0.00024112 | 0.00037208 | 0.00039976 | 0.00040439 | 0.00041034 | 0.00041034 | 0.00041034 | 0.00041034 | 0.00041034 | 0.00041034 | 0.00041034 | 0.00041034 | 0.00041034 | 0.00041034 | 0.00041034 | 0.00041034 | 0.00041034 | 0.00041034 | 0.00041034
F11_Industrial_Stone, Clay, and Glass_New_Process_Natural Gas_Gas Boiler - Maintenance_A_Achievable Economic TRC Potential | F11 | Industrial | Stone, Clay, and Glass | New | Process | Natural Gas | Gas Boiler - Maintenance | A | Cumulative Summer Peak Savings (MW) | Achievable Economic TRC Potential | 0 | 0 | 0 | 0 | 0 | 0 | 0 | 0 | 0 | 0 | 0 | 0 | 0 | 0 | 0 | 0 | 0 | 0 | 0 | 0 | 0 | 0
F12_Industrial_Stone, Clay, and Glass_New_Process_Natural Gas_Gas Boiler - Maintenance_A_Achievable Economic TRC Potential | F12 | Industrial | Stone, Clay, and Glass | New | Process | Natural Gas | Gas Boiler - Maintenance | A | Cumulative Winter Peak Savings (MW) | Achievable Economic TRC Potential | 0 | 0 | 0 | 0 | 0 | 0 | 0 | 0 | 0 | 0 | 0 | 0 | 0 | 0 | 0 | 0 | 0 | 0 | 0 | 0 | 0 | 0
F13_Industrial_Stone, Clay, and Glass_New_Process_Natural Gas_Gas Boiler - Maintenance_A_Achievable Economic TRC Potential | F13 | Industrial | Stone, Clay, and Glass | New | Process | Natural Gas | Gas Boiler - Maintenance | A | Purchases (Incremental) | Achievable Economic TRC Potential | 0 | 0 | 0.015989 | 0.019558 | 0.019307 | 0.02007 | 0.020241 | 0.020184 | 0.02007 | 0.020241 | 0.020184 | 0.036059 | 0.039799 | 0.03949 | 0.072119 | 0.079599 | 0.078981 | 0.14424 | 0.1592 | 0.15796 | 0.29256 | 0.31908
F14_Industrial_Stone, Clay, and Glass_New_Process_Natural Gas_Gas Boiler - Maintenance_A_Achievable Economic TRC Potential | F14 | Industrial | Stone, Clay, and Glass | New | Process | Natural Gas | Gas Boiler - Maintenance | A | Purchases (Cumulative) | Achievable Economic TRC Potential | 0 | 0 | 0.015989 | 0.035547 | 0.054854 | 0.058936 | 0.059618 | 0.060495 | 0.060495 | 0.060495 | 0.060495 | 0.060495 | 0.060495 | 0.060495 | 0.060495 | 0.060495 | 0.060495 | 0.060495 | 0.060495 | 0.060495 | 0.060495 | 0.060495
F1_Industrial_Stone, Clay, and Glass_New_Space Heating_Natural Gas_Gas Furnace - Maintenance_A_Achievable Economic TRC Potential | F1 | Industrial | Stone, Clay, and Glass | New | Space Heating | Natural Gas | Gas Furnace - Maintenance | A | Original Unit Energy Savings (kWh or therms) | Achievable Economic TRC Potential | 0 | 0 | 0.0083129 | 0.0083129 | 0.0083129 | 0.0083129 | 0.0083129 | 0.0083129 | 0.0083129 | 0.0083129 | 0.0083129 | 0.0083129 | 0.0083129 | 0.0083129 | 0.0083129 | 0.0083129 | 0.0083129 | 0.0083129 | 0.0083129 | 0.0083129 | 0.0083129 | 0.0083129
F2_Industrial_Stone, Clay, and Glass_New_Space Heating_Natural Gas_Gas Furnace - Maintenance_A_Achievable Economic TRC Potential | F2 | Industrial | Stone, Clay, and Glass | New | Space Heating | Natural Gas | Gas Furnace - Maintenance | A | Original Unit Summer Peak Savings (kW) | Achievable Economic TRC Potential | 0 | 0 | 0 | 0 | 0 | 0 | 0 | 0 | 0 | 0 | 0 | 0 | 0 | 0 | 0 | 0 | 0 | 0 | 0 | 0 | 0 | 0
F3_Industrial_Stone, Clay, and Glass_New_Space Heating_Natural Gas_Gas Furnace - Maintenance_A_Achievable Economic TRC Potential | F3 | Industrial | Stone, Clay, and Glass | New | Space Heating | Natural Gas | Gas Furnace - Maintenance | A | Original Unit Winter Peak Savings (kW) | Achievable Economic TRC Potential | 0 | 0 | 0 | 0 | 0 | 0 | 0 | 0 | 0 | 0 | 0 | 0 | 0 | 0 | 0 | 0 | 0 | 0 | 0 | 0 | 0 | 0
F4_Industrial_Stone, Clay, and Glass_New_Space Heating_Natural Gas_Gas Furnace - Maintenance_A_Achievable Economic TRC Potential | F4 | Industrial | Stone, Clay, and Glass | New | Space Heating | Natural Gas | Gas Furnace - Maintenance | A | Standalone Impact on Baseline Energy (%) | Achievable Economic TRC Potential | bar: 2019 to 2040
F5_Industrial_Stone, Clay, and Glass_New_Space Heating_Natural Gas_Gas Furnace - Maintenance_A_Achievable Economic TRC Potential | F5 | Industrial | Stone, Clay, and Glass | New | Space Heating | Natural Gas | Gas Furnace - Maintenance | A | Standalone Impact on Baseline Summer Peak (%) | Achievable Economic TRC Potential | bar: 2019 to 2040
F6_Industrial_Stone, Clay, and Glass_New_Space Heating_Natural Gas_Gas Furnace - Maintenance_A_Achievable Economic TRC Potential | F6 | Industrial | Stone, Clay, and Glass | New | Space Heating | Natural Gas | Gas Furnace - Maintenance | A | Standalone Impact on Baseline Winter Peak (%) | Achievable Economic TRC Potential | bar: 2019 to 2040
F7_Industrial_Stone, Clay, and Glass_New_Space Heating_Natural Gas_Gas Furnace - Maintenance_A_Achievable Economic TRC Potential | F7 | Industrial | Stone, Clay, and Glass | New | Space Heating | Natural Gas | Gas Furnace - Maintenance | A | Incremental Energy Savings (MWh or mTherms) | Achievable Economic TRC Potential | 0 | 0 | 0 | 0 | 0 | 0 | 0 | 0 | 0 | 0 | 0 | 0 | 0 | 0 | 0 | 0 | 0 | 0 | 0 | 0 | 0 | 0
F8_Industrial_Stone, Clay, and Glass_New_Space Heating_Natural Gas_Gas Furnace - Maintenance_A_Achievable Economic TRC Potential | F8 | Industrial | Stone, Clay, and Glass | New | Space Heating | Natural Gas | Gas Furnace - Maintenance | A | Incremental Summer Peak Savings (MW) | Achievable Economic TRC Potential | 0 | 0 | 0 | 0 | 0 | 0 | 0 | 0 | 0 | 0 | 0 | 0 | 0 | 0 | 0 | 0 | 0 | 0 | 0 | 0 | 0 | 0
F9_Industrial_Stone, Clay, and Glass_New_Space Heating_Natural Gas_Gas Furnace - Maintenance_A_Achievable Economic TRC Potential | F9 | Industrial | Stone, Clay, and Glass | New | Space Heating | Natural Gas | Gas Furnace - Maintenance | A | Incremental Winter Peak Savings (MW) | Achievable Economic TRC Potential | 0 | 0 | 0 | 0 | 0 | 0 | 0 | 0 | 0 | 0 | 0 | 0 | 0 | 0 | 0 | 0 | 0 | 0 | 0 | 0 | 0 | 0
F10_Industrial_Stone, Clay, and Glass_New_Space Heating_Natural Gas_Gas Furnace - Maintenance_A_Achievable Economic TRC Potential | F10 | Industrial | Stone, Clay, and Glass | New | Space Heating | Natural Gas | Gas Furnace - Maintenance | A | Cumulative Energy Savings (MWh or mTherms) | Achievable Economic TRC Potential | 0 | 0 | 0 | 0 | 0 | 0 | 0 | 0 | 0 | 0 | 0 | 0 | 0 | 0 | 0 | 0 | 0 | 0 | 0 | 0 | 0 | 0
F11_Industrial_Stone, Clay, and Glass_New_Space Heating_Natural Gas_Gas Furnace - Maintenance_A_Achievable Economic TRC Potential | F11 | Industrial | Stone, Clay, and Glass | New | Space Heating | Natural Gas | Gas Furnace - Maintenance | A | Cumulative Summer Peak Savings (MW) | Achievable Economic TRC Potential | 0 | 0 | 0 | 0 | 0 | 0 | 0 | 0 | 0 | 0 | 0 | 0 | 0 | 0 | 0 | 0 | 0 | 0 | 0 | 0 | 0 | 0
F12_Industrial_Stone, Clay, and Glass_New_Space Heating_Natural Gas_Gas Furnace - Maintenance_A_Achievable Economic TRC Potential | F12 | Industrial | Stone, Clay, and Glass | New | Space Heating | Natural Gas | Gas Furnace - Maintenance | A | Cumulative Winter Peak Savings (MW) | Achievable Economic TRC Potential | 0 | 0 | 0 | 0 | 0 | 0 | 0 | 0 | 0 | 0 | 0 | 0 | 0 | 0 | 0 | 0 | 0 | 0 | 0 | 0 | 0 | 0
F13_Industrial_Stone, Clay, and Glass_New_Space Heating_Natural Gas_Gas Furnace - Maintenance_A_Achievable Economic TRC Potential | F13 | Industrial | Stone, Clay, and Glass | New | Space Heating | Natural Gas | Gas Furnace - Maintenance | A | Purchases (Incremental) | Achievable Economic TRC Potential | 0 | 0 | 0 | 0 | 0 | 0 | 0 | 0 | 0 | 0 | 0 | 0 | 0 | 0 | 0 | 0 | 0 | 0 | 0 | 0 | 0 | 0
F14_Industrial_Stone, Clay, and Glass_New_Space Heating_Natural Gas_Gas Furnace - Maintenance_A_Achievable Economic TRC Potential | F14 | Industrial | Stone, Clay, and Glass | New | Space Heating | Natural Gas | Gas Furnace - Maintenance | A | Purchases (Cumulative) | Achievable Economic TRC Potential | 0 | 0 | 0 | 0 | 0 | 0 | 0 | 0 | 0 | 0 | 0 | 0 | 0 | 0 | 0 | 0 | 0 | 0 | 0 | 0 | 0 | 0
F1_Industrial_Stone, Clay, and Glass_New_Space Heating_Natural Gas_Gas Boiler - Hot Water Reset_A_Achievable Economic TRC Potential | F1 | Industrial | Stone, Clay, and Glass | New | Space Heating | Natural Gas | Gas Boiler - Hot Water Reset | A | Original Unit Energy Savings (kWh or therms) | Achievable Economic TRC Potential | 0 | 0 | 7.6538 | 7.6538 | 7.6538 | 7.6538 | 7.6538 | 7.6538 | 7.6538 | 7.6538 | 7.6538 | 7.6538 | 7.6538 | 7.6538 | 7.6538 | 7.6538 | 7.6538 | 7.6538 | 7.6538 | 7.6538 | 7.6538 | 7.6538
F2_Industrial_Stone, Clay, and Glass_New_Space Heating_Natural Gas_Gas Boiler - Hot Water Reset_A_Achievable Economic TRC Potential | F2 | Industrial | Stone, Clay, and Glass | New | Space Heating | Natural Gas | Gas Boiler - Hot Water Reset | A | Original Unit Summer Peak Savings (kW) | Achievable Economic TRC Potential | 0 | 0 | 0 | 0 | 0 | 0 | 0 | 0 | 0 | 0 | 0 | 0 | 0 | 0 | 0 | 0 | 0 | 0 | 0 | 0 | 0 | 0
F3_Industrial_Stone, Clay, and Glass_New_Space Heating_Natural Gas_Gas Boiler - Hot Water Reset_A_Achievable Economic TRC Potential | F3 | Industrial | Stone, Clay, and Glass | New | Space Heating | Natural Gas | Gas Boiler - Hot Water Reset | A | Original Unit Winter Peak Savings (kW) | Achievable Economic TRC Potential | 0 | 0 | 0 | 0 | 0 | 0 | 0 | 0 | 0 | 0 | 0 | 0 | 0 | 0 | 0 | 0 | 0 | 0 | 0 | 0 | 0 | 0
F4_Industrial_Stone, Clay, and Glass_New_Space Heating_Natural Gas_Gas Boiler - Hot Water Reset_A_Achievable Economic TRC Potential | F4 | Industrial | Stone, Clay, and Glass | New | Space Heating | Natural Gas | Gas Boiler - Hot Water Reset | A | Standalone Impact on Baseline Energy (%) | Achievable Economic TRC Potential | 0% | 0% | 0.001242% | 0.002237% | 0.003435% | 0.004739% | 0.006588% | 0.008606% | 0.01078% | 0.01278% | 0.01482% | 0.01621% | 0.01701% | 0.01698% | 0.01688% | 0.01625% | 0.0155% | 0.0146% | 0.01404% | 0.01339% | 0.01282% | 0.0123%
F5_Industrial_Stone, Clay, and Glass_New_Space Heating_Natural Gas_Gas Boiler - Hot Water Reset_A_Achievable Economic TRC Potential | F5 | Industrial | Stone, Clay, and Glass | New | Space Heating | Natural Gas | Gas Boiler - Hot Water Reset | A | Standalone Impact on Baseline Summer Peak (%) | Achievable Economic TRC Potential | bar: 2019 to 2040
F6_Industrial_Stone, Clay, and Glass_New_Space Heating_Natural Gas_Gas Boiler - Hot Water Reset_A_Achievable Economic TRC Potential | F6 | Industrial | Stone, Clay, and Glass | New | Space Heating | Natural Gas | Gas Boiler - Hot Water Reset | A | Standalone Impact on Baseline Winter Peak (%) | Achievable Economic TRC Potential | bar: 2019 to 2040
F7_Industrial_Stone, Clay, and Glass_New_Space Heating_Natural Gas_Gas Boiler - Hot Water Reset_A_Achievable Economic TRC Potential | F7 | Industrial | Stone, Clay, and Glass | New | Space Heating | Natural Gas | Gas Boiler - Hot Water Reset | A | Incremental Energy Savings (MWh or mTherms) | Achievable Economic TRC Potential | 0 | 0 | 0.0013188 | 0.0028259 | 0.004931 | 0.0076406 | 0.010032 | 0.013515 | 0.016761 | 0.019347 | 0.019793 | 0.018557 | 0.015539 | 0.011188 | 0.0068531 | 0.0035083 | 0.0015725 | 0.00060914 | 0.0013188 | 0.0028259 | 0.004931 | 0.0076406
F8_Industrial_Stone, Clay, and Glass_New_Space Heating_Natural Gas_Gas Boiler - Hot Water Reset_A_Achievable Economic TRC Potential | F8 | Industrial | Stone, Clay, and Glass | New | Space Heating | Natural Gas | Gas Boiler - Hot Water Reset | A | Incremental Summer Peak Savings (MW) | Achievable Economic TRC Potential | 0 | 0 | 0 | 0 | 0 | 0 | 0 | 0 | 0 | 0 | 0 | 0 | 0 | 0 | 0 | 0 | 0 | 0 | 0 | 0 | 0 | 0
F9_Industrial_Stone, Clay, and Glass_New_Space Heating_Natural Gas_Gas Boiler - Hot Water Reset_A_Achievable Economic TRC Potential | F9 | Industrial | Stone, Clay, and Glass | New | Space Heating | Natural Gas | Gas Boiler - Hot Water Reset | A | Incremental Winter Peak Savings (MW) | Achievable Economic TRC Potential | 0 | 0 | 0 | 0 | 0 | 0 | 0 | 0 | 0 | 0 | 0 | 0 | 0 | 0 | 0 | 0 | 0 | 0 | 0 | 0 | 0 | 0
F10_Industrial_Stone, Clay, and Glass_New_Space Heating_Natural Gas_Gas Boiler - Hot Water Reset_A_Achievable Economic TRC Potential | F10 | Industrial | Stone, Clay, and Glass | New | Space Heating | Natural Gas | Gas Boiler - Hot Water Reset | A | Cumulative Energy Savings (MWh or mTherms) | Achievable Economic TRC Potential | 0 | 0 | 0.0013188 | 0.0041447 | 0.0090757 | 0.016716 | 0.026748 | 0.040263 | 0.057024 | 0.076371 | 0.096164 | 0.11472 | 0.13026 | 0.14145 | 0.1483 | 0.15181 | 0.15338 | 0.15399 | 0.15399 | 0.15399 | 0.15399 | 0.15399
F11_Industrial_Stone, Clay, and Glass_New_Space Heating_Natural Gas_Gas Boiler - Hot Water Reset_A_Achievable Economic TRC Potential | F11 | Industrial | Stone, Clay, and Glass | New | Space Heating | Natural Gas | Gas Boiler - Hot Water Reset | A | Cumulative Summer Peak Savings (MW) | Achievable Economic TRC Potential | 0 | 0 | 0 | 0 | 0 | 0 | 0 | 0 | 0 | 0 | 0 | 0 | 0 | 0 | 0 | 0 | 0 | 0 | 0 | 0 | 0 | 0
F12_Industrial_Stone, Clay, and Glass_New_Space Heating_Natural Gas_Gas Boiler - Hot Water Reset_A_Achievable Economic TRC Potential | F12 | Industrial | Stone, Clay, and Glass | New | Space Heating | Natural Gas | Gas Boiler - Hot Water Reset | A | Cumulative Winter Peak Savings (MW) | Achievable Economic TRC Potential | 0 | 0 | 0 | 0 | 0 | 0 | 0 | 0 | 0 | 0 | 0 | 0 | 0 | 0 | 0 | 0 | 0 | 0 | 0 | 0 | 0 | 0
F13_Industrial_Stone, Clay, and Glass_New_Space Heating_Natural Gas_Gas Boiler - Hot Water Reset_A_Achievable Economic TRC Potential | F13 | Industrial | Stone, Clay, and Glass | New | Space Heating | Natural Gas | Gas Boiler - Hot Water Reset | A | Purchases (Incremental) | Achievable Economic TRC Potential | 0 | 0 | 0.1723 | 0.36921 | 0.64426 | 0.99828 | 1.3107 | 1.7658 | 2.1899 | 2.5278 | 2.5861 | 2.4246 | 2.0302 | 1.4618 | 0.89538 | 0.45837 | 0.20545 | 0.079586 | 0.1723 | 0.36921 | 0.64426 | 0.99828
F14_Industrial_Stone, Clay, and Glass_New_Space Heating_Natural Gas_Gas Boiler - Hot Water Reset_A_Achievable Economic TRC Potential | F14 | Industrial | Stone, Clay, and Glass | New | Space Heating | Natural Gas | Gas Boiler - Hot Water Reset | A | Purchases (Cumulative) | Achievable Economic TRC Potential | 0 | 0 | 0.1723 | 0.54152 | 1.1858 | 2.1841 | 3.4947 | 5.2605 | 7.4504 | 9.9782 | 12.5642 | 14.9888 | 17.019 | 18.4808 | 19.3762 | 19.8345 | 20.04 | 20.1196 | 20.1196 | 20.1196 | 20.1196 | 20.1196
F1_Industrial_Stone, Clay, and Glass_New_Process_Natural Gas_Gas Boiler - Hot Water Reset_A_Achievable Economic TRC Potential | F1 | Industrial | Stone, Clay, and Glass | New | Process | Natural Gas | Gas Boiler - Hot Water Reset | A | Original Unit Energy Savings (kWh or therms) | Achievable Economic TRC Potential | 0 | 0 | 7.6538 | 7.6538 | 7.6538 | 7.6538 | 7.6538 | 7.6538 | 7.6538 | 7.6538 | 7.6538 | 7.6538 | 7.6538 | 7.6538 | 7.6538 | 7.6538 | 7.6538 | 7.6538 | 7.6538 | 7.6538 | 7.6538 | 7.6538
F2_Industrial_Stone, Clay, and Glass_New_Process_Natural Gas_Gas Boiler - Hot Water Reset_A_Achievable Economic TRC Potential | F2 | Industrial | Stone, Clay, and Glass | New | Process | Natural Gas | Gas Boiler - Hot Water Reset | A | Original Unit Summer Peak Savings (kW) | Achievable Economic TRC Potential | 0 | 0 | 0 | 0 | 0 | 0 | 0 | 0 | 0 | 0 | 0 | 0 | 0 | 0 | 0 | 0 | 0 | 0 | 0 | 0 | 0 | 0
F3_Industrial_Stone, Clay, and Glass_New_Process_Natural Gas_Gas Boiler - Hot Water Reset_A_Achievable Economic TRC Potential | F3 | Industrial | Stone, Clay, and Glass | New | Process | Natural Gas | Gas Boiler - Hot Water Reset | A | Original Unit Winter Peak Savings (kW) | Achievable Economic TRC Potential | 0 | 0 | 0 | 0 | 0 | 0 | 0 | 0 | 0 | 0 | 0 | 0 | 0 | 0 | 0 | 0 | 0 | 0 | 0 | 0 | 0 | 0
F4_Industrial_Stone, Clay, and Glass_New_Process_Natural Gas_Gas Boiler - Hot Water Reset_A_Achievable Economic TRC Potential | F4 | Industrial | Stone, Clay, and Glass | New | Process | Natural Gas | Gas Boiler - Hot Water Reset | A | Standalone Impact on Baseline Energy (%) | Achievable Economic TRC Potential | 0% | 0% | 0.001242% | 0.002237% | 0.003435% | 0.004739% | 0.006588% | 0.008606% | 0.01078% | 0.01278% | 0.01482% | 0.01621% | 0.01701% | 0.01698% | 0.01688% | 0.01625% | 0.0155% | 0.0146% | 0.01404% | 0.01339% | 0.01282% | 0.0123%
F5_Industrial_Stone, Clay, and Glass_New_Process_Natural Gas_Gas Boiler - Hot Water Reset_A_Achievable Economic TRC Potential | F5 | Industrial | Stone, Clay, and Glass | New | Process | Natural Gas | Gas Boiler - Hot Water Reset | A | Standalone Impact on Baseline Summer Peak (%) | Achievable Economic TRC Potential | bar: 2019 to 2040
F6_Industrial_Stone, Clay, and Glass_New_Process_Natural Gas_Gas Boiler - Hot Water Reset_A_Achievable Economic TRC Potential | F6 | Industrial | Stone, Clay, and Glass | New | Process | Natural Gas | Gas Boiler - Hot Water Reset | A | Standalone Impact on Baseline Winter Peak (%) | Achievable Economic TRC Potential | bar: 2019 to 2040
F7_Industrial_Stone, Clay, and Glass_New_Process_Natural Gas_Gas Boiler - Hot Water Reset_A_Achievable Economic TRC Potential | F7 | Industrial | Stone, Clay, and Glass | New | Process | Natural Gas | Gas Boiler - Hot Water Reset | A | Incremental Energy Savings (MWh or mTherms) | Achievable Economic TRC Potential | 0 | 0 | 0.0013188 | 0.0028259 | 0.004931 | 0.0076406 | 0.010032 | 0.013515 | 0.016761 | 0.019347 | 0.019793 | 0.018557 | 0.015539 | 0.011188 | 0.0068531 | 0.0035083 | 0.0015725 | 0.00060914 | 0.0013188 | 0.0028259 | 0.004931 | 0.0076406
F8_Industrial_Stone, Clay, and Glass_New_Process_Natural Gas_Gas Boiler - Hot Water Reset_A_Achievable Economic TRC Potential | F8 | Industrial | Stone, Clay, and Glass | New | Process | Natural Gas | Gas Boiler - Hot Water Reset | A | Incremental Summer Peak Savings (MW) | Achievable Economic TRC Potential | 0 | 0 | 0 | 0 | 0 | 0 | 0 | 0 | 0 | 0 | 0 | 0 | 0 | 0 | 0 | 0 | 0 | 0 | 0 | 0 | 0 | 0
F9_Industrial_Stone, Clay, and Glass_New_Process_Natural Gas_Gas Boiler - Hot Water Reset_A_Achievable Economic TRC Potential | F9 | Industrial | Stone, Clay, and Glass | New | Process | Natural Gas | Gas Boiler - Hot Water Reset | A | Incremental Winter Peak Savings (MW) | Achievable Economic TRC Potential | 0 | 0 | 0 | 0 | 0 | 0 | 0 | 0 | 0 | 0 | 0 | 0 | 0 | 0 | 0 | 0 | 0 | 0 | 0 | 0 | 0 | 0
F10_Industrial_Stone, Clay, and Glass_New_Process_Natural Gas_Gas Boiler - Hot Water Reset_A_Achievable Economic TRC Potential | F10 | Industrial | Stone, Clay, and Glass | New | Process | Natural Gas | Gas Boiler - Hot Water Reset | A | Cumulative Energy Savings (MWh or mTherms) | Achievable Economic TRC Potential | 0 | 0 | 0.0013188 | 0.0041447 | 0.0090757 | 0.016716 | 0.026748 | 0.040263 | 0.057024 | 0.076371 | 0.096164 | 0.11472 | 0.13026 | 0.14145 | 0.1483 | 0.15181 | 0.15338 | 0.15399 | 0.15399 | 0.15399 | 0.15399 | 0.15399
F11_Industrial_Stone, Clay, and Glass_New_Process_Natural Gas_Gas Boiler - Hot Water Reset_A_Achievable Economic TRC Potential | F11 | Industrial | Stone, Clay, and Glass | New | Process | Natural Gas | Gas Boiler - Hot Water Reset | A | Cumulative Summer Peak Savings (MW) | Achievable Economic TRC Potential | 0 | 0 | 0 | 0 | 0 | 0 | 0 | 0 | 0 | 0 | 0 | 0 | 0 | 0 | 0 | 0 | 0 | 0 | 0 | 0 | 0 | 0
F12_Industrial_Stone, Clay, and Glass_New_Process_Natural Gas_Gas Boiler - Hot Water Reset_A_Achievable Economic TRC Potential | F12 | Industrial | Stone, Clay, and Glass | New | Process | Natural Gas | Gas Boiler - Hot Water Reset | A | Cumulative Winter Peak Savings (MW) | Achievable Economic TRC Potential | 0 | 0 | 0 | 0 | 0 | 0 | 0 | 0 | 0 | 0 | 0 | 0 | 0 | 0 | 0 | 0 | 0 | 0 | 0 | 0 | 0 | 0
F13_Industrial_Stone, Clay, and Glass_New_Process_Natural Gas_Gas Boiler - Hot Water Reset_A_Achievable Economic TRC Potential | F13 | Industrial | Stone, Clay, and Glass | New | Process | Natural Gas | Gas Boiler - Hot Water Reset | A | Purchases (Incremental) | Achievable Economic TRC Potential | 0 | 0 | 0.1723 | 0.36921 | 0.64426 | 0.99828 | 1.3107 | 1.7658 | 2.1899 | 2.5278 | 2.5861 | 2.4246 | 2.0302 | 1.4618 | 0.89538 | 0.45837 | 0.20545 | 0.079586 | 0.1723 | 0.36921 | 0.64426 | 0.99828
F14_Industrial_Stone, Clay, and Glass_New_Process_Natural Gas_Gas Boiler - Hot Water Reset_A_Achievable Economic TRC Potential | F14 | Industrial | Stone, Clay, and Glass | New | Process | Natural Gas | Gas Boiler - Hot Water Reset | A | Purchases (Cumulative) | Achievable Economic TRC Potential | 0 | 0 | 0.1723 | 0.54152 | 1.1858 | 2.1841 | 3.4947 | 5.2605 | 7.4504 | 9.9782 | 12.5642 | 14.9888 | 17.019 | 18.4808 | 19.3762 | 19.8345 | 20.04 | 20.1196 | 20.1196 | 20.1196 | 20.1196 | 20.1196
F1_Industrial_Stone, Clay, and Glass_New_Space Heating_Natural Gas_Steam Trap Maintenance_A_Achievable Economic TRC Potential | F1 | Industrial | Stone, Clay, and Glass | New | Space Heating | Natural Gas | Steam Trap Maintenance | A | Original Unit Energy Savings (kWh or therms) | Achievable Economic TRC Potential | 0 | 0 | 8.7139 | 8.7139 | 8.7139 | 8.7139 | 8.7139 | 8.7139 | 8.7139 | 8.7139 | 8.7139 | 8.7139 | 8.7139 | 8.7139 | 8.7139 | 8.7139 | 8.7139 | 8.7139 | 8.7139 | 8.7139 | 8.7139 | 8.7139
F2_Industrial_Stone, Clay, and Glass_New_Space Heating_Natural Gas_Steam Trap Maintenance_A_Achievable Economic TRC Potential | F2 | Industrial | Stone, Clay, and Glass | New | Space Heating | Natural Gas | Steam Trap Maintenance | A | Original Unit Summer Peak Savings (kW) | Achievable Economic TRC Potential | 0 | 0 | 0 | 0 | 0 | 0 | 0 | 0 | 0 | 0 | 0 | 0 | 0 | 0 | 0 | 0 | 0 | 0 | 0 | 0 | 0 | 0
F3_Industrial_Stone, Clay, and Glass_New_Space Heating_Natural Gas_Steam Trap Maintenance_A_Achievable Economic TRC Potential | F3 | Industrial | Stone, Clay, and Glass | New | Space Heating | Natural Gas | Steam Trap Maintenance | A | Original Unit Winter Peak Savings (kW) | Achievable Economic TRC Potential | 0 | 0 | 0 | 0 | 0 | 0 | 0 | 0 | 0 | 0 | 0 | 0 | 0 | 0 | 0 | 0 | 0 | 0 | 0 | 0 | 0 | 0
F4_Industrial_Stone, Clay, and Glass_New_Space Heating_Natural Gas_Steam Trap Maintenance_A_Achievable Economic TRC Potential | F4 | Industrial | Stone, Clay, and Glass | New | Space Heating | Natural Gas | Steam Trap Maintenance | A | Standalone Impact on Baseline Energy (%) | Achievable Economic TRC Potential | bar: 2019 to 2040
F5_Industrial_Stone, Clay, and Glass_New_Space Heating_Natural Gas_Steam Trap Maintenance_A_Achievable Economic TRC Potential | F5 | Industrial | Stone, Clay, and Glass | New | Space Heating | Natural Gas | Steam Trap Maintenance | A | Standalone Impact on Baseline Summer Peak (%) | Achievable Economic TRC Potential | bar: 2019 to 2040
F6_Industrial_Stone, Clay, and Glass_New_Space Heating_Natural Gas_Steam Trap Maintenance_A_Achievable Economic TRC Potential | F6 | Industrial | Stone, Clay, and Glass | New | Space Heating | Natural Gas | Steam Trap Maintenance | A | Standalone Impact on Baseline Winter Peak (%) | Achievable Economic TRC Potential | bar: 2019 to 2040
F7_Industrial_Stone, Clay, and Glass_New_Space Heating_Natural Gas_Steam Trap Maintenance_A_Achievable Economic TRC Potential | F7 | Industrial | Stone, Clay, and Glass | New | Space Heating | Natural Gas | Steam Trap Maintenance | A | Incremental Energy Savings (MWh or mTherms) | Achievable Economic TRC Potential | 0 | 0 | 0 | 0 | 0 | 0 | 0 | 0 | 0 | 0 | 0 | 0 | 0 | 0 | 0 | 0 | 0 | 0 | 0 | 0 | 0 | 0
F8_Industrial_Stone, Clay, and Glass_New_Space Heating_Natural Gas_Steam Trap Maintenance_A_Achievable Economic TRC Potential | F8 | Industrial | Stone, Clay, and Glass | New | Space Heating | Natural Gas | Steam Trap Maintenance | A | Incremental Summer Peak Savings (MW) | Achievable Economic TRC Potential | 0 | 0 | 0 | 0 | 0 | 0 | 0 | 0 | 0 | 0 | 0 | 0 | 0 | 0 | 0 | 0 | 0 | 0 | 0 | 0 | 0 | 0
F9_Industrial_Stone, Clay, and Glass_New_Space Heating_Natural Gas_Steam Trap Maintenance_A_Achievable Economic TRC Potential | F9 | Industrial | Stone, Clay, and Glass | New | Space Heating | Natural Gas | Steam Trap Maintenance | A | Incremental Winter Peak Savings (MW) | Achievable Economic TRC Potential | 0 | 0 | 0 | 0 | 0 | 0 | 0 | 0 | 0 | 0 | 0 | 0 | 0 | 0 | 0 | 0 | 0 | 0 | 0 | 0 | 0 | 0
F10_Industrial_Stone, Clay, and Glass_New_Space Heating_Natural Gas_Steam Trap Maintenance_A_Achievable Economic TRC Potential | F10 | Industrial | Stone, Clay, and Glass | New | Space Heating | Natural Gas | Steam Trap Maintenance | A | Cumulative Energy Savings (MWh or mTherms) | Achievable Economic TRC Potential | 0 | 0 | 0 | 0 | 0 | 0 | 0 | 0 | 0 | 0 | 0 | 0 | 0 | 0 | 0 | 0 | 0 | 0 | 0 | 0 | 0 | 0
F11_Industrial_Stone, Clay, and Glass_New_Space Heating_Natural Gas_Steam Trap Maintenance_A_Achievable Economic TRC Potential | F11 | Industrial | Stone, Clay, and Glass | New | Space Heating | Natural Gas | Steam Trap Maintenance | A | Cumulative Summer Peak Savings (MW) | Achievable Economic TRC Potential | 0 | 0 | 0 | 0 | 0 | 0 | 0 | 0 | 0 | 0 | 0 | 0 | 0 | 0 | 0 | 0 | 0 | 0 | 0 | 0 | 0 | 0
F12_Industrial_Stone, Clay, and Glass_New_Space Heating_Natural Gas_Steam Trap Maintenance_A_Achievable Economic TRC Potential | F12 | Industrial | Stone, Clay, and Glass | New | Space Heating | Natural Gas | Steam Trap Maintenance | A | Cumulative Winter Peak Savings (MW) | Achievable Economic TRC Potential | 0 | 0 | 0 | 0 | 0 | 0 | 0 | 0 | 0 | 0 | 0 | 0 | 0 | 0 | 0 | 0 | 0 | 0 | 0 | 0 | 0 | 0
F13_Industrial_Stone, Clay, and Glass_New_Space Heating_Natural Gas_Steam Trap Maintenance_A_Achievable Economic TRC Potential | F13 | Industrial | Stone, Clay, and Glass | New | Space Heating | Natural Gas | Steam Trap Maintenance | A | Purchases (Incremental) | Achievable Economic TRC Potential | 0 | 0 | 0 | 0 | 0 | 0 | 0 | 0 | 0 | 0 | 0 | 0 | 0 | 0 | 0 | 0 | 0 | 0 | 0 | 0 | 0 | 0
F14_Industrial_Stone, Clay, and Glass_New_Space Heating_Natural Gas_Steam Trap Maintenance_A_Achievable Economic TRC Potential | F14 | Industrial | Stone, Clay, and Glass | New | Space Heating | Natural Gas | Steam Trap Maintenance | A | Purchases (Cumulative) | Achievable Economic TRC Potential | 0 | 0 | 0 | 0 | 0 | 0 | 0 | 0 | 0 | 0 | 0 | 0 | 0 | 0 | 0 | 0 | 0 | 0 | 0 | 0 | 0 | 0
F1_Industrial_Stone, Clay, and Glass_New_Process_Natural Gas_Steam Trap Maintenance_A_Achievable Economic TRC Potential | F1 | Industrial | Stone, Clay, and Glass | New | Process | Natural Gas | Steam Trap Maintenance | A | Original Unit Energy Savings (kWh or therms) | Achievable Economic TRC Potential | 0 | 0 | 5.4079 | 5.4079 | 5.4079 | 5.4079 | 5.4079 | 5.4079 | 5.4079 | 5.4079 | 5.4079 | 5.4079 | 5.4079 | 5.4079 | 5.4079 | 5.4079 | 5.4079 | 5.4079 | 5.4079 | 5.4079 | 5.4079 | 5.4079
F2_Industrial_Stone, Clay, and Glass_New_Process_Natural Gas_Steam Trap Maintenance_A_Achievable Economic TRC Potential | F2 | Industrial | Stone, Clay, and Glass | New | Process | Natural Gas | Steam Trap Maintenance | A | Original Unit Summer Peak Savings (kW) | Achievable Economic TRC Potential | 0 | 0 | 0 | 0 | 0 | 0 | 0 | 0 | 0 | 0 | 0 | 0 | 0 | 0 | 0 | 0 | 0 | 0 | 0 | 0 | 0 | 0
F3_Industrial_Stone, Clay, and Glass_New_Process_Natural Gas_Steam Trap Maintenance_A_Achievable Economic TRC Potential | F3 | Industrial | Stone, Clay, and Glass | New | Process | Natural Gas | Steam Trap Maintenance | A | Original Unit Winter Peak Savings (kW) | Achievable Economic TRC Potential | 0 | 0 | 0 | 0 | 0 | 0 | 0 | 0 | 0 | 0 | 0 | 0 | 0 | 0 | 0 | 0 | 0 | 0 | 0 | 0 | 0 | 0
F4_Industrial_Stone, Clay, and Glass_New_Process_Natural Gas_Steam Trap Maintenance_A_Achievable Economic TRC Potential | F4 | Industrial | Stone, Clay, and Glass | New | Process | Natural Gas | Steam Trap Maintenance | A | Standalone Impact on Baseline Energy (%) | Achievable Economic TRC Potential | bar: 2019 to 2040
F5_Industrial_Stone, Clay, and Glass_New_Process_Natural Gas_Steam Trap Maintenance_A_Achievable Economic TRC Potential | F5 | Industrial | Stone, Clay, and Glass | New | Process | Natural Gas | Steam Trap Maintenance | A | Standalone Impact on Baseline Summer Peak (%) | Achievable Economic TRC Potential | bar: 2019 to 2040
F6_Industrial_Stone, Clay, and Glass_New_Process_Natural Gas_Steam Trap Maintenance_A_Achievable Economic TRC Potential | F6 | Industrial | Stone, Clay, and Glass | New | Process | Natural Gas | Steam Trap Maintenance | A | Standalone Impact on Baseline Winter Peak (%) | Achievable Economic TRC Potential | bar: 2019 to 2040
F7_Industrial_Stone, Clay, and Glass_New_Process_Natural Gas_Steam Trap Maintenance_A_Achievable Economic TRC Potential | F7 | Industrial | Stone, Clay, and Glass | New | Process | Natural Gas | Steam Trap Maintenance | A | Incremental Energy Savings (MWh or mTherms) | Achievable Economic TRC Potential | 0 | 0 | 0 | 0 | 0 | 0 | 0 | 0 | 0 | 0 | 0 | 0 | 0 | 0 | 0 | 0 | 0 | 0 | 0 | 0 | 0 | 0
F8_Industrial_Stone, Clay, and Glass_New_Process_Natural Gas_Steam Trap Maintenance_A_Achievable Economic TRC Potential | F8 | Industrial | Stone, Clay, and Glass | New | Process | Natural Gas | Steam Trap Maintenance | A | Incremental Summer Peak Savings (MW) | Achievable Economic TRC Potential | 0 | 0 | 0 | 0 | 0 | 0 | 0 | 0 | 0 | 0 | 0 | 0 | 0 | 0 | 0 | 0 | 0 | 0 | 0 | 0 | 0 | 0
F9_Industrial_Stone, Clay, and Glass_New_Process_Natural Gas_Steam Trap Maintenance_A_Achievable Economic TRC Potential | F9 | Industrial | Stone, Clay, and Glass | New | Process | Natural Gas | Steam Trap Maintenance | A | Incremental Winter Peak Savings (MW) | Achievable Economic TRC Potential | 0 | 0 | 0 | 0 | 0 | 0 | 0 | 0 | 0 | 0 | 0 | 0 | 0 | 0 | 0 | 0 | 0 | 0 | 0 | 0 | 0 | 0
F10_Industrial_Stone, Clay, and Glass_New_Process_Natural Gas_Steam Trap Maintenance_A_Achievable Economic TRC Potential | F10 | Industrial | Stone, Clay, and Glass | New | Process | Natural Gas | Steam Trap Maintenance | A | Cumulative Energy Savings (MWh or mTherms) | Achievable Economic TRC Potential | 0 | 0 | 0 | 0 | 0 | 0 | 0 | 0 | 0 | 0 | 0 | 0 | 0 | 0 | 0 | 0 | 0 | 0 | 0 | 0 | 0 | 0
F11_Industrial_Stone, Clay, and Glass_New_Process_Natural Gas_Steam Trap Maintenance_A_Achievable Economic TRC Potential | F11 | Industrial | Stone, Clay, and Glass | New | Process | Natural Gas | Steam Trap Maintenance | A | Cumulative Summer Peak Savings (MW) | Achievable Economic TRC Potential | 0 | 0 | 0 | 0 | 0 | 0 | 0 | 0 | 0 | 0 | 0 | 0 | 0 | 0 | 0 | 0 | 0 | 0 | 0 | 0 | 0 | 0
F12_Industrial_Stone, Clay, and Glass_New_Process_Natural Gas_Steam Trap Maintenance_A_Achievable Economic TRC Potential | F12 | Industrial | Stone, Clay, and Glass | New | Process | Natural Gas | Steam Trap Maintenance | A | Cumulative Winter Peak Savings (MW) | Achievable Economic TRC Potential | 0 | 0 | 0 | 0 | 0 | 0 | 0 | 0 | 0 | 0 | 0 | 0 | 0 | 0 | 0 | 0 | 0 | 0 | 0 | 0 | 0 | 0
F13_Industrial_Stone, Clay, and Glass_New_Process_Natural Gas_Steam Trap Maintenance_A_Achievable Economic TRC Potential | F13 | Industrial | Stone, Clay, and Glass | New | Process | Natural Gas | Steam Trap Maintenance | A | Purchases (Incremental) | Achievable Economic TRC Potential | 0 | 0 | 0 | 0 | 0 | 0 | 0 | 0 | 0 | 0 | 0 | 0 | 0 | 0 | 0 | 0 | 0 | 0 | 0 | 0 | 0 | 0
F14_Industrial_Stone, Clay, and Glass_New_Process_Natural Gas_Steam Trap Maintenance_A_Achievable Economic TRC Potential | F14 | Industrial | Stone, Clay, and Glass | New | Process | Natural Gas | Steam Trap Maintenance | A | Purchases (Cumulative) | Achievable Economic TRC Potential | 0 | 0 | 0 | 0 | 0 | 0 | 0 | 0 | 0 | 0 | 0 | 0 | 0 | 0 | 0 | 0 | 0 | 0 | 0 | 0 | 0 | 0
F1_Industrial_Stone, Clay, and Glass_New_Space Heating_Natural Gas_Gas Boiler - High Turndown_A_Achievable Economic TRC Potential | F1 | Industrial | Stone, Clay, and Glass | New | Space Heating | Natural Gas | Gas Boiler - High Turndown | A | Original Unit Energy Savings (kWh or therms) | Achievable Economic TRC Potential | 0 | 0 | 9.2496 | 9.2496 | 9.2496 | 9.2496 | 9.2496 | 9.2496 | 9.2496 | 9.2496 | 9.2496 | 9.2496 | 9.2496 | 9.2496 | 9.2496 | 9.2496 | 9.2496 | 9.2496 | 9.2496 | 9.2496 | 9.2496 | 9.2496
F2_Industrial_Stone, Clay, and Glass_New_Space Heating_Natural Gas_Gas Boiler - High Turndown_A_Achievable Economic TRC Potential | F2 | Industrial | Stone, Clay, and Glass | New | Space Heating | Natural Gas | Gas Boiler - High Turndown | A | Original Unit Summer Peak Savings (kW) | Achievable Economic TRC Potential | 0 | 0 | 0 | 0 | 0 | 0 | 0 | 0 | 0 | 0 | 0 | 0 | 0 | 0 | 0 | 0 | 0 | 0 | 0 | 0 | 0 | 0
F3_Industrial_Stone, Clay, and Glass_New_Space Heating_Natural Gas_Gas Boiler - High Turndown_A_Achievable Economic TRC Potential | F3 | Industrial | Stone, Clay, and Glass | New | Space Heating | Natural Gas | Gas Boiler - High Turndown | A | Original Unit Winter Peak Savings (kW) | Achievable Economic TRC Potential | 0 | 0 | 0 | 0 | 0 | 0 | 0 | 0 | 0 | 0 | 0 | 0 | 0 | 0 | 0 | 0 | 0 | 0 | 0 | 0 | 0 | 0
F4_Industrial_Stone, Clay, and Glass_New_Space Heating_Natural Gas_Gas Boiler - High Turndown_A_Achievable Economic TRC Potential | F4 | Industrial | Stone, Clay, and Glass | New | Space Heating | Natural Gas | Gas Boiler - High Turndown | A | Standalone Impact on Baseline Energy (%) | Achievable Economic TRC Potential | bar: 2019 to 2040
F5_Industrial_Stone, Clay, and Glass_New_Space Heating_Natural Gas_Gas Boiler - High Turndown_A_Achievable Economic TRC Potential | F5 | Industrial | Stone, Clay, and Glass | New | Space Heating | Natural Gas | Gas Boiler - High Turndown | A | Standalone Impact on Baseline Summer Peak (%) | Achievable Economic TRC Potential | bar: 2019 to 2040
F6_Industrial_Stone, Clay, and Glass_New_Space Heating_Natural Gas_Gas Boiler - High Turndown_A_Achievable Economic TRC Potential | F6 | Industrial | Stone, Clay, and Glass | New | Space Heating | Natural Gas | Gas Boiler - High Turndown | A | Standalone Impact on Baseline Winter Peak (%) | Achievable Economic TRC Potential | bar: 2019 to 2040
F7_Industrial_Stone, Clay, and Glass_New_Space Heating_Natural Gas_Gas Boiler - High Turndown_A_Achievable Economic TRC Potential | F7 | Industrial | Stone, Clay, and Glass | New | Space Heating | Natural Gas | Gas Boiler - High Turndown | A | Incremental Energy Savings (MWh or mTherms) | Achievable Economic TRC Potential | 0 | 0 | 0 | 0 | 0 | 0 | 0 | 0 | 0 | 0 | 0 | 0 | 0 | 0 | 0 | 0 | 0 | 0 | 0 | 0 | 0 | 0
F8_Industrial_Stone, Clay, and Glass_New_Space Heating_Natural Gas_Gas Boiler - High Turndown_A_Achievable Economic TRC Potential | F8 | Industrial | Stone, Clay, and Glass | New | Space Heating | Natural Gas | Gas Boiler - High Turndown | A | Incremental Summer Peak Savings (MW) | Achievable Economic TRC Potential | 0 | 0 | 0 | 0 | 0 | 0 | 0 | 0 | 0 | 0 | 0 | 0 | 0 | 0 | 0 | 0 | 0 | 0 | 0 | 0 | 0 | 0
F9_Industrial_Stone, Clay, and Glass_New_Space Heating_Natural Gas_Gas Boiler - High Turndown_A_Achievable Economic TRC Potential | F9 | Industrial | Stone, Clay, and Glass | New | Space Heating | Natural Gas | Gas Boiler - High Turndown | A | Incremental Winter Peak Savings (MW) | Achievable Economic TRC Potential | 0 | 0 | 0 | 0 | 0 | 0 | 0 | 0 | 0 | 0 | 0 | 0 | 0 | 0 | 0 | 0 | 0 | 0 | 0 | 0 | 0 | 0
F10_Industrial_Stone, Clay, and Glass_New_Space Heating_Natural Gas_Gas Boiler - High Turndown_A_Achievable Economic TRC Potential | F10 | Industrial | Stone, Clay, and Glass | New | Space Heating | Natural Gas | Gas Boiler - High Turndown | A | Cumulative Energy Savings (MWh or mTherms) | Achievable Economic TRC Potential | 0 | 0 | 0 | 0 | 0 | 0 | 0 | 0 | 0 | 0 | 0 | 0 | 0 | 0 | 0 | 0 | 0 | 0 | 0 | 0 | 0 | 0
F11_Industrial_Stone, Clay, and Glass_New_Space Heating_Natural Gas_Gas Boiler - High Turndown_A_Achievable Economic TRC Potential | F11 | Industrial | Stone, Clay, and Glass | New | Space Heating | Natural Gas | Gas Boiler - High Turndown | A | Cumulative Summer Peak Savings (MW) | Achievable Economic TRC Potential | 0 | 0 | 0 | 0 | 0 | 0 | 0 | 0 | 0 | 0 | 0 | 0 | 0 | 0 | 0 | 0 | 0 | 0 | 0 | 0 | 0 | 0
F12_Industrial_Stone, Clay, and Glass_New_Space Heating_Natural Gas_Gas Boiler - High Turndown_A_Achievable Economic TRC Potential | F12 | Industrial | Stone, Clay, and Glass | New | Space Heating | Natural Gas | Gas Boiler - High Turndown | A | Cumulative Winter Peak Savings (MW) | Achievable Economic TRC Potential | 0 | 0 | 0 | 0 | 0 | 0 | 0 | 0 | 0 | 0 | 0 | 0 | 0 | 0 | 0 | 0 | 0 | 0 | 0 | 0 | 0 | 0
F13_Industrial_Stone, Clay, and Glass_New_Space Heating_Natural Gas_Gas Boiler - High Turndown_A_Achievable Economic TRC Potential | F13 | Industrial | Stone, Clay, and Glass | New | Space Heating | Natural Gas | Gas Boiler - High Turndown | A | Purchases (Incremental) | Achievable Economic TRC Potential | 0 | 0 | 0 | 0 | 0 | 0 | 0 | 0 | 0 | 0 | 0 | 0 | 0 | 0 | 0 | 0 | 0 | 0 | 0 | 0 | 0 | 0
F14_Industrial_Stone, Clay, and Glass_New_Space Heating_Natural Gas_Gas Boiler - High Turndown_A_Achievable Economic TRC Potential | F14 | Industrial | Stone, Clay, and Glass | New | Space Heating | Natural Gas | Gas Boiler - High Turndown | A | Purchases (Cumulative) | Achievable Economic TRC Potential | 0 | 0 | 0 | 0 | 0 | 0 | 0 | 0 | 0 | 0 | 0 | 0 | 0 | 0 | 0 | 0 | 0 | 0 | 0 | 0 | 0 | 0
F1_Industrial_Stone, Clay, and Glass_New_Process_Natural Gas_Gas Boiler - High Turndown_A_Achievable Economic TRC Potential | F1 | Industrial | Stone, Clay, and Glass | New | Process | Natural Gas | Gas Boiler - High Turndown | A | Original Unit Energy Savings (kWh or therms) | Achievable Economic TRC Potential | 0 | 0 | 5.7404 | 5.7404 | 5.7404 | 5.7404 | 5.7404 | 5.7404 | 5.7404 | 5.7404 | 5.7404 | 5.7404 | 5.7404 | 5.7404 | 5.7404 | 5.7404 | 5.7404 | 5.7404 | 5.7404 | 5.7404 | 5.7404 | 5.7404
F2_Industrial_Stone, Clay, and Glass_New_Process_Natural Gas_Gas Boiler - High Turndown_A_Achievable Economic TRC Potential | F2 | Industrial | Stone, Clay, and Glass | New | Process | Natural Gas | Gas Boiler - High Turndown | A | Original Unit Summer Peak Savings (kW) | Achievable Economic TRC Potential | 0 | 0 | 0 | 0 | 0 | 0 | 0 | 0 | 0 | 0 | 0 | 0 | 0 | 0 | 0 | 0 | 0 | 0 | 0 | 0 | 0 | 0
F3_Industrial_Stone, Clay, and Glass_New_Process_Natural Gas_Gas Boiler - High Turndown_A_Achievable Economic TRC Potential | F3 | Industrial | Stone, Clay, and Glass | New | Process | Natural Gas | Gas Boiler - High Turndown | A | Original Unit Winter Peak Savings (kW) | Achievable Economic TRC Potential | 0 | 0 | 0 | 0 | 0 | 0 | 0 | 0 | 0 | 0 | 0 | 0 | 0 | 0 | 0 | 0 | 0 | 0 | 0 | 0 | 0 | 0
F4_Industrial_Stone, Clay, and Glass_New_Process_Natural Gas_Gas Boiler - High Turndown_A_Achievable Economic TRC Potential | F4 | Industrial | Stone, Clay, and Glass | New | Process | Natural Gas | Gas Boiler - High Turndown | A | Standalone Impact on Baseline Energy (%) | Achievable Economic TRC Potential | bar: 2019 to 2040
F5_Industrial_Stone, Clay, and Glass_New_Process_Natural Gas_Gas Boiler - High Turndown_A_Achievable Economic TRC Potential | F5 | Industrial | Stone, Clay, and Glass | New | Process | Natural Gas | Gas Boiler - High Turndown | A | Standalone Impact on Baseline Summer Peak (%) | Achievable Economic TRC Potential | bar: 2019 to 2040
F6_Industrial_Stone, Clay, and Glass_New_Process_Natural Gas_Gas Boiler - High Turndown_A_Achievable Economic TRC Potential | F6 | Industrial | Stone, Clay, and Glass | New | Process | Natural Gas | Gas Boiler - High Turndown | A | Standalone Impact on Baseline Winter Peak (%) | Achievable Economic TRC Potential | bar: 2019 to 2040
F7_Industrial_Stone, Clay, and Glass_New_Process_Natural Gas_Gas Boiler - High Turndown_A_Achievable Economic TRC Potential | F7 | Industrial | Stone, Clay, and Glass | New | Process | Natural Gas | Gas Boiler - High Turndown | A | Incremental Energy Savings (MWh or mTherms) | Achievable Economic TRC Potential | 0 | 0 | 0 | 0 | 0 | 0 | 0 | 0 | 0 | 0 | 0 | 0 | 0 | 0 | 0 | 0 | 0 | 0 | 0 | 0 | 0 | 0
F8_Industrial_Stone, Clay, and Glass_New_Process_Natural Gas_Gas Boiler - High Turndown_A_Achievable Economic TRC Potential | F8 | Industrial | Stone, Clay, and Glass | New | Process | Natural Gas | Gas Boiler - High Turndown | A | Incremental Summer Peak Savings (MW) | Achievable Economic TRC Potential | 0 | 0 | 0 | 0 | 0 | 0 | 0 | 0 | 0 | 0 | 0 | 0 | 0 | 0 | 0 | 0 | 0 | 0 | 0 | 0 | 0 | 0
F9_Industrial_Stone, Clay, and Glass_New_Process_Natural Gas_Gas Boiler - High Turndown_A_Achievable Economic TRC Potential | F9 | Industrial | Stone, Clay, and Glass | New | Process | Natural Gas | Gas Boiler - High Turndown | A | Incremental Winter Peak Savings (MW) | Achievable Economic TRC Potential | 0 | 0 | 0 | 0 | 0 | 0 | 0 | 0 | 0 | 0 | 0 | 0 | 0 | 0 | 0 | 0 | 0 | 0 | 0 | 0 | 0 | 0
F10_Industrial_Stone, Clay, and Glass_New_Process_Natural Gas_Gas Boiler - High Turndown_A_Achievable Economic TRC Potential | F10 | Industrial | Stone, Clay, and Glass | New | Process | Natural Gas | Gas Boiler - High Turndown | A | Cumulative Energy Savings (MWh or mTherms) | Achievable Economic TRC Potential | 0 | 0 | 0 | 0 | 0 | 0 | 0 | 0 | 0 | 0 | 0 | 0 | 0 | 0 | 0 | 0 | 0 | 0 | 0 | 0 | 0 | 0
F11_Industrial_Stone, Clay, and Glass_New_Process_Natural Gas_Gas Boiler - High Turndown_A_Achievable Economic TRC Potential | F11 | Industrial | Stone, Clay, and Glass | New | Process | Natural Gas | Gas Boiler - High Turndown | A | Cumulative Summer Peak Savings (MW) | Achievable Economic TRC Potential | 0 | 0 | 0 | 0 | 0 | 0 | 0 | 0 | 0 | 0 | 0 | 0 | 0 | 0 | 0 | 0 | 0 | 0 | 0 | 0 | 0 | 0
F12_Industrial_Stone, Clay, and Glass_New_Process_Natural Gas_Gas Boiler - High Turndown_A_Achievable Economic TRC Potential | F12 | Industrial | Stone, Clay, and Glass | New | Process | Natural Gas | Gas Boiler - High Turndown | A | Cumulative Winter Peak Savings (MW) | Achievable Economic TRC Potential | 0 | 0 | 0 | 0 | 0 | 0 | 0 | 0 | 0 | 0 | 0 | 0 | 0 | 0 | 0 | 0 | 0 | 0 | 0 | 0 | 0 | 0
F13_Industrial_Stone, Clay, and Glass_New_Process_Natural Gas_Gas Boiler - High Turndown_A_Achievable Economic TRC Potential | F13 | Industrial | Stone, Clay, and Glass | New | Process | Natural Gas | Gas Boiler - High Turndown | A | Purchases (Incremental) | Achievable Economic TRC Potential | 0 | 0 | 0 | 0 | 0 | 0 | 0 | 0 | 0 | 0 | 0 | 0 | 0 | 0 | 0 | 0 | 0 | 0 | 0 | 0 | 0 | 0
F14_Industrial_Stone, Clay, and Glass_New_Process_Natural Gas_Gas Boiler - High Turndown_A_Achievable Economic TRC Potential | F14 | Industrial | Stone, Clay, and Glass | New | Process | Natural Gas | Gas Boiler - High Turndown | A | Purchases (Cumulative) | Achievable Economic TRC Potential | 0 | 0 | 0 | 0 | 0 | 0 | 0 | 0 | 0 | 0 | 0 | 0 | 0 | 0 | 0 | 0 | 0 | 0 | 0 | 0 | 0 | 0
F1_Industrial_Stone, Clay, and Glass_New_Space Heating_Natural Gas_Gas Boiler - Burner Control Optimization_A_Achievable Economic TRC Potential | F1 | Industrial | Stone, Clay, and Glass | New | Space Heating | Natural Gas | Gas Boiler - Burner Control Optimization | A | Original Unit Energy Savings (kWh or therms) | Achievable Economic TRC Potential | 0 | 0 | 2.6824 | 2.6824 | 2.6824 | 2.6824 | 2.6824 | 2.6824 | 2.6824 | 2.6824 | 2.6824 | 2.6824 | 2.6824 | 2.6824 | 2.6824 | 2.6824 | 2.6824 | 2.6824 | 2.6824 | 2.6824 | 2.6824 | 2.6824
F2_Industrial_Stone, Clay, and Glass_New_Space Heating_Natural Gas_Gas Boiler - Burner Control Optimization_A_Achievable Economic TRC Potential | F2 | Industrial | Stone, Clay, and Glass | New | Space Heating | Natural Gas | Gas Boiler - Burner Control Optimization | A | Original Unit Summer Peak Savings (kW) | Achievable Economic TRC Potential | 0 | 0 | 0 | 0 | 0 | 0 | 0 | 0 | 0 | 0 | 0 | 0 | 0 | 0 | 0 | 0 | 0 | 0 | 0 | 0 | 0 | 0
F3_Industrial_Stone, Clay, and Glass_New_Space Heating_Natural Gas_Gas Boiler - Burner Control Optimization_A_Achievable Economic TRC Potential | F3 | Industrial | Stone, Clay, and Glass | New | Space Heating | Natural Gas | Gas Boiler - Burner Control Optimization | A | Original Unit Winter Peak Savings (kW) | Achievable Economic TRC Potential | 0 | 0 | 0 | 0 | 0 | 0 | 0 | 0 | 0 | 0 | 0 | 0 | 0 | 0 | 0 | 0 | 0 | 0 | 0 | 0 | 0 | 0
F4_Industrial_Stone, Clay, and Glass_New_Space Heating_Natural Gas_Gas Boiler - Burner Control Optimization_A_Achievable Economic TRC Potential | F4 | Industrial | Stone, Clay, and Glass | New | Space Heating | Natural Gas | Gas Boiler - Burner Control Optimization | A | Standalone Impact on Baseline Energy (%) | Achievable Economic TRC Potential | bar: 2019 to 2040
F5_Industrial_Stone, Clay, and Glass_New_Space Heating_Natural Gas_Gas Boiler - Burner Control Optimization_A_Achievable Economic TRC Potential | F5 | Industrial | Stone, Clay, and Glass | New | Space Heating | Natural Gas | Gas Boiler - Burner Control Optimization | A | Standalone Impact on Baseline Summer Peak (%) | Achievable Economic TRC Potential | bar: 2019 to 2040
F6_Industrial_Stone, Clay, and Glass_New_Space Heating_Natural Gas_Gas Boiler - Burner Control Optimization_A_Achievable Economic TRC Potential | F6 | Industrial | Stone, Clay, and Glass | New | Space Heating | Natural Gas | Gas Boiler - Burner Control Optimization | A | Standalone Impact on Baseline Winter Peak (%) | Achievable Economic TRC Potential | bar: 2019 to 2040
F7_Industrial_Stone, Clay, and Glass_New_Space Heating_Natural Gas_Gas Boiler - Burner Control Optimization_A_Achievable Economic TRC Potential | F7 | Industrial | Stone, Clay, and Glass | New | Space Heating | Natural Gas | Gas Boiler - Burner Control Optimization | A | Incremental Energy Savings (MWh or mTherms) | Achievable Economic TRC Potential | 0 | 0 | 0 | 0 | 0 | 0 | 0 | 0 | 0 | 0 | 0 | 0 | 0 | 0 | 0 | 0 | 0 | 0 | 0 | 0 | 0 | 0
F8_Industrial_Stone, Clay, and Glass_New_Space Heating_Natural Gas_Gas Boiler - Burner Control Optimization_A_Achievable Economic TRC Potential | F8 | Industrial | Stone, Clay, and Glass | New | Space Heating | Natural Gas | Gas Boiler - Burner Control Optimization | A | Incremental Summer Peak Savings (MW) | Achievable Economic TRC Potential | 0 | 0 | 0 | 0 | 0 | 0 | 0 | 0 | 0 | 0 | 0 | 0 | 0 | 0 | 0 | 0 | 0 | 0 | 0 | 0 | 0 | 0
F9_Industrial_Stone, Clay, and Glass_New_Space Heating_Natural Gas_Gas Boiler - Burner Control Optimization_A_Achievable Economic TRC Potential | F9 | Industrial | Stone, Clay, and Glass | New | Space Heating | Natural Gas | Gas Boiler - Burner Control Optimization | A | Incremental Winter Peak Savings (MW) | Achievable Economic TRC Potential | 0 | 0 | 0 | 0 | 0 | 0 | 0 | 0 | 0 | 0 | 0 | 0 | 0 | 0 | 0 | 0 | 0 | 0 | 0 | 0 | 0 | 0
F10_Industrial_Stone, Clay, and Glass_New_Space Heating_Natural Gas_Gas Boiler - Burner Control Optimization_A_Achievable Economic TRC Potential | F10 | Industrial | Stone, Clay, and Glass | New | Space Heating | Natural Gas | Gas Boiler - Burner Control Optimization | A | Cumulative Energy Savings (MWh or mTherms) | Achievable Economic TRC Potential | 0 | 0 | 0 | 0 | 0 | 0 | 0 | 0 | 0 | 0 | 0 | 0 | 0 | 0 | 0 | 0 | 0 | 0 | 0 | 0 | 0 | 0
F11_Industrial_Stone, Clay, and Glass_New_Space Heating_Natural Gas_Gas Boiler - Burner Control Optimization_A_Achievable Economic TRC Potential | F11 | Industrial | Stone, Clay, and Glass | New | Space Heating | Natural Gas | Gas Boiler - Burner Control Optimization | A | Cumulative Summer Peak Savings (MW) | Achievable Economic TRC Potential | 0 | 0 | 0 | 0 | 0 | 0 | 0 | 0 | 0 | 0 | 0 | 0 | 0 | 0 | 0 | 0 | 0 | 0 | 0 | 0 | 0 | 0
F12_Industrial_Stone, Clay, and Glass_New_Space Heating_Natural Gas_Gas Boiler - Burner Control Optimization_A_Achievable Economic TRC Potential | F12 | Industrial | Stone, Clay, and Glass | New | Space Heating | Natural Gas | Gas Boiler - Burner Control Optimization | A | Cumulative Winter Peak Savings (MW) | Achievable Economic TRC Potential | 0 | 0 | 0 | 0 | 0 | 0 | 0 | 0 | 0 | 0 | 0 | 0 | 0 | 0 | 0 | 0 | 0 | 0 | 0 | 0 | 0 | 0
F13_Industrial_Stone, Clay, and Glass_New_Space Heating_Natural Gas_Gas Boiler - Burner Control Optimization_A_Achievable Economic TRC Potential | F13 | Industrial | Stone, Clay, and Glass | New | Space Heating | Natural Gas | Gas Boiler - Burner Control Optimization | A | Purchases (Incremental) | Achievable Economic TRC Potential | 0 | 0 | 0 | 0 | 0 | 0 | 0 | 0 | 0 | 0 | 0 | 0 | 0 | 0 | 0 | 0 | 0 | 0 | 0 | 0 | 0 | 0
F14_Industrial_Stone, Clay, and Glass_New_Space Heating_Natural Gas_Gas Boiler - Burner Control Optimization_A_Achievable Economic TRC Potential | F14 | Industrial | Stone, Clay, and Glass | New | Space Heating | Natural Gas | Gas Boiler - Burner Control Optimization | A | Purchases (Cumulative) | Achievable Economic TRC Potential | 0 | 0 | 0 | 0 | 0 | 0 | 0 | 0 | 0 | 0 | 0 | 0 | 0 | 0 | 0 | 0 | 0 | 0 | 0 | 0 | 0 | 0
F1_Industrial_Stone, Clay, and Glass_New_Process_Natural Gas_Gas Boiler - Burner Control Optimization_A_Achievable Economic TRC Potential | F1 | Industrial | Stone, Clay, and Glass | New | Process | Natural Gas | Gas Boiler - Burner Control Optimization | A | Original Unit Energy Savings (kWh or therms) | Achievable Economic TRC Potential | 0 | 0 | 1.6647 | 1.6647 | 1.6647 | 1.6647 | 1.6647 | 1.6647 | 1.6647 | 1.6647 | 1.6647 | 1.6647 | 1.6647 | 1.6647 | 1.6647 | 1.6647 | 1.6647 | 1.6647 | 1.6647 | 1.6647 | 1.6647 | 1.6647
F2_Industrial_Stone, Clay, and Glass_New_Process_Natural Gas_Gas Boiler - Burner Control Optimization_A_Achievable Economic TRC Potential | F2 | Industrial | Stone, Clay, and Glass | New | Process | Natural Gas | Gas Boiler - Burner Control Optimization | A | Original Unit Summer Peak Savings (kW) | Achievable Economic TRC Potential | 0 | 0 | 0 | 0 | 0 | 0 | 0 | 0 | 0 | 0 | 0 | 0 | 0 | 0 | 0 | 0 | 0 | 0 | 0 | 0 | 0 | 0
F3_Industrial_Stone, Clay, and Glass_New_Process_Natural Gas_Gas Boiler - Burner Control Optimization_A_Achievable Economic TRC Potential | F3 | Industrial | Stone, Clay, and Glass | New | Process | Natural Gas | Gas Boiler - Burner Control Optimization | A | Original Unit Winter Peak Savings (kW) | Achievable Economic TRC Potential | 0 | 0 | 0 | 0 | 0 | 0 | 0 | 0 | 0 | 0 | 0 | 0 | 0 | 0 | 0 | 0 | 0 | 0 | 0 | 0 | 0 | 0
F4_Industrial_Stone, Clay, and Glass_New_Process_Natural Gas_Gas Boiler - Burner Control Optimization_A_Achievable Economic TRC Potential | F4 | Industrial | Stone, Clay, and Glass | New | Process | Natural Gas | Gas Boiler - Burner Control Optimization | A | Standalone Impact on Baseline Energy (%) | Achievable Economic TRC Potential | bar: 2019 to 2040
F5_Industrial_Stone, Clay, and Glass_New_Process_Natural Gas_Gas Boiler - Burner Control Optimization_A_Achievable Economic TRC Potential | F5 | Industrial | Stone, Clay, and Glass | New | Process | Natural Gas | Gas Boiler - Burner Control Optimization | A | Standalone Impact on Baseline Summer Peak (%) | Achievable Economic TRC Potential | bar: 2019 to 2040
F6_Industrial_Stone, Clay, and Glass_New_Process_Natural Gas_Gas Boiler - Burner Control Optimization_A_Achievable Economic TRC Potential | F6 | Industrial | Stone, Clay, and Glass | New | Process | Natural Gas | Gas Boiler - Burner Control Optimization | A | Standalone Impact on Baseline Winter Peak (%) | Achievable Economic TRC Potential | bar: 2019 to 2040
F7_Industrial_Stone, Clay, and Glass_New_Process_Natural Gas_Gas Boiler - Burner Control Optimization_A_Achievable Economic TRC Potential | F7 | Industrial | Stone, Clay, and Glass | New | Process | Natural Gas | Gas Boiler - Burner Control Optimization | A | Incremental Energy Savings (MWh or mTherms) | Achievable Economic TRC Potential | 0 | 0 | 0 | 0 | 0 | 0 | 0 | 0 | 0 | 0 | 0 | 0 | 0 | 0 | 0 | 0 | 0 | 0 | 0 | 0 | 0 | 0
F8_Industrial_Stone, Clay, and Glass_New_Process_Natural Gas_Gas Boiler - Burner Control Optimization_A_Achievable Economic TRC Potential | F8 | Industrial | Stone, Clay, and Glass | New | Process | Natural Gas | Gas Boiler - Burner Control Optimization | A | Incremental Summer Peak Savings (MW) | Achievable Economic TRC Potential | 0 | 0 | 0 | 0 | 0 | 0 | 0 | 0 | 0 | 0 | 0 | 0 | 0 | 0 | 0 | 0 | 0 | 0 | 0 | 0 | 0 | 0
F9_Industrial_Stone, Clay, and Glass_New_Process_Natural Gas_Gas Boiler - Burner Control Optimization_A_Achievable Economic TRC Potential | F9 | Industrial | Stone, Clay, and Glass | New | Process | Natural Gas | Gas Boiler - Burner Control Optimization | A | Incremental Winter Peak Savings (MW) | Achievable Economic TRC Potential | 0 | 0 | 0 | 0 | 0 | 0 | 0 | 0 | 0 | 0 | 0 | 0 | 0 | 0 | 0 | 0 | 0 | 0 | 0 | 0 | 0 | 0
F10_Industrial_Stone, Clay, and Glass_New_Process_Natural Gas_Gas Boiler - Burner Control Optimization_A_Achievable Economic TRC Potential | F10 | Industrial | Stone, Clay, and Glass | New | Process | Natural Gas | Gas Boiler - Burner Control Optimization | A | Cumulative Energy Savings (MWh or mTherms) | Achievable Economic TRC Potential | 0 | 0 | 0 | 0 | 0 | 0 | 0 | 0 | 0 | 0 | 0 | 0 | 0 | 0 | 0 | 0 | 0 | 0 | 0 | 0 | 0 | 0
F11_Industrial_Stone, Clay, and Glass_New_Process_Natural Gas_Gas Boiler - Burner Control Optimization_A_Achievable Economic TRC Potential | F11 | Industrial | Stone, Clay, and Glass | New | Process | Natural Gas | Gas Boiler - Burner Control Optimization | A | Cumulative Summer Peak Savings (MW) | Achievable Economic TRC Potential | 0 | 0 | 0 | 0 | 0 | 0 | 0 | 0 | 0 | 0 | 0 | 0 | 0 | 0 | 0 | 0 | 0 | 0 | 0 | 0 | 0 | 0
F12_Industrial_Stone, Clay, and Glass_New_Process_Natural Gas_Gas Boiler - Burner Control Optimization_A_Achievable Economic TRC Potential | F12 | Industrial | Stone, Clay, and Glass | New | Process | Natural Gas | Gas Boiler - Burner Control Optimization | A | Cumulative Winter Peak Savings (MW) | Achievable Economic TRC Potential | 0 | 0 | 0 | 0 | 0 | 0 | 0 | 0 | 0 | 0 | 0 | 0 | 0 | 0 | 0 | 0 | 0 | 0 | 0 | 0 | 0 | 0
F13_Industrial_Stone, Clay, and Glass_New_Process_Natural Gas_Gas Boiler - Burner Control Optimization_A_Achievable Economic TRC Potential | F13 | Industrial | Stone, Clay, and Glass | New | Process | Natural Gas | Gas Boiler - Burner Control Optimization | A | Purchases (Incremental) | Achievable Economic TRC Potential | 0 | 0 | 0 | 0 | 0 | 0 | 0 | 0 | 0 | 0 | 0 | 0 | 0 | 0 | 0 | 0 | 0 | 0 | 0 | 0 | 0 | 0
F14_Industrial_Stone, Clay, and Glass_New_Process_Natural Gas_Gas Boiler - Burner Control Optimization_A_Achievable Economic TRC Potential | F14 | Industrial | Stone, Clay, and Glass | New | Process | Natural Gas | Gas Boiler - Burner Control Optimization | A | Purchases (Cumulative) | Achievable Economic TRC Potential | 0 | 0 | 0 | 0 | 0 | 0 | 0 | 0 | 0 | 0 | 0 | 0 | 0 | 0 | 0 | 0 | 0 | 0 | 0 | 0 | 0 | 0
F1_Industrial_Stone, Clay, and Glass_New_Space Heating_Natural Gas_HVAC - Demand Controlled Ventilation_A_Achievable Economic TRC Potential | F1 | Industrial | Stone, Clay, and Glass | New | Space Heating | Natural Gas | HVAC - Demand Controlled Ventilation | A | Original Unit Energy Savings (kWh or therms) | Achievable Economic TRC Potential | 0 | 0 | 0.067787 | 0.067787 | 0.067787 | 0.067787 | 0.067787 | 0.067787 | 0.067787 | 0.067787 | 0.067787 | 0.067787 | 0.067787 | 0.067787 | 0.067787 | 0.067787 | 0.067787 | 0.067787 | 0.067787 | 0.067787 | 0.067787 | 0.067787
F2_Industrial_Stone, Clay, and Glass_New_Space Heating_Natural Gas_HVAC - Demand Controlled Ventilation_A_Achievable Economic TRC Potential | F2 | Industrial | Stone, Clay, and Glass | New | Space Heating | Natural Gas | HVAC - Demand Controlled Ventilation | A | Original Unit Summer Peak Savings (kW) | Achievable Economic TRC Potential | 0 | 0 | 0 | 0 | 0 | 0 | 0 | 0 | 0 | 0 | 0 | 0 | 0 | 0 | 0 | 0 | 0 | 0 | 0 | 0 | 0 | 0
F3_Industrial_Stone, Clay, and Glass_New_Space Heating_Natural Gas_HVAC - Demand Controlled Ventilation_A_Achievable Economic TRC Potential | F3 | Industrial | Stone, Clay, and Glass | New | Space Heating | Natural Gas | HVAC - Demand Controlled Ventilation | A | Original Unit Winter Peak Savings (kW) | Achievable Economic TRC Potential | 0 | 0 | 0 | 0 | 0 | 0 | 0 | 0 | 0 | 0 | 0 | 0 | 0 | 0 | 0 | 0 | 0 | 0 | 0 | 0 | 0 | 0
F4_Industrial_Stone, Clay, and Glass_New_Space Heating_Natural Gas_HVAC - Demand Controlled Ventilation_A_Achievable Economic TRC Potential | F4 | Industrial | Stone, Clay, and Glass | New | Space Heating | Natural Gas | HVAC - Demand Controlled Ventilation | A | Standalone Impact on Baseline Energy (%) | Achievable Economic TRC Potential | 0% | 0% | 0.0396% | 0.06229% | 0.08329% | 0.102% | 0.1282% | 0.1509% | 0.173% | 0.1928% | 0.2172% | 0.2387% | 0.2602% | 0.2788% | 0.3039% | 0.3254% | 0.3467% | 0.3611% | 0.38% | 0.3931% | 0.4043% | 0.4146%
F5_Industrial_Stone, Clay, and Glass_New_Space Heating_Natural Gas_HVAC - Demand Controlled Ventilation_A_Achievable Economic TRC Potential | F5 | Industrial | Stone, Clay, and Glass | New | Space Heating | Natural Gas | HVAC - Demand Controlled Ventilation | A | Standalone Impact on Baseline Summer Peak (%) | Achievable Economic TRC Potential | bar: 2019 to 2040
F6_Industrial_Stone, Clay, and Glass_New_Space Heating_Natural Gas_HVAC - Demand Controlled Ventilation_A_Achievable Economic TRC Potential | F6 | Industrial | Stone, Clay, and Glass | New | Space Heating | Natural Gas | HVAC - Demand Controlled Ventilation | A | Standalone Impact on Baseline Winter Peak (%) | Achievable Economic TRC Potential | bar: 2019 to 2040
F7_Industrial_Stone, Clay, and Glass_New_Space Heating_Natural Gas_HVAC - Demand Controlled Ventilation_A_Achievable Economic TRC Potential | F7 | Industrial | Stone, Clay, and Glass | New | Space Heating | Natural Gas | HVAC - Demand Controlled Ventilation | A | Incremental Energy Savings (MWh or mTherms) | Achievable Economic TRC Potential | 0 | 0 | 0.0020428 | 0.0035651 | 0.0050836 | 0.0067857 | 0.0078107 | 0.0090006 | 0.010176 | 0.011497 | 0.012482 | 0.013614 | 0.014731 | 0.016027 | 0.016906 | 0.017975 | 0.019043 | 0.020287 | 0.021108 | 0.02212 | 0.023105 | 0.024086
F8_Industrial_Stone, Clay, and Glass_New_Space Heating_Natural Gas_HVAC - Demand Controlled Ventilation_A_Achievable Economic TRC Potential | F8 | Industrial | Stone, Clay, and Glass | New | Space Heating | Natural Gas | HVAC - Demand Controlled Ventilation | A | Incremental Summer Peak Savings (MW) | Achievable Economic TRC Potential | 0 | 0 | 0 | 0 | 0 | 0 | 0 | 0 | 0 | 0 | 0 | 0 | 0 | 0 | 0 | 0 | 0 | 0 | 0 | 0 | 0 | 0
F9_Industrial_Stone, Clay, and Glass_New_Space Heating_Natural Gas_HVAC - Demand Controlled Ventilation_A_Achievable Economic TRC Potential | F9 | Industrial | Stone, Clay, and Glass | New | Space Heating | Natural Gas | HVAC - Demand Controlled Ventilation | A | Incremental Winter Peak Savings (MW) | Achievable Economic TRC Potential | 0 | 0 | 0 | 0 | 0 | 0 | 0 | 0 | 0 | 0 | 0 | 0 | 0 | 0 | 0 | 0 | 0 | 0 | 0 | 0 | 0 | 0
F10_Industrial_Stone, Clay, and Glass_New_Space Heating_Natural Gas_HVAC - Demand Controlled Ventilation_A_Achievable Economic TRC Potential | F10 | Industrial | Stone, Clay, and Glass | New | Space Heating | Natural Gas | HVAC - Demand Controlled Ventilation | A | Cumulative Energy Savings (MWh or mTherms) | Achievable Economic TRC Potential | 0 | 0 | 0.0020428 | 0.0056079 | 0.010692 | 0.017477 | 0.025288 | 0.034289 | 0.044464 | 0.055961 | 0.068443 | 0.082057 | 0.096787 | 0.11281 | 0.12972 | 0.1477 | 0.16674 | 0.18498 | 0.20253 | 0.21956 | 0.23588 | 0.25216
F11_Industrial_Stone, Clay, and Glass_New_Space Heating_Natural Gas_HVAC - Demand Controlled Ventilation_A_Achievable Economic TRC Potential | F11 | Industrial | Stone, Clay, and Glass | New | Space Heating | Natural Gas | HVAC - Demand Controlled Ventilation | A | Cumulative Summer Peak Savings (MW) | Achievable Economic TRC Potential | 0 | 0 | 0 | 0 | 0 | 0 | 0 | 0 | 0 | 0 | 0 | 0 | 0 | 0 | 0 | 0 | 0 | 0 | 0 | 0 | 0 | 0
F12_Industrial_Stone, Clay, and Glass_New_Space Heating_Natural Gas_HVAC - Demand Controlled Ventilation_A_Achievable Economic TRC Potential | F12 | Industrial | Stone, Clay, and Glass | New | Space Heating | Natural Gas | HVAC - Demand Controlled Ventilation | A | Cumulative Winter Peak Savings (MW) | Achievable Economic TRC Potential | 0 | 0 | 0 | 0 | 0 | 0 | 0 | 0 | 0 | 0 | 0 | 0 | 0 | 0 | 0 | 0 | 0 | 0 | 0 | 0 | 0 | 0
F13_Industrial_Stone, Clay, and Glass_New_Space Heating_Natural Gas_HVAC - Demand Controlled Ventilation_A_Achievable Economic TRC Potential | F13 | Industrial | Stone, Clay, and Glass | New | Space Heating | Natural Gas | HVAC - Demand Controlled Ventilation | A | Purchases (Incremental) | Achievable Economic TRC Potential | 0 | 0 | 30.1357 | 52.5925 | 74.9941 | 100.1028 | 115.2243 | 132.7784 | 150.1112 | 169.6079 | 184.129 | 200.8302 | 217.3099 | 236.4268 | 249.4015 | 265.1705 | 280.9276 | 299.2709 | 311.3872 | 326.3173 | 340.8409 | 355.3215
F14_Industrial_Stone, Clay, and Glass_New_Space Heating_Natural Gas_HVAC - Demand Controlled Ventilation_A_Achievable Economic TRC Potential | F14 | Industrial | Stone, Clay, and Glass | New | Space Heating | Natural Gas | HVAC - Demand Controlled Ventilation | A | Purchases (Cumulative) | Achievable Economic TRC Potential | 0 | 0 | 30.1357 | 82.7282 | 157.7223 | 257.8251 | 373.0494 | 505.8278 | 655.939 | 825.5469 | 1009.6759 | 1210.506 | 1427.8159 | 1664.2428 | 1913.6443 | 2178.8148 | 2459.7424 | 2728.8776 | 2987.6723 | 3238.9955 | 3479.7335 | 3719.8307
F1_Industrial_Stone, Clay, and Glass_New_Space Heating_Natural Gas_Gas Boiler - Stack Economizer_A_Achievable Economic TRC Potential | F1 | Industrial | Stone, Clay, and Glass | New | Space Heating | Natural Gas | Gas Boiler - Stack Economizer | A | Original Unit Energy Savings (kWh or therms) | Achievable Economic TRC Potential | 0 | 0 | 6.7522 | 6.7522 | 6.7522 | 6.7522 | 6.7522 | 6.7522 | 6.7522 | 6.7522 | 6.7522 | 6.7522 | 6.7522 | 6.7522 | 6.7522 | 6.7522 | 6.7522 | 6.7522 | 6.7522 | 6.7522 | 6.7522 | 6.7522
F2_Industrial_Stone, Clay, and Glass_New_Space Heating_Natural Gas_Gas Boiler - Stack Economizer_A_Achievable Economic TRC Potential | F2 | Industrial | Stone, Clay, and Glass | New | Space Heating | Natural Gas | Gas Boiler - Stack Economizer | A | Original Unit Summer Peak Savings (kW) | Achievable Economic TRC Potential | 0 | 0 | 0 | 0 | 0 | 0 | 0 | 0 | 0 | 0 | 0 | 0 | 0 | 0 | 0 | 0 | 0 | 0 | 0 | 0 | 0 | 0
F3_Industrial_Stone, Clay, and Glass_New_Space Heating_Natural Gas_Gas Boiler - Stack Economizer_A_Achievable Economic TRC Potential | F3 | Industrial | Stone, Clay, and Glass | New | Space Heating | Natural Gas | Gas Boiler - Stack Economizer | A | Original Unit Winter Peak Savings (kW) | Achievable Economic TRC Potential | 0 | 0 | 0 | 0 | 0 | 0 | 0 | 0 | 0 | 0 | 0 | 0 | 0 | 0 | 0 | 0 | 0 | 0 | 0 | 0 | 0 | 0
F4_Industrial_Stone, Clay, and Glass_New_Space Heating_Natural Gas_Gas Boiler - Stack Economizer_A_Achievable Economic TRC Potential | F4 | Industrial | Stone, Clay, and Glass | New | Space Heating | Natural Gas | Gas Boiler - Stack Economizer | A | Standalone Impact on Baseline Energy (%) | Achievable Economic TRC Potential | bar: 2019 to 2040
F5_Industrial_Stone, Clay, and Glass_New_Space Heating_Natural Gas_Gas Boiler - Stack Economizer_A_Achievable Economic TRC Potential | F5 | Industrial | Stone, Clay, and Glass | New | Space Heating | Natural Gas | Gas Boiler - Stack Economizer | A | Standalone Impact on Baseline Summer Peak (%) | Achievable Economic TRC Potential | bar: 2019 to 2040
F6_Industrial_Stone, Clay, and Glass_New_Space Heating_Natural Gas_Gas Boiler - Stack Economizer_A_Achievable Economic TRC Potential | F6 | Industrial | Stone, Clay, and Glass | New | Space Heating | Natural Gas | Gas Boiler - Stack Economizer | A | Standalone Impact on Baseline Winter Peak (%) | Achievable Economic TRC Potential | bar: 2019 to 2040
F7_Industrial_Stone, Clay, and Glass_New_Space Heating_Natural Gas_Gas Boiler - Stack Economizer_A_Achievable Economic TRC Potential | F7 | Industrial | Stone, Clay, and Glass | New | Space Heating | Natural Gas | Gas Boiler - Stack Economizer | A | Incremental Energy Savings (MWh or mTherms) | Achievable Economic TRC Potential | 0 | 0 | 0 | 0 | 0 | 0 | 0 | 0 | 0 | 0 | 0 | 0 | 0 | 0 | 0 | 0 | 0 | 0 | 0 | 0 | 0 | 0
F8_Industrial_Stone, Clay, and Glass_New_Space Heating_Natural Gas_Gas Boiler - Stack Economizer_A_Achievable Economic TRC Potential | F8 | Industrial | Stone, Clay, and Glass | New | Space Heating | Natural Gas | Gas Boiler - Stack Economizer | A | Incremental Summer Peak Savings (MW) | Achievable Economic TRC Potential | 0 | 0 | 0 | 0 | 0 | 0 | 0 | 0 | 0 | 0 | 0 | 0 | 0 | 0 | 0 | 0 | 0 | 0 | 0 | 0 | 0 | 0
F9_Industrial_Stone, Clay, and Glass_New_Space Heating_Natural Gas_Gas Boiler - Stack Economizer_A_Achievable Economic TRC Potential | F9 | Industrial | Stone, Clay, and Glass | New | Space Heating | Natural Gas | Gas Boiler - Stack Economizer | A | Incremental Winter Peak Savings (MW) | Achievable Economic TRC Potential | 0 | 0 | 0 | 0 | 0 | 0 | 0 | 0 | 0 | 0 | 0 | 0 | 0 | 0 | 0 | 0 | 0 | 0 | 0 | 0 | 0 | 0
F10_Industrial_Stone, Clay, and Glass_New_Space Heating_Natural Gas_Gas Boiler - Stack Economizer_A_Achievable Economic TRC Potential | F10 | Industrial | Stone, Clay, and Glass | New | Space Heating | Natural Gas | Gas Boiler - Stack Economizer | A | Cumulative Energy Savings (MWh or mTherms) | Achievable Economic TRC Potential | 0 | 0 | 0 | 0 | 0 | 0 | 0 | 0 | 0 | 0 | 0 | 0 | 0 | 0 | 0 | 0 | 0 | 0 | 0 | 0 | 0 | 0
F11_Industrial_Stone, Clay, and Glass_New_Space Heating_Natural Gas_Gas Boiler - Stack Economizer_A_Achievable Economic TRC Potential | F11 | Industrial | Stone, Clay, and Glass | New | Space Heating | Natural Gas | Gas Boiler - Stack Economizer | A | Cumulative Summer Peak Savings (MW) | Achievable Economic TRC Potential | 0 | 0 | 0 | 0 | 0 | 0 | 0 | 0 | 0 | 0 | 0 | 0 | 0 | 0 | 0 | 0 | 0 | 0 | 0 | 0 | 0 | 0
F12_Industrial_Stone, Clay, and Glass_New_Space Heating_Natural Gas_Gas Boiler - Stack Economizer_A_Achievable Economic TRC Potential | F12 | Industrial | Stone, Clay, and Glass | New | Space Heating | Natural Gas | Gas Boiler - Stack Economizer | A | Cumulative Winter Peak Savings (MW) | Achievable Economic TRC Potential | 0 | 0 | 0 | 0 | 0 | 0 | 0 | 0 | 0 | 0 | 0 | 0 | 0 | 0 | 0 | 0 | 0 | 0 | 0 | 0 | 0 | 0
F13_Industrial_Stone, Clay, and Glass_New_Space Heating_Natural Gas_Gas Boiler - Stack Economizer_A_Achievable Economic TRC Potential | F13 | Industrial | Stone, Clay, and Glass | New | Space Heating | Natural Gas | Gas Boiler - Stack Economizer | A | Purchases (Incremental) | Achievable Economic TRC Potential | 0 | 0 | 0 | 0 | 0 | 0 | 0 | 0 | 0 | 0 | 0 | 0 | 0 | 0 | 0 | 0 | 0 | 0 | 0 | 0 | 0 | 0
F14_Industrial_Stone, Clay, and Glass_New_Space Heating_Natural Gas_Gas Boiler - Stack Economizer_A_Achievable Economic TRC Potential | F14 | Industrial | Stone, Clay, and Glass | New | Space Heating | Natural Gas | Gas Boiler - Stack Economizer | A | Purchases (Cumulative) | Achievable Economic TRC Potential | 0 | 0 | 0 | 0 | 0 | 0 | 0 | 0 | 0 | 0 | 0 | 0 | 0 | 0 | 0 | 0 | 0 | 0 | 0 | 0 | 0 | 0
F1_Industrial_Stone, Clay, and Glass_New_Process_Natural Gas_Gas Boiler - Stack Economizer_A_Achievable Economic TRC Potential | F1 | Industrial | Stone, Clay, and Glass | New | Process | Natural Gas | Gas Boiler - Stack Economizer | A | Original Unit Energy Savings (kWh or therms) | Achievable Economic TRC Potential | 0 | 0 | 5.5108 | 5.5108 | 5.5108 | 5.5108 | 5.5108 | 5.5108 | 5.5108 | 5.5108 | 5.5108 | 5.5108 | 5.5108 | 5.5108 | 5.5108 | 5.5108 | 5.5108 | 5.5108 | 5.5108 | 5.5108 | 5.5108 | 5.5108
F2_Industrial_Stone, Clay, and Glass_New_Process_Natural Gas_Gas Boiler - Stack Economizer_A_Achievable Economic TRC Potential | F2 | Industrial | Stone, Clay, and Glass | New | Process | Natural Gas | Gas Boiler - Stack Economizer | A | Original Unit Summer Peak Savings (kW) | Achievable Economic TRC Potential | 0 | 0 | 0 | 0 | 0 | 0 | 0 | 0 | 0 | 0 | 0 | 0 | 0 | 0 | 0 | 0 | 0 | 0 | 0 | 0 | 0 | 0
F3_Industrial_Stone, Clay, and Glass_New_Process_Natural Gas_Gas Boiler - Stack Economizer_A_Achievable Economic TRC Potential | F3 | Industrial | Stone, Clay, and Glass | New | Process | Natural Gas | Gas Boiler - Stack Economizer | A | Original Unit Winter Peak Savings (kW) | Achievable Economic TRC Potential | 0 | 0 | 0 | 0 | 0 | 0 | 0 | 0 | 0 | 0 | 0 | 0 | 0 | 0 | 0 | 0 | 0 | 0 | 0 | 0 | 0 | 0
F4_Industrial_Stone, Clay, and Glass_New_Process_Natural Gas_Gas Boiler - Stack Economizer_A_Achievable Economic TRC Potential | F4 | Industrial | Stone, Clay, and Glass | New | Process | Natural Gas | Gas Boiler - Stack Economizer | A | Standalone Impact on Baseline Energy (%) | Achievable Economic TRC Potential | bar: 2019 to 2040
F5_Industrial_Stone, Clay, and Glass_New_Process_Natural Gas_Gas Boiler - Stack Economizer_A_Achievable Economic TRC Potential | F5 | Industrial | Stone, Clay, and Glass | New | Process | Natural Gas | Gas Boiler - Stack Economizer | A | Standalone Impact on Baseline Summer Peak (%) | Achievable Economic TRC Potential | bar: 2019 to 2040
F6_Industrial_Stone, Clay, and Glass_New_Process_Natural Gas_Gas Boiler - Stack Economizer_A_Achievable Economic TRC Potential | F6 | Industrial | Stone, Clay, and Glass | New | Process | Natural Gas | Gas Boiler - Stack Economizer | A | Standalone Impact on Baseline Winter Peak (%) | Achievable Economic TRC Potential | bar: 2019 to 2040
F7_Industrial_Stone, Clay, and Glass_New_Process_Natural Gas_Gas Boiler - Stack Economizer_A_Achievable Economic TRC Potential | F7 | Industrial | Stone, Clay, and Glass | New | Process | Natural Gas | Gas Boiler - Stack Economizer | A | Incremental Energy Savings (MWh or mTherms) | Achievable Economic TRC Potential | 0 | 0 | 0 | 0 | 0 | 0 | 0 | 0 | 0 | 0 | 0 | 0 | 0 | 0 | 0 | 0 | 0 | 0 | 0 | 0 | 0 | 0
F8_Industrial_Stone, Clay, and Glass_New_Process_Natural Gas_Gas Boiler - Stack Economizer_A_Achievable Economic TRC Potential | F8 | Industrial | Stone, Clay, and Glass | New | Process | Natural Gas | Gas Boiler - Stack Economizer | A | Incremental Summer Peak Savings (MW) | Achievable Economic TRC Potential | 0 | 0 | 0 | 0 | 0 | 0 | 0 | 0 | 0 | 0 | 0 | 0 | 0 | 0 | 0 | 0 | 0 | 0 | 0 | 0 | 0 | 0
F9_Industrial_Stone, Clay, and Glass_New_Process_Natural Gas_Gas Boiler - Stack Economizer_A_Achievable Economic TRC Potential | F9 | Industrial | Stone, Clay, and Glass | New | Process | Natural Gas | Gas Boiler - Stack Economizer | A | Incremental Winter Peak Savings (MW) | Achievable Economic TRC Potential | 0 | 0 | 0 | 0 | 0 | 0 | 0 | 0 | 0 | 0 | 0 | 0 | 0 | 0 | 0 | 0 | 0 | 0 | 0 | 0 | 0 | 0
F10_Industrial_Stone, Clay, and Glass_New_Process_Natural Gas_Gas Boiler - Stack Economizer_A_Achievable Economic TRC Potential | F10 | Industrial | Stone, Clay, and Glass | New | Process | Natural Gas | Gas Boiler - Stack Economizer | A | Cumulative Energy Savings (MWh or mTherms) | Achievable Economic TRC Potential | 0 | 0 | 0 | 0 | 0 | 0 | 0 | 0 | 0 | 0 | 0 | 0 | 0 | 0 | 0 | 0 | 0 | 0 | 0 | 0 | 0 | 0
F11_Industrial_Stone, Clay, and Glass_New_Process_Natural Gas_Gas Boiler - Stack Economizer_A_Achievable Economic TRC Potential | F11 | Industrial | Stone, Clay, and Glass | New | Process | Natural Gas | Gas Boiler - Stack Economizer | A | Cumulative Summer Peak Savings (MW) | Achievable Economic TRC Potential | 0 | 0 | 0 | 0 | 0 | 0 | 0 | 0 | 0 | 0 | 0 | 0 | 0 | 0 | 0 | 0 | 0 | 0 | 0 | 0 | 0 | 0
F12_Industrial_Stone, Clay, and Glass_New_Process_Natural Gas_Gas Boiler - Stack Economizer_A_Achievable Economic TRC Potential | F12 | Industrial | Stone, Clay, and Glass | New | Process | Natural Gas | Gas Boiler - Stack Economizer | A | Cumulative Winter Peak Savings (MW) | Achievable Economic TRC Potential | 0 | 0 | 0 | 0 | 0 | 0 | 0 | 0 | 0 | 0 | 0 | 0 | 0 | 0 | 0 | 0 | 0 | 0 | 0 | 0 | 0 | 0
F13_Industrial_Stone, Clay, and Glass_New_Process_Natural Gas_Gas Boiler - Stack Economizer_A_Achievable Economic TRC Potential | F13 | Industrial | Stone, Clay, and Glass | New | Process | Natural Gas | Gas Boiler - Stack Economizer | A | Purchases (Incremental) | Achievable Economic TRC Potential | 0 | 0 | 0 | 0 | 0 | 0 | 0 | 0 | 0 | 0 | 0 | 0 | 0 | 0 | 0 | 0 | 0 | 0 | 0 | 0 | 0 | 0
F14_Industrial_Stone, Clay, and Glass_New_Process_Natural Gas_Gas Boiler - Stack Economizer_A_Achievable Economic TRC Potential | F14 | Industrial | Stone, Clay, and Glass | New | Process | Natural Gas | Gas Boiler - Stack Economizer | A | Purchases (Cumulative) | Achievable Economic TRC Potential | 0 | 0 | 0 | 0 | 0 | 0 | 0 | 0 | 0 | 0 | 0 | 0 | 0 | 0 | 0 | 0 | 0 | 0 | 0 | 0 | 0 | 0
F1_Industrial_Stone, Clay, and Glass_New_Space Heating_Natural Gas_Gas Furnace Tube Inserts_A_Achievable Economic TRC Potential | F1 | Industrial | Stone, Clay, and Glass | New | Space Heating | Natural Gas | Gas Furnace Tube Inserts | A | Original Unit Energy Savings (kWh or therms) | Achievable Economic TRC Potential | 0 | 0 | 0.077933 | 0.077933 | 0.077933 | 0.077933 | 0.077933 | 0.077933 | 0.077933 | 0.077933 | 0.077933 | 0.077933 | 0.077933 | 0.077933 | 0.077933 | 0.077933 | 0.077933 | 0.077933 | 0.077933 | 0.077933 | 0.077933 | 0.077933
F2_Industrial_Stone, Clay, and Glass_New_Space Heating_Natural Gas_Gas Furnace Tube Inserts_A_Achievable Economic TRC Potential | F2 | Industrial | Stone, Clay, and Glass | New | Space Heating | Natural Gas | Gas Furnace Tube Inserts | A | Original Unit Summer Peak Savings (kW) | Achievable Economic TRC Potential | 0 | 0 | 0 | 0 | 0 | 0 | 0 | 0 | 0 | 0 | 0 | 0 | 0 | 0 | 0 | 0 | 0 | 0 | 0 | 0 | 0 | 0
F3_Industrial_Stone, Clay, and Glass_New_Space Heating_Natural Gas_Gas Furnace Tube Inserts_A_Achievable Economic TRC Potential | F3 | Industrial | Stone, Clay, and Glass | New | Space Heating | Natural Gas | Gas Furnace Tube Inserts | A | Original Unit Winter Peak Savings (kW) | Achievable Economic TRC Potential | 0 | 0 | 0 | 0 | 0 | 0 | 0 | 0 | 0 | 0 | 0 | 0 | 0 | 0 | 0 | 0 | 0 | 0 | 0 | 0 | 0 | 0
F4_Industrial_Stone, Clay, and Glass_New_Space Heating_Natural Gas_Gas Furnace Tube Inserts_A_Achievable Economic TRC Potential | F4 | Industrial | Stone, Clay, and Glass | New | Space Heating | Natural Gas | Gas Furnace Tube Inserts | A | Standalone Impact on Baseline Energy (%) | Achievable Economic TRC Potential | bar: 2019 to 2040
F5_Industrial_Stone, Clay, and Glass_New_Space Heating_Natural Gas_Gas Furnace Tube Inserts_A_Achievable Economic TRC Potential | F5 | Industrial | Stone, Clay, and Glass | New | Space Heating | Natural Gas | Gas Furnace Tube Inserts | A | Standalone Impact on Baseline Summer Peak (%) | Achievable Economic TRC Potential | bar: 2019 to 2040
F6_Industrial_Stone, Clay, and Glass_New_Space Heating_Natural Gas_Gas Furnace Tube Inserts_A_Achievable Economic TRC Potential | F6 | Industrial | Stone, Clay, and Glass | New | Space Heating | Natural Gas | Gas Furnace Tube Inserts | A | Standalone Impact on Baseline Winter Peak (%) | Achievable Economic TRC Potential | bar: 2019 to 2040
F7_Industrial_Stone, Clay, and Glass_New_Space Heating_Natural Gas_Gas Furnace Tube Inserts_A_Achievable Economic TRC Potential | F7 | Industrial | Stone, Clay, and Glass | New | Space Heating | Natural Gas | Gas Furnace Tube Inserts | A | Incremental Energy Savings (MWh or mTherms) | Achievable Economic TRC Potential | 0 | 0 | 0 | 0 | 0 | 0 | 0 | 0 | 0 | 0 | 0 | 0 | 0 | 0 | 0 | 0 | 0 | 0 | 0 | 0 | 0 | 0
F8_Industrial_Stone, Clay, and Glass_New_Space Heating_Natural Gas_Gas Furnace Tube Inserts_A_Achievable Economic TRC Potential | F8 | Industrial | Stone, Clay, and Glass | New | Space Heating | Natural Gas | Gas Furnace Tube Inserts | A | Incremental Summer Peak Savings (MW) | Achievable Economic TRC Potential | 0 | 0 | 0 | 0 | 0 | 0 | 0 | 0 | 0 | 0 | 0 | 0 | 0 | 0 | 0 | 0 | 0 | 0 | 0 | 0 | 0 | 0
F9_Industrial_Stone, Clay, and Glass_New_Space Heating_Natural Gas_Gas Furnace Tube Inserts_A_Achievable Economic TRC Potential | F9 | Industrial | Stone, Clay, and Glass | New | Space Heating | Natural Gas | Gas Furnace Tube Inserts | A | Incremental Winter Peak Savings (MW) | Achievable Economic TRC Potential | 0 | 0 | 0 | 0 | 0 | 0 | 0 | 0 | 0 | 0 | 0 | 0 | 0 | 0 | 0 | 0 | 0 | 0 | 0 | 0 | 0 | 0
F10_Industrial_Stone, Clay, and Glass_New_Space Heating_Natural Gas_Gas Furnace Tube Inserts_A_Achievable Economic TRC Potential | F10 | Industrial | Stone, Clay, and Glass | New | Space Heating | Natural Gas | Gas Furnace Tube Inserts | A | Cumulative Energy Savings (MWh or mTherms) | Achievable Economic TRC Potential | 0 | 0 | 0 | 0 | 0 | 0 | 0 | 0 | 0 | 0 | 0 | 0 | 0 | 0 | 0 | 0 | 0 | 0 | 0 | 0 | 0 | 0
F11_Industrial_Stone, Clay, and Glass_New_Space Heating_Natural Gas_Gas Furnace Tube Inserts_A_Achievable Economic TRC Potential | F11 | Industrial | Stone, Clay, and Glass | New | Space Heating | Natural Gas | Gas Furnace Tube Inserts | A | Cumulative Summer Peak Savings (MW) | Achievable Economic TRC Potential | 0 | 0 | 0 | 0 | 0 | 0 | 0 | 0 | 0 | 0 | 0 | 0 | 0 | 0 | 0 | 0 | 0 | 0 | 0 | 0 | 0 | 0
F12_Industrial_Stone, Clay, and Glass_New_Space Heating_Natural Gas_Gas Furnace Tube Inserts_A_Achievable Economic TRC Potential | F12 | Industrial | Stone, Clay, and Glass | New | Space Heating | Natural Gas | Gas Furnace Tube Inserts | A | Cumulative Winter Peak Savings (MW) | Achievable Economic TRC Potential | 0 | 0 | 0 | 0 | 0 | 0 | 0 | 0 | 0 | 0 | 0 | 0 | 0 | 0 | 0 | 0 | 0 | 0 | 0 | 0 | 0 | 0
F13_Industrial_Stone, Clay, and Glass_New_Space Heating_Natural Gas_Gas Furnace Tube Inserts_A_Achievable Economic TRC Potential | F13 | Industrial | Stone, Clay, and Glass | New | Space Heating | Natural Gas | Gas Furnace Tube Inserts | A | Purchases (Incremental) | Achievable Economic TRC Potential | 0 | 0 | 0 | 0 | 0 | 0 | 0 | 0 | 0 | 0 | 0 | 0 | 0 | 0 | 0 | 0 | 0 | 0 | 0 | 0 | 0 | 0
F14_Industrial_Stone, Clay, and Glass_New_Space Heating_Natural Gas_Gas Furnace Tube Inserts_A_Achievable Economic TRC Potential | F14 | Industrial | Stone, Clay, and Glass | New | Space Heating | Natural Gas | Gas Furnace Tube Inserts | A | Purchases (Cumulative) | Achievable Economic TRC Potential | 0 | 0 | 0 | 0 | 0 | 0 | 0 | 0 | 0 | 0 | 0 | 0 | 0 | 0 | 0 | 0 | 0 | 0 | 0 | 0 | 0 | 0
F1_Industrial_Stone, Clay, and Glass_New_Space Heating_Natural Gas_Space Heating - Heat Recovery Ventilator_A_Achievable Economic TRC Potential | F1 | Industrial | Stone, Clay, and Glass | New | Space Heating | Natural Gas | Space Heating - Heat Recovery Ventilator | A | Original Unit Energy Savings (kWh or therms) | Achievable Economic TRC Potential | 0 | 0 | 0.012707 | 0.012707 | 0.012707 | 0.012707 | 0.012707 | 0.012707 | 0.012707 | 0.012707 | 0.012707 | 0.012707 | 0.012707 | 0.012707 | 0.012707 | 0.012707 | 0.012707 | 0.012707 | 0.012707 | 0.012707 | 0.012707 | 0.012707
F2_Industrial_Stone, Clay, and Glass_New_Space Heating_Natural Gas_Space Heating - Heat Recovery Ventilator_A_Achievable Economic TRC Potential | F2 | Industrial | Stone, Clay, and Glass | New | Space Heating | Natural Gas | Space Heating - Heat Recovery Ventilator | A | Original Unit Summer Peak Savings (kW) | Achievable Economic TRC Potential | 0 | 0 | 0 | 0 | 0 | 0 | 0 | 0 | 0 | 0 | 0 | 0 | 0 | 0 | 0 | 0 | 0 | 0 | 0 | 0 | 0 | 0
F3_Industrial_Stone, Clay, and Glass_New_Space Heating_Natural Gas_Space Heating - Heat Recovery Ventilator_A_Achievable Economic TRC Potential | F3 | Industrial | Stone, Clay, and Glass | New | Space Heating | Natural Gas | Space Heating - Heat Recovery Ventilator | A | Original Unit Winter Peak Savings (kW) | Achievable Economic TRC Potential | 0 | 0 | 0 | 0 | 0 | 0 | 0 | 0 | 0 | 0 | 0 | 0 | 0 | 0 | 0 | 0 | 0 | 0 | 0 | 0 | 0 | 0
F4_Industrial_Stone, Clay, and Glass_New_Space Heating_Natural Gas_Space Heating - Heat Recovery Ventilator_A_Achievable Economic TRC Potential | F4 | Industrial | Stone, Clay, and Glass | New | Space Heating | Natural Gas | Space Heating - Heat Recovery Ventilator | A | Standalone Impact on Baseline Energy (%) | Achievable Economic TRC Potential | bar: 2019 to 2040
F5_Industrial_Stone, Clay, and Glass_New_Space Heating_Natural Gas_Space Heating - Heat Recovery Ventilator_A_Achievable Economic TRC Potential | F5 | Industrial | Stone, Clay, and Glass | New | Space Heating | Natural Gas | Space Heating - Heat Recovery Ventilator | A | Standalone Impact on Baseline Summer Peak (%) | Achievable Economic TRC Potential | bar: 2019 to 2040
F6_Industrial_Stone, Clay, and Glass_New_Space Heating_Natural Gas_Space Heating - Heat Recovery Ventilator_A_Achievable Economic TRC Potential | F6 | Industrial | Stone, Clay, and Glass | New | Space Heating | Natural Gas | Space Heating - Heat Recovery Ventilator | A | Standalone Impact on Baseline Winter Peak (%) | Achievable Economic TRC Potential | bar: 2019 to 2040
F7_Industrial_Stone, Clay, and Glass_New_Space Heating_Natural Gas_Space Heating - Heat Recovery Ventilator_A_Achievable Economic TRC Potential | F7 | Industrial | Stone, Clay, and Glass | New | Space Heating | Natural Gas | Space Heating - Heat Recovery Ventilator | A | Incremental Energy Savings (MWh or mTherms) | Achievable Economic TRC Potential | 0 | 0 | 0 | 0 | 0 | 0 | 0 | 0 | 0 | 0 | 0 | 0 | 0 | 0 | 0 | 0 | 0 | 0 | 0 | 0 | 0 | 0
F8_Industrial_Stone, Clay, and Glass_New_Space Heating_Natural Gas_Space Heating - Heat Recovery Ventilator_A_Achievable Economic TRC Potential | F8 | Industrial | Stone, Clay, and Glass | New | Space Heating | Natural Gas | Space Heating - Heat Recovery Ventilator | A | Incremental Summer Peak Savings (MW) | Achievable Economic TRC Potential | 0 | 0 | 0 | 0 | 0 | 0 | 0 | 0 | 0 | 0 | 0 | 0 | 0 | 0 | 0 | 0 | 0 | 0 | 0 | 0 | 0 | 0
F9_Industrial_Stone, Clay, and Glass_New_Space Heating_Natural Gas_Space Heating - Heat Recovery Ventilator_A_Achievable Economic TRC Potential | F9 | Industrial | Stone, Clay, and Glass | New | Space Heating | Natural Gas | Space Heating - Heat Recovery Ventilator | A | Incremental Winter Peak Savings (MW) | Achievable Economic TRC Potential | 0 | 0 | 0 | 0 | 0 | 0 | 0 | 0 | 0 | 0 | 0 | 0 | 0 | 0 | 0 | 0 | 0 | 0 | 0 | 0 | 0 | 0
F10_Industrial_Stone, Clay, and Glass_New_Space Heating_Natural Gas_Space Heating - Heat Recovery Ventilator_A_Achievable Economic TRC Potential | F10 | Industrial | Stone, Clay, and Glass | New | Space Heating | Natural Gas | Space Heating - Heat Recovery Ventilator | A | Cumulative Energy Savings (MWh or mTherms) | Achievable Economic TRC Potential | 0 | 0 | 0 | 0 | 0 | 0 | 0 | 0 | 0 | 0 | 0 | 0 | 0 | 0 | 0 | 0 | 0 | 0 | 0 | 0 | 0 | 0
F11_Industrial_Stone, Clay, and Glass_New_Space Heating_Natural Gas_Space Heating - Heat Recovery Ventilator_A_Achievable Economic TRC Potential | F11 | Industrial | Stone, Clay, and Glass | New | Space Heating | Natural Gas | Space Heating - Heat Recovery Ventilator | A | Cumulative Summer Peak Savings (MW) | Achievable Economic TRC Potential | 0 | 0 | 0 | 0 | 0 | 0 | 0 | 0 | 0 | 0 | 0 | 0 | 0 | 0 | 0 | 0 | 0 | 0 | 0 | 0 | 0 | 0
F12_Industrial_Stone, Clay, and Glass_New_Space Heating_Natural Gas_Space Heating - Heat Recovery Ventilator_A_Achievable Economic TRC Potential | F12 | Industrial | Stone, Clay, and Glass | New | Space Heating | Natural Gas | Space Heating - Heat Recovery Ventilator | A | Cumulative Winter Peak Savings (MW) | Achievable Economic TRC Potential | 0 | 0 | 0 | 0 | 0 | 0 | 0 | 0 | 0 | 0 | 0 | 0 | 0 | 0 | 0 | 0 | 0 | 0 | 0 | 0 | 0 | 0
F13_Industrial_Stone, Clay, and Glass_New_Space Heating_Natural Gas_Space Heating - Heat Recovery Ventilator_A_Achievable Economic TRC Potential | F13 | Industrial | Stone, Clay, and Glass | New | Space Heating | Natural Gas | Space Heating - Heat Recovery Ventilator | A | Purchases (Incremental) | Achievable Economic TRC Potential | 0 | 0 | 0 | 0 | 0 | 0 | 0 | 0 | 0 | 0 | 0 | 0 | 0 | 0 | 0 | 0 | 0 | 0 | 0 | 0 | 0 | 0
F14_Industrial_Stone, Clay, and Glass_New_Space Heating_Natural Gas_Space Heating - Heat Recovery Ventilator_A_Achievable Economic TRC Potential | F14 | Industrial | Stone, Clay, and Glass | New | Space Heating | Natural Gas | Space Heating - Heat Recovery Ventilator | A | Purchases (Cumulative) | Achievable Economic TRC Potential | 0 | 0 | 0 | 0 | 0 | 0 | 0 | 0 | 0 | 0 | 0 | 0 | 0 | 0 | 0 | 0 | 0 | 0 | 0 | 0 | 0 | 0
F1_Industrial_Stone, Clay, and Glass_New_Space Heating_Natural Gas_Thermostat - Programmable_A_Achievable Economic TRC Potential | F1 | Industrial | Stone, Clay, and Glass | New | Space Heating | Natural Gas | Thermostat - Programmable | A | Original Unit Energy Savings (kWh or therms) | Achievable Economic TRC Potential | 0 | 0 | 0.0061474 | 0.0061474 | 0.0061474 | 0.0061474 | 0.0061474 | 0.0061474 | 0.0061474 | 0.0061474 | 0.0061474 | 0.0061474 | 0.0061474 | 0.0061474 | 0.0061474 | 0.0061474 | 0.0061474 | 0.0061474 | 0.0061474 | 0.0061474 | 0.0061474 | 0.0061474
F2_Industrial_Stone, Clay, and Glass_New_Space Heating_Natural Gas_Thermostat - Programmable_A_Achievable Economic TRC Potential | F2 | Industrial | Stone, Clay, and Glass | New | Space Heating | Natural Gas | Thermostat - Programmable | A | Original Unit Summer Peak Savings (kW) | Achievable Economic TRC Potential | 0 | 0 | 0 | 0 | 0 | 0 | 0 | 0 | 0 | 0 | 0 | 0 | 0 | 0 | 0 | 0 | 0 | 0 | 0 | 0 | 0 | 0
F3_Industrial_Stone, Clay, and Glass_New_Space Heating_Natural Gas_Thermostat - Programmable_A_Achievable Economic TRC Potential | F3 | Industrial | Stone, Clay, and Glass | New | Space Heating | Natural Gas | Thermostat - Programmable | A | Original Unit Winter Peak Savings (kW) | Achievable Economic TRC Potential | 0 | 0 | 0 | 0 | 0 | 0 | 0 | 0 | 0 | 0 | 0 | 0 | 0 | 0 | 0 | 0 | 0 | 0 | 0 | 0 | 0 | 0
F4_Industrial_Stone, Clay, and Glass_New_Space Heating_Natural Gas_Thermostat - Programmable_A_Achievable Economic TRC Potential | F4 | Industrial | Stone, Clay, and Glass | New | Space Heating | Natural Gas | Thermostat - Programmable | A | Standalone Impact on Baseline Energy (%) | Achievable Economic TRC Potential | bar: 2019 to 2040
F5_Industrial_Stone, Clay, and Glass_New_Space Heating_Natural Gas_Thermostat - Programmable_A_Achievable Economic TRC Potential | F5 | Industrial | Stone, Clay, and Glass | New | Space Heating | Natural Gas | Thermostat - Programmable | A | Standalone Impact on Baseline Summer Peak (%) | Achievable Economic TRC Potential | bar: 2019 to 2040
F6_Industrial_Stone, Clay, and Glass_New_Space Heating_Natural Gas_Thermostat - Programmable_A_Achievable Economic TRC Potential | F6 | Industrial | Stone, Clay, and Glass | New | Space Heating | Natural Gas | Thermostat - Programmable | A | Standalone Impact on Baseline Winter Peak (%) | Achievable Economic TRC Potential | bar: 2019 to 2040
F7_Industrial_Stone, Clay, and Glass_New_Space Heating_Natural Gas_Thermostat - Programmable_A_Achievable Economic TRC Potential | F7 | Industrial | Stone, Clay, and Glass | New | Space Heating | Natural Gas | Thermostat - Programmable | A | Incremental Energy Savings (MWh or mTherms) | Achievable Economic TRC Potential | 0 | 0 | 0 | 0 | 0 | 0 | 0 | 0 | 0 | 0 | 0 | 0 | 0 | 0 | 0 | 0 | 0 | 0 | 0 | 0 | 0 | 0
F8_Industrial_Stone, Clay, and Glass_New_Space Heating_Natural Gas_Thermostat - Programmable_A_Achievable Economic TRC Potential | F8 | Industrial | Stone, Clay, and Glass | New | Space Heating | Natural Gas | Thermostat - Programmable | A | Incremental Summer Peak Savings (MW) | Achievable Economic TRC Potential | 0 | 0 | 0 | 0 | 0 | 0 | 0 | 0 | 0 | 0 | 0 | 0 | 0 | 0 | 0 | 0 | 0 | 0 | 0 | 0 | 0 | 0
F9_Industrial_Stone, Clay, and Glass_New_Space Heating_Natural Gas_Thermostat - Programmable_A_Achievable Economic TRC Potential | F9 | Industrial | Stone, Clay, and Glass | New | Space Heating | Natural Gas | Thermostat - Programmable | A | Incremental Winter Peak Savings (MW) | Achievable Economic TRC Potential | 0 | 0 | 0 | 0 | 0 | 0 | 0 | 0 | 0 | 0 | 0 | 0 | 0 | 0 | 0 | 0 | 0 | 0 | 0 | 0 | 0 | 0
F10_Industrial_Stone, Clay, and Glass_New_Space Heating_Natural Gas_Thermostat - Programmable_A_Achievable Economic TRC Potential | F10 | Industrial | Stone, Clay, and Glass | New | Space Heating | Natural Gas | Thermostat - Programmable | A | Cumulative Energy Savings (MWh or mTherms) | Achievable Economic TRC Potential | 0 | 0 | 0 | 0 | 0 | 0 | 0 | 0 | 0 | 0 | 0 | 0 | 0 | 0 | 0 | 0 | 0 | 0 | 0 | 0 | 0 | 0
F11_Industrial_Stone, Clay, and Glass_New_Space Heating_Natural Gas_Thermostat - Programmable_A_Achievable Economic TRC Potential | F11 | Industrial | Stone, Clay, and Glass | New | Space Heating | Natural Gas | Thermostat - Programmable | A | Cumulative Summer Peak Savings (MW) | Achievable Economic TRC Potential | 0 | 0 | 0 | 0 | 0 | 0 | 0 | 0 | 0 | 0 | 0 | 0 | 0 | 0 | 0 | 0 | 0 | 0 | 0 | 0 | 0 | 0
F12_Industrial_Stone, Clay, and Glass_New_Space Heating_Natural Gas_Thermostat - Programmable_A_Achievable Economic TRC Potential | F12 | Industrial | Stone, Clay, and Glass | New | Space Heating | Natural Gas | Thermostat - Programmable | A | Cumulative Winter Peak Savings (MW) | Achievable Economic TRC Potential | 0 | 0 | 0 | 0 | 0 | 0 | 0 | 0 | 0 | 0 | 0 | 0 | 0 | 0 | 0 | 0 | 0 | 0 | 0 | 0 | 0 | 0
F13_Industrial_Stone, Clay, and Glass_New_Space Heating_Natural Gas_Thermostat - Programmable_A_Achievable Economic TRC Potential | F13 | Industrial | Stone, Clay, and Glass | New | Space Heating | Natural Gas | Thermostat - Programmable | A | Purchases (Incremental) | Achievable Economic TRC Potential | 0 | 0 | 0 | 0 | 0 | 0 | 0 | 0 | 0 | 0 | 0 | 0 | 0 | 0 | 0 | 0 | 0 | 0 | 0 | 0 | 0 | 0
F14_Industrial_Stone, Clay, and Glass_New_Space Heating_Natural Gas_Thermostat - Programmable_A_Achievable Economic TRC Potential | F14 | Industrial | Stone, Clay, and Glass | New | Space Heating | Natural Gas | Thermostat - Programmable | A | Purchases (Cumulative) | Achievable Economic TRC Potential | 0 | 0 | 0 | 0 | 0 | 0 | 0 | 0 | 0 | 0 | 0 | 0 | 0 | 0 | 0 | 0 | 0 | 0 | 0 | 0 | 0 | 0
F1_Industrial_Stone, Clay, and Glass_New_Space Heating_Natural Gas_ENERGY STAR Connected Thermostat_A_Achievable Economic TRC Potential | F1 | Industrial | Stone, Clay, and Glass | New | Space Heating | Natural Gas | ENERGY STAR Connected Thermostat | A | Original Unit Energy Savings (kWh or therms) | Achievable Economic TRC Potential | 0 | 0 | 0.01486 | 0.01486 | 0.01486 | 0.01486 | 0.01486 | 0.01486 | 0.01486 | 0.01486 | 0.01486 | 0.01486 | 0.01486 | 0.01486 | 0.01486 | 0.01486 | 0.01486 | 0.01486 | 0.01486 | 0.01486 | 0.01486 | 0.01486
F2_Industrial_Stone, Clay, and Glass_New_Space Heating_Natural Gas_ENERGY STAR Connected Thermostat_A_Achievable Economic TRC Potential | F2 | Industrial | Stone, Clay, and Glass | New | Space Heating | Natural Gas | ENERGY STAR Connected Thermostat | A | Original Unit Summer Peak Savings (kW) | Achievable Economic TRC Potential | 0 | 0 | 0 | 0 | 0 | 0 | 0 | 0 | 0 | 0 | 0 | 0 | 0 | 0 | 0 | 0 | 0 | 0 | 0 | 0 | 0 | 0
F3_Industrial_Stone, Clay, and Glass_New_Space Heating_Natural Gas_ENERGY STAR Connected Thermostat_A_Achievable Economic TRC Potential | F3 | Industrial | Stone, Clay, and Glass | New | Space Heating | Natural Gas | ENERGY STAR Connected Thermostat | A | Original Unit Winter Peak Savings (kW) | Achievable Economic TRC Potential | 0 | 0 | 0 | 0 | 0 | 0 | 0 | 0 | 0 | 0 | 0 | 0 | 0 | 0 | 0 | 0 | 0 | 0 | 0 | 0 | 0 | 0
F4_Industrial_Stone, Clay, and Glass_New_Space Heating_Natural Gas_ENERGY STAR Connected Thermostat_A_Achievable Economic TRC Potential | F4 | Industrial | Stone, Clay, and Glass | New | Space Heating | Natural Gas | ENERGY STAR Connected Thermostat | A | Standalone Impact on Baseline Energy (%) | Achievable Economic TRC Potential | bar: 2019 to 2040
F5_Industrial_Stone, Clay, and Glass_New_Space Heating_Natural Gas_ENERGY STAR Connected Thermostat_A_Achievable Economic TRC Potential | F5 | Industrial | Stone, Clay, and Glass | New | Space Heating | Natural Gas | ENERGY STAR Connected Thermostat | A | Standalone Impact on Baseline Summer Peak (%) | Achievable Economic TRC Potential | bar: 2019 to 2040
F6_Industrial_Stone, Clay, and Glass_New_Space Heating_Natural Gas_ENERGY STAR Connected Thermostat_A_Achievable Economic TRC Potential | F6 | Industrial | Stone, Clay, and Glass | New | Space Heating | Natural Gas | ENERGY STAR Connected Thermostat | A | Standalone Impact on Baseline Winter Peak (%) | Achievable Economic TRC Potential | bar: 2019 to 2040
F7_Industrial_Stone, Clay, and Glass_New_Space Heating_Natural Gas_ENERGY STAR Connected Thermostat_A_Achievable Economic TRC Potential | F7 | Industrial | Stone, Clay, and Glass | New | Space Heating | Natural Gas | ENERGY STAR Connected Thermostat | A | Incremental Energy Savings (MWh or mTherms) | Achievable Economic TRC Potential | 0 | 0 | 0 | 0 | 0 | 0 | 0 | 0 | 0 | 0 | 0 | 0 | 0 | 0 | 0 | 0 | 0 | 0 | 0 | 0 | 0 | 0
F8_Industrial_Stone, Clay, and Glass_New_Space Heating_Natural Gas_ENERGY STAR Connected Thermostat_A_Achievable Economic TRC Potential | F8 | Industrial | Stone, Clay, and Glass | New | Space Heating | Natural Gas | ENERGY STAR Connected Thermostat | A | Incremental Summer Peak Savings (MW) | Achievable Economic TRC Potential | 0 | 0 | 0 | 0 | 0 | 0 | 0 | 0 | 0 | 0 | 0 | 0 | 0 | 0 | 0 | 0 | 0 | 0 | 0 | 0 | 0 | 0
F9_Industrial_Stone, Clay, and Glass_New_Space Heating_Natural Gas_ENERGY STAR Connected Thermostat_A_Achievable Economic TRC Potential | F9 | Industrial | Stone, Clay, and Glass | New | Space Heating | Natural Gas | ENERGY STAR Connected Thermostat | A | Incremental Winter Peak Savings (MW) | Achievable Economic TRC Potential | 0 | 0 | 0 | 0 | 0 | 0 | 0 | 0 | 0 | 0 | 0 | 0 | 0 | 0 | 0 | 0 | 0 | 0 | 0 | 0 | 0 | 0
F10_Industrial_Stone, Clay, and Glass_New_Space Heating_Natural Gas_ENERGY STAR Connected Thermostat_A_Achievable Economic TRC Potential | F10 | Industrial | Stone, Clay, and Glass | New | Space Heating | Natural Gas | ENERGY STAR Connected Thermostat | A | Cumulative Energy Savings (MWh or mTherms) | Achievable Economic TRC Potential | 0 | 0 | 0 | 0 | 0 | 0 | 0 | 0 | 0 | 0 | 0 | 0 | 0 | 0 | 0 | 0 | 0 | 0 | 0 | 0 | 0 | 0
F11_Industrial_Stone, Clay, and Glass_New_Space Heating_Natural Gas_ENERGY STAR Connected Thermostat_A_Achievable Economic TRC Potential | F11 | Industrial | Stone, Clay, and Glass | New | Space Heating | Natural Gas | ENERGY STAR Connected Thermostat | A | Cumulative Summer Peak Savings (MW) | Achievable Economic TRC Potential | 0 | 0 | 0 | 0 | 0 | 0 | 0 | 0 | 0 | 0 | 0 | 0 | 0 | 0 | 0 | 0 | 0 | 0 | 0 | 0 | 0 | 0
F12_Industrial_Stone, Clay, and Glass_New_Space Heating_Natural Gas_ENERGY STAR Connected Thermostat_A_Achievable Economic TRC Potential | F12 | Industrial | Stone, Clay, and Glass | New | Space Heating | Natural Gas | ENERGY STAR Connected Thermostat | A | Cumulative Winter Peak Savings (MW) | Achievable Economic TRC Potential | 0 | 0 | 0 | 0 | 0 | 0 | 0 | 0 | 0 | 0 | 0 | 0 | 0 | 0 | 0 | 0 | 0 | 0 | 0 | 0 | 0 | 0
F13_Industrial_Stone, Clay, and Glass_New_Space Heating_Natural Gas_ENERGY STAR Connected Thermostat_A_Achievable Economic TRC Potential | F13 | Industrial | Stone, Clay, and Glass | New | Space Heating | Natural Gas | ENERGY STAR Connected Thermostat | A | Purchases (Incremental) | Achievable Economic TRC Potential | 0 | 0 | 0 | 0 | 0 | 0 | 0 | 0 | 0 | 0 | 0 | 0 | 0 | 0 | 0 | 0 | 0 | 0 | 0 | 0 | 0 | 0
F14_Industrial_Stone, Clay, and Glass_New_Space Heating_Natural Gas_ENERGY STAR Connected Thermostat_A_Achievable Economic TRC Potential | F14 | Industrial | Stone, Clay, and Glass | New | Space Heating | Natural Gas | ENERGY STAR Connected Thermostat | A | Purchases (Cumulative) | Achievable Economic TRC Potential | 0 | 0 | 0 | 0 | 0 | 0 | 0 | 0 | 0 | 0 | 0 | 0 | 0 | 0 | 0 | 0 | 0 | 0 | 0 | 0 | 0 | 0
F1_Industrial_Stone, Clay, and Glass_New_Space Heating_Natural Gas_Destratification Fans (HVLS)_A_Achievable Economic TRC Potential | F1 | Industrial | Stone, Clay, and Glass | New | Space Heating | Natural Gas | Destratification Fans (HVLS) | A | Original Unit Energy Savings (kWh or therms) | Achievable Economic TRC Potential | 0 | 0 | 0.01486 | 0.01486 | 0.01486 | 0.01486 | 0.01486 | 0.01486 | 0.01486 | 0.01486 | 0.01486 | 0.01486 | 0.01486 | 0.01486 | 0.01486 | 0.01486 | 0.01486 | 0.01486 | 0.01486 | 0.01486 | 0.01486 | 0.01486
F2_Industrial_Stone, Clay, and Glass_New_Space Heating_Natural Gas_Destratification Fans (HVLS)_A_Achievable Economic TRC Potential | F2 | Industrial | Stone, Clay, and Glass | New | Space Heating | Natural Gas | Destratification Fans (HVLS) | A | Original Unit Summer Peak Savings (kW) | Achievable Economic TRC Potential | 0 | 0 | 0 | 0 | 0 | 0 | 0 | 0 | 0 | 0 | 0 | 0 | 0 | 0 | 0 | 0 | 0 | 0 | 0 | 0 | 0 | 0
F3_Industrial_Stone, Clay, and Glass_New_Space Heating_Natural Gas_Destratification Fans (HVLS)_A_Achievable Economic TRC Potential | F3 | Industrial | Stone, Clay, and Glass | New | Space Heating | Natural Gas | Destratification Fans (HVLS) | A | Original Unit Winter Peak Savings (kW) | Achievable Economic TRC Potential | 0 | 0 | 0 | 0 | 0 | 0 | 0 | 0 | 0 | 0 | 0 | 0 | 0 | 0 | 0 | 0 | 0 | 0 | 0 | 0 | 0 | 0
F4_Industrial_Stone, Clay, and Glass_New_Space Heating_Natural Gas_Destratification Fans (HVLS)_A_Achievable Economic TRC Potential | F4 | Industrial | Stone, Clay, and Glass | New | Space Heating | Natural Gas | Destratification Fans (HVLS) | A | Standalone Impact on Baseline Energy (%) | Achievable Economic TRC Potential | bar: 2019 to 2040
F5_Industrial_Stone, Clay, and Glass_New_Space Heating_Natural Gas_Destratification Fans (HVLS)_A_Achievable Economic TRC Potential | F5 | Industrial | Stone, Clay, and Glass | New | Space Heating | Natural Gas | Destratification Fans (HVLS) | A | Standalone Impact on Baseline Summer Peak (%) | Achievable Economic TRC Potential | bar: 2019 to 2040
F6_Industrial_Stone, Clay, and Glass_New_Space Heating_Natural Gas_Destratification Fans (HVLS)_A_Achievable Economic TRC Potential | F6 | Industrial | Stone, Clay, and Glass | New | Space Heating | Natural Gas | Destratification Fans (HVLS) | A | Standalone Impact on Baseline Winter Peak (%) | Achievable Economic TRC Potential | bar: 2019 to 2040
F7_Industrial_Stone, Clay, and Glass_New_Space Heating_Natural Gas_Destratification Fans (HVLS)_A_Achievable Economic TRC Potential | F7 | Industrial | Stone, Clay, and Glass | New | Space Heating | Natural Gas | Destratification Fans (HVLS) | A | Incremental Energy Savings (MWh or mTherms) | Achievable Economic TRC Potential | 0 | 0 | 0 | 0 | 0 | 0 | 0 | 0 | 0 | 0 | 0 | 0 | 0 | 0 | 0 | 0 | 0 | 0 | 0 | 0 | 0 | 0
F8_Industrial_Stone, Clay, and Glass_New_Space Heating_Natural Gas_Destratification Fans (HVLS)_A_Achievable Economic TRC Potential | F8 | Industrial | Stone, Clay, and Glass | New | Space Heating | Natural Gas | Destratification Fans (HVLS) | A | Incremental Summer Peak Savings (MW) | Achievable Economic TRC Potential | 0 | 0 | 0 | 0 | 0 | 0 | 0 | 0 | 0 | 0 | 0 | 0 | 0 | 0 | 0 | 0 | 0 | 0 | 0 | 0 | 0 | 0
F9_Industrial_Stone, Clay, and Glass_New_Space Heating_Natural Gas_Destratification Fans (HVLS)_A_Achievable Economic TRC Potential | F9 | Industrial | Stone, Clay, and Glass | New | Space Heating | Natural Gas | Destratification Fans (HVLS) | A | Incremental Winter Peak Savings (MW) | Achievable Economic TRC Potential | 0 | 0 | 0 | 0 | 0 | 0 | 0 | 0 | 0 | 0 | 0 | 0 | 0 | 0 | 0 | 0 | 0 | 0 | 0 | 0 | 0 | 0
F10_Industrial_Stone, Clay, and Glass_New_Space Heating_Natural Gas_Destratification Fans (HVLS)_A_Achievable Economic TRC Potential | F10 | Industrial | Stone, Clay, and Glass | New | Space Heating | Natural Gas | Destratification Fans (HVLS) | A | Cumulative Energy Savings (MWh or mTherms) | Achievable Economic TRC Potential | 0 | 0 | 0 | 0 | 0 | 0 | 0 | 0 | 0 | 0 | 0 | 0 | 0 | 0 | 0 | 0 | 0 | 0 | 0 | 0 | 0 | 0
F11_Industrial_Stone, Clay, and Glass_New_Space Heating_Natural Gas_Destratification Fans (HVLS)_A_Achievable Economic TRC Potential | F11 | Industrial | Stone, Clay, and Glass | New | Space Heating | Natural Gas | Destratification Fans (HVLS) | A | Cumulative Summer Peak Savings (MW) | Achievable Economic TRC Potential | 0 | 0 | 0 | 0 | 0 | 0 | 0 | 0 | 0 | 0 | 0 | 0 | 0 | 0 | 0 | 0 | 0 | 0 | 0 | 0 | 0 | 0
F12_Industrial_Stone, Clay, and Glass_New_Space Heating_Natural Gas_Destratification Fans (HVLS)_A_Achievable Economic TRC Potential | F12 | Industrial | Stone, Clay, and Glass | New | Space Heating | Natural Gas | Destratification Fans (HVLS) | A | Cumulative Winter Peak Savings (MW) | Achievable Economic TRC Potential | 0 | 0 | 0 | 0 | 0 | 0 | 0 | 0 | 0 | 0 | 0 | 0 | 0 | 0 | 0 | 0 | 0 | 0 | 0 | 0 | 0 | 0
F13_Industrial_Stone, Clay, and Glass_New_Space Heating_Natural Gas_Destratification Fans (HVLS)_A_Achievable Economic TRC Potential | F13 | Industrial | Stone, Clay, and Glass | New | Space Heating | Natural Gas | Destratification Fans (HVLS) | A | Purchases (Incremental) | Achievable Economic TRC Potential | 0 | 0 | 0 | 0 | 0 | 0 | 0 | 0 | 0 | 0 | 0 | 0 | 0 | 0 | 0 | 0 | 0 | 0 | 0 | 0 | 0 | 0
F14_Industrial_Stone, Clay, and Glass_New_Space Heating_Natural Gas_Destratification Fans (HVLS)_A_Achievable Economic TRC Potential | F14 | Industrial | Stone, Clay, and Glass | New | Space Heating | Natural Gas | Destratification Fans (HVLS) | A | Purchases (Cumulative) | Achievable Economic TRC Potential | 0 | 0 | 0 | 0 | 0 | 0 | 0 | 0 | 0 | 0 | 0 | 0 | 0 | 0 | 0 | 0 | 0 | 0 | 0 | 0 | 0 | 0
F1_Industrial_Stone, Clay, and Glass_New_Space Heating_Natural Gas_Gas Boiler - Insulate Steam Lines/Condensate Tank_A_Achievable Economic TRC Potential | F1 | Industrial | Stone, Clay, and Glass | New | Space Heating | Natural Gas | Gas Boiler - Insulate Steam Lines/Condensate Tank | A | Original Unit Energy Savings (kWh or therms) | Achievable Economic TRC Potential | 0 | 0 | 73.4596 | 73.4596 | 73.4596 | 73.4596 | 73.4596 | 73.4596 | 73.4596 | 73.4596 | 73.4596 | 73.4596 | 73.4596 | 73.4596 | 73.4596 | 73.4596 | 73.4596 | 73.4596 | 73.4596 | 73.4596 | 73.4596 | 73.4596
F2_Industrial_Stone, Clay, and Glass_New_Space Heating_Natural Gas_Gas Boiler - Insulate Steam Lines/Condensate Tank_A_Achievable Economic TRC Potential | F2 | Industrial | Stone, Clay, and Glass | New | Space Heating | Natural Gas | Gas Boiler - Insulate Steam Lines/Condensate Tank | A | Original Unit Summer Peak Savings (kW) | Achievable Economic TRC Potential | 0 | 0 | 0 | 0 | 0 | 0 | 0 | 0 | 0 | 0 | 0 | 0 | 0 | 0 | 0 | 0 | 0 | 0 | 0 | 0 | 0 | 0
F3_Industrial_Stone, Clay, and Glass_New_Space Heating_Natural Gas_Gas Boiler - Insulate Steam Lines/Condensate Tank_A_Achievable Economic TRC Potential | F3 | Industrial | Stone, Clay, and Glass | New | Space Heating | Natural Gas | Gas Boiler - Insulate Steam Lines/Condensate Tank | A | Original Unit Winter Peak Savings (kW) | Achievable Economic TRC Potential | 0 | 0 | 0 | 0 | 0 | 0 | 0 | 0 | 0 | 0 | 0 | 0 | 0 | 0 | 0 | 0 | 0 | 0 | 0 | 0 | 0 | 0
F4_Industrial_Stone, Clay, and Glass_New_Space Heating_Natural Gas_Gas Boiler - Insulate Steam Lines/Condensate Tank_A_Achievable Economic TRC Potential | F4 | Industrial | Stone, Clay, and Glass | New | Space Heating | Natural Gas | Gas Boiler - Insulate Steam Lines/Condensate Tank | A | Standalone Impact on Baseline Energy (%) | Achievable Economic TRC Potential | 0% | 0% | 0.005147% | 0.008096% | 0.01082% | 0.01326% | 0.01666% | 0.01961% | 0.02249% | 0.02505% | 0.02822% | 0.03102% | 0.03382% | 0.03623% | 0.03949% | 0.04229% | 0.04506% | 0.04745% | 0.05075% | 0.05357% | 0.05644% | 0.05929%
F5_Industrial_Stone, Clay, and Glass_New_Space Heating_Natural Gas_Gas Boiler - Insulate Steam Lines/Condensate Tank_A_Achievable Economic TRC Potential | F5 | Industrial | Stone, Clay, and Glass | New | Space Heating | Natural Gas | Gas Boiler - Insulate Steam Lines/Condensate Tank | A | Standalone Impact on Baseline Summer Peak (%) | Achievable Economic TRC Potential | bar: 2019 to 2040
F6_Industrial_Stone, Clay, and Glass_New_Space Heating_Natural Gas_Gas Boiler - Insulate Steam Lines/Condensate Tank_A_Achievable Economic TRC Potential | F6 | Industrial | Stone, Clay, and Glass | New | Space Heating | Natural Gas | Gas Boiler - Insulate Steam Lines/Condensate Tank | A | Standalone Impact on Baseline Winter Peak (%) | Achievable Economic TRC Potential | bar: 2019 to 2040
F7_Industrial_Stone, Clay, and Glass_New_Space Heating_Natural Gas_Gas Boiler - Insulate Steam Lines/Condensate Tank_A_Achievable Economic TRC Potential | F7 | Industrial | Stone, Clay, and Glass | New | Space Heating | Natural Gas | Gas Boiler - Insulate Steam Lines/Condensate Tank | A | Incremental Energy Savings (MWh or mTherms) | Achievable Economic TRC Potential | 0 | 0 | 0.0002655 | 0.00046334 | 0.0006607 | 0.00088191 | 0.0010151 | 0.0011698 | 0.0013225 | 0.0014942 | 0.0016222 | 0.0017693 | 0.0019145 | 0.0020829 | 0.0021972 | 0.0023362 | 0.002475 | 0.0026366 | 0.0027433 | 0.0028749 | 0.0030028 | 0.0031304
F8_Industrial_Stone, Clay, and Glass_New_Space Heating_Natural Gas_Gas Boiler - Insulate Steam Lines/Condensate Tank_A_Achievable Economic TRC Potential | F8 | Industrial | Stone, Clay, and Glass | New | Space Heating | Natural Gas | Gas Boiler - Insulate Steam Lines/Condensate Tank | A | Incremental Summer Peak Savings (MW) | Achievable Economic TRC Potential | 0 | 0 | 0 | 0 | 0 | 0 | 0 | 0 | 0 | 0 | 0 | 0 | 0 | 0 | 0 | 0 | 0 | 0 | 0 | 0 | 0 | 0
F9_Industrial_Stone, Clay, and Glass_New_Space Heating_Natural Gas_Gas Boiler - Insulate Steam Lines/Condensate Tank_A_Achievable Economic TRC Potential | F9 | Industrial | Stone, Clay, and Glass | New | Space Heating | Natural Gas | Gas Boiler - Insulate Steam Lines/Condensate Tank | A | Incremental Winter Peak Savings (MW) | Achievable Economic TRC Potential | 0 | 0 | 0 | 0 | 0 | 0 | 0 | 0 | 0 | 0 | 0 | 0 | 0 | 0 | 0 | 0 | 0 | 0 | 0 | 0 | 0 | 0
F10_Industrial_Stone, Clay, and Glass_New_Space Heating_Natural Gas_Gas Boiler - Insulate Steam Lines/Condensate Tank_A_Achievable Economic TRC Potential | F10 | Industrial | Stone, Clay, and Glass | New | Space Heating | Natural Gas | Gas Boiler - Insulate Steam Lines/Condensate Tank | A | Cumulative Energy Savings (MWh or mTherms) | Achievable Economic TRC Potential | 0 | 0 | 0.0002655 | 0.00072883 | 0.0013895 | 0.0022714 | 0.0032866 | 0.0044563 | 0.0057788 | 0.0072731 | 0.0088952 | 0.010665 | 0.012579 | 0.014662 | 0.016859 | 0.019195 | 0.02167 | 0.024307 | 0.02705 | 0.029925 | 0.032928 | 0.036058
F11_Industrial_Stone, Clay, and Glass_New_Space Heating_Natural Gas_Gas Boiler - Insulate Steam Lines/Condensate Tank_A_Achievable Economic TRC Potential | F11 | Industrial | Stone, Clay, and Glass | New | Space Heating | Natural Gas | Gas Boiler - Insulate Steam Lines/Condensate Tank | A | Cumulative Summer Peak Savings (MW) | Achievable Economic TRC Potential | 0 | 0 | 0 | 0 | 0 | 0 | 0 | 0 | 0 | 0 | 0 | 0 | 0 | 0 | 0 | 0 | 0 | 0 | 0 | 0 | 0 | 0
F12_Industrial_Stone, Clay, and Glass_New_Space Heating_Natural Gas_Gas Boiler - Insulate Steam Lines/Condensate Tank_A_Achievable Economic TRC Potential | F12 | Industrial | Stone, Clay, and Glass | New | Space Heating | Natural Gas | Gas Boiler - Insulate Steam Lines/Condensate Tank | A | Cumulative Winter Peak Savings (MW) | Achievable Economic TRC Potential | 0 | 0 | 0 | 0 | 0 | 0 | 0 | 0 | 0 | 0 | 0 | 0 | 0 | 0 | 0 | 0 | 0 | 0 | 0 | 0 | 0 | 0
F13_Industrial_Stone, Clay, and Glass_New_Space Heating_Natural Gas_Gas Boiler - Insulate Steam Lines/Condensate Tank_A_Achievable Economic TRC Potential | F13 | Industrial | Stone, Clay, and Glass | New | Space Heating | Natural Gas | Gas Boiler - Insulate Steam Lines/Condensate Tank | A | Purchases (Incremental) | Achievable Economic TRC Potential | 0 | 0 | 0.0036142 | 0.0063074 | 0.008994 | 0.012005 | 0.013819 | 0.015924 | 0.018003 | 0.020341 | 0.022083 | 0.024086 | 0.026062 | 0.028355 | 0.029911 | 0.031802 | 0.033692 | 0.035892 | 0.037345 | 0.039135 | 0.040877 | 0.042614
F14_Industrial_Stone, Clay, and Glass_New_Space Heating_Natural Gas_Gas Boiler - Insulate Steam Lines/Condensate Tank_A_Achievable Economic TRC Potential | F14 | Industrial | Stone, Clay, and Glass | New | Space Heating | Natural Gas | Gas Boiler - Insulate Steam Lines/Condensate Tank | A | Purchases (Cumulative) | Achievable Economic TRC Potential | 0 | 0 | 0.0036142 | 0.0099216 | 0.018916 | 0.030921 | 0.04474 | 0.060664 | 0.078667 | 0.099008 | 0.12109 | 0.14518 | 0.17124 | 0.19959 | 0.2295 | 0.2613 | 0.295 | 0.33089 | 0.36823 | 0.40737 | 0.44824 | 0.49086
F1_Industrial_Stone, Clay, and Glass_New_Process_Natural Gas_Gas Boiler - Insulate Steam Lines/Condensate Tank_A_Achievable Economic TRC Potential | F1 | Industrial | Stone, Clay, and Glass | New | Process | Natural Gas | Gas Boiler - Insulate Steam Lines/Condensate Tank | A | Original Unit Energy Savings (kWh or therms) | Achievable Economic TRC Potential | 0 | 0 | 45.5894 | 45.5894 | 45.5894 | 45.5894 | 45.5894 | 45.5894 | 45.5894 | 45.5894 | 45.5894 | 45.5894 | 45.5894 | 45.5894 | 45.5894 | 45.5894 | 45.5894 | 45.5894 | 45.5894 | 45.5894 | 45.5894 | 45.5894
F2_Industrial_Stone, Clay, and Glass_New_Process_Natural Gas_Gas Boiler - Insulate Steam Lines/Condensate Tank_A_Achievable Economic TRC Potential | F2 | Industrial | Stone, Clay, and Glass | New | Process | Natural Gas | Gas Boiler - Insulate Steam Lines/Condensate Tank | A | Original Unit Summer Peak Savings (kW) | Achievable Economic TRC Potential | 0 | 0 | 0 | 0 | 0 | 0 | 0 | 0 | 0 | 0 | 0 | 0 | 0 | 0 | 0 | 0 | 0 | 0 | 0 | 0 | 0 | 0
F3_Industrial_Stone, Clay, and Glass_New_Process_Natural Gas_Gas Boiler - Insulate Steam Lines/Condensate Tank_A_Achievable Economic TRC Potential | F3 | Industrial | Stone, Clay, and Glass | New | Process | Natural Gas | Gas Boiler - Insulate Steam Lines/Condensate Tank | A | Original Unit Winter Peak Savings (kW) | Achievable Economic TRC Potential | 0 | 0 | 0 | 0 | 0 | 0 | 0 | 0 | 0 | 0 | 0 | 0 | 0 | 0 | 0 | 0 | 0 | 0 | 0 | 0 | 0 | 0
F4_Industrial_Stone, Clay, and Glass_New_Process_Natural Gas_Gas Boiler - Insulate Steam Lines/Condensate Tank_A_Achievable Economic TRC Potential | F4 | Industrial | Stone, Clay, and Glass | New | Process | Natural Gas | Gas Boiler - Insulate Steam Lines/Condensate Tank | A | Standalone Impact on Baseline Energy (%) | Achievable Economic TRC Potential | 0% | 0% | 0.00172% | 0.002706% | 0.003618% | 0.004431% | 0.00557% | 0.006554% | 0.007518% | 0.008374% | 0.009434% | 0.01037% | 0.0113% | 0.01211% | 0.0132% | 0.01414% | 0.01506% | 0.01586% | 0.01696% | 0.01791% | 0.01887% | 0.01982%
F5_Industrial_Stone, Clay, and Glass_New_Process_Natural Gas_Gas Boiler - Insulate Steam Lines/Condensate Tank_A_Achievable Economic TRC Potential | F5 | Industrial | Stone, Clay, and Glass | New | Process | Natural Gas | Gas Boiler - Insulate Steam Lines/Condensate Tank | A | Standalone Impact on Baseline Summer Peak (%) | Achievable Economic TRC Potential | bar: 2019 to 2040
F6_Industrial_Stone, Clay, and Glass_New_Process_Natural Gas_Gas Boiler - Insulate Steam Lines/Condensate Tank_A_Achievable Economic TRC Potential | F6 | Industrial | Stone, Clay, and Glass | New | Process | Natural Gas | Gas Boiler - Insulate Steam Lines/Condensate Tank | A | Standalone Impact on Baseline Winter Peak (%) | Achievable Economic TRC Potential | bar: 2019 to 2040
F7_Industrial_Stone, Clay, and Glass_New_Process_Natural Gas_Gas Boiler - Insulate Steam Lines/Condensate Tank_A_Achievable Economic TRC Potential | F7 | Industrial | Stone, Clay, and Glass | New | Process | Natural Gas | Gas Boiler - Insulate Steam Lines/Condensate Tank | A | Incremental Energy Savings (MWh or mTherms) | Achievable Economic TRC Potential | 0 | 0 | 0.0018268 | 0.0031881 | 0.0045461 | 0.0060681 | 0.0069848 | 0.0080489 | 0.0090996 | 0.010281 | 0.011162 | 0.012174 | 0.013173 | 0.014332 | 0.015118 | 0.016074 | 0.017029 | 0.018141 | 0.018876 | 0.019781 | 0.020661 | 0.021539
F8_Industrial_Stone, Clay, and Glass_New_Process_Natural Gas_Gas Boiler - Insulate Steam Lines/Condensate Tank_A_Achievable Economic TRC Potential | F8 | Industrial | Stone, Clay, and Glass | New | Process | Natural Gas | Gas Boiler - Insulate Steam Lines/Condensate Tank | A | Incremental Summer Peak Savings (MW) | Achievable Economic TRC Potential | 0 | 0 | 0 | 0 | 0 | 0 | 0 | 0 | 0 | 0 | 0 | 0 | 0 | 0 | 0 | 0 | 0 | 0 | 0 | 0 | 0 | 0
F9_Industrial_Stone, Clay, and Glass_New_Process_Natural Gas_Gas Boiler - Insulate Steam Lines/Condensate Tank_A_Achievable Economic TRC Potential | F9 | Industrial | Stone, Clay, and Glass | New | Process | Natural Gas | Gas Boiler - Insulate Steam Lines/Condensate Tank | A | Incremental Winter Peak Savings (MW) | Achievable Economic TRC Potential | 0 | 0 | 0 | 0 | 0 | 0 | 0 | 0 | 0 | 0 | 0 | 0 | 0 | 0 | 0 | 0 | 0 | 0 | 0 | 0 | 0 | 0
F10_Industrial_Stone, Clay, and Glass_New_Process_Natural Gas_Gas Boiler - Insulate Steam Lines/Condensate Tank_A_Achievable Economic TRC Potential | F10 | Industrial | Stone, Clay, and Glass | New | Process | Natural Gas | Gas Boiler - Insulate Steam Lines/Condensate Tank | A | Cumulative Energy Savings (MWh or mTherms) | Achievable Economic TRC Potential | 0 | 0 | 0.0018268 | 0.0050149 | 0.0095609 | 0.015629 | 0.022614 | 0.030663 | 0.039762 | 0.050044 | 0.061205 | 0.073379 | 0.086552 | 0.10088 | 0.116 | 0.13208 | 0.14911 | 0.16725 | 0.18612 | 0.2059 | 0.22657 | 0.24811
F11_Industrial_Stone, Clay, and Glass_New_Process_Natural Gas_Gas Boiler - Insulate Steam Lines/Condensate Tank_A_Achievable Economic TRC Potential | F11 | Industrial | Stone, Clay, and Glass | New | Process | Natural Gas | Gas Boiler - Insulate Steam Lines/Condensate Tank | A | Cumulative Summer Peak Savings (MW) | Achievable Economic TRC Potential | 0 | 0 | 0 | 0 | 0 | 0 | 0 | 0 | 0 | 0 | 0 | 0 | 0 | 0 | 0 | 0 | 0 | 0 | 0 | 0 | 0 | 0
F12_Industrial_Stone, Clay, and Glass_New_Process_Natural Gas_Gas Boiler - Insulate Steam Lines/Condensate Tank_A_Achievable Economic TRC Potential | F12 | Industrial | Stone, Clay, and Glass | New | Process | Natural Gas | Gas Boiler - Insulate Steam Lines/Condensate Tank | A | Cumulative Winter Peak Savings (MW) | Achievable Economic TRC Potential | 0 | 0 | 0 | 0 | 0 | 0 | 0 | 0 | 0 | 0 | 0 | 0 | 0 | 0 | 0 | 0 | 0 | 0 | 0 | 0 | 0 | 0
F13_Industrial_Stone, Clay, and Glass_New_Process_Natural Gas_Gas Boiler - Insulate Steam Lines/Condensate Tank_A_Achievable Economic TRC Potential | F13 | Industrial | Stone, Clay, and Glass | New | Process | Natural Gas | Gas Boiler - Insulate Steam Lines/Condensate Tank | A | Purchases (Incremental) | Achievable Economic TRC Potential | 0 | 0 | 0.04007 | 0.069931 | 0.099717 | 0.1331 | 0.15321 | 0.17655 | 0.1996 | 0.22552 | 0.24483 | 0.26704 | 0.28895 | 0.31437 | 0.33162 | 0.35259 | 0.37354 | 0.39793 | 0.41404 | 0.43389 | 0.45321 | 0.47246
F14_Industrial_Stone, Clay, and Glass_New_Process_Natural Gas_Gas Boiler - Insulate Steam Lines/Condensate Tank_A_Achievable Economic TRC Potential | F14 | Industrial | Stone, Clay, and Glass | New | Process | Natural Gas | Gas Boiler - Insulate Steam Lines/Condensate Tank | A | Purchases (Cumulative) | Achievable Economic TRC Potential | 0 | 0 | 0.04007 | 0.11 | 0.20972 | 0.34282 | 0.49603 | 0.67258 | 0.87218 | 1.0977 | 1.3425 | 1.6096 | 1.8985 | 2.2129 | 2.5445 | 2.8971 | 3.2706 | 3.6686 | 4.0826 | 4.5165 | 4.9697 | 5.4422
F1_Industrial_Stone, Clay, and Glass_New_Space Heating_Natural Gas_Gas Boiler - Insulate Hot Water Lines_A_Achievable Economic TRC Potential | F1 | Industrial | Stone, Clay, and Glass | New | Space Heating | Natural Gas | Gas Boiler - Insulate Hot Water Lines | A | Original Unit Energy Savings (kWh or therms) | Achievable Economic TRC Potential | 0 | 0 | 83.0325 | 83.0325 | 83.0325 | 83.0325 | 83.0325 | 83.0325 | 83.0325 | 83.0325 | 83.0325 | 83.0325 | 83.0325 | 83.0325 | 83.0325 | 83.0325 | 83.0325 | 83.0325 | 83.0325 | 83.0325 | 83.0325 | 83.0325
F2_Industrial_Stone, Clay, and Glass_New_Space Heating_Natural Gas_Gas Boiler - Insulate Hot Water Lines_A_Achievable Economic TRC Potential | F2 | Industrial | Stone, Clay, and Glass | New | Space Heating | Natural Gas | Gas Boiler - Insulate Hot Water Lines | A | Original Unit Summer Peak Savings (kW) | Achievable Economic TRC Potential | 0 | 0 | 0 | 0 | 0 | 0 | 0 | 0 | 0 | 0 | 0 | 0 | 0 | 0 | 0 | 0 | 0 | 0 | 0 | 0 | 0 | 0
F3_Industrial_Stone, Clay, and Glass_New_Space Heating_Natural Gas_Gas Boiler - Insulate Hot Water Lines_A_Achievable Economic TRC Potential | F3 | Industrial | Stone, Clay, and Glass | New | Space Heating | Natural Gas | Gas Boiler - Insulate Hot Water Lines | A | Original Unit Winter Peak Savings (kW) | Achievable Economic TRC Potential | 0 | 0 | 0 | 0 | 0 | 0 | 0 | 0 | 0 | 0 | 0 | 0 | 0 | 0 | 0 | 0 | 0 | 0 | 0 | 0 | 0 | 0
F4_Industrial_Stone, Clay, and Glass_New_Space Heating_Natural Gas_Gas Boiler - Insulate Hot Water Lines_A_Achievable Economic TRC Potential | F4 | Industrial | Stone, Clay, and Glass | New | Space Heating | Natural Gas | Gas Boiler - Insulate Hot Water Lines | A | Standalone Impact on Baseline Energy (%) | Achievable Economic TRC Potential | 0% | 0% | 0.005818% | 0.009151% | 0.01224% | 0.01498% | 0.01883% | 0.02216% | 0.02542% | 0.02832% | 0.0319% | 0.03507% | 0.03822% | 0.04095% | 0.04464% | 0.0478% | 0.05094% | 0.05363% | 0.05736% | 0.06056% | 0.06379% | 0.06701%
F5_Industrial_Stone, Clay, and Glass_New_Space Heating_Natural Gas_Gas Boiler - Insulate Hot Water Lines_A_Achievable Economic TRC Potential | F5 | Industrial | Stone, Clay, and Glass | New | Space Heating | Natural Gas | Gas Boiler - Insulate Hot Water Lines | A | Standalone Impact on Baseline Summer Peak (%) | Achievable Economic TRC Potential | bar: 2019 to 2040
F6_Industrial_Stone, Clay, and Glass_New_Space Heating_Natural Gas_Gas Boiler - Insulate Hot Water Lines_A_Achievable Economic TRC Potential | F6 | Industrial | Stone, Clay, and Glass | New | Space Heating | Natural Gas | Gas Boiler - Insulate Hot Water Lines | A | Standalone Impact on Baseline Winter Peak (%) | Achievable Economic TRC Potential | bar: 2019 to 2040
F7_Industrial_Stone, Clay, and Glass_New_Space Heating_Natural Gas_Gas Boiler - Insulate Hot Water Lines_A_Achievable Economic TRC Potential | F7 | Industrial | Stone, Clay, and Glass | New | Space Heating | Natural Gas | Gas Boiler - Insulate Hot Water Lines | A | Incremental Energy Savings (MWh or mTherms) | Achievable Economic TRC Potential | 0 | 0 | 0.00030009 | 0.00052372 | 0.0007468 | 0.00099683 | 0.0011474 | 0.0013222 | 0.0014948 | 0.001689 | 0.0018336 | 0.0019999 | 0.002164 | 0.0023544 | 0.0024836 | 0.0026406 | 0.0027975 | 0.0029802 | 0.0031008 | 0.0032495 | 0.0033941 | 0.0035383
F8_Industrial_Stone, Clay, and Glass_New_Space Heating_Natural Gas_Gas Boiler - Insulate Hot Water Lines_A_Achievable Economic TRC Potential | F8 | Industrial | Stone, Clay, and Glass | New | Space Heating | Natural Gas | Gas Boiler - Insulate Hot Water Lines | A | Incremental Summer Peak Savings (MW) | Achievable Economic TRC Potential | 0 | 0 | 0 | 0 | 0 | 0 | 0 | 0 | 0 | 0 | 0 | 0 | 0 | 0 | 0 | 0 | 0 | 0 | 0 | 0 | 0 | 0
F9_Industrial_Stone, Clay, and Glass_New_Space Heating_Natural Gas_Gas Boiler - Insulate Hot Water Lines_A_Achievable Economic TRC Potential | F9 | Industrial | Stone, Clay, and Glass | New | Space Heating | Natural Gas | Gas Boiler - Insulate Hot Water Lines | A | Incremental Winter Peak Savings (MW) | Achievable Economic TRC Potential | 0 | 0 | 0 | 0 | 0 | 0 | 0 | 0 | 0 | 0 | 0 | 0 | 0 | 0 | 0 | 0 | 0 | 0 | 0 | 0 | 0 | 0
F10_Industrial_Stone, Clay, and Glass_New_Space Heating_Natural Gas_Gas Boiler - Insulate Hot Water Lines_A_Achievable Economic TRC Potential | F10 | Industrial | Stone, Clay, and Glass | New | Space Heating | Natural Gas | Gas Boiler - Insulate Hot Water Lines | A | Cumulative Energy Savings (MWh or mTherms) | Achievable Economic TRC Potential | 0 | 0 | 0.00030009 | 0.00082381 | 0.0015706 | 0.0025674 | 0.0037149 | 0.0050371 | 0.0065319 | 0.0082209 | 0.010054 | 0.012054 | 0.014218 | 0.016573 | 0.019056 | 0.021697 | 0.024494 | 0.027474 | 0.030575 | 0.033825 | 0.037219 | 0.040757
F11_Industrial_Stone, Clay, and Glass_New_Space Heating_Natural Gas_Gas Boiler - Insulate Hot Water Lines_A_Achievable Economic TRC Potential | F11 | Industrial | Stone, Clay, and Glass | New | Space Heating | Natural Gas | Gas Boiler - Insulate Hot Water Lines | A | Cumulative Summer Peak Savings (MW) | Achievable Economic TRC Potential | 0 | 0 | 0 | 0 | 0 | 0 | 0 | 0 | 0 | 0 | 0 | 0 | 0 | 0 | 0 | 0 | 0 | 0 | 0 | 0 | 0 | 0
F12_Industrial_Stone, Clay, and Glass_New_Space Heating_Natural Gas_Gas Boiler - Insulate Hot Water Lines_A_Achievable Economic TRC Potential | F12 | Industrial | Stone, Clay, and Glass | New | Space Heating | Natural Gas | Gas Boiler - Insulate Hot Water Lines | A | Cumulative Winter Peak Savings (MW) | Achievable Economic TRC Potential | 0 | 0 | 0 | 0 | 0 | 0 | 0 | 0 | 0 | 0 | 0 | 0 | 0 | 0 | 0 | 0 | 0 | 0 | 0 | 0 | 0 | 0
F13_Industrial_Stone, Clay, and Glass_New_Space Heating_Natural Gas_Gas Boiler - Insulate Hot Water Lines_A_Achievable Economic TRC Potential | F13 | Industrial | Stone, Clay, and Glass | New | Space Heating | Natural Gas | Gas Boiler - Insulate Hot Water Lines | A | Purchases (Incremental) | Achievable Economic TRC Potential | 0 | 0 | 0.0036142 | 0.0063074 | 0.008994 | 0.012005 | 0.013819 | 0.015924 | 0.018003 | 0.020341 | 0.022083 | 0.024086 | 0.026062 | 0.028355 | 0.029911 | 0.031802 | 0.033692 | 0.035892 | 0.037345 | 0.039135 | 0.040877 | 0.042614
F14_Industrial_Stone, Clay, and Glass_New_Space Heating_Natural Gas_Gas Boiler - Insulate Hot Water Lines_A_Achievable Economic TRC Potential | F14 | Industrial | Stone, Clay, and Glass | New | Space Heating | Natural Gas | Gas Boiler - Insulate Hot Water Lines | A | Purchases (Cumulative) | Achievable Economic TRC Potential | 0 | 0 | 0.0036142 | 0.0099216 | 0.018916 | 0.030921 | 0.04474 | 0.060664 | 0.078667 | 0.099008 | 0.12109 | 0.14518 | 0.17124 | 0.19959 | 0.2295 | 0.2613 | 0.295 | 0.33089 | 0.36823 | 0.40737 | 0.44824 | 0.49086
F1_Industrial_Stone, Clay, and Glass_New_Process_Natural Gas_Gas Boiler - Insulate Hot Water Lines_A_Achievable Economic TRC Potential | F1 | Industrial | Stone, Clay, and Glass | New | Process | Natural Gas | Gas Boiler - Insulate Hot Water Lines | A | Original Unit Energy Savings (kWh or therms) | Achievable Economic TRC Potential | 0 | 0 | 51.5303 | 51.5303 | 51.5303 | 51.5303 | 51.5303 | 51.5303 | 51.5303 | 51.5303 | 51.5303 | 51.5303 | 51.5303 | 51.5303 | 51.5303 | 51.5303 | 51.5303 | 51.5303 | 51.5303 | 51.5303 | 51.5303 | 51.5303
F2_Industrial_Stone, Clay, and Glass_New_Process_Natural Gas_Gas Boiler - Insulate Hot Water Lines_A_Achievable Economic TRC Potential | F2 | Industrial | Stone, Clay, and Glass | New | Process | Natural Gas | Gas Boiler - Insulate Hot Water Lines | A | Original Unit Summer Peak Savings (kW) | Achievable Economic TRC Potential | 0 | 0 | 0 | 0 | 0 | 0 | 0 | 0 | 0 | 0 | 0 | 0 | 0 | 0 | 0 | 0 | 0 | 0 | 0 | 0 | 0 | 0
F3_Industrial_Stone, Clay, and Glass_New_Process_Natural Gas_Gas Boiler - Insulate Hot Water Lines_A_Achievable Economic TRC Potential | F3 | Industrial | Stone, Clay, and Glass | New | Process | Natural Gas | Gas Boiler - Insulate Hot Water Lines | A | Original Unit Winter Peak Savings (kW) | Achievable Economic TRC Potential | 0 | 0 | 0 | 0 | 0 | 0 | 0 | 0 | 0 | 0 | 0 | 0 | 0 | 0 | 0 | 0 | 0 | 0 | 0 | 0 | 0 | 0
F4_Industrial_Stone, Clay, and Glass_New_Process_Natural Gas_Gas Boiler - Insulate Hot Water Lines_A_Achievable Economic TRC Potential | F4 | Industrial | Stone, Clay, and Glass | New | Process | Natural Gas | Gas Boiler - Insulate Hot Water Lines | A | Standalone Impact on Baseline Energy (%) | Achievable Economic TRC Potential | 0% | 0% | 0.001945% | 0.003059% | 0.00409% | 0.005009% | 0.006296% | 0.007408% | 0.008497% | 0.009465% | 0.01066% | 0.01172% | 0.01278% | 0.01369% | 0.01492% | 0.01598% | 0.01703% | 0.01793% | 0.01917% | 0.02024% | 0.02132% | 0.0224%
F5_Industrial_Stone, Clay, and Glass_New_Process_Natural Gas_Gas Boiler - Insulate Hot Water Lines_A_Achievable Economic TRC Potential | F5 | Industrial | Stone, Clay, and Glass | New | Process | Natural Gas | Gas Boiler - Insulate Hot Water Lines | A | Standalone Impact on Baseline Summer Peak (%) | Achievable Economic TRC Potential | bar: 2019 to 2040
F6_Industrial_Stone, Clay, and Glass_New_Process_Natural Gas_Gas Boiler - Insulate Hot Water Lines_A_Achievable Economic TRC Potential | F6 | Industrial | Stone, Clay, and Glass | New | Process | Natural Gas | Gas Boiler - Insulate Hot Water Lines | A | Standalone Impact on Baseline Winter Peak (%) | Achievable Economic TRC Potential | bar: 2019 to 2040
F7_Industrial_Stone, Clay, and Glass_New_Process_Natural Gas_Gas Boiler - Insulate Hot Water Lines_A_Achievable Economic TRC Potential | F7 | Industrial | Stone, Clay, and Glass | New | Process | Natural Gas | Gas Boiler - Insulate Hot Water Lines | A | Incremental Energy Savings (MWh or mTherms) | Achievable Economic TRC Potential | 0 | 0 | 0.0020648 | 0.0036035 | 0.0051385 | 0.0068589 | 0.007895 | 0.0090977 | 0.010285 | 0.011621 | 0.012616 | 0.013761 | 0.01489 | 0.0162 | 0.017089 | 0.018169 | 0.019249 | 0.020506 | 0.021336 | 0.022359 | 0.023354 | 0.024346
F8_Industrial_Stone, Clay, and Glass_New_Process_Natural Gas_Gas Boiler - Insulate Hot Water Lines_A_Achievable Economic TRC Potential | F8 | Industrial | Stone, Clay, and Glass | New | Process | Natural Gas | Gas Boiler - Insulate Hot Water Lines | A | Incremental Summer Peak Savings (MW) | Achievable Economic TRC Potential | 0 | 0 | 0 | 0 | 0 | 0 | 0 | 0 | 0 | 0 | 0 | 0 | 0 | 0 | 0 | 0 | 0 | 0 | 0 | 0 | 0 | 0
F9_Industrial_Stone, Clay, and Glass_New_Process_Natural Gas_Gas Boiler - Insulate Hot Water Lines_A_Achievable Economic TRC Potential | F9 | Industrial | Stone, Clay, and Glass | New | Process | Natural Gas | Gas Boiler - Insulate Hot Water Lines | A | Incremental Winter Peak Savings (MW) | Achievable Economic TRC Potential | 0 | 0 | 0 | 0 | 0 | 0 | 0 | 0 | 0 | 0 | 0 | 0 | 0 | 0 | 0 | 0 | 0 | 0 | 0 | 0 | 0 | 0
F10_Industrial_Stone, Clay, and Glass_New_Process_Natural Gas_Gas Boiler - Insulate Hot Water Lines_A_Achievable Economic TRC Potential | F10 | Industrial | Stone, Clay, and Glass | New | Process | Natural Gas | Gas Boiler - Insulate Hot Water Lines | A | Cumulative Energy Savings (MWh or mTherms) | Achievable Economic TRC Potential | 0 | 0 | 0.0020648 | 0.0056684 | 0.010807 | 0.017666 | 0.025561 | 0.034658 | 0.044944 | 0.056565 | 0.069181 | 0.082942 | 0.097832 | 0.11403 | 0.13112 | 0.14929 | 0.16854 | 0.18904 | 0.21038 | 0.23274 | 0.25609 | 0.28044
F11_Industrial_Stone, Clay, and Glass_New_Process_Natural Gas_Gas Boiler - Insulate Hot Water Lines_A_Achievable Economic TRC Potential | F11 | Industrial | Stone, Clay, and Glass | New | Process | Natural Gas | Gas Boiler - Insulate Hot Water Lines | A | Cumulative Summer Peak Savings (MW) | Achievable Economic TRC Potential | 0 | 0 | 0 | 0 | 0 | 0 | 0 | 0 | 0 | 0 | 0 | 0 | 0 | 0 | 0 | 0 | 0 | 0 | 0 | 0 | 0 | 0
F12_Industrial_Stone, Clay, and Glass_New_Process_Natural Gas_Gas Boiler - Insulate Hot Water Lines_A_Achievable Economic TRC Potential | F12 | Industrial | Stone, Clay, and Glass | New | Process | Natural Gas | Gas Boiler - Insulate Hot Water Lines | A | Cumulative Winter Peak Savings (MW) | Achievable Economic TRC Potential | 0 | 0 | 0 | 0 | 0 | 0 | 0 | 0 | 0 | 0 | 0 | 0 | 0 | 0 | 0 | 0 | 0 | 0 | 0 | 0 | 0 | 0
F13_Industrial_Stone, Clay, and Glass_New_Process_Natural Gas_Gas Boiler - Insulate Hot Water Lines_A_Achievable Economic TRC Potential | F13 | Industrial | Stone, Clay, and Glass | New | Process | Natural Gas | Gas Boiler - Insulate Hot Water Lines | A | Purchases (Incremental) | Achievable Economic TRC Potential | 0 | 0 | 0.04007 | 0.069931 | 0.099717 | 0.1331 | 0.15321 | 0.17655 | 0.1996 | 0.22552 | 0.24483 | 0.26704 | 0.28895 | 0.31437 | 0.33162 | 0.35259 | 0.37354 | 0.39793 | 0.41404 | 0.43389 | 0.45321 | 0.47246
F14_Industrial_Stone, Clay, and Glass_New_Process_Natural Gas_Gas Boiler - Insulate Hot Water Lines_A_Achievable Economic TRC Potential | F14 | Industrial | Stone, Clay, and Glass | New | Process | Natural Gas | Gas Boiler - Insulate Hot Water Lines | A | Purchases (Cumulative) | Achievable Economic TRC Potential | 0 | 0 | 0.04007 | 0.11 | 0.20972 | 0.34282 | 0.49603 | 0.67258 | 0.87218 | 1.0977 | 1.3425 | 1.6096 | 1.8985 | 2.2129 | 2.5445 | 2.8971 | 3.2706 | 3.6686 | 4.0826 | 4.5165 | 4.9697 | 5.4422
F1_Industrial_Stone, Clay, and Glass_New_Process_Natural Gas_Process - Insulate Heated Process Fluids_A_Achievable Economic TRC Potential | F1 | Industrial | Stone, Clay, and Glass | New | Process | Natural Gas | Process - Insulate Heated Process Fluids | A | Original Unit Energy Savings (kWh or therms) | Achievable Economic TRC Potential | 0 | 0 | 1280.913 | 1280.913 | 1280.913 | 1280.913 | 1280.913 | 1280.913 | 1280.913 | 1280.913 | 1280.913 | 1280.913 | 1280.913 | 1280.913 | 1280.913 | 1280.913 | 1280.913 | 1280.913 | 1280.913 | 1280.913 | 1280.913 | 1280.913
F2_Industrial_Stone, Clay, and Glass_New_Process_Natural Gas_Process - Insulate Heated Process Fluids_A_Achievable Economic TRC Potential | F2 | Industrial | Stone, Clay, and Glass | New | Process | Natural Gas | Process - Insulate Heated Process Fluids | A | Original Unit Summer Peak Savings (kW) | Achievable Economic TRC Potential | 0 | 0 | 0 | 0 | 0 | 0 | 0 | 0 | 0 | 0 | 0 | 0 | 0 | 0 | 0 | 0 | 0 | 0 | 0 | 0 | 0 | 0
F3_Industrial_Stone, Clay, and Glass_New_Process_Natural Gas_Process - Insulate Heated Process Fluids_A_Achievable Economic TRC Potential | F3 | Industrial | Stone, Clay, and Glass | New | Process | Natural Gas | Process - Insulate Heated Process Fluids | A | Original Unit Winter Peak Savings (kW) | Achievable Economic TRC Potential | 0 | 0 | 0 | 0 | 0 | 0 | 0 | 0 | 0 | 0 | 0 | 0 | 0 | 0 | 0 | 0 | 0 | 0 | 0 | 0 | 0 | 0
F4_Industrial_Stone, Clay, and Glass_New_Process_Natural Gas_Process - Insulate Heated Process Fluids_A_Achievable Economic TRC Potential | F4 | Industrial | Stone, Clay, and Glass | New | Process | Natural Gas | Process - Insulate Heated Process Fluids | A | Standalone Impact on Baseline Energy (%) | Achievable Economic TRC Potential | 0% | 0% | 0.1057% | 0.1663% | 0.2224% | 0.2723% | 0.3423% | 0.3922% | 0.4231% | 0.4354% | 0.4497% | 0.4513% | 0.4483% | 0.437% | 0.4342% | 0.4244% | 0.4133% | 0.3982% | 0.3828% | 0.3653% | 0.3497% | 0.3355%
F5_Industrial_Stone, Clay, and Glass_New_Process_Natural Gas_Process - Insulate Heated Process Fluids_A_Achievable Economic TRC Potential | F5 | Industrial | Stone, Clay, and Glass | New | Process | Natural Gas | Process - Insulate Heated Process Fluids | A | Standalone Impact on Baseline Summer Peak (%) | Achievable Economic TRC Potential | bar: 2019 to 2040
F6_Industrial_Stone, Clay, and Glass_New_Process_Natural Gas_Process - Insulate Heated Process Fluids_A_Achievable Economic TRC Potential | F6 | Industrial | Stone, Clay, and Glass | New | Process | Natural Gas | Process - Insulate Heated Process Fluids | A | Standalone Impact on Baseline Winter Peak (%) | Achievable Economic TRC Potential | bar: 2019 to 2040
F7_Industrial_Stone, Clay, and Glass_New_Process_Natural Gas_Process - Insulate Heated Process Fluids_A_Achievable Economic TRC Potential | F7 | Industrial | Stone, Clay, and Glass | New | Process | Natural Gas | Process - Insulate Heated Process Fluids | A | Incremental Energy Savings (MWh or mTherms) | Achievable Economic TRC Potential | 0 | 0 | 0.11228 | 0.19594 | 0.27941 | 0.37295 | 0.42929 | 0.44523 | 0.40268 | 0.36398 | 0.31611 | 0.27583 | 0.23877 | 0.20782 | 0.17538 | 0.14918 | 0.12643 | 0.10775 | 0.00076469 | 0.0002862 | 0.00010191 | 3.4643e-05
F8_Industrial_Stone, Clay, and Glass_New_Process_Natural Gas_Process - Insulate Heated Process Fluids_A_Achievable Economic TRC Potential | F8 | Industrial | Stone, Clay, and Glass | New | Process | Natural Gas | Process - Insulate Heated Process Fluids | A | Incremental Summer Peak Savings (MW) | Achievable Economic TRC Potential | 0 | 0 | 0 | 0 | 0 | 0 | 0 | 0 | 0 | 0 | 0 | 0 | 0 | 0 | 0 | 0 | 0 | 0 | 0 | 0 | 0 | 0
F9_Industrial_Stone, Clay, and Glass_New_Process_Natural Gas_Process - Insulate Heated Process Fluids_A_Achievable Economic TRC Potential | F9 | Industrial | Stone, Clay, and Glass | New | Process | Natural Gas | Process - Insulate Heated Process Fluids | A | Incremental Winter Peak Savings (MW) | Achievable Economic TRC Potential | 0 | 0 | 0 | 0 | 0 | 0 | 0 | 0 | 0 | 0 | 0 | 0 | 0 | 0 | 0 | 0 | 0 | 0 | 0 | 0 | 0 | 0
F10_Industrial_Stone, Clay, and Glass_New_Process_Natural Gas_Process - Insulate Heated Process Fluids_A_Achievable Economic TRC Potential | F10 | Industrial | Stone, Clay, and Glass | New | Process | Natural Gas | Process - Insulate Heated Process Fluids | A | Cumulative Energy Savings (MWh or mTherms) | Achievable Economic TRC Potential | 0 | 0 | 0.11228 | 0.30822 | 0.58763 | 0.96058 | 1.3899 | 1.8351 | 2.2378 | 2.6018 | 2.9179 | 3.1937 | 3.4325 | 3.6403 | 3.8157 | 3.9648 | 4.0913 | 4.199 | 4.1998 | 4.2001 | 4.2002 | 4.2002
F11_Industrial_Stone, Clay, and Glass_New_Process_Natural Gas_Process - Insulate Heated Process Fluids_A_Achievable Economic TRC Potential | F11 | Industrial | Stone, Clay, and Glass | New | Process | Natural Gas | Process - Insulate Heated Process Fluids | A | Cumulative Summer Peak Savings (MW) | Achievable Economic TRC Potential | 0 | 0 | 0 | 0 | 0 | 0 | 0 | 0 | 0 | 0 | 0 | 0 | 0 | 0 | 0 | 0 | 0 | 0 | 0 | 0 | 0 | 0
F12_Industrial_Stone, Clay, and Glass_New_Process_Natural Gas_Process - Insulate Heated Process Fluids_A_Achievable Economic TRC Potential | F12 | Industrial | Stone, Clay, and Glass | New | Process | Natural Gas | Process - Insulate Heated Process Fluids | A | Cumulative Winter Peak Savings (MW) | Achievable Economic TRC Potential | 0 | 0 | 0 | 0 | 0 | 0 | 0 | 0 | 0 | 0 | 0 | 0 | 0 | 0 | 0 | 0 | 0 | 0 | 0 | 0 | 0 | 0
F13_Industrial_Stone, Clay, and Glass_New_Process_Natural Gas_Process - Insulate Heated Process Fluids_A_Achievable Economic TRC Potential | F13 | Industrial | Stone, Clay, and Glass | New | Process | Natural Gas | Process - Insulate Heated Process Fluids | A | Purchases (Incremental) | Achievable Economic TRC Potential | 0 | 0 | 0.087654 | 0.15297 | 0.21813 | 0.29116 | 0.33515 | 0.34758 | 0.31437 | 0.28416 | 0.24679 | 0.21534 | 0.18641 | 0.16224 | 0.13692 | 0.11646 | 0.098704 | 0.08412 | 0.00059699 | 0.00022343 | 7.9561e-05 | 2.7046e-05
F14_Industrial_Stone, Clay, and Glass_New_Process_Natural Gas_Process - Insulate Heated Process Fluids_A_Achievable Economic TRC Potential | F14 | Industrial | Stone, Clay, and Glass | New | Process | Natural Gas | Process - Insulate Heated Process Fluids | A | Purchases (Cumulative) | Achievable Economic TRC Potential | 0 | 0 | 0.087654 | 0.24063 | 0.45876 | 0.74992 | 1.0851 | 1.4327 | 1.747 | 2.0312 | 2.278 | 2.4933 | 2.6797 | 2.842 | 2.9789 | 3.0953 | 3.194 | 3.2782 | 3.2788 | 3.279 | 3.2791 | 3.2791
F1_Industrial_Stone, Clay, and Glass_New_Process_Natural Gas_Process Heat Recovery_A_Achievable Economic TRC Potential | F1 | Industrial | Stone, Clay, and Glass | New | Process | Natural Gas | Process Heat Recovery | A | Original Unit Energy Savings (kWh or therms) | Achievable Economic TRC Potential | 0 | 0 | 73.39 | 73.39 | 73.39 | 73.39 | 73.39 | 73.39 | 73.39 | 73.39 | 73.39 | 73.39 | 73.39 | 73.39 | 73.39 | 73.39 | 73.39 | 73.39 | 73.39 | 73.39 | 73.39 | 73.39
F2_Industrial_Stone, Clay, and Glass_New_Process_Natural Gas_Process Heat Recovery_A_Achievable Economic TRC Potential | F2 | Industrial | Stone, Clay, and Glass | New | Process | Natural Gas | Process Heat Recovery | A | Original Unit Summer Peak Savings (kW) | Achievable Economic TRC Potential | 0 | 0 | 0 | 0 | 0 | 0 | 0 | 0 | 0 | 0 | 0 | 0 | 0 | 0 | 0 | 0 | 0 | 0 | 0 | 0 | 0 | 0
F3_Industrial_Stone, Clay, and Glass_New_Process_Natural Gas_Process Heat Recovery_A_Achievable Economic TRC Potential | F3 | Industrial | Stone, Clay, and Glass | New | Process | Natural Gas | Process Heat Recovery | A | Original Unit Winter Peak Savings (kW) | Achievable Economic TRC Potential | 0 | 0 | 0 | 0 | 0 | 0 | 0 | 0 | 0 | 0 | 0 | 0 | 0 | 0 | 0 | 0 | 0 | 0 | 0 | 0 | 0 | 0
F4_Industrial_Stone, Clay, and Glass_New_Process_Natural Gas_Process Heat Recovery_A_Achievable Economic TRC Potential | F4 | Industrial | Stone, Clay, and Glass | New | Process | Natural Gas | Process Heat Recovery | A | Standalone Impact on Baseline Energy (%) | Achievable Economic TRC Potential | bar: 2019 to 2040
F5_Industrial_Stone, Clay, and Glass_New_Process_Natural Gas_Process Heat Recovery_A_Achievable Economic TRC Potential | F5 | Industrial | Stone, Clay, and Glass | New | Process | Natural Gas | Process Heat Recovery | A | Standalone Impact on Baseline Summer Peak (%) | Achievable Economic TRC Potential | bar: 2019 to 2040
F6_Industrial_Stone, Clay, and Glass_New_Process_Natural Gas_Process Heat Recovery_A_Achievable Economic TRC Potential | F6 | Industrial | Stone, Clay, and Glass | New | Process | Natural Gas | Process Heat Recovery | A | Standalone Impact on Baseline Winter Peak (%) | Achievable Economic TRC Potential | bar: 2019 to 2040
F7_Industrial_Stone, Clay, and Glass_New_Process_Natural Gas_Process Heat Recovery_A_Achievable Economic TRC Potential | F7 | Industrial | Stone, Clay, and Glass | New | Process | Natural Gas | Process Heat Recovery | A | Incremental Energy Savings (MWh or mTherms) | Achievable Economic TRC Potential | 0 | 0 | 0 | 0 | 0 | 0 | 0 | 0 | 0 | 0 | 0 | 0 | 0 | 0 | 0 | 0 | 0 | 0 | 0 | 0 | 0 | 0
F8_Industrial_Stone, Clay, and Glass_New_Process_Natural Gas_Process Heat Recovery_A_Achievable Economic TRC Potential | F8 | Industrial | Stone, Clay, and Glass | New | Process | Natural Gas | Process Heat Recovery | A | Incremental Summer Peak Savings (MW) | Achievable Economic TRC Potential | 0 | 0 | 0 | 0 | 0 | 0 | 0 | 0 | 0 | 0 | 0 | 0 | 0 | 0 | 0 | 0 | 0 | 0 | 0 | 0 | 0 | 0
F9_Industrial_Stone, Clay, and Glass_New_Process_Natural Gas_Process Heat Recovery_A_Achievable Economic TRC Potential | F9 | Industrial | Stone, Clay, and Glass | New | Process | Natural Gas | Process Heat Recovery | A | Incremental Winter Peak Savings (MW) | Achievable Economic TRC Potential | 0 | 0 | 0 | 0 | 0 | 0 | 0 | 0 | 0 | 0 | 0 | 0 | 0 | 0 | 0 | 0 | 0 | 0 | 0 | 0 | 0 | 0
F10_Industrial_Stone, Clay, and Glass_New_Process_Natural Gas_Process Heat Recovery_A_Achievable Economic TRC Potential | F10 | Industrial | Stone, Clay, and Glass | New | Process | Natural Gas | Process Heat Recovery | A | Cumulative Energy Savings (MWh or mTherms) | Achievable Economic TRC Potential | 0 | 0 | 0 | 0 | 0 | 0 | 0 | 0 | 0 | 0 | 0 | 0 | 0 | 0 | 0 | 0 | 0 | 0 | 0 | 0 | 0 | 0
F11_Industrial_Stone, Clay, and Glass_New_Process_Natural Gas_Process Heat Recovery_A_Achievable Economic TRC Potential | F11 | Industrial | Stone, Clay, and Glass | New | Process | Natural Gas | Process Heat Recovery | A | Cumulative Summer Peak Savings (MW) | Achievable Economic TRC Potential | 0 | 0 | 0 | 0 | 0 | 0 | 0 | 0 | 0 | 0 | 0 | 0 | 0 | 0 | 0 | 0 | 0 | 0 | 0 | 0 | 0 | 0
F12_Industrial_Stone, Clay, and Glass_New_Process_Natural Gas_Process Heat Recovery_A_Achievable Economic TRC Potential | F12 | Industrial | Stone, Clay, and Glass | New | Process | Natural Gas | Process Heat Recovery | A | Cumulative Winter Peak Savings (MW) | Achievable Economic TRC Potential | 0 | 0 | 0 | 0 | 0 | 0 | 0 | 0 | 0 | 0 | 0 | 0 | 0 | 0 | 0 | 0 | 0 | 0 | 0 | 0 | 0 | 0
F13_Industrial_Stone, Clay, and Glass_New_Process_Natural Gas_Process Heat Recovery_A_Achievable Economic TRC Potential | F13 | Industrial | Stone, Clay, and Glass | New | Process | Natural Gas | Process Heat Recovery | A | Purchases (Incremental) | Achievable Economic TRC Potential | 0 | 0 | 0 | 0 | 0 | 0 | 0 | 0 | 0 | 0 | 0 | 0 | 0 | 0 | 0 | 0 | 0 | 0 | 0 | 0 | 0 | 0
F14_Industrial_Stone, Clay, and Glass_New_Process_Natural Gas_Process Heat Recovery_A_Achievable Economic TRC Potential | F14 | Industrial | Stone, Clay, and Glass | New | Process | Natural Gas | Process Heat Recovery | A | Purchases (Cumulative) | Achievable Economic TRC Potential | 0 | 0 | 0 | 0 | 0 | 0 | 0 | 0 | 0 | 0 | 0 | 0 | 0 | 0 | 0 | 0 | 0 | 0 | 0 | 0 | 0 | 0
F1_Industrial_Stone, Clay, and Glass_New_Space Heating_Natural Gas_Building Automation System_A_Achievable Economic TRC Potential | F1 | Industrial | Stone, Clay, and Glass | New | Space Heating | Natural Gas | Building Automation System | A | Original Unit Energy Savings (kWh or therms) | Achievable Economic TRC Potential | 0 | 0 | 0.01486 | 0.01486 | 0.01486 | 0.01486 | 0.01486 | 0.01486 | 0.01486 | 0.01486 | 0.01486 | 0.01486 | 0.01486 | 0.01486 | 0.01486 | 0.01486 | 0.01486 | 0.01486 | 0.01486 | 0.01486 | 0.01486 | 0.01486
F2_Industrial_Stone, Clay, and Glass_New_Space Heating_Natural Gas_Building Automation System_A_Achievable Economic TRC Potential | F2 | Industrial | Stone, Clay, and Glass | New | Space Heating | Natural Gas | Building Automation System | A | Original Unit Summer Peak Savings (kW) | Achievable Economic TRC Potential | 0 | 0 | 0 | 0 | 0 | 0 | 0 | 0 | 0 | 0 | 0 | 0 | 0 | 0 | 0 | 0 | 0 | 0 | 0 | 0 | 0 | 0
F3_Industrial_Stone, Clay, and Glass_New_Space Heating_Natural Gas_Building Automation System_A_Achievable Economic TRC Potential | F3 | Industrial | Stone, Clay, and Glass | New | Space Heating | Natural Gas | Building Automation System | A | Original Unit Winter Peak Savings (kW) | Achievable Economic TRC Potential | 0 | 0 | 0 | 0 | 0 | 0 | 0 | 0 | 0 | 0 | 0 | 0 | 0 | 0 | 0 | 0 | 0 | 0 | 0 | 0 | 0 | 0
F4_Industrial_Stone, Clay, and Glass_New_Space Heating_Natural Gas_Building Automation System_A_Achievable Economic TRC Potential | F4 | Industrial | Stone, Clay, and Glass | New | Space Heating | Natural Gas | Building Automation System | A | Standalone Impact on Baseline Energy (%) | Achievable Economic TRC Potential | 0% | 0% | 0.01308% | 0.03364% | 0.07001% | 0.128% | 0.2258% | 0.3601% | 0.5418% | 0.7689% | 1.066% | 1.4% | 1.767% | 2.128% | 2.523% | 2.85% | 3.11% | 3.265% | 3.398% | 3.416% | 3.365% | 3.268%
F5_Industrial_Stone, Clay, and Glass_New_Space Heating_Natural Gas_Building Automation System_A_Achievable Economic TRC Potential | F5 | Industrial | Stone, Clay, and Glass | New | Space Heating | Natural Gas | Building Automation System | A | Standalone Impact on Baseline Summer Peak (%) | Achievable Economic TRC Potential | bar: 2019 to 2040
F6_Industrial_Stone, Clay, and Glass_New_Space Heating_Natural Gas_Building Automation System_A_Achievable Economic TRC Potential | F6 | Industrial | Stone, Clay, and Glass | New | Space Heating | Natural Gas | Building Automation System | A | Standalone Impact on Baseline Winter Peak (%) | Achievable Economic TRC Potential | bar: 2019 to 2040
F7_Industrial_Stone, Clay, and Glass_New_Space Heating_Natural Gas_Building Automation System_A_Achievable Economic TRC Potential | F7 | Industrial | Stone, Clay, and Glass | New | Space Heating | Natural Gas | Building Automation System | A | Incremental Energy Savings (MWh or mTherms) | Achievable Economic TRC Potential | 0 | 0 | 0.00067464 | 0.0023535 | 0.0059587 | 0.012938 | 0.022604 | 0.037306 | 0.057371 | 0.084033 | 0.11283 | 0.14513 | 0.17618 | 0.20391 | 0.216 | 0.21649 | 0.20166 | 0.17766 | 0.14135 | 0.10255 | 0.068436 | 0.046529
F8_Industrial_Stone, Clay, and Glass_New_Space Heating_Natural Gas_Building Automation System_A_Achievable Economic TRC Potential | F8 | Industrial | Stone, Clay, and Glass | New | Space Heating | Natural Gas | Building Automation System | A | Incremental Summer Peak Savings (MW) | Achievable Economic TRC Potential | 0 | 0 | 0 | 0 | 0 | 0 | 0 | 0 | 0 | 0 | 0 | 0 | 0 | 0 | 0 | 0 | 0 | 0 | 0 | 0 | 0 | 0
F9_Industrial_Stone, Clay, and Glass_New_Space Heating_Natural Gas_Building Automation System_A_Achievable Economic TRC Potential | F9 | Industrial | Stone, Clay, and Glass | New | Space Heating | Natural Gas | Building Automation System | A | Incremental Winter Peak Savings (MW) | Achievable Economic TRC Potential | 0 | 0 | 0 | 0 | 0 | 0 | 0 | 0 | 0 | 0 | 0 | 0 | 0 | 0 | 0 | 0 | 0 | 0 | 0 | 0 | 0 | 0
F10_Industrial_Stone, Clay, and Glass_New_Space Heating_Natural Gas_Building Automation System_A_Achievable Economic TRC Potential | F10 | Industrial | Stone, Clay, and Glass | New | Space Heating | Natural Gas | Building Automation System | A | Cumulative Energy Savings (MWh or mTherms) | Achievable Economic TRC Potential | 0 | 0 | 0.00067464 | 0.0030281 | 0.0089868 | 0.021925 | 0.044529 | 0.081835 | 0.13921 | 0.22324 | 0.33607 | 0.4812 | 0.65738 | 0.86129 | 1.0773 | 1.2938 | 1.4954 | 1.6724 | 1.8114 | 1.908 | 1.9635 | 1.9874
F11_Industrial_Stone, Clay, and Glass_New_Space Heating_Natural Gas_Building Automation System_A_Achievable Economic TRC Potential | F11 | Industrial | Stone, Clay, and Glass | New | Space Heating | Natural Gas | Building Automation System | A | Cumulative Summer Peak Savings (MW) | Achievable Economic TRC Potential | 0 | 0 | 0 | 0 | 0 | 0 | 0 | 0 | 0 | 0 | 0 | 0 | 0 | 0 | 0 | 0 | 0 | 0 | 0 | 0 | 0 | 0
F12_Industrial_Stone, Clay, and Glass_New_Space Heating_Natural Gas_Building Automation System_A_Achievable Economic TRC Potential | F12 | Industrial | Stone, Clay, and Glass | New | Space Heating | Natural Gas | Building Automation System | A | Cumulative Winter Peak Savings (MW) | Achievable Economic TRC Potential | 0 | 0 | 0 | 0 | 0 | 0 | 0 | 0 | 0 | 0 | 0 | 0 | 0 | 0 | 0 | 0 | 0 | 0 | 0 | 0 | 0 | 0
F13_Industrial_Stone, Clay, and Glass_New_Space Heating_Natural Gas_Building Automation System_A_Achievable Economic TRC Potential | F13 | Industrial | Stone, Clay, and Glass | New | Space Heating | Natural Gas | Building Automation System | A | Purchases (Incremental) | Achievable Economic TRC Potential | 0 | 0 | 45.3984 | 158.3731 | 400.9746 | 870.6162 | 1521.0951 | 2510.4254 | 3860.6429 | 5654.8193 | 7592.8347 | 9765.8962 | 11855.7849 | 13721.8387 | 14535.302 | 14568.3117 | 13569.9324 | 11954.943 | 9512.1395 | 6901.0755 | 4605.2543 | 3131.0273
F14_Industrial_Stone, Clay, and Glass_New_Space Heating_Natural Gas_Building Automation System_A_Achievable Economic TRC Potential | F14 | Industrial | Stone, Clay, and Glass | New | Space Heating | Natural Gas | Building Automation System | A | Purchases (Cumulative) | Achievable Economic TRC Potential | 0 | 0 | 45.3984 | 203.7715 | 604.7461 | 1475.3622 | 2996.4573 | 5506.8827 | 9367.5257 | 15022.345 | 22615.1797 | 32381.0759 | 44236.8608 | 57958.6995 | 72494.0016 | 87062.3132 | 100632.2457 | 112541.7903 | 121895.5567 | 128395.6576 | 132130.2958 | 133740.228
F1_Industrial_Stone, Clay, and Glass_New_Space Heating_Natural Gas_Steam System Efficiency Improvements_A_Achievable Economic TRC Potential | F1 | Industrial | Stone, Clay, and Glass | New | Space Heating | Natural Gas | Steam System Efficiency Improvements | A | Original Unit Energy Savings (kWh or therms) | Achievable Economic TRC Potential | 0 | 0 | 0.13322 | 0.13322 | 0.13322 | 0.13322 | 0.13322 | 0.13322 | 0.13322 | 0.13322 | 0.13322 | 0.13322 | 0.13322 | 0.13322 | 0.13322 | 0.13322 | 0.13322 | 0.13322 | 0.13322 | 0.13322 | 0.13322 | 0.13322
F2_Industrial_Stone, Clay, and Glass_New_Space Heating_Natural Gas_Steam System Efficiency Improvements_A_Achievable Economic TRC Potential | F2 | Industrial | Stone, Clay, and Glass | New | Space Heating | Natural Gas | Steam System Efficiency Improvements | A | Original Unit Summer Peak Savings (kW) | Achievable Economic TRC Potential | 0 | 0 | 0 | 0 | 0 | 0 | 0 | 0 | 0 | 0 | 0 | 0 | 0 | 0 | 0 | 0 | 0 | 0 | 0 | 0 | 0 | 0
F3_Industrial_Stone, Clay, and Glass_New_Space Heating_Natural Gas_Steam System Efficiency Improvements_A_Achievable Economic TRC Potential | F3 | Industrial | Stone, Clay, and Glass | New | Space Heating | Natural Gas | Steam System Efficiency Improvements | A | Original Unit Winter Peak Savings (kW) | Achievable Economic TRC Potential | 0 | 0 | 0 | 0 | 0 | 0 | 0 | 0 | 0 | 0 | 0 | 0 | 0 | 0 | 0 | 0 | 0 | 0 | 0 | 0 | 0 | 0
F4_Industrial_Stone, Clay, and Glass_New_Space Heating_Natural Gas_Steam System Efficiency Improvements_A_Achievable Economic TRC Potential | F4 | Industrial | Stone, Clay, and Glass | New | Space Heating | Natural Gas | Steam System Efficiency Improvements | A | Standalone Impact on Baseline Energy (%) | Achievable Economic TRC Potential | 0% | 0% | 0.0008309% | 0.002137% | 0.004448% | 0.008129% | 0.01434% | 0.02269% | 0.03367% | 0.04689% | 0.06333% | 0.08071% | 0.09831% | 0.1134% | 0.1271% | 0.1341% | 0.134% | 0.1259% | 0.121% | 0.1155% | 0.1105% | 0.106%
F5_Industrial_Stone, Clay, and Glass_New_Space Heating_Natural Gas_Steam System Efficiency Improvements_A_Achievable Economic TRC Potential | F5 | Industrial | Stone, Clay, and Glass | New | Space Heating | Natural Gas | Steam System Efficiency Improvements | A | Standalone Impact on Baseline Summer Peak (%) | Achievable Economic TRC Potential | bar: 2019 to 2040
F6_Industrial_Stone, Clay, and Glass_New_Space Heating_Natural Gas_Steam System Efficiency Improvements_A_Achievable Economic TRC Potential | F6 | Industrial | Stone, Clay, and Glass | New | Space Heating | Natural Gas | Steam System Efficiency Improvements | A | Standalone Impact on Baseline Winter Peak (%) | Achievable Economic TRC Potential | bar: 2019 to 2040
F7_Industrial_Stone, Clay, and Glass_New_Space Heating_Natural Gas_Steam System Efficiency Improvements_A_Achievable Economic TRC Potential | F7 | Industrial | Stone, Clay, and Glass | New | Space Heating | Natural Gas | Steam System Efficiency Improvements | A | Incremental Energy Savings (MWh or mTherms) | Achievable Economic TRC Potential | 0 | 0 | 4.2864e-05 | 0.00014953 | 0.00037859 | 0.000822 | 0.0014362 | 0.0023703 | 0.0036451 | 0.0053391 | 0.0071689 | 0.0092206 | 0.011194 | 0.012956 | 0.013724 | 0.013755 | 0.012812 | 0.011287 | 0.013105 | 0.014102 | 0.014577 | 0.014248
F8_Industrial_Stone, Clay, and Glass_New_Space Heating_Natural Gas_Steam System Efficiency Improvements_A_Achievable Economic TRC Potential | F8 | Industrial | Stone, Clay, and Glass | New | Space Heating | Natural Gas | Steam System Efficiency Improvements | A | Incremental Summer Peak Savings (MW) | Achievable Economic TRC Potential | 0 | 0 | 0 | 0 | 0 | 0 | 0 | 0 | 0 | 0 | 0 | 0 | 0 | 0 | 0 | 0 | 0 | 0 | 0 | 0 | 0 | 0
F9_Industrial_Stone, Clay, and Glass_New_Space Heating_Natural Gas_Steam System Efficiency Improvements_A_Achievable Economic TRC Potential | F9 | Industrial | Stone, Clay, and Glass | New | Space Heating | Natural Gas | Steam System Efficiency Improvements | A | Incremental Winter Peak Savings (MW) | Achievable Economic TRC Potential | 0 | 0 | 0 | 0 | 0 | 0 | 0 | 0 | 0 | 0 | 0 | 0 | 0 | 0 | 0 | 0 | 0 | 0 | 0 | 0 | 0 | 0
F10_Industrial_Stone, Clay, and Glass_New_Space Heating_Natural Gas_Steam System Efficiency Improvements_A_Achievable Economic TRC Potential | F10 | Industrial | Stone, Clay, and Glass | New | Space Heating | Natural Gas | Steam System Efficiency Improvements | A | Cumulative Energy Savings (MWh or mTherms) | Achievable Economic TRC Potential | 0 | 0 | 4.2864e-05 | 0.00019239 | 0.00057098 | 0.001393 | 0.0028291 | 0.0051565 | 0.0086521 | 0.013613 | 0.019959 | 0.027744 | 0.036567 | 0.045878 | 0.054263 | 0.060849 | 0.06444 | 0.064491 | 0.064491 | 0.064491 | 0.064491 | 0.064491
F11_Industrial_Stone, Clay, and Glass_New_Space Heating_Natural Gas_Steam System Efficiency Improvements_A_Achievable Economic TRC Potential | F11 | Industrial | Stone, Clay, and Glass | New | Space Heating | Natural Gas | Steam System Efficiency Improvements | A | Cumulative Summer Peak Savings (MW) | Achievable Economic TRC Potential | 0 | 0 | 0 | 0 | 0 | 0 | 0 | 0 | 0 | 0 | 0 | 0 | 0 | 0 | 0 | 0 | 0 | 0 | 0 | 0 | 0 | 0
F12_Industrial_Stone, Clay, and Glass_New_Space Heating_Natural Gas_Steam System Efficiency Improvements_A_Achievable Economic TRC Potential | F12 | Industrial | Stone, Clay, and Glass | New | Space Heating | Natural Gas | Steam System Efficiency Improvements | A | Cumulative Winter Peak Savings (MW) | Achievable Economic TRC Potential | 0 | 0 | 0 | 0 | 0 | 0 | 0 | 0 | 0 | 0 | 0 | 0 | 0 | 0 | 0 | 0 | 0 | 0 | 0 | 0 | 0 | 0
F13_Industrial_Stone, Clay, and Glass_New_Space Heating_Natural Gas_Steam System Efficiency Improvements_A_Achievable Economic TRC Potential | F13 | Industrial | Stone, Clay, and Glass | New | Space Heating | Natural Gas | Steam System Efficiency Improvements | A | Purchases (Incremental) | Achievable Economic TRC Potential | 0 | 0 | 0.32174 | 1.1224 | 2.8418 | 6.1702 | 10.7802 | 17.7917 | 27.3608 | 40.0764 | 53.8113 | 69.2121 | 84.0234 | 97.2483 | 103.0135 | 103.2474 | 96.1718 | 84.7261 | 98.3708 | 105.8552 | 109.4176 | 106.952
F14_Industrial_Stone, Clay, and Glass_New_Space Heating_Natural Gas_Steam System Efficiency Improvements_A_Achievable Economic TRC Potential | F14 | Industrial | Stone, Clay, and Glass | New | Space Heating | Natural Gas | Steam System Efficiency Improvements | A | Purchases (Cumulative) | Achievable Economic TRC Potential | 0 | 0 | 0.32174 | 1.4442 | 4.2859 | 10.4561 | 21.2363 | 38.7062 | 64.9446 | 102.1793 | 149.8205 | 208.2524 | 274.4841 | 344.3716 | 407.3087 | 456.7447 | 483.7044 | 484.0854 | 484.0854 | 484.0854 | 484.0854 | 484.0854
F1_Industrial_Stone, Clay, and Glass_New_Process_Natural Gas_Steam System Efficiency Improvements_A_Achievable Economic TRC Potential | F1 | Industrial | Stone, Clay, and Glass | New | Process | Natural Gas | Steam System Efficiency Improvements | A | Original Unit Energy Savings (kWh or therms) | Achievable Economic TRC Potential | 0 | 0 | 0.082679 | 0.082679 | 0.082679 | 0.082679 | 0.082679 | 0.082679 | 0.082679 | 0.082679 | 0.082679 | 0.082679 | 0.082679 | 0.082679 | 0.082679 | 0.082679 | 0.082679 | 0.082679 | 0.082679 | 0.082679 | 0.082679 | 0.082679
F2_Industrial_Stone, Clay, and Glass_New_Process_Natural Gas_Steam System Efficiency Improvements_A_Achievable Economic TRC Potential | F2 | Industrial | Stone, Clay, and Glass | New | Process | Natural Gas | Steam System Efficiency Improvements | A | Original Unit Summer Peak Savings (kW) | Achievable Economic TRC Potential | 0 | 0 | 0 | 0 | 0 | 0 | 0 | 0 | 0 | 0 | 0 | 0 | 0 | 0 | 0 | 0 | 0 | 0 | 0 | 0 | 0 | 0
F3_Industrial_Stone, Clay, and Glass_New_Process_Natural Gas_Steam System Efficiency Improvements_A_Achievable Economic TRC Potential | F3 | Industrial | Stone, Clay, and Glass | New | Process | Natural Gas | Steam System Efficiency Improvements | A | Original Unit Winter Peak Savings (kW) | Achievable Economic TRC Potential | 0 | 0 | 0 | 0 | 0 | 0 | 0 | 0 | 0 | 0 | 0 | 0 | 0 | 0 | 0 | 0 | 0 | 0 | 0 | 0 | 0 | 0
F4_Industrial_Stone, Clay, and Glass_New_Process_Natural Gas_Steam System Efficiency Improvements_A_Achievable Economic TRC Potential | F4 | Industrial | Stone, Clay, and Glass | New | Process | Natural Gas | Steam System Efficiency Improvements | A | Standalone Impact on Baseline Energy (%) | Achievable Economic TRC Potential | bar: 2019 to 2040
F5_Industrial_Stone, Clay, and Glass_New_Process_Natural Gas_Steam System Efficiency Improvements_A_Achievable Economic TRC Potential | F5 | Industrial | Stone, Clay, and Glass | New | Process | Natural Gas | Steam System Efficiency Improvements | A | Standalone Impact on Baseline Summer Peak (%) | Achievable Economic TRC Potential | bar: 2019 to 2040
F6_Industrial_Stone, Clay, and Glass_New_Process_Natural Gas_Steam System Efficiency Improvements_A_Achievable Economic TRC Potential | F6 | Industrial | Stone, Clay, and Glass | New | Process | Natural Gas | Steam System Efficiency Improvements | A | Standalone Impact on Baseline Winter Peak (%) | Achievable Economic TRC Potential | bar: 2019 to 2040
F7_Industrial_Stone, Clay, and Glass_New_Process_Natural Gas_Steam System Efficiency Improvements_A_Achievable Economic TRC Potential | F7 | Industrial | Stone, Clay, and Glass | New | Process | Natural Gas | Steam System Efficiency Improvements | A | Incremental Energy Savings (MWh or mTherms) | Achievable Economic TRC Potential | 0 | 0 | 0 | 0 | 0 | 0 | 0 | 0 | 0 | 0 | 0 | 0 | 0 | 0 | 0 | 0 | 0 | 0 | 0 | 0 | 0 | 0
F8_Industrial_Stone, Clay, and Glass_New_Process_Natural Gas_Steam System Efficiency Improvements_A_Achievable Economic TRC Potential | F8 | Industrial | Stone, Clay, and Glass | New | Process | Natural Gas | Steam System Efficiency Improvements | A | Incremental Summer Peak Savings (MW) | Achievable Economic TRC Potential | 0 | 0 | 0 | 0 | 0 | 0 | 0 | 0 | 0 | 0 | 0 | 0 | 0 | 0 | 0 | 0 | 0 | 0 | 0 | 0 | 0 | 0
F9_Industrial_Stone, Clay, and Glass_New_Process_Natural Gas_Steam System Efficiency Improvements_A_Achievable Economic TRC Potential | F9 | Industrial | Stone, Clay, and Glass | New | Process | Natural Gas | Steam System Efficiency Improvements | A | Incremental Winter Peak Savings (MW) | Achievable Economic TRC Potential | 0 | 0 | 0 | 0 | 0 | 0 | 0 | 0 | 0 | 0 | 0 | 0 | 0 | 0 | 0 | 0 | 0 | 0 | 0 | 0 | 0 | 0
F10_Industrial_Stone, Clay, and Glass_New_Process_Natural Gas_Steam System Efficiency Improvements_A_Achievable Economic TRC Potential | F10 | Industrial | Stone, Clay, and Glass | New | Process | Natural Gas | Steam System Efficiency Improvements | A | Cumulative Energy Savings (MWh or mTherms) | Achievable Economic TRC Potential | 0 | 0 | 0 | 0 | 0 | 0 | 0 | 0 | 0 | 0 | 0 | 0 | 0 | 0 | 0 | 0 | 0 | 0 | 0 | 0 | 0 | 0
F11_Industrial_Stone, Clay, and Glass_New_Process_Natural Gas_Steam System Efficiency Improvements_A_Achievable Economic TRC Potential | F11 | Industrial | Stone, Clay, and Glass | New | Process | Natural Gas | Steam System Efficiency Improvements | A | Cumulative Summer Peak Savings (MW) | Achievable Economic TRC Potential | 0 | 0 | 0 | 0 | 0 | 0 | 0 | 0 | 0 | 0 | 0 | 0 | 0 | 0 | 0 | 0 | 0 | 0 | 0 | 0 | 0 | 0
F12_Industrial_Stone, Clay, and Glass_New_Process_Natural Gas_Steam System Efficiency Improvements_A_Achievable Economic TRC Potential | F12 | Industrial | Stone, Clay, and Glass | New | Process | Natural Gas | Steam System Efficiency Improvements | A | Cumulative Winter Peak Savings (MW) | Achievable Economic TRC Potential | 0 | 0 | 0 | 0 | 0 | 0 | 0 | 0 | 0 | 0 | 0 | 0 | 0 | 0 | 0 | 0 | 0 | 0 | 0 | 0 | 0 | 0
F13_Industrial_Stone, Clay, and Glass_New_Process_Natural Gas_Steam System Efficiency Improvements_A_Achievable Economic TRC Potential | F13 | Industrial | Stone, Clay, and Glass | New | Process | Natural Gas | Steam System Efficiency Improvements | A | Purchases (Incremental) | Achievable Economic TRC Potential | 0 | 0 | 0 | 0 | 0 | 0 | 0 | 0 | 0 | 0 | 0 | 0 | 0 | 0 | 0 | 0 | 0 | 0 | 0 | 0 | 0 | 0
F14_Industrial_Stone, Clay, and Glass_New_Process_Natural Gas_Steam System Efficiency Improvements_A_Achievable Economic TRC Potential | F14 | Industrial | Stone, Clay, and Glass | New | Process | Natural Gas | Steam System Efficiency Improvements | A | Purchases (Cumulative) | Achievable Economic TRC Potential | 0 | 0 | 0 | 0 | 0 | 0 | 0 | 0 | 0 | 0 | 0 | 0 | 0 | 0 | 0 | 0 | 0 | 0 | 0 | 0 | 0 | 0
F1_Industrial_Stone, Clay, and Glass_New_Space Heating_Natural Gas_Strategic Energy Management_A_Achievable Economic TRC Potential | F1 | Industrial | Stone, Clay, and Glass | New | Space Heating | Natural Gas | Strategic Energy Management | A | Original Unit Energy Savings (kWh or therms) | Achievable Economic TRC Potential | 0 | 0 | 18.6709 | 18.6709 | 18.6709 | 18.6709 | 18.6709 | 18.6709 | 18.6709 | 18.6709 | 18.6709 | 18.6709 | 18.6709 | 18.6709 | 18.6709 | 18.6709 | 18.6709 | 18.6709 | 18.6709 | 18.6709 | 18.6709 | 18.6709
F2_Industrial_Stone, Clay, and Glass_New_Space Heating_Natural Gas_Strategic Energy Management_A_Achievable Economic TRC Potential | F2 | Industrial | Stone, Clay, and Glass | New | Space Heating | Natural Gas | Strategic Energy Management | A | Original Unit Summer Peak Savings (kW) | Achievable Economic TRC Potential | 0 | 0 | 0 | 0 | 0 | 0 | 0 | 0 | 0 | 0 | 0 | 0 | 0 | 0 | 0 | 0 | 0 | 0 | 0 | 0 | 0 | 0
F3_Industrial_Stone, Clay, and Glass_New_Space Heating_Natural Gas_Strategic Energy Management_A_Achievable Economic TRC Potential | F3 | Industrial | Stone, Clay, and Glass | New | Space Heating | Natural Gas | Strategic Energy Management | A | Original Unit Winter Peak Savings (kW) | Achievable Economic TRC Potential | 0 | 0 | 0 | 0 | 0 | 0 | 0 | 0 | 0 | 0 | 0 | 0 | 0 | 0 | 0 | 0 | 0 | 0 | 0 | 0 | 0 | 0
F4_Industrial_Stone, Clay, and Glass_New_Space Heating_Natural Gas_Strategic Energy Management_A_Achievable Economic TRC Potential | F4 | Industrial | Stone, Clay, and Glass | New | Space Heating | Natural Gas | Strategic Energy Management | A | Standalone Impact on Baseline Energy (%) | Achievable Economic TRC Potential | 0% | 0% | 0.08224% | 0.1294% | 0.173% | 0.2118% | 0.2663% | 0.2946% | 0.314% | 0.3238% | 0.3358% | 0.3429% | 0.3489% | 0.3507% | 0.3588% | 0.3626% | 0.3657% | 0.3575% | 0.3495% | 0.334% | 0.3198% | 0.3067%
F5_Industrial_Stone, Clay, and Glass_New_Space Heating_Natural Gas_Strategic Energy Management_A_Achievable Economic TRC Potential | F5 | Industrial | Stone, Clay, and Glass | New | Space Heating | Natural Gas | Strategic Energy Management | A | Standalone Impact on Baseline Summer Peak (%) | Achievable Economic TRC Potential | bar: 2019 to 2040
F6_Industrial_Stone, Clay, and Glass_New_Space Heating_Natural Gas_Strategic Energy Management_A_Achievable Economic TRC Potential | F6 | Industrial | Stone, Clay, and Glass | New | Space Heating | Natural Gas | Strategic Energy Management | A | Standalone Impact on Baseline Winter Peak (%) | Achievable Economic TRC Potential | bar: 2019 to 2040
F7_Industrial_Stone, Clay, and Glass_New_Space Heating_Natural Gas_Strategic Energy Management_A_Achievable Economic TRC Potential | F7 | Industrial | Stone, Clay, and Glass | New | Space Heating | Natural Gas | Strategic Energy Management | A | Incremental Energy Savings (MWh or mTherms) | Achievable Economic TRC Potential | 0 | 0 | 0.0042422 | 0.0074034 | 0.010557 | 0.014091 | 0.01622 | 0.018691 | 0.021131 | 0.023875 | 0.02592 | 0.028271 | 0.03059 | 0.033282 | 0.035108 | 0.037328 | 0.039546 | 0.042128 | 0.043834 | 0.045935 | 0.051419 | 0.055766
F8_Industrial_Stone, Clay, and Glass_New_Space Heating_Natural Gas_Strategic Energy Management_A_Achievable Economic TRC Potential | F8 | Industrial | Stone, Clay, and Glass | New | Space Heating | Natural Gas | Strategic Energy Management | A | Incremental Summer Peak Savings (MW) | Achievable Economic TRC Potential | 0 | 0 | 0 | 0 | 0 | 0 | 0 | 0 | 0 | 0 | 0 | 0 | 0 | 0 | 0 | 0 | 0 | 0 | 0 | 0 | 0 | 0
F9_Industrial_Stone, Clay, and Glass_New_Space Heating_Natural Gas_Strategic Energy Management_A_Achievable Economic TRC Potential | F9 | Industrial | Stone, Clay, and Glass | New | Space Heating | Natural Gas | Strategic Energy Management | A | Incremental Winter Peak Savings (MW) | Achievable Economic TRC Potential | 0 | 0 | 0 | 0 | 0 | 0 | 0 | 0 | 0 | 0 | 0 | 0 | 0 | 0 | 0 | 0 | 0 | 0 | 0 | 0 | 0 | 0
F10_Industrial_Stone, Clay, and Glass_New_Space Heating_Natural Gas_Strategic Energy Management_A_Achievable Economic TRC Potential | F10 | Industrial | Stone, Clay, and Glass | New | Space Heating | Natural Gas | Strategic Energy Management | A | Cumulative Energy Savings (MWh or mTherms) | Achievable Economic TRC Potential | 0 | 0 | 0.0042422 | 0.011646 | 0.022202 | 0.036294 | 0.052514 | 0.066963 | 0.08069 | 0.094009 | 0.10584 | 0.11789 | 0.12979 | 0.14194 | 0.15317 | 0.16458 | 0.17585 | 0.18315 | 0.1863 | 0.18657 | 0.18657 | 0.18657
F11_Industrial_Stone, Clay, and Glass_New_Space Heating_Natural Gas_Strategic Energy Management_A_Achievable Economic TRC Potential | F11 | Industrial | Stone, Clay, and Glass | New | Space Heating | Natural Gas | Strategic Energy Management | A | Cumulative Summer Peak Savings (MW) | Achievable Economic TRC Potential | 0 | 0 | 0 | 0 | 0 | 0 | 0 | 0 | 0 | 0 | 0 | 0 | 0 | 0 | 0 | 0 | 0 | 0 | 0 | 0 | 0 | 0
F12_Industrial_Stone, Clay, and Glass_New_Space Heating_Natural Gas_Strategic Energy Management_A_Achievable Economic TRC Potential | F12 | Industrial | Stone, Clay, and Glass | New | Space Heating | Natural Gas | Strategic Energy Management | A | Cumulative Winter Peak Savings (MW) | Achievable Economic TRC Potential | 0 | 0 | 0 | 0 | 0 | 0 | 0 | 0 | 0 | 0 | 0 | 0 | 0 | 0 | 0 | 0 | 0 | 0 | 0 | 0 | 0 | 0
F13_Industrial_Stone, Clay, and Glass_New_Space Heating_Natural Gas_Strategic Energy Management_A_Achievable Economic TRC Potential | F13 | Industrial | Stone, Clay, and Glass | New | Space Heating | Natural Gas | Strategic Energy Management | A | Purchases (Incremental) | Achievable Economic TRC Potential | 0 | 0 | 0.22721 | 0.39652 | 0.56542 | 0.75472 | 0.86873 | 1.0011 | 1.1318 | 1.2788 | 1.3882 | 1.5142 | 1.6384 | 1.7825 | 1.8804 | 1.9992 | 2.118 | 2.2563 | 2.3477 | 2.4603 | 2.754 | 2.9868
F14_Industrial_Stone, Clay, and Glass_New_Space Heating_Natural Gas_Strategic Energy Management_A_Achievable Economic TRC Potential | F14 | Industrial | Stone, Clay, and Glass | New | Space Heating | Natural Gas | Strategic Energy Management | A | Purchases (Cumulative) | Achievable Economic TRC Potential | 0 | 0 | 0.22721 | 0.62373 | 1.1891 | 1.9439 | 2.8126 | 3.5865 | 4.3217 | 5.035 | 5.6686 | 6.314 | 6.9513 | 7.6021 | 8.2037 | 8.8147 | 9.4186 | 9.8093 | 9.9779 | 9.9924 | 9.9924 | 9.9924
F1_Industrial_Stone, Clay, and Glass_New_Process_Natural Gas_Strategic Energy Management_A_Achievable Economic TRC Potential | F1 | Industrial | Stone, Clay, and Glass | New | Process | Natural Gas | Strategic Energy Management | A | Original Unit Energy Savings (kWh or therms) | Achievable Economic TRC Potential | 0 | 0 | 60.5342 | 60.5342 | 60.5342 | 60.5342 | 60.5342 | 60.5342 | 60.5342 | 60.5342 | 60.5342 | 60.5342 | 60.5342 | 60.5342 | 60.5342 | 60.5342 | 60.5342 | 60.5342 | 60.5342 | 60.5342 | 60.5342 | 60.5342
F2_Industrial_Stone, Clay, and Glass_New_Process_Natural Gas_Strategic Energy Management_A_Achievable Economic TRC Potential | F2 | Industrial | Stone, Clay, and Glass | New | Process | Natural Gas | Strategic Energy Management | A | Original Unit Summer Peak Savings (kW) | Achievable Economic TRC Potential | 0 | 0 | 0 | 0 | 0 | 0 | 0 | 0 | 0 | 0 | 0 | 0 | 0 | 0 | 0 | 0 | 0 | 0 | 0 | 0 | 0 | 0
F3_Industrial_Stone, Clay, and Glass_New_Process_Natural Gas_Strategic Energy Management_A_Achievable Economic TRC Potential | F3 | Industrial | Stone, Clay, and Glass | New | Process | Natural Gas | Strategic Energy Management | A | Original Unit Winter Peak Savings (kW) | Achievable Economic TRC Potential | 0 | 0 | 0 | 0 | 0 | 0 | 0 | 0 | 0 | 0 | 0 | 0 | 0 | 0 | 0 | 0 | 0 | 0 | 0 | 0 | 0 | 0
F4_Industrial_Stone, Clay, and Glass_New_Process_Natural Gas_Strategic Energy Management_A_Achievable Economic TRC Potential | F4 | Industrial | Stone, Clay, and Glass | New | Process | Natural Gas | Strategic Energy Management | A | Standalone Impact on Baseline Energy (%) | Achievable Economic TRC Potential | 0% | 0% | 0.08224% | 0.1294% | 0.173% | 0.2118% | 0.2663% | 0.2946% | 0.314% | 0.3238% | 0.3358% | 0.3429% | 0.3489% | 0.3507% | 0.3588% | 0.3626% | 0.3657% | 0.3575% | 0.3495% | 0.334% | 0.3198% | 0.3067%
F5_Industrial_Stone, Clay, and Glass_New_Process_Natural Gas_Strategic Energy Management_A_Achievable Economic TRC Potential | F5 | Industrial | Stone, Clay, and Glass | New | Process | Natural Gas | Strategic Energy Management | A | Standalone Impact on Baseline Summer Peak (%) | Achievable Economic TRC Potential | bar: 2019 to 2040
F6_Industrial_Stone, Clay, and Glass_New_Process_Natural Gas_Strategic Energy Management_A_Achievable Economic TRC Potential | F6 | Industrial | Stone, Clay, and Glass | New | Process | Natural Gas | Strategic Energy Management | A | Standalone Impact on Baseline Winter Peak (%) | Achievable Economic TRC Potential | bar: 2019 to 2040
F7_Industrial_Stone, Clay, and Glass_New_Process_Natural Gas_Strategic Energy Management_A_Achievable Economic TRC Potential | F7 | Industrial | Stone, Clay, and Glass | New | Process | Natural Gas | Strategic Energy Management | A | Incremental Energy Savings (MWh or mTherms) | Achievable Economic TRC Potential | 0 | 0 | 0.087323 | 0.15239 | 0.21731 | 0.29006 | 0.33388 | 0.38475 | 0.43497 | 0.49147 | 0.53354 | 0.58194 | 0.62969 | 0.68508 | 0.72268 | 0.76837 | 0.81403 | 0.86718 | 0.90229 | 0.94556 | 1.0584 | 1.1479
F8_Industrial_Stone, Clay, and Glass_New_Process_Natural Gas_Strategic Energy Management_A_Achievable Economic TRC Potential | F8 | Industrial | Stone, Clay, and Glass | New | Process | Natural Gas | Strategic Energy Management | A | Incremental Summer Peak Savings (MW) | Achievable Economic TRC Potential | 0 | 0 | 0 | 0 | 0 | 0 | 0 | 0 | 0 | 0 | 0 | 0 | 0 | 0 | 0 | 0 | 0 | 0 | 0 | 0 | 0 | 0
F9_Industrial_Stone, Clay, and Glass_New_Process_Natural Gas_Strategic Energy Management_A_Achievable Economic TRC Potential | F9 | Industrial | Stone, Clay, and Glass | New | Process | Natural Gas | Strategic Energy Management | A | Incremental Winter Peak Savings (MW) | Achievable Economic TRC Potential | 0 | 0 | 0 | 0 | 0 | 0 | 0 | 0 | 0 | 0 | 0 | 0 | 0 | 0 | 0 | 0 | 0 | 0 | 0 | 0 | 0 | 0
F10_Industrial_Stone, Clay, and Glass_New_Process_Natural Gas_Strategic Energy Management_A_Achievable Economic TRC Potential | F10 | Industrial | Stone, Clay, and Glass | New | Process | Natural Gas | Strategic Energy Management | A | Cumulative Energy Savings (MWh or mTherms) | Achievable Economic TRC Potential | 0 | 0 | 0.087323 | 0.23972 | 0.45702 | 0.74709 | 1.081 | 1.3784 | 1.661 | 1.9351 | 2.1786 | 2.4267 | 2.6716 | 2.9217 | 3.1529 | 3.3878 | 3.6199 | 3.77 | 3.8348 | 3.8404 | 3.8404 | 3.8404
F11_Industrial_Stone, Clay, and Glass_New_Process_Natural Gas_Strategic Energy Management_A_Achievable Economic TRC Potential | F11 | Industrial | Stone, Clay, and Glass | New | Process | Natural Gas | Strategic Energy Management | A | Cumulative Summer Peak Savings (MW) | Achievable Economic TRC Potential | 0 | 0 | 0 | 0 | 0 | 0 | 0 | 0 | 0 | 0 | 0 | 0 | 0 | 0 | 0 | 0 | 0 | 0 | 0 | 0 | 0 | 0
F12_Industrial_Stone, Clay, and Glass_New_Process_Natural Gas_Strategic Energy Management_A_Achievable Economic TRC Potential | F12 | Industrial | Stone, Clay, and Glass | New | Process | Natural Gas | Strategic Energy Management | A | Cumulative Winter Peak Savings (MW) | Achievable Economic TRC Potential | 0 | 0 | 0 | 0 | 0 | 0 | 0 | 0 | 0 | 0 | 0 | 0 | 0 | 0 | 0 | 0 | 0 | 0 | 0 | 0 | 0 | 0
F13_Industrial_Stone, Clay, and Glass_New_Process_Natural Gas_Strategic Energy Management_A_Achievable Economic TRC Potential | F13 | Industrial | Stone, Clay, and Glass | New | Process | Natural Gas | Strategic Energy Management | A | Purchases (Incremental) | Achievable Economic TRC Potential | 0 | 0 | 1.4425 | 2.5175 | 3.5898 | 4.7917 | 5.5156 | 6.3558 | 7.1855 | 8.1188 | 8.8139 | 9.6134 | 10.4022 | 11.3173 | 11.9384 | 12.6932 | 13.4475 | 14.3255 | 14.9055 | 15.6202 | 17.4849 | 18.963
F14_Industrial_Stone, Clay, and Glass_New_Process_Natural Gas_Strategic Energy Management_A_Achievable Economic TRC Potential | F14 | Industrial | Stone, Clay, and Glass | New | Process | Natural Gas | Strategic Energy Management | A | Purchases (Cumulative) | Achievable Economic TRC Potential | 0 | 0 | 1.4425 | 3.96 | 7.5499 | 12.3416 | 17.8572 | 22.7705 | 27.4385 | 31.9675 | 35.9897 | 40.0875 | 44.1338 | 48.2656 | 52.0852 | 55.9645 | 59.7986 | 62.2793 | 63.3501 | 63.442 | 63.442 | 63.442
F1_Industrial_Stone, Clay, and Glass_New_Miscellaneous_Natural Gas_Strategic Energy Management_A_Achievable Economic TRC Potential | F1 | Industrial | Stone, Clay, and Glass | New | Miscellaneous | Natural Gas | Strategic Energy Management | A | Original Unit Energy Savings (kWh or therms) | Achievable Economic TRC Potential | 0 | 0 | 16.2609 | 16.2609 | 16.2609 | 16.2609 | 16.2609 | 16.2609 | 16.2609 | 16.2609 | 16.2609 | 16.2609 | 16.2609 | 16.2609 | 16.2609 | 16.2609 | 16.2609 | 16.2609 | 16.2609 | 16.2609 | 16.2609 | 16.2609
F2_Industrial_Stone, Clay, and Glass_New_Miscellaneous_Natural Gas_Strategic Energy Management_A_Achievable Economic TRC Potential | F2 | Industrial | Stone, Clay, and Glass | New | Miscellaneous | Natural Gas | Strategic Energy Management | A | Original Unit Summer Peak Savings (kW) | Achievable Economic TRC Potential | 0 | 0 | 0 | 0 | 0 | 0 | 0 | 0 | 0 | 0 | 0 | 0 | 0 | 0 | 0 | 0 | 0 | 0 | 0 | 0 | 0 | 0
F3_Industrial_Stone, Clay, and Glass_New_Miscellaneous_Natural Gas_Strategic Energy Management_A_Achievable Economic TRC Potential | F3 | Industrial | Stone, Clay, and Glass | New | Miscellaneous | Natural Gas | Strategic Energy Management | A | Original Unit Winter Peak Savings (kW) | Achievable Economic TRC Potential | 0 | 0 | 0 | 0 | 0 | 0 | 0 | 0 | 0 | 0 | 0 | 0 | 0 | 0 | 0 | 0 | 0 | 0 | 0 | 0 | 0 | 0
F4_Industrial_Stone, Clay, and Glass_New_Miscellaneous_Natural Gas_Strategic Energy Management_A_Achievable Economic TRC Potential | F4 | Industrial | Stone, Clay, and Glass | New | Miscellaneous | Natural Gas | Strategic Energy Management | A | Standalone Impact on Baseline Energy (%) | Achievable Economic TRC Potential | 0% | 0% | 0.08224% | 0.1294% | 0.173% | 0.2118% | 0.2663% | 0.2946% | 0.314% | 0.3238% | 0.3358% | 0.3429% | 0.3489% | 0.3507% | 0.3588% | 0.3626% | 0.3657% | 0.3575% | 0.3495% | 0.334% | 0.3198% | 0.3067%
F5_Industrial_Stone, Clay, and Glass_New_Miscellaneous_Natural Gas_Strategic Energy Management_A_Achievable Economic TRC Potential | F5 | Industrial | Stone, Clay, and Glass | New | Miscellaneous | Natural Gas | Strategic Energy Management | A | Standalone Impact on Baseline Summer Peak (%) | Achievable Economic TRC Potential | bar: 2019 to 2040
F6_Industrial_Stone, Clay, and Glass_New_Miscellaneous_Natural Gas_Strategic Energy Management_A_Achievable Economic TRC Potential | F6 | Industrial | Stone, Clay, and Glass | New | Miscellaneous | Natural Gas | Strategic Energy Management | A | Standalone Impact on Baseline Winter Peak (%) | Achievable Economic TRC Potential | bar: 2019 to 2040
F7_Industrial_Stone, Clay, and Glass_New_Miscellaneous_Natural Gas_Strategic Energy Management_A_Achievable Economic TRC Potential | F7 | Industrial | Stone, Clay, and Glass | New | Miscellaneous | Natural Gas | Strategic Energy Management | A | Incremental Energy Savings (MWh or mTherms) | Achievable Economic TRC Potential | 0 | 0 | 0.0058642 | 0.010234 | 0.014593 | 0.019479 | 0.022422 | 0.025838 | 0.029211 | 0.033005 | 0.035831 | 0.03908 | 0.042287 | 0.046007 | 0.048532 | 0.051601 | 0.054667 | 0.058237 | 0.060594 | 0.0635 | 0.07108 | 0.077089
F8_Industrial_Stone, Clay, and Glass_New_Miscellaneous_Natural Gas_Strategic Energy Management_A_Achievable Economic TRC Potential | F8 | Industrial | Stone, Clay, and Glass | New | Miscellaneous | Natural Gas | Strategic Energy Management | A | Incremental Summer Peak Savings (MW) | Achievable Economic TRC Potential | 0 | 0 | 0 | 0 | 0 | 0 | 0 | 0 | 0 | 0 | 0 | 0 | 0 | 0 | 0 | 0 | 0 | 0 | 0 | 0 | 0 | 0
F9_Industrial_Stone, Clay, and Glass_New_Miscellaneous_Natural Gas_Strategic Energy Management_A_Achievable Economic TRC Potential | F9 | Industrial | Stone, Clay, and Glass | New | Miscellaneous | Natural Gas | Strategic Energy Management | A | Incremental Winter Peak Savings (MW) | Achievable Economic TRC Potential | 0 | 0 | 0 | 0 | 0 | 0 | 0 | 0 | 0 | 0 | 0 | 0 | 0 | 0 | 0 | 0 | 0 | 0 | 0 | 0 | 0 | 0
F10_Industrial_Stone, Clay, and Glass_New_Miscellaneous_Natural Gas_Strategic Energy Management_A_Achievable Economic TRC Potential | F10 | Industrial | Stone, Clay, and Glass | New | Miscellaneous | Natural Gas | Strategic Energy Management | A | Cumulative Energy Savings (MWh or mTherms) | Achievable Economic TRC Potential | 0 | 0 | 0.0058642 | 0.016098 | 0.030692 | 0.050171 | 0.072593 | 0.092567 | 0.11154 | 0.12996 | 0.14631 | 0.16296 | 0.17941 | 0.19621 | 0.21174 | 0.22751 | 0.24309 | 0.25318 | 0.25753 | 0.25791 | 0.25791 | 0.25791
F11_Industrial_Stone, Clay, and Glass_New_Miscellaneous_Natural Gas_Strategic Energy Management_A_Achievable Economic TRC Potential | F11 | Industrial | Stone, Clay, and Glass | New | Miscellaneous | Natural Gas | Strategic Energy Management | A | Cumulative Summer Peak Savings (MW) | Achievable Economic TRC Potential | 0 | 0 | 0 | 0 | 0 | 0 | 0 | 0 | 0 | 0 | 0 | 0 | 0 | 0 | 0 | 0 | 0 | 0 | 0 | 0 | 0 | 0
F12_Industrial_Stone, Clay, and Glass_New_Miscellaneous_Natural Gas_Strategic Energy Management_A_Achievable Economic TRC Potential | F12 | Industrial | Stone, Clay, and Glass | New | Miscellaneous | Natural Gas | Strategic Energy Management | A | Cumulative Winter Peak Savings (MW) | Achievable Economic TRC Potential | 0 | 0 | 0 | 0 | 0 | 0 | 0 | 0 | 0 | 0 | 0 | 0 | 0 | 0 | 0 | 0 | 0 | 0 | 0 | 0 | 0 | 0
F13_Industrial_Stone, Clay, and Glass_New_Miscellaneous_Natural Gas_Strategic Energy Management_A_Achievable Economic TRC Potential | F13 | Industrial | Stone, Clay, and Glass | New | Miscellaneous | Natural Gas | Strategic Energy Management | A | Purchases (Incremental) | Achievable Economic TRC Potential | 0 | 0 | 0.36063 | 0.62938 | 0.89746 | 1.1979 | 1.3789 | 1.589 | 1.7964 | 2.0297 | 2.2035 | 2.4033 | 2.6006 | 2.8293 | 2.9846 | 3.1733 | 3.3619 | 3.5814 | 3.7264 | 3.905 | 4.3712 | 4.7408
F14_Industrial_Stone, Clay, and Glass_New_Miscellaneous_Natural Gas_Strategic Energy Management_A_Achievable Economic TRC Potential | F14 | Industrial | Stone, Clay, and Glass | New | Miscellaneous | Natural Gas | Strategic Energy Management | A | Purchases (Cumulative) | Achievable Economic TRC Potential | 0 | 0 | 0.36063 | 0.99001 | 1.8875 | 3.0854 | 4.4643 | 5.6926 | 6.8596 | 7.9919 | 8.9974 | 10.0219 | 11.0335 | 12.0664 | 13.0213 | 13.9911 | 14.9496 | 15.5698 | 15.8375 | 15.8605 | 15.8605 | 15.8605
F1_Industrial_Stone, Clay, and Glass_New_Space Heating_Natural Gas_Commissioning_A_Achievable Economic TRC Potential | F1 | Industrial | Stone, Clay, and Glass | New | Space Heating | Natural Gas | Commissioning | A | Original Unit Energy Savings (kWh or therms) | Achievable Economic TRC Potential | 0 | 0 | 16.4136 | 16.4136 | 16.4136 | 16.4136 | 16.4136 | 16.4136 | 16.4136 | 16.4136 | 16.4136 | 16.4136 | 16.4136 | 16.4136 | 16.4136 | 16.4136 | 16.4136 | 16.4136 | 16.4136 | 16.4136 | 16.4136 | 16.4136
F2_Industrial_Stone, Clay, and Glass_New_Space Heating_Natural Gas_Commissioning_A_Achievable Economic TRC Potential | F2 | Industrial | Stone, Clay, and Glass | New | Space Heating | Natural Gas | Commissioning | A | Original Unit Summer Peak Savings (kW) | Achievable Economic TRC Potential | 0 | 0 | 0 | 0 | 0 | 0 | 0 | 0 | 0 | 0 | 0 | 0 | 0 | 0 | 0 | 0 | 0 | 0 | 0 | 0 | 0 | 0
F3_Industrial_Stone, Clay, and Glass_New_Space Heating_Natural Gas_Commissioning_A_Achievable Economic TRC Potential | F3 | Industrial | Stone, Clay, and Glass | New | Space Heating | Natural Gas | Commissioning | A | Original Unit Winter Peak Savings (kW) | Achievable Economic TRC Potential | 0 | 0 | 0 | 0 | 0 | 0 | 0 | 0 | 0 | 0 | 0 | 0 | 0 | 0 | 0 | 0 | 0 | 0 | 0 | 0 | 0 | 0
F4_Industrial_Stone, Clay, and Glass_New_Space Heating_Natural Gas_Commissioning_A_Achievable Economic TRC Potential | F4 | Industrial | Stone, Clay, and Glass | New | Space Heating | Natural Gas | Commissioning | A | Standalone Impact on Baseline Energy (%) | Achievable Economic TRC Potential | bar: 2019 to 2040
F5_Industrial_Stone, Clay, and Glass_New_Space Heating_Natural Gas_Commissioning_A_Achievable Economic TRC Potential | F5 | Industrial | Stone, Clay, and Glass | New | Space Heating | Natural Gas | Commissioning | A | Standalone Impact on Baseline Summer Peak (%) | Achievable Economic TRC Potential | bar: 2019 to 2040
F6_Industrial_Stone, Clay, and Glass_New_Space Heating_Natural Gas_Commissioning_A_Achievable Economic TRC Potential | F6 | Industrial | Stone, Clay, and Glass | New | Space Heating | Natural Gas | Commissioning | A | Standalone Impact on Baseline Winter Peak (%) | Achievable Economic TRC Potential | bar: 2019 to 2040
F7_Industrial_Stone, Clay, and Glass_New_Space Heating_Natural Gas_Commissioning_A_Achievable Economic TRC Potential | F7 | Industrial | Stone, Clay, and Glass | New | Space Heating | Natural Gas | Commissioning | A | Incremental Energy Savings (MWh or mTherms) | Achievable Economic TRC Potential | 0 | 0 | 0 | 0 | 0 | 0 | 0 | 0 | 0 | 0 | 0 | 0 | 0 | 0 | 0 | 0 | 0 | 0 | 0 | 0 | 0 | 0
F8_Industrial_Stone, Clay, and Glass_New_Space Heating_Natural Gas_Commissioning_A_Achievable Economic TRC Potential | F8 | Industrial | Stone, Clay, and Glass | New | Space Heating | Natural Gas | Commissioning | A | Incremental Summer Peak Savings (MW) | Achievable Economic TRC Potential | 0 | 0 | 0 | 0 | 0 | 0 | 0 | 0 | 0 | 0 | 0 | 0 | 0 | 0 | 0 | 0 | 0 | 0 | 0 | 0 | 0 | 0
F9_Industrial_Stone, Clay, and Glass_New_Space Heating_Natural Gas_Commissioning_A_Achievable Economic TRC Potential | F9 | Industrial | Stone, Clay, and Glass | New | Space Heating | Natural Gas | Commissioning | A | Incremental Winter Peak Savings (MW) | Achievable Economic TRC Potential | 0 | 0 | 0 | 0 | 0 | 0 | 0 | 0 | 0 | 0 | 0 | 0 | 0 | 0 | 0 | 0 | 0 | 0 | 0 | 0 | 0 | 0
F10_Industrial_Stone, Clay, and Glass_New_Space Heating_Natural Gas_Commissioning_A_Achievable Economic TRC Potential | F10 | Industrial | Stone, Clay, and Glass | New | Space Heating | Natural Gas | Commissioning | A | Cumulative Energy Savings (MWh or mTherms) | Achievable Economic TRC Potential | 0 | 0 | 0 | 0 | 0 | 0 | 0 | 0 | 0 | 0 | 0 | 0 | 0 | 0 | 0 | 0 | 0 | 0 | 0 | 0 | 0 | 0
F11_Industrial_Stone, Clay, and Glass_New_Space Heating_Natural Gas_Commissioning_A_Achievable Economic TRC Potential | F11 | Industrial | Stone, Clay, and Glass | New | Space Heating | Natural Gas | Commissioning | A | Cumulative Summer Peak Savings (MW) | Achievable Economic TRC Potential | 0 | 0 | 0 | 0 | 0 | 0 | 0 | 0 | 0 | 0 | 0 | 0 | 0 | 0 | 0 | 0 | 0 | 0 | 0 | 0 | 0 | 0
F12_Industrial_Stone, Clay, and Glass_New_Space Heating_Natural Gas_Commissioning_A_Achievable Economic TRC Potential | F12 | Industrial | Stone, Clay, and Glass | New | Space Heating | Natural Gas | Commissioning | A | Cumulative Winter Peak Savings (MW) | Achievable Economic TRC Potential | 0 | 0 | 0 | 0 | 0 | 0 | 0 | 0 | 0 | 0 | 0 | 0 | 0 | 0 | 0 | 0 | 0 | 0 | 0 | 0 | 0 | 0
F13_Industrial_Stone, Clay, and Glass_New_Space Heating_Natural Gas_Commissioning_A_Achievable Economic TRC Potential | F13 | Industrial | Stone, Clay, and Glass | New | Space Heating | Natural Gas | Commissioning | A | Purchases (Incremental) | Achievable Economic TRC Potential | 0 | 0 | 0 | 0 | 0 | 0 | 0 | 0 | 0 | 0 | 0 | 0 | 0 | 0 | 0 | 0 | 0 | 0 | 0 | 0 | 0 | 0
F14_Industrial_Stone, Clay, and Glass_New_Space Heating_Natural Gas_Commissioning_A_Achievable Economic TRC Potential | F14 | Industrial | Stone, Clay, and Glass | New | Space Heating | Natural Gas | Commissioning | A | Purchases (Cumulative) | Achievable Economic TRC Potential | 0 | 0 | 0 | 0 | 0 | 0 | 0 | 0 | 0 | 0 | 0 | 0 | 0 | 0 | 0 | 0 | 0 | 0 | 0 | 0 | 0 | 0
F1_Industrial_Stone, Clay, and Glass_New_Process_Natural Gas_Commissioning_A_Achievable Economic TRC Potential | F1 | Industrial | Stone, Clay, and Glass | New | Process | Natural Gas | Commissioning | A | Original Unit Energy Savings (kWh or therms) | Achievable Economic TRC Potential | 0 | 0 | 337.8652 | 337.8652 | 337.8652 | 337.8652 | 337.8652 | 337.8652 | 337.8652 | 337.8652 | 337.8652 | 337.8652 | 337.8652 | 337.8652 | 337.8652 | 337.8652 | 337.8652 | 337.8652 | 337.8652 | 337.8652 | 337.8652 | 337.8652
F2_Industrial_Stone, Clay, and Glass_New_Process_Natural Gas_Commissioning_A_Achievable Economic TRC Potential | F2 | Industrial | Stone, Clay, and Glass | New | Process | Natural Gas | Commissioning | A | Original Unit Summer Peak Savings (kW) | Achievable Economic TRC Potential | 0 | 0 | 0 | 0 | 0 | 0 | 0 | 0 | 0 | 0 | 0 | 0 | 0 | 0 | 0 | 0 | 0 | 0 | 0 | 0 | 0 | 0
F3_Industrial_Stone, Clay, and Glass_New_Process_Natural Gas_Commissioning_A_Achievable Economic TRC Potential | F3 | Industrial | Stone, Clay, and Glass | New | Process | Natural Gas | Commissioning | A | Original Unit Winter Peak Savings (kW) | Achievable Economic TRC Potential | 0 | 0 | 0 | 0 | 0 | 0 | 0 | 0 | 0 | 0 | 0 | 0 | 0 | 0 | 0 | 0 | 0 | 0 | 0 | 0 | 0 | 0
F4_Industrial_Stone, Clay, and Glass_New_Process_Natural Gas_Commissioning_A_Achievable Economic TRC Potential | F4 | Industrial | Stone, Clay, and Glass | New | Process | Natural Gas | Commissioning | A | Standalone Impact on Baseline Energy (%) | Achievable Economic TRC Potential | bar: 2019 to 2040
F5_Industrial_Stone, Clay, and Glass_New_Process_Natural Gas_Commissioning_A_Achievable Economic TRC Potential | F5 | Industrial | Stone, Clay, and Glass | New | Process | Natural Gas | Commissioning | A | Standalone Impact on Baseline Summer Peak (%) | Achievable Economic TRC Potential | bar: 2019 to 2040
F6_Industrial_Stone, Clay, and Glass_New_Process_Natural Gas_Commissioning_A_Achievable Economic TRC Potential | F6 | Industrial | Stone, Clay, and Glass | New | Process | Natural Gas | Commissioning | A | Standalone Impact on Baseline Winter Peak (%) | Achievable Economic TRC Potential | bar: 2019 to 2040
F7_Industrial_Stone, Clay, and Glass_New_Process_Natural Gas_Commissioning_A_Achievable Economic TRC Potential | F7 | Industrial | Stone, Clay, and Glass | New | Process | Natural Gas | Commissioning | A | Incremental Energy Savings (MWh or mTherms) | Achievable Economic TRC Potential | 0 | 0 | 0 | 0 | 0 | 0 | 0 | 0 | 0 | 0 | 0 | 0 | 0 | 0 | 0 | 0 | 0 | 0 | 0 | 0 | 0 | 0
F8_Industrial_Stone, Clay, and Glass_New_Process_Natural Gas_Commissioning_A_Achievable Economic TRC Potential | F8 | Industrial | Stone, Clay, and Glass | New | Process | Natural Gas | Commissioning | A | Incremental Summer Peak Savings (MW) | Achievable Economic TRC Potential | 0 | 0 | 0 | 0 | 0 | 0 | 0 | 0 | 0 | 0 | 0 | 0 | 0 | 0 | 0 | 0 | 0 | 0 | 0 | 0 | 0 | 0
F9_Industrial_Stone, Clay, and Glass_New_Process_Natural Gas_Commissioning_A_Achievable Economic TRC Potential | F9 | Industrial | Stone, Clay, and Glass | New | Process | Natural Gas | Commissioning | A | Incremental Winter Peak Savings (MW) | Achievable Economic TRC Potential | 0 | 0 | 0 | 0 | 0 | 0 | 0 | 0 | 0 | 0 | 0 | 0 | 0 | 0 | 0 | 0 | 0 | 0 | 0 | 0 | 0 | 0
F10_Industrial_Stone, Clay, and Glass_New_Process_Natural Gas_Commissioning_A_Achievable Economic TRC Potential | F10 | Industrial | Stone, Clay, and Glass | New | Process | Natural Gas | Commissioning | A | Cumulative Energy Savings (MWh or mTherms) | Achievable Economic TRC Potential | 0 | 0 | 0 | 0 | 0 | 0 | 0 | 0 | 0 | 0 | 0 | 0 | 0 | 0 | 0 | 0 | 0 | 0 | 0 | 0 | 0 | 0
F11_Industrial_Stone, Clay, and Glass_New_Process_Natural Gas_Commissioning_A_Achievable Economic TRC Potential | F11 | Industrial | Stone, Clay, and Glass | New | Process | Natural Gas | Commissioning | A | Cumulative Summer Peak Savings (MW) | Achievable Economic TRC Potential | 0 | 0 | 0 | 0 | 0 | 0 | 0 | 0 | 0 | 0 | 0 | 0 | 0 | 0 | 0 | 0 | 0 | 0 | 0 | 0 | 0 | 0
F12_Industrial_Stone, Clay, and Glass_New_Process_Natural Gas_Commissioning_A_Achievable Economic TRC Potential | F12 | Industrial | Stone, Clay, and Glass | New | Process | Natural Gas | Commissioning | A | Cumulative Winter Peak Savings (MW) | Achievable Economic TRC Potential | 0 | 0 | 0 | 0 | 0 | 0 | 0 | 0 | 0 | 0 | 0 | 0 | 0 | 0 | 0 | 0 | 0 | 0 | 0 | 0 | 0 | 0
F13_Industrial_Stone, Clay, and Glass_New_Process_Natural Gas_Commissioning_A_Achievable Economic TRC Potential | F13 | Industrial | Stone, Clay, and Glass | New | Process | Natural Gas | Commissioning | A | Purchases (Incremental) | Achievable Economic TRC Potential | 0 | 0 | 0 | 0 | 0 | 0 | 0 | 0 | 0 | 0 | 0 | 0 | 0 | 0 | 0 | 0 | 0 | 0 | 0 | 0 | 0 | 0
F14_Industrial_Stone, Clay, and Glass_New_Process_Natural Gas_Commissioning_A_Achievable Economic TRC Potential | F14 | Industrial | Stone, Clay, and Glass | New | Process | Natural Gas | Commissioning | A | Purchases (Cumulative) | Achievable Economic TRC Potential | 0 | 0 | 0 | 0 | 0 | 0 | 0 | 0 | 0 | 0 | 0 | 0 | 0 | 0 | 0 | 0 | 0 | 0 | 0 | 0 | 0 | 0
F1_Industrial_Stone, Clay, and Glass_New_Space Heating_Natural Gas_Retrocommissioning_A_Achievable Economic TRC Potential | F1 | Industrial | Stone, Clay, and Glass | New | Space Heating | Natural Gas | Retrocommissioning | A | Original Unit Energy Savings (kWh or therms) | Achievable Economic TRC Potential | 0 | 0 | 0 | 0 | 0 | 0 | 0 | 0 | 0 | 0 | 0 | 0 | 0 | 0 | 0 | 0 | 0 | 0 | 0 | 0 | 0 | 0
F2_Industrial_Stone, Clay, and Glass_New_Space Heating_Natural Gas_Retrocommissioning_A_Achievable Economic TRC Potential | F2 | Industrial | Stone, Clay, and Glass | New | Space Heating | Natural Gas | Retrocommissioning | A | Original Unit Summer Peak Savings (kW) | Achievable Economic TRC Potential | 0 | 0 | 0 | 0 | 0 | 0 | 0 | 0 | 0 | 0 | 0 | 0 | 0 | 0 | 0 | 0 | 0 | 0 | 0 | 0 | 0 | 0
F3_Industrial_Stone, Clay, and Glass_New_Space Heating_Natural Gas_Retrocommissioning_A_Achievable Economic TRC Potential | F3 | Industrial | Stone, Clay, and Glass | New | Space Heating | Natural Gas | Retrocommissioning | A | Original Unit Winter Peak Savings (kW) | Achievable Economic TRC Potential | 0 | 0 | 0 | 0 | 0 | 0 | 0 | 0 | 0 | 0 | 0 | 0 | 0 | 0 | 0 | 0 | 0 | 0 | 0 | 0 | 0 | 0
F4_Industrial_Stone, Clay, and Glass_New_Space Heating_Natural Gas_Retrocommissioning_A_Achievable Economic TRC Potential | F4 | Industrial | Stone, Clay, and Glass | New | Space Heating | Natural Gas | Retrocommissioning | A | Standalone Impact on Baseline Energy (%) | Achievable Economic TRC Potential | bar: 2019 to 2040
F5_Industrial_Stone, Clay, and Glass_New_Space Heating_Natural Gas_Retrocommissioning_A_Achievable Economic TRC Potential | F5 | Industrial | Stone, Clay, and Glass | New | Space Heating | Natural Gas | Retrocommissioning | A | Standalone Impact on Baseline Summer Peak (%) | Achievable Economic TRC Potential | bar: 2019 to 2040
F6_Industrial_Stone, Clay, and Glass_New_Space Heating_Natural Gas_Retrocommissioning_A_Achievable Economic TRC Potential | F6 | Industrial | Stone, Clay, and Glass | New | Space Heating | Natural Gas | Retrocommissioning | A | Standalone Impact on Baseline Winter Peak (%) | Achievable Economic TRC Potential | bar: 2019 to 2040
F7_Industrial_Stone, Clay, and Glass_New_Space Heating_Natural Gas_Retrocommissioning_A_Achievable Economic TRC Potential | F7 | Industrial | Stone, Clay, and Glass | New | Space Heating | Natural Gas | Retrocommissioning | A | Incremental Energy Savings (MWh or mTherms) | Achievable Economic TRC Potential | 0 | 0 | 0 | 0 | 0 | 0 | 0 | 0 | 0 | 0 | 0 | 0 | 0 | 0 | 0 | 0 | 0 | 0 | 0 | 0 | 0 | 0
F8_Industrial_Stone, Clay, and Glass_New_Space Heating_Natural Gas_Retrocommissioning_A_Achievable Economic TRC Potential | F8 | Industrial | Stone, Clay, and Glass | New | Space Heating | Natural Gas | Retrocommissioning | A | Incremental Summer Peak Savings (MW) | Achievable Economic TRC Potential | 0 | 0 | 0 | 0 | 0 | 0 | 0 | 0 | 0 | 0 | 0 | 0 | 0 | 0 | 0 | 0 | 0 | 0 | 0 | 0 | 0 | 0
F9_Industrial_Stone, Clay, and Glass_New_Space Heating_Natural Gas_Retrocommissioning_A_Achievable Economic TRC Potential | F9 | Industrial | Stone, Clay, and Glass | New | Space Heating | Natural Gas | Retrocommissioning | A | Incremental Winter Peak Savings (MW) | Achievable Economic TRC Potential | 0 | 0 | 0 | 0 | 0 | 0 | 0 | 0 | 0 | 0 | 0 | 0 | 0 | 0 | 0 | 0 | 0 | 0 | 0 | 0 | 0 | 0
F10_Industrial_Stone, Clay, and Glass_New_Space Heating_Natural Gas_Retrocommissioning_A_Achievable Economic TRC Potential | F10 | Industrial | Stone, Clay, and Glass | New | Space Heating | Natural Gas | Retrocommissioning | A | Cumulative Energy Savings (MWh or mTherms) | Achievable Economic TRC Potential | 0 | 0 | 0 | 0 | 0 | 0 | 0 | 0 | 0 | 0 | 0 | 0 | 0 | 0 | 0 | 0 | 0 | 0 | 0 | 0 | 0 | 0
F11_Industrial_Stone, Clay, and Glass_New_Space Heating_Natural Gas_Retrocommissioning_A_Achievable Economic TRC Potential | F11 | Industrial | Stone, Clay, and Glass | New | Space Heating | Natural Gas | Retrocommissioning | A | Cumulative Summer Peak Savings (MW) | Achievable Economic TRC Potential | 0 | 0 | 0 | 0 | 0 | 0 | 0 | 0 | 0 | 0 | 0 | 0 | 0 | 0 | 0 | 0 | 0 | 0 | 0 | 0 | 0 | 0
F12_Industrial_Stone, Clay, and Glass_New_Space Heating_Natural Gas_Retrocommissioning_A_Achievable Economic TRC Potential | F12 | Industrial | Stone, Clay, and Glass | New | Space Heating | Natural Gas | Retrocommissioning | A | Cumulative Winter Peak Savings (MW) | Achievable Economic TRC Potential | 0 | 0 | 0 | 0 | 0 | 0 | 0 | 0 | 0 | 0 | 0 | 0 | 0 | 0 | 0 | 0 | 0 | 0 | 0 | 0 | 0 | 0
F13_Industrial_Stone, Clay, and Glass_New_Space Heating_Natural Gas_Retrocommissioning_A_Achievable Economic TRC Potential | F13 | Industrial | Stone, Clay, and Glass | New | Space Heating | Natural Gas | Retrocommissioning | A | Purchases (Incremental) | Achievable Economic TRC Potential | 0 | 0 | 0 | 0 | 0 | 0 | 0 | 0 | 0 | 0 | 0 | 0 | 0 | 0 | 0 | 0 | 0 | 0 | 0 | 0 | 0 | 0
F14_Industrial_Stone, Clay, and Glass_New_Space Heating_Natural Gas_Retrocommissioning_A_Achievable Economic TRC Potential | F14 | Industrial | Stone, Clay, and Glass | New | Space Heating | Natural Gas | Retrocommissioning | A | Purchases (Cumulative) | Achievable Economic TRC Potential | 0 | 0 | 0 | 0 | 0 | 0 | 0 | 0 | 0 | 0 | 0 | 0 | 0 | 0 | 0 | 0 | 0 | 0 | 0 | 0 | 0 | 0
F1_Industrial_Stone, Clay, and Glass_New_Process_Natural Gas_Retrocommissioning_A_Achievable Economic TRC Potential | F1 | Industrial | Stone, Clay, and Glass | New | Process | Natural Gas | Retrocommissioning | A | Original Unit Energy Savings (kWh or therms) | Achievable Economic TRC Potential | 0 | 0 | 0 | 0 | 0 | 0 | 0 | 0 | 0 | 0 | 0 | 0 | 0 | 0 | 0 | 0 | 0 | 0 | 0 | 0 | 0 | 0
F2_Industrial_Stone, Clay, and Glass_New_Process_Natural Gas_Retrocommissioning_A_Achievable Economic TRC Potential | F2 | Industrial | Stone, Clay, and Glass | New | Process | Natural Gas | Retrocommissioning | A | Original Unit Summer Peak Savings (kW) | Achievable Economic TRC Potential | 0 | 0 | 0 | 0 | 0 | 0 | 0 | 0 | 0 | 0 | 0 | 0 | 0 | 0 | 0 | 0 | 0 | 0 | 0 | 0 | 0 | 0
F3_Industrial_Stone, Clay, and Glass_New_Process_Natural Gas_Retrocommissioning_A_Achievable Economic TRC Potential | F3 | Industrial | Stone, Clay, and Glass | New | Process | Natural Gas | Retrocommissioning | A | Original Unit Winter Peak Savings (kW) | Achievable Economic TRC Potential | 0 | 0 | 0 | 0 | 0 | 0 | 0 | 0 | 0 | 0 | 0 | 0 | 0 | 0 | 0 | 0 | 0 | 0 | 0 | 0 | 0 | 0
F4_Industrial_Stone, Clay, and Glass_New_Process_Natural Gas_Retrocommissioning_A_Achievable Economic TRC Potential | F4 | Industrial | Stone, Clay, and Glass | New | Process | Natural Gas | Retrocommissioning | A | Standalone Impact on Baseline Energy (%) | Achievable Economic TRC Potential | bar: 2019 to 2040
F5_Industrial_Stone, Clay, and Glass_New_Process_Natural Gas_Retrocommissioning_A_Achievable Economic TRC Potential | F5 | Industrial | Stone, Clay, and Glass | New | Process | Natural Gas | Retrocommissioning | A | Standalone Impact on Baseline Summer Peak (%) | Achievable Economic TRC Potential | bar: 2019 to 2040
F6_Industrial_Stone, Clay, and Glass_New_Process_Natural Gas_Retrocommissioning_A_Achievable Economic TRC Potential | F6 | Industrial | Stone, Clay, and Glass | New | Process | Natural Gas | Retrocommissioning | A | Standalone Impact on Baseline Winter Peak (%) | Achievable Economic TRC Potential | bar: 2019 to 2040
F7_Industrial_Stone, Clay, and Glass_New_Process_Natural Gas_Retrocommissioning_A_Achievable Economic TRC Potential | F7 | Industrial | Stone, Clay, and Glass | New | Process | Natural Gas | Retrocommissioning | A | Incremental Energy Savings (MWh or mTherms) | Achievable Economic TRC Potential | 0 | 0 | 0 | 0 | 0 | 0 | 0 | 0 | 0 | 0 | 0 | 0 | 0 | 0 | 0 | 0 | 0 | 0 | 0 | 0 | 0 | 0
F8_Industrial_Stone, Clay, and Glass_New_Process_Natural Gas_Retrocommissioning_A_Achievable Economic TRC Potential | F8 | Industrial | Stone, Clay, and Glass | New | Process | Natural Gas | Retrocommissioning | A | Incremental Summer Peak Savings (MW) | Achievable Economic TRC Potential | 0 | 0 | 0 | 0 | 0 | 0 | 0 | 0 | 0 | 0 | 0 | 0 | 0 | 0 | 0 | 0 | 0 | 0 | 0 | 0 | 0 | 0
F9_Industrial_Stone, Clay, and Glass_New_Process_Natural Gas_Retrocommissioning_A_Achievable Economic TRC Potential | F9 | Industrial | Stone, Clay, and Glass | New | Process | Natural Gas | Retrocommissioning | A | Incremental Winter Peak Savings (MW) | Achievable Economic TRC Potential | 0 | 0 | 0 | 0 | 0 | 0 | 0 | 0 | 0 | 0 | 0 | 0 | 0 | 0 | 0 | 0 | 0 | 0 | 0 | 0 | 0 | 0
F10_Industrial_Stone, Clay, and Glass_New_Process_Natural Gas_Retrocommissioning_A_Achievable Economic TRC Potential | F10 | Industrial | Stone, Clay, and Glass | New | Process | Natural Gas | Retrocommissioning | A | Cumulative Energy Savings (MWh or mTherms) | Achievable Economic TRC Potential | 0 | 0 | 0 | 0 | 0 | 0 | 0 | 0 | 0 | 0 | 0 | 0 | 0 | 0 | 0 | 0 | 0 | 0 | 0 | 0 | 0 | 0
F11_Industrial_Stone, Clay, and Glass_New_Process_Natural Gas_Retrocommissioning_A_Achievable Economic TRC Potential | F11 | Industrial | Stone, Clay, and Glass | New | Process | Natural Gas | Retrocommissioning | A | Cumulative Summer Peak Savings (MW) | Achievable Economic TRC Potential | 0 | 0 | 0 | 0 | 0 | 0 | 0 | 0 | 0 | 0 | 0 | 0 | 0 | 0 | 0 | 0 | 0 | 0 | 0 | 0 | 0 | 0
F12_Industrial_Stone, Clay, and Glass_New_Process_Natural Gas_Retrocommissioning_A_Achievable Economic TRC Potential | F12 | Industrial | Stone, Clay, and Glass | New | Process | Natural Gas | Retrocommissioning | A | Cumulative Winter Peak Savings (MW) | Achievable Economic TRC Potential | 0 | 0 | 0 | 0 | 0 | 0 | 0 | 0 | 0 | 0 | 0 | 0 | 0 | 0 | 0 | 0 | 0 | 0 | 0 | 0 | 0 | 0
F13_Industrial_Stone, Clay, and Glass_New_Process_Natural Gas_Retrocommissioning_A_Achievable Economic TRC Potential | F13 | Industrial | Stone, Clay, and Glass | New | Process | Natural Gas | Retrocommissioning | A | Purchases (Incremental) | Achievable Economic TRC Potential | 0 | 0 | 0 | 0 | 0 | 0 | 0 | 0 | 0 | 0 | 0 | 0 | 0 | 0 | 0 | 0 | 0 | 0 | 0 | 0 | 0 | 0
F14_Industrial_Stone, Clay, and Glass_New_Process_Natural Gas_Retrocommissioning_A_Achievable Economic TRC Potential | F14 | Industrial | Stone, Clay, and Glass | New | Process | Natural Gas | Retrocommissioning | A | Purchases (Cumulative) | Achievable Economic TRC Potential | 0 | 0 | 0 | 0 | 0 | 0 | 0 | 0 | 0 | 0 | 0 | 0 | 0 | 0 | 0 | 0 | 0 | 0 | 0 | 0 | 0 | 0
F1_Industrial_Petroleum_Existing_Space Heating_Natural Gas_Insulation - Roof/Ceiling_A_Achievable Economic TRC Potential | F1 | Industrial | Petroleum | Existing | Space Heating | Natural Gas | Insulation - Roof/Ceiling | A | Original Unit Energy Savings (kWh or therms) | Achievable Economic TRC Potential | 0 | 0 | 0.082625 | 0.08222 | 0.081817 | 0.081418 | 0.081026 | 0.080645 | 0.080276 | 0.079922 | 0.079585 | 0.079267 | 0.078968 | 0.078685 | 0.078419 | 0.078169 | 0.077933 | 0.077711 | 0.077503 | 0.077307 | 0.077123 | 0.076951
F2_Industrial_Petroleum_Existing_Space Heating_Natural Gas_Insulation - Roof/Ceiling_A_Achievable Economic TRC Potential | F2 | Industrial | Petroleum | Existing | Space Heating | Natural Gas | Insulation - Roof/Ceiling | A | Original Unit Summer Peak Savings (kW) | Achievable Economic TRC Potential | 0 | 0 | 0 | 0 | 0 | 0 | 0 | 0 | 0 | 0 | 0 | 0 | 0 | 0 | 0 | 0 | 0 | 0 | 0 | 0 | 0 | 0
F3_Industrial_Petroleum_Existing_Space Heating_Natural Gas_Insulation - Roof/Ceiling_A_Achievable Economic TRC Potential | F3 | Industrial | Petroleum | Existing | Space Heating | Natural Gas | Insulation - Roof/Ceiling | A | Original Unit Winter Peak Savings (kW) | Achievable Economic TRC Potential | 0 | 0 | 0 | 0 | 0 | 0 | 0 | 0 | 0 | 0 | 0 | 0 | 0 | 0 | 0 | 0 | 0 | 0 | 0 | 0 | 0 | 0
F4_Industrial_Petroleum_Existing_Space Heating_Natural Gas_Insulation - Roof/Ceiling_A_Achievable Economic TRC Potential | F4 | Industrial | Petroleum | Existing | Space Heating | Natural Gas | Insulation - Roof/Ceiling | A | Standalone Impact on Baseline Energy (%) | Achievable Economic TRC Potential | 0% | 0% | 0.3143% | 0.8697% | 1.74% | 2.969% | 4.545% | 6.403% | 8.431% | 10.49% | 12.47% | 14.25% | 15.79% | 17.06% | 18.1% | 18.94% | 19.61% | 20.18% | 20.66% | 21.12% | 21.49% | 21.86%
F5_Industrial_Petroleum_Existing_Space Heating_Natural Gas_Insulation - Roof/Ceiling_A_Achievable Economic TRC Potential | F5 | Industrial | Petroleum | Existing | Space Heating | Natural Gas | Insulation - Roof/Ceiling | A | Standalone Impact on Baseline Summer Peak (%) | Achievable Economic TRC Potential | bar: 2019 to 2040
F6_Industrial_Petroleum_Existing_Space Heating_Natural Gas_Insulation - Roof/Ceiling_A_Achievable Economic TRC Potential | F6 | Industrial | Petroleum | Existing | Space Heating | Natural Gas | Insulation - Roof/Ceiling | A | Standalone Impact on Baseline Winter Peak (%) | Achievable Economic TRC Potential | bar: 2019 to 2040
F7_Industrial_Petroleum_Existing_Space Heating_Natural Gas_Insulation - Roof/Ceiling_A_Achievable Economic TRC Potential | F7 | Industrial | Petroleum | Existing | Space Heating | Natural Gas | Insulation - Roof/Ceiling | A | Incremental Energy Savings (MWh or mTherms) | Achievable Economic TRC Potential | 0 | 0 | 0.017065 | 0.029204 | 0.044427 | 0.060827 | 0.075715 | 0.086403 | 0.091027 | 0.089063 | 0.081348 | 0.069673 | 0.056175 | 0.042785 | 0.030878 | 0.021174 | 0.013831 | 0.0086249 | 0.0051456 | 0.0034153 | 0 | 0
F8_Industrial_Petroleum_Existing_Space Heating_Natural Gas_Insulation - Roof/Ceiling_A_Achievable Economic TRC Potential | F8 | Industrial | Petroleum | Existing | Space Heating | Natural Gas | Insulation - Roof/Ceiling | A | Incremental Summer Peak Savings (MW) | Achievable Economic TRC Potential | 0 | 0 | 0 | 0 | 0 | 0 | 0 | 0 | 0 | 0 | 0 | 0 | 0 | 0 | 0 | 0 | 0 | 0 | 0 | 0 | 0 | 0
F9_Industrial_Petroleum_Existing_Space Heating_Natural Gas_Insulation - Roof/Ceiling_A_Achievable Economic TRC Potential | F9 | Industrial | Petroleum | Existing | Space Heating | Natural Gas | Insulation - Roof/Ceiling | A | Incremental Winter Peak Savings (MW) | Achievable Economic TRC Potential | 0 | 0 | 0 | 0 | 0 | 0 | 0 | 0 | 0 | 0 | 0 | 0 | 0 | 0 | 0 | 0 | 0 | 0 | 0 | 0 | 0 | 0
F10_Industrial_Petroleum_Existing_Space Heating_Natural Gas_Insulation - Roof/Ceiling_A_Achievable Economic TRC Potential | F10 | Industrial | Petroleum | Existing | Space Heating | Natural Gas | Insulation - Roof/Ceiling | A | Cumulative Energy Savings (MWh or mTherms) | Achievable Economic TRC Potential | 0 | 0 | 0.017065 | 0.046185 | 0.090385 | 0.15077 | 0.22576 | 0.3111 | 0.40071 | 0.488 | 0.56729 | 0.6347 | 0.68848 | 0.7288 | 0.75721 | 0.77597 | 0.78746 | 0.79384 | 0.79686 | 0.79826 | 0.79636 | 0.79458
F11_Industrial_Petroleum_Existing_Space Heating_Natural Gas_Insulation - Roof/Ceiling_A_Achievable Economic TRC Potential | F11 | Industrial | Petroleum | Existing | Space Heating | Natural Gas | Insulation - Roof/Ceiling | A | Cumulative Summer Peak Savings (MW) | Achievable Economic TRC Potential | 0 | 0 | 0 | 0 | 0 | 0 | 0 | 0 | 0 | 0 | 0 | 0 | 0 | 0 | 0 | 0 | 0 | 0 | 0 | 0 | 0 | 0
F12_Industrial_Petroleum_Existing_Space Heating_Natural Gas_Insulation - Roof/Ceiling_A_Achievable Economic TRC Potential | F12 | Industrial | Petroleum | Existing | Space Heating | Natural Gas | Insulation - Roof/Ceiling | A | Cumulative Winter Peak Savings (MW) | Achievable Economic TRC Potential | 0 | 0 | 0 | 0 | 0 | 0 | 0 | 0 | 0 | 0 | 0 | 0 | 0 | 0 | 0 | 0 | 0 | 0 | 0 | 0 | 0 | 0
F13_Industrial_Petroleum_Existing_Space Heating_Natural Gas_Insulation - Roof/Ceiling_A_Achievable Economic TRC Potential | F13 | Industrial | Petroleum | Existing | Space Heating | Natural Gas | Insulation - Roof/Ceiling | A | Purchases (Incremental) | Achievable Economic TRC Potential | 0 | 0 | 206.5306 | 355.1969 | 543.0022 | 747.0962 | 934.4557 | 1071.4018 | 1133.9239 | 1114.3735 | 1022.1495 | 878.9604 | 711.3696 | 543.748 | 393.7486 | 270.8719 | 177.4678 | 110.9869 | 66.3925 | 44.1782 | 0 | 0
F14_Industrial_Petroleum_Existing_Space Heating_Natural Gas_Insulation - Roof/Ceiling_A_Achievable Economic TRC Potential | F14 | Industrial | Petroleum | Existing | Space Heating | Natural Gas | Insulation - Roof/Ceiling | A | Purchases (Cumulative) | Achievable Economic TRC Potential | 0 | 0 | 206.5306 | 561.7275 | 1104.7297 | 1851.8259 | 2786.2816 | 3857.6834 | 4991.6073 | 6105.9808 | 7128.1303 | 8007.0907 | 8718.4603 | 9262.2084 | 9655.9569 | 9926.8288 | 10104.2966 | 10215.2835 | 10281.6759 | 10325.8541 | 10325.8541 | 10325.8541
F1_Industrial_Petroleum_Existing_Space Heating_Natural Gas_Insulation - Wall Cavity_A_Achievable Economic TRC Potential | F1 | Industrial | Petroleum | Existing | Space Heating | Natural Gas | Insulation - Wall Cavity | A | Original Unit Energy Savings (kWh or therms) | Achievable Economic TRC Potential | 0 | 0 | 0.018076 | 0.017987 | 0.017899 | 0.017811 | 0.017726 | 0.017642 | 0.017562 | 0.017484 | 0.017411 | 0.017341 | 0.017276 | 0.017214 | 0.017156 | 0.017101 | 0.017049 | 0.017001 | 0.016955 | 0.016912 | 0.016872 | 0.016834
F2_Industrial_Petroleum_Existing_Space Heating_Natural Gas_Insulation - Wall Cavity_A_Achievable Economic TRC Potential | F2 | Industrial | Petroleum | Existing | Space Heating | Natural Gas | Insulation - Wall Cavity | A | Original Unit Summer Peak Savings (kW) | Achievable Economic TRC Potential | 0 | 0 | 0 | 0 | 0 | 0 | 0 | 0 | 0 | 0 | 0 | 0 | 0 | 0 | 0 | 0 | 0 | 0 | 0 | 0 | 0 | 0
F3_Industrial_Petroleum_Existing_Space Heating_Natural Gas_Insulation - Wall Cavity_A_Achievable Economic TRC Potential | F3 | Industrial | Petroleum | Existing | Space Heating | Natural Gas | Insulation - Wall Cavity | A | Original Unit Winter Peak Savings (kW) | Achievable Economic TRC Potential | 0 | 0 | 0 | 0 | 0 | 0 | 0 | 0 | 0 | 0 | 0 | 0 | 0 | 0 | 0 | 0 | 0 | 0 | 0 | 0 | 0 | 0
F4_Industrial_Petroleum_Existing_Space Heating_Natural Gas_Insulation - Wall Cavity_A_Achievable Economic TRC Potential | F4 | Industrial | Petroleum | Existing | Space Heating | Natural Gas | Insulation - Wall Cavity | A | Standalone Impact on Baseline Energy (%) | Achievable Economic TRC Potential | 0% | 0% | 0.06875% | 0.1903% | 0.3808% | 0.6494% | 0.9943% | 1.401% | 1.844% | 2.296% | 2.727% | 3.117% | 3.453% | 3.733% | 3.96% | 4.143% | 4.291% | 4.414% | 4.521% | 4.62% | 4.701% | 4.783%
F5_Industrial_Petroleum_Existing_Space Heating_Natural Gas_Insulation - Wall Cavity_A_Achievable Economic TRC Potential | F5 | Industrial | Petroleum | Existing | Space Heating | Natural Gas | Insulation - Wall Cavity | A | Standalone Impact on Baseline Summer Peak (%) | Achievable Economic TRC Potential | bar: 2019 to 2040
F6_Industrial_Petroleum_Existing_Space Heating_Natural Gas_Insulation - Wall Cavity_A_Achievable Economic TRC Potential | F6 | Industrial | Petroleum | Existing | Space Heating | Natural Gas | Insulation - Wall Cavity | A | Standalone Impact on Baseline Winter Peak (%) | Achievable Economic TRC Potential | bar: 2019 to 2040
F7_Industrial_Petroleum_Existing_Space Heating_Natural Gas_Insulation - Wall Cavity_A_Achievable Economic TRC Potential | F7 | Industrial | Petroleum | Existing | Space Heating | Natural Gas | Insulation - Wall Cavity | A | Incremental Energy Savings (MWh or mTherms) | Achievable Economic TRC Potential | 0 | 0 | 0.0037332 | 0.0063889 | 0.0097191 | 0.013307 | 0.016564 | 0.018902 | 0.019914 | 0.019484 | 0.017796 | 0.015242 | 0.012289 | 0.0093599 | 0.006755 | 0.0046321 | 0.0030257 | 0.0018868 | 0.0011257 | 0.00074715 | 0 | 0
F8_Industrial_Petroleum_Existing_Space Heating_Natural Gas_Insulation - Wall Cavity_A_Achievable Economic TRC Potential | F8 | Industrial | Petroleum | Existing | Space Heating | Natural Gas | Insulation - Wall Cavity | A | Incremental Summer Peak Savings (MW) | Achievable Economic TRC Potential | 0 | 0 | 0 | 0 | 0 | 0 | 0 | 0 | 0 | 0 | 0 | 0 | 0 | 0 | 0 | 0 | 0 | 0 | 0 | 0 | 0 | 0
F9_Industrial_Petroleum_Existing_Space Heating_Natural Gas_Insulation - Wall Cavity_A_Achievable Economic TRC Potential | F9 | Industrial | Petroleum | Existing | Space Heating | Natural Gas | Insulation - Wall Cavity | A | Incremental Winter Peak Savings (MW) | Achievable Economic TRC Potential | 0 | 0 | 0 | 0 | 0 | 0 | 0 | 0 | 0 | 0 | 0 | 0 | 0 | 0 | 0 | 0 | 0 | 0 | 0 | 0 | 0 | 0
F10_Industrial_Petroleum_Existing_Space Heating_Natural Gas_Insulation - Wall Cavity_A_Achievable Economic TRC Potential | F10 | Industrial | Petroleum | Existing | Space Heating | Natural Gas | Insulation - Wall Cavity | A | Cumulative Energy Savings (MWh or mTherms) | Achievable Economic TRC Potential | 0 | 0 | 0.0037332 | 0.010104 | 0.019773 | 0.032984 | 0.049389 | 0.068059 | 0.087661 | 0.10676 | 0.1241 | 0.13885 | 0.15062 | 0.15944 | 0.16565 | 0.16976 | 0.17227 | 0.17367 | 0.17433 | 0.17463 | 0.17422 | 0.17383
F11_Industrial_Petroleum_Existing_Space Heating_Natural Gas_Insulation - Wall Cavity_A_Achievable Economic TRC Potential | F11 | Industrial | Petroleum | Existing | Space Heating | Natural Gas | Insulation - Wall Cavity | A | Cumulative Summer Peak Savings (MW) | Achievable Economic TRC Potential | 0 | 0 | 0 | 0 | 0 | 0 | 0 | 0 | 0 | 0 | 0 | 0 | 0 | 0 | 0 | 0 | 0 | 0 | 0 | 0 | 0 | 0
F12_Industrial_Petroleum_Existing_Space Heating_Natural Gas_Insulation - Wall Cavity_A_Achievable Economic TRC Potential | F12 | Industrial | Petroleum | Existing | Space Heating | Natural Gas | Insulation - Wall Cavity | A | Cumulative Winter Peak Savings (MW) | Achievable Economic TRC Potential | 0 | 0 | 0 | 0 | 0 | 0 | 0 | 0 | 0 | 0 | 0 | 0 | 0 | 0 | 0 | 0 | 0 | 0 | 0 | 0 | 0 | 0
F13_Industrial_Petroleum_Existing_Space Heating_Natural Gas_Insulation - Wall Cavity_A_Achievable Economic TRC Potential | F13 | Industrial | Petroleum | Existing | Space Heating | Natural Gas | Insulation - Wall Cavity | A | Purchases (Incremental) | Achievable Economic TRC Potential | 0 | 0 | 206.5306 | 355.1969 | 543.0022 | 747.0962 | 934.4557 | 1071.4018 | 1133.9239 | 1114.3735 | 1022.1495 | 878.9604 | 711.3696 | 543.748 | 393.7486 | 270.8719 | 177.4678 | 110.9869 | 66.3925 | 44.1782 | 0 | 0
F14_Industrial_Petroleum_Existing_Space Heating_Natural Gas_Insulation - Wall Cavity_A_Achievable Economic TRC Potential | F14 | Industrial | Petroleum | Existing | Space Heating | Natural Gas | Insulation - Wall Cavity | A | Purchases (Cumulative) | Achievable Economic TRC Potential | 0 | 0 | 206.5306 | 561.7275 | 1104.7297 | 1851.8259 | 2786.2816 | 3857.6834 | 4991.6073 | 6105.9808 | 7128.1303 | 8007.0907 | 8718.4603 | 9262.2084 | 9655.9569 | 9926.8288 | 10104.2966 | 10215.2835 | 10281.6759 | 10325.8541 | 10325.8541 | 10325.8541
F1_Industrial_Petroleum_Existing_Space Heating_Natural Gas_Insulation - Ducting_A_Achievable Economic TRC Potential | F1 | Industrial | Petroleum | Existing | Space Heating | Natural Gas | Insulation - Ducting | A | Original Unit Energy Savings (kWh or therms) | Achievable Economic TRC Potential | 0 | 0 | 0.0014398 | 0.0014319 | 0.0014239 | 0.0014161 | 0.0014083 | 0.0014008 | 0.0013935 | 0.0013865 | 0.0013799 | 0.0013736 | 0.0013677 | 0.0013622 | 0.001357 | 0.0013521 | 0.0013475 | 0.0013431 | 0.001339 | 0.0013352 | 0.0013316 | 0.0013281
F2_Industrial_Petroleum_Existing_Space Heating_Natural Gas_Insulation - Ducting_A_Achievable Economic TRC Potential | F2 | Industrial | Petroleum | Existing | Space Heating | Natural Gas | Insulation - Ducting | A | Original Unit Summer Peak Savings (kW) | Achievable Economic TRC Potential | 0 | 0 | 0 | 0 | 0 | 0 | 0 | 0 | 0 | 0 | 0 | 0 | 0 | 0 | 0 | 0 | 0 | 0 | 0 | 0 | 0 | 0
F3_Industrial_Petroleum_Existing_Space Heating_Natural Gas_Insulation - Ducting_A_Achievable Economic TRC Potential | F3 | Industrial | Petroleum | Existing | Space Heating | Natural Gas | Insulation - Ducting | A | Original Unit Winter Peak Savings (kW) | Achievable Economic TRC Potential | 0 | 0 | 0 | 0 | 0 | 0 | 0 | 0 | 0 | 0 | 0 | 0 | 0 | 0 | 0 | 0 | 0 | 0 | 0 | 0 | 0 | 0
F4_Industrial_Petroleum_Existing_Space Heating_Natural Gas_Insulation - Ducting_A_Achievable Economic TRC Potential | F4 | Industrial | Petroleum | Existing | Space Heating | Natural Gas | Insulation - Ducting | A | Standalone Impact on Baseline Energy (%) | Achievable Economic TRC Potential | bar: 2019 to 2040
F5_Industrial_Petroleum_Existing_Space Heating_Natural Gas_Insulation - Ducting_A_Achievable Economic TRC Potential | F5 | Industrial | Petroleum | Existing | Space Heating | Natural Gas | Insulation - Ducting | A | Standalone Impact on Baseline Summer Peak (%) | Achievable Economic TRC Potential | bar: 2019 to 2040
F6_Industrial_Petroleum_Existing_Space Heating_Natural Gas_Insulation - Ducting_A_Achievable Economic TRC Potential | F6 | Industrial | Petroleum | Existing | Space Heating | Natural Gas | Insulation - Ducting | A | Standalone Impact on Baseline Winter Peak (%) | Achievable Economic TRC Potential | bar: 2019 to 2040
F7_Industrial_Petroleum_Existing_Space Heating_Natural Gas_Insulation - Ducting_A_Achievable Economic TRC Potential | F7 | Industrial | Petroleum | Existing | Space Heating | Natural Gas | Insulation - Ducting | A | Incremental Energy Savings (MWh or mTherms) | Achievable Economic TRC Potential | 0 | 0 | 0 | 0 | 0 | 0 | 0 | 0 | 0 | 0 | 0 | 0 | 0 | 0 | 0 | 0 | 0 | 0 | 0 | 0 | 0 | 0
F8_Industrial_Petroleum_Existing_Space Heating_Natural Gas_Insulation - Ducting_A_Achievable Economic TRC Potential | F8 | Industrial | Petroleum | Existing | Space Heating | Natural Gas | Insulation - Ducting | A | Incremental Summer Peak Savings (MW) | Achievable Economic TRC Potential | 0 | 0 | 0 | 0 | 0 | 0 | 0 | 0 | 0 | 0 | 0 | 0 | 0 | 0 | 0 | 0 | 0 | 0 | 0 | 0 | 0 | 0
F9_Industrial_Petroleum_Existing_Space Heating_Natural Gas_Insulation - Ducting_A_Achievable Economic TRC Potential | F9 | Industrial | Petroleum | Existing | Space Heating | Natural Gas | Insulation - Ducting | A | Incremental Winter Peak Savings (MW) | Achievable Economic TRC Potential | 0 | 0 | 0 | 0 | 0 | 0 | 0 | 0 | 0 | 0 | 0 | 0 | 0 | 0 | 0 | 0 | 0 | 0 | 0 | 0 | 0 | 0
F10_Industrial_Petroleum_Existing_Space Heating_Natural Gas_Insulation - Ducting_A_Achievable Economic TRC Potential | F10 | Industrial | Petroleum | Existing | Space Heating | Natural Gas | Insulation - Ducting | A | Cumulative Energy Savings (MWh or mTherms) | Achievable Economic TRC Potential | 0 | 0 | 0 | 0 | 0 | 0 | 0 | 0 | 0 | 0 | 0 | 0 | 0 | 0 | 0 | 0 | 0 | 0 | 0 | 0 | 0 | 0
F11_Industrial_Petroleum_Existing_Space Heating_Natural Gas_Insulation - Ducting_A_Achievable Economic TRC Potential | F11 | Industrial | Petroleum | Existing | Space Heating | Natural Gas | Insulation - Ducting | A | Cumulative Summer Peak Savings (MW) | Achievable Economic TRC Potential | 0 | 0 | 0 | 0 | 0 | 0 | 0 | 0 | 0 | 0 | 0 | 0 | 0 | 0 | 0 | 0 | 0 | 0 | 0 | 0 | 0 | 0
F12_Industrial_Petroleum_Existing_Space Heating_Natural Gas_Insulation - Ducting_A_Achievable Economic TRC Potential | F12 | Industrial | Petroleum | Existing | Space Heating | Natural Gas | Insulation - Ducting | A | Cumulative Winter Peak Savings (MW) | Achievable Economic TRC Potential | 0 | 0 | 0 | 0 | 0 | 0 | 0 | 0 | 0 | 0 | 0 | 0 | 0 | 0 | 0 | 0 | 0 | 0 | 0 | 0 | 0 | 0
F13_Industrial_Petroleum_Existing_Space Heating_Natural Gas_Insulation - Ducting_A_Achievable Economic TRC Potential | F13 | Industrial | Petroleum | Existing | Space Heating | Natural Gas | Insulation - Ducting | A | Purchases (Incremental) | Achievable Economic TRC Potential | 0 | 0 | 0 | 0 | 0 | 0 | 0 | 0 | 0 | 0 | 0 | 0 | 0 | 0 | 0 | 0 | 0 | 0 | 0 | 0 | 0 | 0
F14_Industrial_Petroleum_Existing_Space Heating_Natural Gas_Insulation - Ducting_A_Achievable Economic TRC Potential | F14 | Industrial | Petroleum | Existing | Space Heating | Natural Gas | Insulation - Ducting | A | Purchases (Cumulative) | Achievable Economic TRC Potential | 0 | 0 | 0 | 0 | 0 | 0 | 0 | 0 | 0 | 0 | 0 | 0 | 0 | 0 | 0 | 0 | 0 | 0 | 0 | 0 | 0 | 0
F1_Industrial_Petroleum_Existing_Space Heating_Natural Gas_HVAC - Duct Repair and Sealing_A_Achievable Economic TRC Potential | F1 | Industrial | Petroleum | Existing | Space Heating | Natural Gas | HVAC - Duct Repair and Sealing | A | Original Unit Energy Savings (kWh or therms) | Achievable Economic TRC Potential | 0 | 0 | 0.0040723 | 0.0040498 | 0.0040273 | 0.004005 | 0.0039832 | 0.0039618 | 0.0039412 | 0.0039215 | 0.0039027 | 0.003885 | 0.0038683 | 0.0038527 | 0.0038379 | 0.0038241 | 0.003811 | 0.0037987 | 0.0037871 | 0.0037763 | 0.003766 | 0.0037564
F2_Industrial_Petroleum_Existing_Space Heating_Natural Gas_HVAC - Duct Repair and Sealing_A_Achievable Economic TRC Potential | F2 | Industrial | Petroleum | Existing | Space Heating | Natural Gas | HVAC - Duct Repair and Sealing | A | Original Unit Summer Peak Savings (kW) | Achievable Economic TRC Potential | 0 | 0 | 0 | 0 | 0 | 0 | 0 | 0 | 0 | 0 | 0 | 0 | 0 | 0 | 0 | 0 | 0 | 0 | 0 | 0 | 0 | 0
F3_Industrial_Petroleum_Existing_Space Heating_Natural Gas_HVAC - Duct Repair and Sealing_A_Achievable Economic TRC Potential | F3 | Industrial | Petroleum | Existing | Space Heating | Natural Gas | HVAC - Duct Repair and Sealing | A | Original Unit Winter Peak Savings (kW) | Achievable Economic TRC Potential | 0 | 0 | 0 | 0 | 0 | 0 | 0 | 0 | 0 | 0 | 0 | 0 | 0 | 0 | 0 | 0 | 0 | 0 | 0 | 0 | 0 | 0
F4_Industrial_Petroleum_Existing_Space Heating_Natural Gas_HVAC - Duct Repair and Sealing_A_Achievable Economic TRC Potential | F4 | Industrial | Petroleum | Existing | Space Heating | Natural Gas | HVAC - Duct Repair and Sealing | A | Standalone Impact on Baseline Energy (%) | Achievable Economic TRC Potential | bar: 2019 to 2040
F5_Industrial_Petroleum_Existing_Space Heating_Natural Gas_HVAC - Duct Repair and Sealing_A_Achievable Economic TRC Potential | F5 | Industrial | Petroleum | Existing | Space Heating | Natural Gas | HVAC - Duct Repair and Sealing | A | Standalone Impact on Baseline Summer Peak (%) | Achievable Economic TRC Potential | bar: 2019 to 2040
F6_Industrial_Petroleum_Existing_Space Heating_Natural Gas_HVAC - Duct Repair and Sealing_A_Achievable Economic TRC Potential | F6 | Industrial | Petroleum | Existing | Space Heating | Natural Gas | HVAC - Duct Repair and Sealing | A | Standalone Impact on Baseline Winter Peak (%) | Achievable Economic TRC Potential | bar: 2019 to 2040
F7_Industrial_Petroleum_Existing_Space Heating_Natural Gas_HVAC - Duct Repair and Sealing_A_Achievable Economic TRC Potential | F7 | Industrial | Petroleum | Existing | Space Heating | Natural Gas | HVAC - Duct Repair and Sealing | A | Incremental Energy Savings (MWh or mTherms) | Achievable Economic TRC Potential | 0 | 0 | 0 | 0 | 0 | 0 | 0 | 0 | 0 | 0 | 0 | 0 | 0 | 0 | 0 | 0 | 0 | 0 | 0 | 0 | 0 | 0
F8_Industrial_Petroleum_Existing_Space Heating_Natural Gas_HVAC - Duct Repair and Sealing_A_Achievable Economic TRC Potential | F8 | Industrial | Petroleum | Existing | Space Heating | Natural Gas | HVAC - Duct Repair and Sealing | A | Incremental Summer Peak Savings (MW) | Achievable Economic TRC Potential | 0 | 0 | 0 | 0 | 0 | 0 | 0 | 0 | 0 | 0 | 0 | 0 | 0 | 0 | 0 | 0 | 0 | 0 | 0 | 0 | 0 | 0
F9_Industrial_Petroleum_Existing_Space Heating_Natural Gas_HVAC - Duct Repair and Sealing_A_Achievable Economic TRC Potential | F9 | Industrial | Petroleum | Existing | Space Heating | Natural Gas | HVAC - Duct Repair and Sealing | A | Incremental Winter Peak Savings (MW) | Achievable Economic TRC Potential | 0 | 0 | 0 | 0 | 0 | 0 | 0 | 0 | 0 | 0 | 0 | 0 | 0 | 0 | 0 | 0 | 0 | 0 | 0 | 0 | 0 | 0
F10_Industrial_Petroleum_Existing_Space Heating_Natural Gas_HVAC - Duct Repair and Sealing_A_Achievable Economic TRC Potential | F10 | Industrial | Petroleum | Existing | Space Heating | Natural Gas | HVAC - Duct Repair and Sealing | A | Cumulative Energy Savings (MWh or mTherms) | Achievable Economic TRC Potential | 0 | 0 | 0 | 0 | 0 | 0 | 0 | 0 | 0 | 0 | 0 | 0 | 0 | 0 | 0 | 0 | 0 | 0 | 0 | 0 | 0 | 0
F11_Industrial_Petroleum_Existing_Space Heating_Natural Gas_HVAC - Duct Repair and Sealing_A_Achievable Economic TRC Potential | F11 | Industrial | Petroleum | Existing | Space Heating | Natural Gas | HVAC - Duct Repair and Sealing | A | Cumulative Summer Peak Savings (MW) | Achievable Economic TRC Potential | 0 | 0 | 0 | 0 | 0 | 0 | 0 | 0 | 0 | 0 | 0 | 0 | 0 | 0 | 0 | 0 | 0 | 0 | 0 | 0 | 0 | 0
F12_Industrial_Petroleum_Existing_Space Heating_Natural Gas_HVAC - Duct Repair and Sealing_A_Achievable Economic TRC Potential | F12 | Industrial | Petroleum | Existing | Space Heating | Natural Gas | HVAC - Duct Repair and Sealing | A | Cumulative Winter Peak Savings (MW) | Achievable Economic TRC Potential | 0 | 0 | 0 | 0 | 0 | 0 | 0 | 0 | 0 | 0 | 0 | 0 | 0 | 0 | 0 | 0 | 0 | 0 | 0 | 0 | 0 | 0
F13_Industrial_Petroleum_Existing_Space Heating_Natural Gas_HVAC - Duct Repair and Sealing_A_Achievable Economic TRC Potential | F13 | Industrial | Petroleum | Existing | Space Heating | Natural Gas | HVAC - Duct Repair and Sealing | A | Purchases (Incremental) | Achievable Economic TRC Potential | 0 | 0 | 0 | 0 | 0 | 0 | 0 | 0 | 0 | 0 | 0 | 0 | 0 | 0 | 0 | 0 | 0 | 0 | 0 | 0 | 0 | 0
F14_Industrial_Petroleum_Existing_Space Heating_Natural Gas_HVAC - Duct Repair and Sealing_A_Achievable Economic TRC Potential | F14 | Industrial | Petroleum | Existing | Space Heating | Natural Gas | HVAC - Duct Repair and Sealing | A | Purchases (Cumulative) | Achievable Economic TRC Potential | 0 | 0 | 0 | 0 | 0 | 0 | 0 | 0 | 0 | 0 | 0 | 0 | 0 | 0 | 0 | 0 | 0 | 0 | 0 | 0 | 0 | 0
F1_Industrial_Petroleum_Existing_Space Heating_Natural Gas_Windows - High Efficiency_A_Achievable Economic TRC Potential | F1 | Industrial | Petroleum | Existing | Space Heating | Natural Gas | Windows - High Efficiency | A | Original Unit Energy Savings (kWh or therms) | Achievable Economic TRC Potential | 0 | 0 | 0.0077291 | 0.0076912 | 0.0076535 | 0.0076162 | 0.0075796 | 0.0075439 | 0.0075094 | 0.0074763 | 0.0074448 | 0.007415 | 0.007387 | 0.0073606 | 0.0073357 | 0.0073123 | 0.0072902 | 0.0072695 | 0.00725 | 0.0072317 | 0.0072145 | 0.0071983
F2_Industrial_Petroleum_Existing_Space Heating_Natural Gas_Windows - High Efficiency_A_Achievable Economic TRC Potential | F2 | Industrial | Petroleum | Existing | Space Heating | Natural Gas | Windows - High Efficiency | A | Original Unit Summer Peak Savings (kW) | Achievable Economic TRC Potential | 0 | 0 | 0 | 0 | 0 | 0 | 0 | 0 | 0 | 0 | 0 | 0 | 0 | 0 | 0 | 0 | 0 | 0 | 0 | 0 | 0 | 0
F3_Industrial_Petroleum_Existing_Space Heating_Natural Gas_Windows - High Efficiency_A_Achievable Economic TRC Potential | F3 | Industrial | Petroleum | Existing | Space Heating | Natural Gas | Windows - High Efficiency | A | Original Unit Winter Peak Savings (kW) | Achievable Economic TRC Potential | 0 | 0 | 0 | 0 | 0 | 0 | 0 | 0 | 0 | 0 | 0 | 0 | 0 | 0 | 0 | 0 | 0 | 0 | 0 | 0 | 0 | 0
F4_Industrial_Petroleum_Existing_Space Heating_Natural Gas_Windows - High Efficiency_A_Achievable Economic TRC Potential | F4 | Industrial | Petroleum | Existing | Space Heating | Natural Gas | Windows - High Efficiency | A | Standalone Impact on Baseline Energy (%) | Achievable Economic TRC Potential | bar: 2019 to 2040
F5_Industrial_Petroleum_Existing_Space Heating_Natural Gas_Windows - High Efficiency_A_Achievable Economic TRC Potential | F5 | Industrial | Petroleum | Existing | Space Heating | Natural Gas | Windows - High Efficiency | A | Standalone Impact on Baseline Summer Peak (%) | Achievable Economic TRC Potential | bar: 2019 to 2040
F6_Industrial_Petroleum_Existing_Space Heating_Natural Gas_Windows - High Efficiency_A_Achievable Economic TRC Potential | F6 | Industrial | Petroleum | Existing | Space Heating | Natural Gas | Windows - High Efficiency | A | Standalone Impact on Baseline Winter Peak (%) | Achievable Economic TRC Potential | bar: 2019 to 2040
F7_Industrial_Petroleum_Existing_Space Heating_Natural Gas_Windows - High Efficiency_A_Achievable Economic TRC Potential | F7 | Industrial | Petroleum | Existing | Space Heating | Natural Gas | Windows - High Efficiency | A | Incremental Energy Savings (MWh or mTherms) | Achievable Economic TRC Potential | 0 | 0 | 0 | 0 | 0 | 0 | 0 | 0 | 0 | 0 | 0 | 0 | 0 | 0 | 0 | 0 | 0 | 0 | 0 | 0 | 0 | 0
F8_Industrial_Petroleum_Existing_Space Heating_Natural Gas_Windows - High Efficiency_A_Achievable Economic TRC Potential | F8 | Industrial | Petroleum | Existing | Space Heating | Natural Gas | Windows - High Efficiency | A | Incremental Summer Peak Savings (MW) | Achievable Economic TRC Potential | 0 | 0 | 0 | 0 | 0 | 0 | 0 | 0 | 0 | 0 | 0 | 0 | 0 | 0 | 0 | 0 | 0 | 0 | 0 | 0 | 0 | 0
F9_Industrial_Petroleum_Existing_Space Heating_Natural Gas_Windows - High Efficiency_A_Achievable Economic TRC Potential | F9 | Industrial | Petroleum | Existing | Space Heating | Natural Gas | Windows - High Efficiency | A | Incremental Winter Peak Savings (MW) | Achievable Economic TRC Potential | 0 | 0 | 0 | 0 | 0 | 0 | 0 | 0 | 0 | 0 | 0 | 0 | 0 | 0 | 0 | 0 | 0 | 0 | 0 | 0 | 0 | 0
F10_Industrial_Petroleum_Existing_Space Heating_Natural Gas_Windows - High Efficiency_A_Achievable Economic TRC Potential | F10 | Industrial | Petroleum | Existing | Space Heating | Natural Gas | Windows - High Efficiency | A | Cumulative Energy Savings (MWh or mTherms) | Achievable Economic TRC Potential | 0 | 0 | 0 | 0 | 0 | 0 | 0 | 0 | 0 | 0 | 0 | 0 | 0 | 0 | 0 | 0 | 0 | 0 | 0 | 0 | 0 | 0
F11_Industrial_Petroleum_Existing_Space Heating_Natural Gas_Windows - High Efficiency_A_Achievable Economic TRC Potential | F11 | Industrial | Petroleum | Existing | Space Heating | Natural Gas | Windows - High Efficiency | A | Cumulative Summer Peak Savings (MW) | Achievable Economic TRC Potential | 0 | 0 | 0 | 0 | 0 | 0 | 0 | 0 | 0 | 0 | 0 | 0 | 0 | 0 | 0 | 0 | 0 | 0 | 0 | 0 | 0 | 0
F12_Industrial_Petroleum_Existing_Space Heating_Natural Gas_Windows - High Efficiency_A_Achievable Economic TRC Potential | F12 | Industrial | Petroleum | Existing | Space Heating | Natural Gas | Windows - High Efficiency | A | Cumulative Winter Peak Savings (MW) | Achievable Economic TRC Potential | 0 | 0 | 0 | 0 | 0 | 0 | 0 | 0 | 0 | 0 | 0 | 0 | 0 | 0 | 0 | 0 | 0 | 0 | 0 | 0 | 0 | 0
F13_Industrial_Petroleum_Existing_Space Heating_Natural Gas_Windows - High Efficiency_A_Achievable Economic TRC Potential | F13 | Industrial | Petroleum | Existing | Space Heating | Natural Gas | Windows - High Efficiency | A | Purchases (Incremental) | Achievable Economic TRC Potential | 0 | 0 | 0 | 0 | 0 | 0 | 0 | 0 | 0 | 0 | 0 | 0 | 0 | 0 | 0 | 0 | 0 | 0 | 0 | 0 | 0 | 0
F14_Industrial_Petroleum_Existing_Space Heating_Natural Gas_Windows - High Efficiency_A_Achievable Economic TRC Potential | F14 | Industrial | Petroleum | Existing | Space Heating | Natural Gas | Windows - High Efficiency | A | Purchases (Cumulative) | Achievable Economic TRC Potential | 0 | 0 | 0 | 0 | 0 | 0 | 0 | 0 | 0 | 0 | 0 | 0 | 0 | 0 | 0 | 0 | 0 | 0 | 0 | 0 | 0 | 0
F1_Industrial_Petroleum_Existing_Space Heating_Natural Gas_Gas Boiler - Maintenance_A_Achievable Economic TRC Potential | F1 | Industrial | Petroleum | Existing | Space Heating | Natural Gas | Gas Boiler - Maintenance | A | Original Unit Energy Savings (kWh or therms) | Achievable Economic TRC Potential | 0 | 0 | 106.5789 | 106.3113 | 106.0493 | 105.7934 | 105.5442 | 105.3021 | 105.0677 | 104.8413 | 104.6233 | 104.4141 | 104.214 | 104.0232 | 103.842 | 103.6706 | 103.5093 | 103.3582 | 103.2175 | 103.0875 | 102.9681 | 102.8596
F2_Industrial_Petroleum_Existing_Space Heating_Natural Gas_Gas Boiler - Maintenance_A_Achievable Economic TRC Potential | F2 | Industrial | Petroleum | Existing | Space Heating | Natural Gas | Gas Boiler - Maintenance | A | Original Unit Summer Peak Savings (kW) | Achievable Economic TRC Potential | 0 | 0 | 0 | 0 | 0 | 0 | 0 | 0 | 0 | 0 | 0 | 0 | 0 | 0 | 0 | 0 | 0 | 0 | 0 | 0 | 0 | 0
F3_Industrial_Petroleum_Existing_Space Heating_Natural Gas_Gas Boiler - Maintenance_A_Achievable Economic TRC Potential | F3 | Industrial | Petroleum | Existing | Space Heating | Natural Gas | Gas Boiler - Maintenance | A | Original Unit Winter Peak Savings (kW) | Achievable Economic TRC Potential | 0 | 0 | 0 | 0 | 0 | 0 | 0 | 0 | 0 | 0 | 0 | 0 | 0 | 0 | 0 | 0 | 0 | 0 | 0 | 0 | 0 | 0
F4_Industrial_Petroleum_Existing_Space Heating_Natural Gas_Gas Boiler - Maintenance_A_Achievable Economic TRC Potential | F4 | Industrial | Petroleum | Existing | Space Heating | Natural Gas | Gas Boiler - Maintenance | A | Standalone Impact on Baseline Energy (%) | Achievable Economic TRC Potential | 0% | 0% | 0.008633% | 0.01487% | 0.01938% | 0.02305% | 0.0264% | 0.02943% | 0.03217% | 0.03464% | 0.03687% | 0.03889% | 0.04074% | 0.04237% | 0.04385% | 0.0452% | 0.04647% | 0.04772% | 0.04891% | 0.05008% | 0.05123% | 0.05236%
F5_Industrial_Petroleum_Existing_Space Heating_Natural Gas_Gas Boiler - Maintenance_A_Achievable Economic TRC Potential | F5 | Industrial | Petroleum | Existing | Space Heating | Natural Gas | Gas Boiler - Maintenance | A | Standalone Impact on Baseline Summer Peak (%) | Achievable Economic TRC Potential | bar: 2019 to 2040
F6_Industrial_Petroleum_Existing_Space Heating_Natural Gas_Gas Boiler - Maintenance_A_Achievable Economic TRC Potential | F6 | Industrial | Petroleum | Existing | Space Heating | Natural Gas | Gas Boiler - Maintenance | A | Standalone Impact on Baseline Winter Peak (%) | Achievable Economic TRC Potential | bar: 2019 to 2040
F7_Industrial_Petroleum_Existing_Space Heating_Natural Gas_Gas Boiler - Maintenance_A_Achievable Economic TRC Potential | F7 | Industrial | Petroleum | Existing | Space Heating | Natural Gas | Gas Boiler - Maintenance | A | Incremental Energy Savings (MWh or mTherms) | Achievable Economic TRC Potential | 0 | 0 | 0.00046876 | 0.00032209 | 0.00021859 | 0.0001669 | 0.00014337 | 0.00012164 | 0.00010218 | 8.5134e-05 | 7.0443e-05 | 5.7946e-05 | 4.7427e-05 | 3.6233e-05 | 2.7684e-05 | 2.1153e-05 | 1.6165e-05 | 1.4566e-05 | 1.1187e-05 | 9.4556e-06 | 7.7847e-06 | 6.1728e-06
F8_Industrial_Petroleum_Existing_Space Heating_Natural Gas_Gas Boiler - Maintenance_A_Achievable Economic TRC Potential | F8 | Industrial | Petroleum | Existing | Space Heating | Natural Gas | Gas Boiler - Maintenance | A | Incremental Summer Peak Savings (MW) | Achievable Economic TRC Potential | 0 | 0 | 0 | 0 | 0 | 0 | 0 | 0 | 0 | 0 | 0 | 0 | 0 | 0 | 0 | 0 | 0 | 0 | 0 | 0 | 0 | 0
F9_Industrial_Petroleum_Existing_Space Heating_Natural Gas_Gas Boiler - Maintenance_A_Achievable Economic TRC Potential | F9 | Industrial | Petroleum | Existing | Space Heating | Natural Gas | Gas Boiler - Maintenance | A | Incremental Winter Peak Savings (MW) | Achievable Economic TRC Potential | 0 | 0 | 0 | 0 | 0 | 0 | 0 | 0 | 0 | 0 | 0 | 0 | 0 | 0 | 0 | 0 | 0 | 0 | 0 | 0 | 0 | 0
F10_Industrial_Petroleum_Existing_Space Heating_Natural Gas_Gas Boiler - Maintenance_A_Achievable Economic TRC Potential | F10 | Industrial | Petroleum | Existing | Space Heating | Natural Gas | Gas Boiler - Maintenance | A | Cumulative Energy Savings (MWh or mTherms) | Achievable Economic TRC Potential | 0 | 0 | 0.00046876 | 0.00078967 | 0.0010063 | 0.0011708 | 0.0013114 | 0.00143 | 0.001529 | 0.0016109 | 0.001678 | 0.0017325 | 0.0017766 | 0.0018096 | 0.0018342 | 0.0018523 | 0.0018656 | 0.0018774 | 0.001886 | 0.0018931 | 0.0018987 | 0.0019029
F11_Industrial_Petroleum_Existing_Space Heating_Natural Gas_Gas Boiler - Maintenance_A_Achievable Economic TRC Potential | F11 | Industrial | Petroleum | Existing | Space Heating | Natural Gas | Gas Boiler - Maintenance | A | Cumulative Summer Peak Savings (MW) | Achievable Economic TRC Potential | 0 | 0 | 0 | 0 | 0 | 0 | 0 | 0 | 0 | 0 | 0 | 0 | 0 | 0 | 0 | 0 | 0 | 0 | 0 | 0 | 0 | 0
F12_Industrial_Petroleum_Existing_Space Heating_Natural Gas_Gas Boiler - Maintenance_A_Achievable Economic TRC Potential | F12 | Industrial | Petroleum | Existing | Space Heating | Natural Gas | Gas Boiler - Maintenance | A | Cumulative Winter Peak Savings (MW) | Achievable Economic TRC Potential | 0 | 0 | 0 | 0 | 0 | 0 | 0 | 0 | 0 | 0 | 0 | 0 | 0 | 0 | 0 | 0 | 0 | 0 | 0 | 0 | 0 | 0
F13_Industrial_Petroleum_Existing_Space Heating_Natural Gas_Gas Boiler - Maintenance_A_Achievable Economic TRC Potential | F13 | Industrial | Petroleum | Existing | Space Heating | Natural Gas | Gas Boiler - Maintenance | A | Purchases (Incremental) | Achievable Economic TRC Potential | 0 | 0 | 0.0043982 | 0.0030297 | 0.0020612 | 0.0015776 | 0.0013584 | 0.0011552 | 0.00097255 | 0.00081203 | 0.0006733 | 0.00055496 | 0.00045509 | 0.00034832 | 0.00026659 | 0.00020404 | 0.00015617 | 0.00014092 | 0.00010839 | 9.1724e-05 | 7.5603e-05 | 6.0011e-05
F14_Industrial_Petroleum_Existing_Space Heating_Natural Gas_Gas Boiler - Maintenance_A_Achievable Economic TRC Potential | F14 | Industrial | Petroleum | Existing | Space Heating | Natural Gas | Gas Boiler - Maintenance | A | Purchases (Cumulative) | Achievable Economic TRC Potential | 0 | 0 | 0.0043982 | 0.0074279 | 0.0094891 | 0.011067 | 0.012425 | 0.01358 | 0.014553 | 0.015365 | 0.016038 | 0.016593 | 0.017048 | 0.017396 | 0.017663 | 0.017867 | 0.018023 | 0.018164 | 0.018273 | 0.018364 | 0.01844 | 0.0185
F1_Industrial_Petroleum_Existing_Process_Natural Gas_Gas Boiler - Maintenance_A_Achievable Economic TRC Potential | F1 | Industrial | Petroleum | Existing | Process | Natural Gas | Gas Boiler - Maintenance | A | Original Unit Energy Savings (kWh or therms) | Achievable Economic TRC Potential | 0 | 0 | 536.7637 | 536.7637 | 536.7637 | 536.7637 | 536.7637 | 536.7637 | 536.7637 | 536.7637 | 536.7637 | 536.7637 | 536.7637 | 536.7637 | 536.7637 | 536.7637 | 536.7637 | 536.7637 | 536.7637 | 536.7637 | 536.7637 | 536.7637
F2_Industrial_Petroleum_Existing_Process_Natural Gas_Gas Boiler - Maintenance_A_Achievable Economic TRC Potential | F2 | Industrial | Petroleum | Existing | Process | Natural Gas | Gas Boiler - Maintenance | A | Original Unit Summer Peak Savings (kW) | Achievable Economic TRC Potential | 0 | 0 | 0 | 0 | 0 | 0 | 0 | 0 | 0 | 0 | 0 | 0 | 0 | 0 | 0 | 0 | 0 | 0 | 0 | 0 | 0 | 0
F3_Industrial_Petroleum_Existing_Process_Natural Gas_Gas Boiler - Maintenance_A_Achievable Economic TRC Potential | F3 | Industrial | Petroleum | Existing | Process | Natural Gas | Gas Boiler - Maintenance | A | Original Unit Winter Peak Savings (kW) | Achievable Economic TRC Potential | 0 | 0 | 0 | 0 | 0 | 0 | 0 | 0 | 0 | 0 | 0 | 0 | 0 | 0 | 0 | 0 | 0 | 0 | 0 | 0 | 0 | 0
F4_Industrial_Petroleum_Existing_Process_Natural Gas_Gas Boiler - Maintenance_A_Achievable Economic TRC Potential | F4 | Industrial | Petroleum | Existing | Process | Natural Gas | Gas Boiler - Maintenance | A | Standalone Impact on Baseline Energy (%) | Achievable Economic TRC Potential | 0% | 0% | 0.01411% | 0.02424% | 0.03151% | 0.0374% | 0.04272% | 0.04752% | 0.05181% | 0.05566% | 0.05912% | 0.06224% | 0.06507% | 0.06756% | 0.0698% | 0.07185% | 0.07375% | 0.07563% | 0.07741% | 0.07917% | 0.08089% | 0.08257%
F5_Industrial_Petroleum_Existing_Process_Natural Gas_Gas Boiler - Maintenance_A_Achievable Economic TRC Potential | F5 | Industrial | Petroleum | Existing | Process | Natural Gas | Gas Boiler - Maintenance | A | Standalone Impact on Baseline Summer Peak (%) | Achievable Economic TRC Potential | bar: 2019 to 2040
F6_Industrial_Petroleum_Existing_Process_Natural Gas_Gas Boiler - Maintenance_A_Achievable Economic TRC Potential | F6 | Industrial | Petroleum | Existing | Process | Natural Gas | Gas Boiler - Maintenance | A | Standalone Impact on Baseline Winter Peak (%) | Achievable Economic TRC Potential | bar: 2019 to 2040
F7_Industrial_Petroleum_Existing_Process_Natural Gas_Gas Boiler - Maintenance_A_Achievable Economic TRC Potential | F7 | Industrial | Petroleum | Existing | Process | Natural Gas | Gas Boiler - Maintenance | A | Incremental Energy Savings (MWh or mTherms) | Achievable Economic TRC Potential | 0 | 0 | 0.18748 | 0.12914 | 0.08786 | 0.067245 | 0.057901 | 0.04924 | 0.041456 | 0.034614 | 0.0287 | 0.023656 | 0.019399 | 0.014847 | 0.011364 | 0.0086975 | 0.0066569 | 0.006007 | 0.0046201 | 0.0039098 | 0.0032227 | 0.002558
F8_Industrial_Petroleum_Existing_Process_Natural Gas_Gas Boiler - Maintenance_A_Achievable Economic TRC Potential | F8 | Industrial | Petroleum | Existing | Process | Natural Gas | Gas Boiler - Maintenance | A | Incremental Summer Peak Savings (MW) | Achievable Economic TRC Potential | 0 | 0 | 0 | 0 | 0 | 0 | 0 | 0 | 0 | 0 | 0 | 0 | 0 | 0 | 0 | 0 | 0 | 0 | 0 | 0 | 0 | 0
F9_Industrial_Petroleum_Existing_Process_Natural Gas_Gas Boiler - Maintenance_A_Achievable Economic TRC Potential | F9 | Industrial | Petroleum | Existing | Process | Natural Gas | Gas Boiler - Maintenance | A | Incremental Winter Peak Savings (MW) | Achievable Economic TRC Potential | 0 | 0 | 0 | 0 | 0 | 0 | 0 | 0 | 0 | 0 | 0 | 0 | 0 | 0 | 0 | 0 | 0 | 0 | 0 | 0 | 0 | 0
F10_Industrial_Petroleum_Existing_Process_Natural Gas_Gas Boiler - Maintenance_A_Achievable Economic TRC Potential | F10 | Industrial | Petroleum | Existing | Process | Natural Gas | Gas Boiler - Maintenance | A | Cumulative Energy Savings (MWh or mTherms) | Achievable Economic TRC Potential | 0 | 0 | 0.18748 | 0.31662 | 0.40448 | 0.47173 | 0.52963 | 0.57887 | 0.62032 | 0.65494 | 0.68364 | 0.70729 | 0.72669 | 0.74154 | 0.7529 | 0.7616 | 0.76826 | 0.77426 | 0.77888 | 0.78279 | 0.78602 | 0.78857
F11_Industrial_Petroleum_Existing_Process_Natural Gas_Gas Boiler - Maintenance_A_Achievable Economic TRC Potential | F11 | Industrial | Petroleum | Existing | Process | Natural Gas | Gas Boiler - Maintenance | A | Cumulative Summer Peak Savings (MW) | Achievable Economic TRC Potential | 0 | 0 | 0 | 0 | 0 | 0 | 0 | 0 | 0 | 0 | 0 | 0 | 0 | 0 | 0 | 0 | 0 | 0 | 0 | 0 | 0 | 0
F12_Industrial_Petroleum_Existing_Process_Natural Gas_Gas Boiler - Maintenance_A_Achievable Economic TRC Potential | F12 | Industrial | Petroleum | Existing | Process | Natural Gas | Gas Boiler - Maintenance | A | Cumulative Winter Peak Savings (MW) | Achievable Economic TRC Potential | 0 | 0 | 0 | 0 | 0 | 0 | 0 | 0 | 0 | 0 | 0 | 0 | 0 | 0 | 0 | 0 | 0 | 0 | 0 | 0 | 0 | 0
F13_Industrial_Petroleum_Existing_Process_Natural Gas_Gas Boiler - Maintenance_A_Achievable Economic TRC Potential | F13 | Industrial | Petroleum | Existing | Process | Natural Gas | Gas Boiler - Maintenance | A | Purchases (Incremental) | Achievable Economic TRC Potential | 0 | 0 | 0.34928 | 0.24059 | 0.16368 | 0.12528 | 0.10787 | 0.091735 | 0.077233 | 0.064486 | 0.053469 | 0.044071 | 0.03614 | 0.027661 | 0.021171 | 0.016204 | 0.012402 | 0.011191 | 0.0086073 | 0.0072841 | 0.0060039 | 0.0047657
F14_Industrial_Petroleum_Existing_Process_Natural Gas_Gas Boiler - Maintenance_A_Achievable Economic TRC Potential | F14 | Industrial | Petroleum | Existing | Process | Natural Gas | Gas Boiler - Maintenance | A | Purchases (Cumulative) | Achievable Economic TRC Potential | 0 | 0 | 0.34928 | 0.58987 | 0.75355 | 0.87883 | 0.98671 | 1.0784 | 1.1557 | 1.2202 | 1.2736 | 1.3177 | 1.3538 | 1.3815 | 1.4027 | 1.4189 | 1.4313 | 1.4425 | 1.4511 | 1.4584 | 1.4644 | 1.4691
F1_Industrial_Petroleum_Existing_Space Heating_Natural Gas_Gas Furnace - Maintenance_A_Achievable Economic TRC Potential | F1 | Industrial | Petroleum | Existing | Space Heating | Natural Gas | Gas Furnace - Maintenance | A | Original Unit Energy Savings (kWh or therms) | Achievable Economic TRC Potential | 0 | 0 | 0.0093975 | 0.0093456 | 0.0092937 | 0.0092423 | 0.0091918 | 0.0091426 | 0.0090951 | 0.0090495 | 0.0090061 | 0.0089653 | 0.0089269 | 0.0088907 | 0.0088567 | 0.0088247 | 0.0087946 | 0.0087662 | 0.0087395 | 0.0087144 | 0.0086907 | 0.0086685
F2_Industrial_Petroleum_Existing_Space Heating_Natural Gas_Gas Furnace - Maintenance_A_Achievable Economic TRC Potential | F2 | Industrial | Petroleum | Existing | Space Heating | Natural Gas | Gas Furnace - Maintenance | A | Original Unit Summer Peak Savings (kW) | Achievable Economic TRC Potential | 0 | 0 | 0 | 0 | 0 | 0 | 0 | 0 | 0 | 0 | 0 | 0 | 0 | 0 | 0 | 0 | 0 | 0 | 0 | 0 | 0 | 0
F3_Industrial_Petroleum_Existing_Space Heating_Natural Gas_Gas Furnace - Maintenance_A_Achievable Economic TRC Potential | F3 | Industrial | Petroleum | Existing | Space Heating | Natural Gas | Gas Furnace - Maintenance | A | Original Unit Winter Peak Savings (kW) | Achievable Economic TRC Potential | 0 | 0 | 0 | 0 | 0 | 0 | 0 | 0 | 0 | 0 | 0 | 0 | 0 | 0 | 0 | 0 | 0 | 0 | 0 | 0 | 0 | 0
F4_Industrial_Petroleum_Existing_Space Heating_Natural Gas_Gas Furnace - Maintenance_A_Achievable Economic TRC Potential | F4 | Industrial | Petroleum | Existing | Space Heating | Natural Gas | Gas Furnace - Maintenance | A | Standalone Impact on Baseline Energy (%) | Achievable Economic TRC Potential | bar: 2019 to 2040
F5_Industrial_Petroleum_Existing_Space Heating_Natural Gas_Gas Furnace - Maintenance_A_Achievable Economic TRC Potential | F5 | Industrial | Petroleum | Existing | Space Heating | Natural Gas | Gas Furnace - Maintenance | A | Standalone Impact on Baseline Summer Peak (%) | Achievable Economic TRC Potential | bar: 2019 to 2040
F6_Industrial_Petroleum_Existing_Space Heating_Natural Gas_Gas Furnace - Maintenance_A_Achievable Economic TRC Potential | F6 | Industrial | Petroleum | Existing | Space Heating | Natural Gas | Gas Furnace - Maintenance | A | Standalone Impact on Baseline Winter Peak (%) | Achievable Economic TRC Potential | bar: 2019 to 2040
F7_Industrial_Petroleum_Existing_Space Heating_Natural Gas_Gas Furnace - Maintenance_A_Achievable Economic TRC Potential | F7 | Industrial | Petroleum | Existing | Space Heating | Natural Gas | Gas Furnace - Maintenance | A | Incremental Energy Savings (MWh or mTherms) | Achievable Economic TRC Potential | 0 | 0 | 0 | 0 | 0 | 0 | 0 | 0 | 0 | 0 | 0 | 0 | 0 | 0 | 0 | 0 | 0 | 0 | 0 | 0 | 0 | 0
F8_Industrial_Petroleum_Existing_Space Heating_Natural Gas_Gas Furnace - Maintenance_A_Achievable Economic TRC Potential | F8 | Industrial | Petroleum | Existing | Space Heating | Natural Gas | Gas Furnace - Maintenance | A | Incremental Summer Peak Savings (MW) | Achievable Economic TRC Potential | 0 | 0 | 0 | 0 | 0 | 0 | 0 | 0 | 0 | 0 | 0 | 0 | 0 | 0 | 0 | 0 | 0 | 0 | 0 | 0 | 0 | 0
F9_Industrial_Petroleum_Existing_Space Heating_Natural Gas_Gas Furnace - Maintenance_A_Achievable Economic TRC Potential | F9 | Industrial | Petroleum | Existing | Space Heating | Natural Gas | Gas Furnace - Maintenance | A | Incremental Winter Peak Savings (MW) | Achievable Economic TRC Potential | 0 | 0 | 0 | 0 | 0 | 0 | 0 | 0 | 0 | 0 | 0 | 0 | 0 | 0 | 0 | 0 | 0 | 0 | 0 | 0 | 0 | 0
F10_Industrial_Petroleum_Existing_Space Heating_Natural Gas_Gas Furnace - Maintenance_A_Achievable Economic TRC Potential | F10 | Industrial | Petroleum | Existing | Space Heating | Natural Gas | Gas Furnace - Maintenance | A | Cumulative Energy Savings (MWh or mTherms) | Achievable Economic TRC Potential | 0 | 0 | 0 | 0 | 0 | 0 | 0 | 0 | 0 | 0 | 0 | 0 | 0 | 0 | 0 | 0 | 0 | 0 | 0 | 0 | 0 | 0
F11_Industrial_Petroleum_Existing_Space Heating_Natural Gas_Gas Furnace - Maintenance_A_Achievable Economic TRC Potential | F11 | Industrial | Petroleum | Existing | Space Heating | Natural Gas | Gas Furnace - Maintenance | A | Cumulative Summer Peak Savings (MW) | Achievable Economic TRC Potential | 0 | 0 | 0 | 0 | 0 | 0 | 0 | 0 | 0 | 0 | 0 | 0 | 0 | 0 | 0 | 0 | 0 | 0 | 0 | 0 | 0 | 0
F12_Industrial_Petroleum_Existing_Space Heating_Natural Gas_Gas Furnace - Maintenance_A_Achievable Economic TRC Potential | F12 | Industrial | Petroleum | Existing | Space Heating | Natural Gas | Gas Furnace - Maintenance | A | Cumulative Winter Peak Savings (MW) | Achievable Economic TRC Potential | 0 | 0 | 0 | 0 | 0 | 0 | 0 | 0 | 0 | 0 | 0 | 0 | 0 | 0 | 0 | 0 | 0 | 0 | 0 | 0 | 0 | 0
F13_Industrial_Petroleum_Existing_Space Heating_Natural Gas_Gas Furnace - Maintenance_A_Achievable Economic TRC Potential | F13 | Industrial | Petroleum | Existing | Space Heating | Natural Gas | Gas Furnace - Maintenance | A | Purchases (Incremental) | Achievable Economic TRC Potential | 0 | 0 | 0 | 0 | 0 | 0 | 0 | 0 | 0 | 0 | 0 | 0 | 0 | 0 | 0 | 0 | 0 | 0 | 0 | 0 | 0 | 0
F14_Industrial_Petroleum_Existing_Space Heating_Natural Gas_Gas Furnace - Maintenance_A_Achievable Economic TRC Potential | F14 | Industrial | Petroleum | Existing | Space Heating | Natural Gas | Gas Furnace - Maintenance | A | Purchases (Cumulative) | Achievable Economic TRC Potential | 0 | 0 | 0 | 0 | 0 | 0 | 0 | 0 | 0 | 0 | 0 | 0 | 0 | 0 | 0 | 0 | 0 | 0 | 0 | 0 | 0 | 0
F1_Industrial_Petroleum_Existing_Space Heating_Natural Gas_Gas Boiler - Hot Water Reset_A_Achievable Economic TRC Potential | F1 | Industrial | Petroleum | Existing | Space Heating | Natural Gas | Gas Boiler - Hot Water Reset | A | Original Unit Energy Savings (kWh or therms) | Achievable Economic TRC Potential | 0 | 0 | 387.5595 | 386.5867 | 385.6339 | 384.7033 | 383.7971 | 382.9169 | 382.0644 | 381.2412 | 380.4485 | 379.6877 | 378.9599 | 378.2661 | 377.6072 | 376.984 | 376.3974 | 375.848 | 375.3365 | 374.8635 | 374.4295 | 374.0349
F2_Industrial_Petroleum_Existing_Space Heating_Natural Gas_Gas Boiler - Hot Water Reset_A_Achievable Economic TRC Potential | F2 | Industrial | Petroleum | Existing | Space Heating | Natural Gas | Gas Boiler - Hot Water Reset | A | Original Unit Summer Peak Savings (kW) | Achievable Economic TRC Potential | 0 | 0 | 0 | 0 | 0 | 0 | 0 | 0 | 0 | 0 | 0 | 0 | 0 | 0 | 0 | 0 | 0 | 0 | 0 | 0 | 0 | 0
F3_Industrial_Petroleum_Existing_Space Heating_Natural Gas_Gas Boiler - Hot Water Reset_A_Achievable Economic TRC Potential | F3 | Industrial | Petroleum | Existing | Space Heating | Natural Gas | Gas Boiler - Hot Water Reset | A | Original Unit Winter Peak Savings (kW) | Achievable Economic TRC Potential | 0 | 0 | 0 | 0 | 0 | 0 | 0 | 0 | 0 | 0 | 0 | 0 | 0 | 0 | 0 | 0 | 0 | 0 | 0 | 0 | 0 | 0
F4_Industrial_Petroleum_Existing_Space Heating_Natural Gas_Gas Boiler - Hot Water Reset_A_Achievable Economic TRC Potential | F4 | Industrial | Petroleum | Existing | Space Heating | Natural Gas | Gas Boiler - Hot Water Reset | A | Standalone Impact on Baseline Energy (%) | Achievable Economic TRC Potential | 0% | 0% | 0.01526% | 0.03434% | 0.05806% | 0.08603% | 0.1184% | 0.1567% | 0.1993% | 0.2437% | 0.2867% | 0.3252% | 0.357% | 0.3809% | 0.398% | 0.4104% | 0.4202% | 0.4289% | 0.4372% | 0.4455% | 0.4539% | 0.4624%
F5_Industrial_Petroleum_Existing_Space Heating_Natural Gas_Gas Boiler - Hot Water Reset_A_Achievable Economic TRC Potential | F5 | Industrial | Petroleum | Existing | Space Heating | Natural Gas | Gas Boiler - Hot Water Reset | A | Standalone Impact on Baseline Summer Peak (%) | Achievable Economic TRC Potential | bar: 2019 to 2040
F6_Industrial_Petroleum_Existing_Space Heating_Natural Gas_Gas Boiler - Hot Water Reset_A_Achievable Economic TRC Potential | F6 | Industrial | Petroleum | Existing | Space Heating | Natural Gas | Gas Boiler - Hot Water Reset | A | Standalone Impact on Baseline Winter Peak (%) | Achievable Economic TRC Potential | bar: 2019 to 2040
F7_Industrial_Petroleum_Existing_Space Heating_Natural Gas_Gas Boiler - Hot Water Reset_A_Achievable Economic TRC Potential | F7 | Industrial | Petroleum | Existing | Space Heating | Natural Gas | Gas Boiler - Hot Water Reset | A | Incremental Energy Savings (MWh or mTherms) | Achievable Economic TRC Potential | 0 | 0 | 0.0008284 | 0.0009971 | 0.0011962 | 0.0013613 | 0.0015224 | 0.0017452 | 0.0018773 | 0.0018806 | 0.0017381 | 0.0014654 | 0.0011123 | 0.00072211 | 0.00041134 | 0.00019432 | 8.0668e-05 | 2.8786e-05 | 8.8244e-06 | 1.8878e-06 | 3.0459e-07 | 3.5893e-08
F8_Industrial_Petroleum_Existing_Space Heating_Natural Gas_Gas Boiler - Hot Water Reset_A_Achievable Economic TRC Potential | F8 | Industrial | Petroleum | Existing | Space Heating | Natural Gas | Gas Boiler - Hot Water Reset | A | Incremental Summer Peak Savings (MW) | Achievable Economic TRC Potential | 0 | 0 | 0 | 0 | 0 | 0 | 0 | 0 | 0 | 0 | 0 | 0 | 0 | 0 | 0 | 0 | 0 | 0 | 0 | 0 | 0 | 0
F9_Industrial_Petroleum_Existing_Space Heating_Natural Gas_Gas Boiler - Hot Water Reset_A_Achievable Economic TRC Potential | F9 | Industrial | Petroleum | Existing | Space Heating | Natural Gas | Gas Boiler - Hot Water Reset | A | Incremental Winter Peak Savings (MW) | Achievable Economic TRC Potential | 0 | 0 | 0 | 0 | 0 | 0 | 0 | 0 | 0 | 0 | 0 | 0 | 0 | 0 | 0 | 0 | 0 | 0 | 0 | 0 | 0 | 0
F10_Industrial_Petroleum_Existing_Space Heating_Natural Gas_Gas Boiler - Hot Water Reset_A_Achievable Economic TRC Potential | F10 | Industrial | Petroleum | Existing | Space Heating | Natural Gas | Gas Boiler - Hot Water Reset | A | Cumulative Energy Savings (MWh or mTherms) | Achievable Economic TRC Potential | 0 | 0 | 0.0008284 | 0.0018234 | 0.0030151 | 0.0043691 | 0.0058813 | 0.0076129 | 0.0094733 | 0.011334 | 0.013048 | 0.014487 | 0.015572 | 0.016265 | 0.016648 | 0.016815 | 0.01687 | 0.016874 | 0.01686 | 0.01684 | 0.016821 | 0.016804
F11_Industrial_Petroleum_Existing_Space Heating_Natural Gas_Gas Boiler - Hot Water Reset_A_Achievable Economic TRC Potential | F11 | Industrial | Petroleum | Existing | Space Heating | Natural Gas | Gas Boiler - Hot Water Reset | A | Cumulative Summer Peak Savings (MW) | Achievable Economic TRC Potential | 0 | 0 | 0 | 0 | 0 | 0 | 0 | 0 | 0 | 0 | 0 | 0 | 0 | 0 | 0 | 0 | 0 | 0 | 0 | 0 | 0 | 0
F12_Industrial_Petroleum_Existing_Space Heating_Natural Gas_Gas Boiler - Hot Water Reset_A_Achievable Economic TRC Potential | F12 | Industrial | Petroleum | Existing | Space Heating | Natural Gas | Gas Boiler - Hot Water Reset | A | Cumulative Winter Peak Savings (MW) | Achievable Economic TRC Potential | 0 | 0 | 0 | 0 | 0 | 0 | 0 | 0 | 0 | 0 | 0 | 0 | 0 | 0 | 0 | 0 | 0 | 0 | 0 | 0 | 0 | 0
F13_Industrial_Petroleum_Existing_Space Heating_Natural Gas_Gas Boiler - Hot Water Reset_A_Achievable Economic TRC Potential | F13 | Industrial | Petroleum | Existing | Space Heating | Natural Gas | Gas Boiler - Hot Water Reset | A | Purchases (Incremental) | Achievable Economic TRC Potential | 0 | 0 | 0.0021375 | 0.0025792 | 0.0031018 | 0.0035386 | 0.0039667 | 0.0045576 | 0.0049135 | 0.004933 | 0.0045686 | 0.0038594 | 0.002935 | 0.001909 | 0.0010893 | 0.00051545 | 0.00021432 | 7.6589e-05 | 2.3511e-05 | 5.0359e-06 | 8.1349e-07 | 9.5963e-08
F14_Industrial_Petroleum_Existing_Space Heating_Natural Gas_Gas Boiler - Hot Water Reset_A_Achievable Economic TRC Potential | F14 | Industrial | Petroleum | Existing | Space Heating | Natural Gas | Gas Boiler - Hot Water Reset | A | Purchases (Cumulative) | Achievable Economic TRC Potential | 0 | 0 | 0.0021375 | 0.0047167 | 0.0078185 | 0.011357 | 0.015324 | 0.019881 | 0.024795 | 0.029728 | 0.034296 | 0.038156 | 0.041091 | 0.043 | 0.044089 | 0.044605 | 0.044819 | 0.044896 | 0.044919 | 0.044924 | 0.044925 | 0.044925
F1_Industrial_Petroleum_Existing_Process_Natural Gas_Gas Boiler - Hot Water Reset_A_Achievable Economic TRC Potential | F1 | Industrial | Petroleum | Existing | Process | Natural Gas | Gas Boiler - Hot Water Reset | A | Original Unit Energy Savings (kWh or therms) | Achievable Economic TRC Potential | 0 | 0 | 975.934 | 975.934 | 975.934 | 975.934 | 975.934 | 975.934 | 975.934 | 975.934 | 975.934 | 975.934 | 975.934 | 975.934 | 975.934 | 975.934 | 975.934 | 975.934 | 975.934 | 975.934 | 975.934 | 975.934
F2_Industrial_Petroleum_Existing_Process_Natural Gas_Gas Boiler - Hot Water Reset_A_Achievable Economic TRC Potential | F2 | Industrial | Petroleum | Existing | Process | Natural Gas | Gas Boiler - Hot Water Reset | A | Original Unit Summer Peak Savings (kW) | Achievable Economic TRC Potential | 0 | 0 | 0 | 0 | 0 | 0 | 0 | 0 | 0 | 0 | 0 | 0 | 0 | 0 | 0 | 0 | 0 | 0 | 0 | 0 | 0 | 0
F3_Industrial_Petroleum_Existing_Process_Natural Gas_Gas Boiler - Hot Water Reset_A_Achievable Economic TRC Potential | F3 | Industrial | Petroleum | Existing | Process | Natural Gas | Gas Boiler - Hot Water Reset | A | Original Unit Winter Peak Savings (kW) | Achievable Economic TRC Potential | 0 | 0 | 0 | 0 | 0 | 0 | 0 | 0 | 0 | 0 | 0 | 0 | 0 | 0 | 0 | 0 | 0 | 0 | 0 | 0 | 0 | 0
F4_Industrial_Petroleum_Existing_Process_Natural Gas_Gas Boiler - Hot Water Reset_A_Achievable Economic TRC Potential | F4 | Industrial | Petroleum | Existing | Process | Natural Gas | Gas Boiler - Hot Water Reset | A | Standalone Impact on Baseline Energy (%) | Achievable Economic TRC Potential | 0% | 0% | 0.01247% | 0.02799% | 0.04721% | 0.06978% | 0.0958% | 0.1265% | 0.1605% | 0.1958% | 0.2299% | 0.2602% | 0.2852% | 0.3036% | 0.3168% | 0.3261% | 0.3334% | 0.3399% | 0.346% | 0.3521% | 0.3583% | 0.3646%
F5_Industrial_Petroleum_Existing_Process_Natural Gas_Gas Boiler - Hot Water Reset_A_Achievable Economic TRC Potential | F5 | Industrial | Petroleum | Existing | Process | Natural Gas | Gas Boiler - Hot Water Reset | A | Standalone Impact on Baseline Summer Peak (%) | Achievable Economic TRC Potential | bar: 2019 to 2040
F6_Industrial_Petroleum_Existing_Process_Natural Gas_Gas Boiler - Hot Water Reset_A_Achievable Economic TRC Potential | F6 | Industrial | Petroleum | Existing | Process | Natural Gas | Gas Boiler - Hot Water Reset | A | Standalone Impact on Baseline Winter Peak (%) | Achievable Economic TRC Potential | bar: 2019 to 2040
F7_Industrial_Petroleum_Existing_Process_Natural Gas_Gas Boiler - Hot Water Reset_A_Achievable Economic TRC Potential | F7 | Industrial | Petroleum | Existing | Process | Natural Gas | Gas Boiler - Hot Water Reset | A | Incremental Energy Savings (MWh or mTherms) | Achievable Economic TRC Potential | 0 | 0 | 0.16566 | 0.1999 | 0.2404 | 0.27425 | 0.30742 | 0.35322 | 0.38081 | 0.38231 | 0.35407 | 0.29911 | 0.22747 | 0.14795 | 0.084425 | 0.039948 | 0.01661 | 0.0059358 | 0.0018221 | 0.00039029 | 6.3047e-05 | 7.4373e-06
F8_Industrial_Petroleum_Existing_Process_Natural Gas_Gas Boiler - Hot Water Reset_A_Achievable Economic TRC Potential | F8 | Industrial | Petroleum | Existing | Process | Natural Gas | Gas Boiler - Hot Water Reset | A | Incremental Summer Peak Savings (MW) | Achievable Economic TRC Potential | 0 | 0 | 0 | 0 | 0 | 0 | 0 | 0 | 0 | 0 | 0 | 0 | 0 | 0 | 0 | 0 | 0 | 0 | 0 | 0 | 0 | 0
F9_Industrial_Petroleum_Existing_Process_Natural Gas_Gas Boiler - Hot Water Reset_A_Achievable Economic TRC Potential | F9 | Industrial | Petroleum | Existing | Process | Natural Gas | Gas Boiler - Hot Water Reset | A | Incremental Winter Peak Savings (MW) | Achievable Economic TRC Potential | 0 | 0 | 0 | 0 | 0 | 0 | 0 | 0 | 0 | 0 | 0 | 0 | 0 | 0 | 0 | 0 | 0 | 0 | 0 | 0 | 0 | 0
F10_Industrial_Petroleum_Existing_Process_Natural Gas_Gas Boiler - Hot Water Reset_A_Achievable Economic TRC Potential | F10 | Industrial | Petroleum | Existing | Process | Natural Gas | Gas Boiler - Hot Water Reset | A | Cumulative Energy Savings (MWh or mTherms) | Achievable Economic TRC Potential | 0 | 0 | 0.16566 | 0.36555 | 0.60595 | 0.8802 | 1.1876 | 1.5408 | 1.9217 | 2.304 | 2.658 | 2.9571 | 3.1846 | 3.3326 | 3.417 | 3.4569 | 3.4736 | 3.4795 | 3.4813 | 3.4817 | 3.4818 | 3.4818
F11_Industrial_Petroleum_Existing_Process_Natural Gas_Gas Boiler - Hot Water Reset_A_Achievable Economic TRC Potential | F11 | Industrial | Petroleum | Existing | Process | Natural Gas | Gas Boiler - Hot Water Reset | A | Cumulative Summer Peak Savings (MW) | Achievable Economic TRC Potential | 0 | 0 | 0 | 0 | 0 | 0 | 0 | 0 | 0 | 0 | 0 | 0 | 0 | 0 | 0 | 0 | 0 | 0 | 0 | 0 | 0 | 0
F12_Industrial_Petroleum_Existing_Process_Natural Gas_Gas Boiler - Hot Water Reset_A_Achievable Economic TRC Potential | F12 | Industrial | Petroleum | Existing | Process | Natural Gas | Gas Boiler - Hot Water Reset | A | Cumulative Winter Peak Savings (MW) | Achievable Economic TRC Potential | 0 | 0 | 0 | 0 | 0 | 0 | 0 | 0 | 0 | 0 | 0 | 0 | 0 | 0 | 0 | 0 | 0 | 0 | 0 | 0 | 0 | 0
F13_Industrial_Petroleum_Existing_Process_Natural Gas_Gas Boiler - Hot Water Reset_A_Achievable Economic TRC Potential | F13 | Industrial | Petroleum | Existing | Process | Natural Gas | Gas Boiler - Hot Water Reset | A | Purchases (Incremental) | Achievable Economic TRC Potential | 0 | 0 | 0.16974 | 0.20483 | 0.24632 | 0.28101 | 0.31501 | 0.36193 | 0.3902 | 0.39174 | 0.3628 | 0.30648 | 0.23308 | 0.1516 | 0.086507 | 0.040933 | 0.017019 | 0.0060822 | 0.001867 | 0.00039991 | 6.4601e-05 | 7.6207e-06
F14_Industrial_Petroleum_Existing_Process_Natural Gas_Gas Boiler - Hot Water Reset_A_Achievable Economic TRC Potential | F14 | Industrial | Petroleum | Existing | Process | Natural Gas | Gas Boiler - Hot Water Reset | A | Purchases (Cumulative) | Achievable Economic TRC Potential | 0 | 0 | 0.16974 | 0.37457 | 0.62089 | 0.90191 | 1.2169 | 1.5788 | 1.969 | 2.3608 | 2.7236 | 3.0301 | 3.2631 | 3.4147 | 3.5013 | 3.5422 | 3.5592 | 3.5653 | 3.5672 | 3.5676 | 3.5676 | 3.5676
F1_Industrial_Petroleum_Existing_Space Heating_Natural Gas_Steam Trap Maintenance_A_Achievable Economic TRC Potential | F1 | Industrial | Petroleum | Existing | Space Heating | Natural Gas | Steam Trap Maintenance | A | Original Unit Energy Savings (kWh or therms) | Achievable Economic TRC Potential | 0 | 0 | 136.9166 | 136.573 | 136.2363 | 135.9076 | 135.5874 | 135.2765 | 134.9753 | 134.6845 | 134.4045 | 134.1357 | 133.8786 | 133.6335 | 133.4007 | 133.1805 | 132.9733 | 132.7792 | 132.5985 | 132.4314 | 132.2781 | 132.1387
F2_Industrial_Petroleum_Existing_Space Heating_Natural Gas_Steam Trap Maintenance_A_Achievable Economic TRC Potential | F2 | Industrial | Petroleum | Existing | Space Heating | Natural Gas | Steam Trap Maintenance | A | Original Unit Summer Peak Savings (kW) | Achievable Economic TRC Potential | 0 | 0 | 0 | 0 | 0 | 0 | 0 | 0 | 0 | 0 | 0 | 0 | 0 | 0 | 0 | 0 | 0 | 0 | 0 | 0 | 0 | 0
F3_Industrial_Petroleum_Existing_Space Heating_Natural Gas_Steam Trap Maintenance_A_Achievable Economic TRC Potential | F3 | Industrial | Petroleum | Existing | Space Heating | Natural Gas | Steam Trap Maintenance | A | Original Unit Winter Peak Savings (kW) | Achievable Economic TRC Potential | 0 | 0 | 0 | 0 | 0 | 0 | 0 | 0 | 0 | 0 | 0 | 0 | 0 | 0 | 0 | 0 | 0 | 0 | 0 | 0 | 0 | 0
F4_Industrial_Petroleum_Existing_Space Heating_Natural Gas_Steam Trap Maintenance_A_Achievable Economic TRC Potential | F4 | Industrial | Petroleum | Existing | Space Heating | Natural Gas | Steam Trap Maintenance | A | Standalone Impact on Baseline Energy (%) | Achievable Economic TRC Potential | 0% | 0% | 0.003008% | 0.006084% | 0.009228% | 0.01244% | 0.01573% | 0.01909% | 0.02252% | 0.02603% | 0.02961% | 0.03326% | 0.03698% | 0.04078% | 0.04465% | 0.0486% | 0.05262% | 0.05672% | 0.0609% | 0.06516% | 0.06949% | 0.07391%
F5_Industrial_Petroleum_Existing_Space Heating_Natural Gas_Steam Trap Maintenance_A_Achievable Economic TRC Potential | F5 | Industrial | Petroleum | Existing | Space Heating | Natural Gas | Steam Trap Maintenance | A | Standalone Impact on Baseline Summer Peak (%) | Achievable Economic TRC Potential | bar: 2019 to 2040
F6_Industrial_Petroleum_Existing_Space Heating_Natural Gas_Steam Trap Maintenance_A_Achievable Economic TRC Potential | F6 | Industrial | Petroleum | Existing | Space Heating | Natural Gas | Steam Trap Maintenance | A | Standalone Impact on Baseline Winter Peak (%) | Achievable Economic TRC Potential | bar: 2019 to 2040
F7_Industrial_Petroleum_Existing_Space Heating_Natural Gas_Steam Trap Maintenance_A_Achievable Economic TRC Potential | F7 | Industrial | Petroleum | Existing | Space Heating | Natural Gas | Steam Trap Maintenance | A | Incremental Energy Savings (MWh or mTherms) | Achievable Economic TRC Potential | 0 | 0 | 0.00016334 | 0.00016012 | 0.00015698 | 0.0001539 | 0.00015089 | 0.00014795 | 0.00014507 | 0.00014226 | 0.00013952 | 0.00013684 | 0.00013422 | 0.00013167 | 0.00012917 | 0.00012673 | 0.00012436 | 0.00012203 | 0.00011977 | 0.00011755 | 0.00011539 | 0.00011328
F8_Industrial_Petroleum_Existing_Space Heating_Natural Gas_Steam Trap Maintenance_A_Achievable Economic TRC Potential | F8 | Industrial | Petroleum | Existing | Space Heating | Natural Gas | Steam Trap Maintenance | A | Incremental Summer Peak Savings (MW) | Achievable Economic TRC Potential | 0 | 0 | 0 | 0 | 0 | 0 | 0 | 0 | 0 | 0 | 0 | 0 | 0 | 0 | 0 | 0 | 0 | 0 | 0 | 0 | 0 | 0
F9_Industrial_Petroleum_Existing_Space Heating_Natural Gas_Steam Trap Maintenance_A_Achievable Economic TRC Potential | F9 | Industrial | Petroleum | Existing | Space Heating | Natural Gas | Steam Trap Maintenance | A | Incremental Winter Peak Savings (MW) | Achievable Economic TRC Potential | 0 | 0 | 0 | 0 | 0 | 0 | 0 | 0 | 0 | 0 | 0 | 0 | 0 | 0 | 0 | 0 | 0 | 0 | 0 | 0 | 0 | 0
F10_Industrial_Petroleum_Existing_Space Heating_Natural Gas_Steam Trap Maintenance_A_Achievable Economic TRC Potential | F10 | Industrial | Petroleum | Existing | Space Heating | Natural Gas | Steam Trap Maintenance | A | Cumulative Energy Savings (MWh or mTherms) | Achievable Economic TRC Potential | 0 | 0 | 0.00016334 | 0.00032306 | 0.00047924 | 0.00063198 | 0.00078138 | 0.00092753 | 0.0010705 | 0.0012105 | 0.0013475 | 0.0014816 | 0.001613 | 0.0017417 | 0.0018679 | 0.0019915 | 0.0021128 | 0.0022317 | 0.0023485 | 0.0024631 | 0.0025756 | 0.0026862
F11_Industrial_Petroleum_Existing_Space Heating_Natural Gas_Steam Trap Maintenance_A_Achievable Economic TRC Potential | F11 | Industrial | Petroleum | Existing | Space Heating | Natural Gas | Steam Trap Maintenance | A | Cumulative Summer Peak Savings (MW) | Achievable Economic TRC Potential | 0 | 0 | 0 | 0 | 0 | 0 | 0 | 0 | 0 | 0 | 0 | 0 | 0 | 0 | 0 | 0 | 0 | 0 | 0 | 0 | 0 | 0
F12_Industrial_Petroleum_Existing_Space Heating_Natural Gas_Steam Trap Maintenance_A_Achievable Economic TRC Potential | F12 | Industrial | Petroleum | Existing | Space Heating | Natural Gas | Steam Trap Maintenance | A | Cumulative Winter Peak Savings (MW) | Achievable Economic TRC Potential | 0 | 0 | 0 | 0 | 0 | 0 | 0 | 0 | 0 | 0 | 0 | 0 | 0 | 0 | 0 | 0 | 0 | 0 | 0 | 0 | 0 | 0
F13_Industrial_Petroleum_Existing_Space Heating_Natural Gas_Steam Trap Maintenance_A_Achievable Economic TRC Potential | F13 | Industrial | Petroleum | Existing | Space Heating | Natural Gas | Steam Trap Maintenance | A | Purchases (Incremental) | Achievable Economic TRC Potential | 0 | 0 | 0.001193 | 0.0011724 | 0.0011522 | 0.0011324 | 0.0011128 | 0.0010937 | 0.0010748 | 0.0010563 | 0.0010381 | 0.0010202 | 0.0010026 | 0.00098528 | 0.0009683 | 0.0009516 | 0.00093519 | 0.00091907 | 0.00090322 | 0.00088765 | 0.00087235 | 0.00085731
F14_Industrial_Petroleum_Existing_Space Heating_Natural Gas_Steam Trap Maintenance_A_Achievable Economic TRC Potential | F14 | Industrial | Petroleum | Existing | Space Heating | Natural Gas | Steam Trap Maintenance | A | Purchases (Cumulative) | Achievable Economic TRC Potential | 0 | 0 | 0.001193 | 0.0023655 | 0.0035177 | 0.0046501 | 0.0057629 | 0.0068566 | 0.0079314 | 0.0089876 | 0.010026 | 0.011046 | 0.012048 | 0.013034 | 0.014002 | 0.014954 | 0.015889 | 0.016808 | 0.017711 | 0.018599 | 0.019471 | 0.020328
F1_Industrial_Petroleum_Existing_Process_Natural Gas_Steam Trap Maintenance_A_Achievable Economic TRC Potential | F1 | Industrial | Petroleum | Existing | Process | Natural Gas | Steam Trap Maintenance | A | Original Unit Energy Savings (kWh or therms) | Achievable Economic TRC Potential | 0 | 0 | 689.554 | 689.554 | 689.554 | 689.554 | 689.554 | 689.554 | 689.554 | 689.554 | 689.554 | 689.554 | 689.554 | 689.554 | 689.554 | 689.554 | 689.554 | 689.554 | 689.554 | 689.554 | 689.554 | 689.554
F2_Industrial_Petroleum_Existing_Process_Natural Gas_Steam Trap Maintenance_A_Achievable Economic TRC Potential | F2 | Industrial | Petroleum | Existing | Process | Natural Gas | Steam Trap Maintenance | A | Original Unit Summer Peak Savings (kW) | Achievable Economic TRC Potential | 0 | 0 | 0 | 0 | 0 | 0 | 0 | 0 | 0 | 0 | 0 | 0 | 0 | 0 | 0 | 0 | 0 | 0 | 0 | 0 | 0 | 0
F3_Industrial_Petroleum_Existing_Process_Natural Gas_Steam Trap Maintenance_A_Achievable Economic TRC Potential | F3 | Industrial | Petroleum | Existing | Process | Natural Gas | Steam Trap Maintenance | A | Original Unit Winter Peak Savings (kW) | Achievable Economic TRC Potential | 0 | 0 | 0 | 0 | 0 | 0 | 0 | 0 | 0 | 0 | 0 | 0 | 0 | 0 | 0 | 0 | 0 | 0 | 0 | 0 | 0 | 0
F4_Industrial_Petroleum_Existing_Process_Natural Gas_Steam Trap Maintenance_A_Achievable Economic TRC Potential | F4 | Industrial | Petroleum | Existing | Process | Natural Gas | Steam Trap Maintenance | A | Standalone Impact on Baseline Energy (%) | Achievable Economic TRC Potential | 0% | 0% | 0.004916% | 0.009918% | 0.01501% | 0.02019% | 0.02546% | 0.03082% | 0.03628% | 0.04183% | 0.04748% | 0.05323% | 0.05908% | 0.06503% | 0.07108% | 0.07725% | 0.08352% | 0.0899% | 0.09639% | 0.103% | 0.1097% | 0.1166%
F5_Industrial_Petroleum_Existing_Process_Natural Gas_Steam Trap Maintenance_A_Achievable Economic TRC Potential | F5 | Industrial | Petroleum | Existing | Process | Natural Gas | Steam Trap Maintenance | A | Standalone Impact on Baseline Summer Peak (%) | Achievable Economic TRC Potential | bar: 2019 to 2040
F6_Industrial_Petroleum_Existing_Process_Natural Gas_Steam Trap Maintenance_A_Achievable Economic TRC Potential | F6 | Industrial | Petroleum | Existing | Process | Natural Gas | Steam Trap Maintenance | A | Standalone Impact on Baseline Winter Peak (%) | Achievable Economic TRC Potential | bar: 2019 to 2040
F7_Industrial_Petroleum_Existing_Process_Natural Gas_Steam Trap Maintenance_A_Achievable Economic TRC Potential | F7 | Industrial | Petroleum | Existing | Process | Natural Gas | Steam Trap Maintenance | A | Incremental Energy Savings (MWh or mTherms) | Achievable Economic TRC Potential | 0 | 0 | 0.065329 | 0.064203 | 0.063096 | 0.062008 | 0.060939 | 0.059888 | 0.058855 | 0.057841 | 0.056843 | 0.055863 | 0.0549 | 0.053954 | 0.053023 | 0.052109 | 0.051211 | 0.050328 | 0.04946 | 0.048607 | 0.047769 | 0.046946
F8_Industrial_Petroleum_Existing_Process_Natural Gas_Steam Trap Maintenance_A_Achievable Economic TRC Potential | F8 | Industrial | Petroleum | Existing | Process | Natural Gas | Steam Trap Maintenance | A | Incremental Summer Peak Savings (MW) | Achievable Economic TRC Potential | 0 | 0 | 0 | 0 | 0 | 0 | 0 | 0 | 0 | 0 | 0 | 0 | 0 | 0 | 0 | 0 | 0 | 0 | 0 | 0 | 0 | 0
F9_Industrial_Petroleum_Existing_Process_Natural Gas_Steam Trap Maintenance_A_Achievable Economic TRC Potential | F9 | Industrial | Petroleum | Existing | Process | Natural Gas | Steam Trap Maintenance | A | Incremental Winter Peak Savings (MW) | Achievable Economic TRC Potential | 0 | 0 | 0 | 0 | 0 | 0 | 0 | 0 | 0 | 0 | 0 | 0 | 0 | 0 | 0 | 0 | 0 | 0 | 0 | 0 | 0 | 0
F10_Industrial_Petroleum_Existing_Process_Natural Gas_Steam Trap Maintenance_A_Achievable Economic TRC Potential | F10 | Industrial | Petroleum | Existing | Process | Natural Gas | Steam Trap Maintenance | A | Cumulative Energy Savings (MWh or mTherms) | Achievable Economic TRC Potential | 0 | 0 | 0.065329 | 0.12953 | 0.19263 | 0.25463 | 0.31557 | 0.37546 | 0.43432 | 0.49216 | 0.549 | 0.60486 | 0.65976 | 0.71372 | 0.76674 | 0.81885 | 0.87006 | 0.92039 | 0.96985 | 1.0185 | 1.0662 | 1.1132
F11_Industrial_Petroleum_Existing_Process_Natural Gas_Steam Trap Maintenance_A_Achievable Economic TRC Potential | F11 | Industrial | Petroleum | Existing | Process | Natural Gas | Steam Trap Maintenance | A | Cumulative Summer Peak Savings (MW) | Achievable Economic TRC Potential | 0 | 0 | 0 | 0 | 0 | 0 | 0 | 0 | 0 | 0 | 0 | 0 | 0 | 0 | 0 | 0 | 0 | 0 | 0 | 0 | 0 | 0
F12_Industrial_Petroleum_Existing_Process_Natural Gas_Steam Trap Maintenance_A_Achievable Economic TRC Potential | F12 | Industrial | Petroleum | Existing | Process | Natural Gas | Steam Trap Maintenance | A | Cumulative Winter Peak Savings (MW) | Achievable Economic TRC Potential | 0 | 0 | 0 | 0 | 0 | 0 | 0 | 0 | 0 | 0 | 0 | 0 | 0 | 0 | 0 | 0 | 0 | 0 | 0 | 0 | 0 | 0
F13_Industrial_Petroleum_Existing_Process_Natural Gas_Steam Trap Maintenance_A_Achievable Economic TRC Potential | F13 | Industrial | Petroleum | Existing | Process | Natural Gas | Steam Trap Maintenance | A | Purchases (Incremental) | Achievable Economic TRC Potential | 0 | 0 | 0.094741 | 0.093107 | 0.091502 | 0.089924 | 0.088374 | 0.08685 | 0.085353 | 0.083881 | 0.082435 | 0.081014 | 0.079617 | 0.078244 | 0.076895 | 0.075569 | 0.074267 | 0.072986 | 0.071728 | 0.070491 | 0.069276 | 0.068081
F14_Industrial_Petroleum_Existing_Process_Natural Gas_Steam Trap Maintenance_A_Achievable Economic TRC Potential | F14 | Industrial | Petroleum | Existing | Process | Natural Gas | Steam Trap Maintenance | A | Purchases (Cumulative) | Achievable Economic TRC Potential | 0 | 0 | 0.094741 | 0.18785 | 0.27935 | 0.36927 | 0.45765 | 0.5445 | 0.62985 | 0.71373 | 0.79617 | 0.87718 | 0.9568 | 1.035 | 1.1119 | 1.1875 | 1.2618 | 1.3348 | 1.4065 | 1.477 | 1.5463 | 1.6143
F1_Industrial_Petroleum_Existing_Space Heating_Natural Gas_Gas Boiler - High Turndown_A_Achievable Economic TRC Potential | F1 | Industrial | Petroleum | Existing | Space Heating | Natural Gas | Gas Boiler - High Turndown | A | Original Unit Energy Savings (kWh or therms) | Achievable Economic TRC Potential | 0 | 0 | 145.3348 | 144.97 | 144.6127 | 144.2637 | 143.9239 | 143.5938 | 143.2742 | 142.9654 | 142.6682 | 142.3829 | 142.11 | 141.8498 | 141.6027 | 141.369 | 141.149 | 140.943 | 140.7512 | 140.5738 | 140.411 | 140.2631
F2_Industrial_Petroleum_Existing_Space Heating_Natural Gas_Gas Boiler - High Turndown_A_Achievable Economic TRC Potential | F2 | Industrial | Petroleum | Existing | Space Heating | Natural Gas | Gas Boiler - High Turndown | A | Original Unit Summer Peak Savings (kW) | Achievable Economic TRC Potential | 0 | 0 | 0 | 0 | 0 | 0 | 0 | 0 | 0 | 0 | 0 | 0 | 0 | 0 | 0 | 0 | 0 | 0 | 0 | 0 | 0 | 0
F3_Industrial_Petroleum_Existing_Space Heating_Natural Gas_Gas Boiler - High Turndown_A_Achievable Economic TRC Potential | F3 | Industrial | Petroleum | Existing | Space Heating | Natural Gas | Gas Boiler - High Turndown | A | Original Unit Winter Peak Savings (kW) | Achievable Economic TRC Potential | 0 | 0 | 0 | 0 | 0 | 0 | 0 | 0 | 0 | 0 | 0 | 0 | 0 | 0 | 0 | 0 | 0 | 0 | 0 | 0 | 0 | 0
F4_Industrial_Petroleum_Existing_Space Heating_Natural Gas_Gas Boiler - High Turndown_A_Achievable Economic TRC Potential | F4 | Industrial | Petroleum | Existing | Space Heating | Natural Gas | Gas Boiler - High Turndown | A | Standalone Impact on Baseline Energy (%) | Achievable Economic TRC Potential | bar: 2019 to 2040
F5_Industrial_Petroleum_Existing_Space Heating_Natural Gas_Gas Boiler - High Turndown_A_Achievable Economic TRC Potential | F5 | Industrial | Petroleum | Existing | Space Heating | Natural Gas | Gas Boiler - High Turndown | A | Standalone Impact on Baseline Summer Peak (%) | Achievable Economic TRC Potential | bar: 2019 to 2040
F6_Industrial_Petroleum_Existing_Space Heating_Natural Gas_Gas Boiler - High Turndown_A_Achievable Economic TRC Potential | F6 | Industrial | Petroleum | Existing | Space Heating | Natural Gas | Gas Boiler - High Turndown | A | Standalone Impact on Baseline Winter Peak (%) | Achievable Economic TRC Potential | bar: 2019 to 2040
F7_Industrial_Petroleum_Existing_Space Heating_Natural Gas_Gas Boiler - High Turndown_A_Achievable Economic TRC Potential | F7 | Industrial | Petroleum | Existing | Space Heating | Natural Gas | Gas Boiler - High Turndown | A | Incremental Energy Savings (MWh or mTherms) | Achievable Economic TRC Potential | 0 | 0 | 0 | 0 | 0 | 0 | 0 | 0 | 0 | 0 | 0 | 0 | 0 | 0 | 0 | 0 | 0 | 0 | 0 | 0 | 0 | 0
F8_Industrial_Petroleum_Existing_Space Heating_Natural Gas_Gas Boiler - High Turndown_A_Achievable Economic TRC Potential | F8 | Industrial | Petroleum | Existing | Space Heating | Natural Gas | Gas Boiler - High Turndown | A | Incremental Summer Peak Savings (MW) | Achievable Economic TRC Potential | 0 | 0 | 0 | 0 | 0 | 0 | 0 | 0 | 0 | 0 | 0 | 0 | 0 | 0 | 0 | 0 | 0 | 0 | 0 | 0 | 0 | 0
F9_Industrial_Petroleum_Existing_Space Heating_Natural Gas_Gas Boiler - High Turndown_A_Achievable Economic TRC Potential | F9 | Industrial | Petroleum | Existing | Space Heating | Natural Gas | Gas Boiler - High Turndown | A | Incremental Winter Peak Savings (MW) | Achievable Economic TRC Potential | 0 | 0 | 0 | 0 | 0 | 0 | 0 | 0 | 0 | 0 | 0 | 0 | 0 | 0 | 0 | 0 | 0 | 0 | 0 | 0 | 0 | 0
F10_Industrial_Petroleum_Existing_Space Heating_Natural Gas_Gas Boiler - High Turndown_A_Achievable Economic TRC Potential | F10 | Industrial | Petroleum | Existing | Space Heating | Natural Gas | Gas Boiler - High Turndown | A | Cumulative Energy Savings (MWh or mTherms) | Achievable Economic TRC Potential | 0 | 0 | 0 | 0 | 0 | 0 | 0 | 0 | 0 | 0 | 0 | 0 | 0 | 0 | 0 | 0 | 0 | 0 | 0 | 0 | 0 | 0
F11_Industrial_Petroleum_Existing_Space Heating_Natural Gas_Gas Boiler - High Turndown_A_Achievable Economic TRC Potential | F11 | Industrial | Petroleum | Existing | Space Heating | Natural Gas | Gas Boiler - High Turndown | A | Cumulative Summer Peak Savings (MW) | Achievable Economic TRC Potential | 0 | 0 | 0 | 0 | 0 | 0 | 0 | 0 | 0 | 0 | 0 | 0 | 0 | 0 | 0 | 0 | 0 | 0 | 0 | 0 | 0 | 0
F12_Industrial_Petroleum_Existing_Space Heating_Natural Gas_Gas Boiler - High Turndown_A_Achievable Economic TRC Potential | F12 | Industrial | Petroleum | Existing | Space Heating | Natural Gas | Gas Boiler - High Turndown | A | Cumulative Winter Peak Savings (MW) | Achievable Economic TRC Potential | 0 | 0 | 0 | 0 | 0 | 0 | 0 | 0 | 0 | 0 | 0 | 0 | 0 | 0 | 0 | 0 | 0 | 0 | 0 | 0 | 0 | 0
F13_Industrial_Petroleum_Existing_Space Heating_Natural Gas_Gas Boiler - High Turndown_A_Achievable Economic TRC Potential | F13 | Industrial | Petroleum | Existing | Space Heating | Natural Gas | Gas Boiler - High Turndown | A | Purchases (Incremental) | Achievable Economic TRC Potential | 0 | 0 | 0 | 0 | 0 | 0 | 0 | 0 | 0 | 0 | 0 | 0 | 0 | 0 | 0 | 0 | 0 | 0 | 0 | 0 | 0 | 0
F14_Industrial_Petroleum_Existing_Space Heating_Natural Gas_Gas Boiler - High Turndown_A_Achievable Economic TRC Potential | F14 | Industrial | Petroleum | Existing | Space Heating | Natural Gas | Gas Boiler - High Turndown | A | Purchases (Cumulative) | Achievable Economic TRC Potential | 0 | 0 | 0 | 0 | 0 | 0 | 0 | 0 | 0 | 0 | 0 | 0 | 0 | 0 | 0 | 0 | 0 | 0 | 0 | 0 | 0 | 0
F1_Industrial_Petroleum_Existing_Process_Natural Gas_Gas Boiler - High Turndown_A_Achievable Economic TRC Potential | F1 | Industrial | Petroleum | Existing | Process | Natural Gas | Gas Boiler - High Turndown | A | Original Unit Energy Savings (kWh or therms) | Achievable Economic TRC Potential | 0 | 0 | 731.9505 | 731.9505 | 731.9505 | 731.9505 | 731.9505 | 731.9505 | 731.9505 | 731.9505 | 731.9505 | 731.9505 | 731.9505 | 731.9505 | 731.9505 | 731.9505 | 731.9505 | 731.9505 | 731.9505 | 731.9505 | 731.9505 | 731.9505
F2_Industrial_Petroleum_Existing_Process_Natural Gas_Gas Boiler - High Turndown_A_Achievable Economic TRC Potential | F2 | Industrial | Petroleum | Existing | Process | Natural Gas | Gas Boiler - High Turndown | A | Original Unit Summer Peak Savings (kW) | Achievable Economic TRC Potential | 0 | 0 | 0 | 0 | 0 | 0 | 0 | 0 | 0 | 0 | 0 | 0 | 0 | 0 | 0 | 0 | 0 | 0 | 0 | 0 | 0 | 0
F3_Industrial_Petroleum_Existing_Process_Natural Gas_Gas Boiler - High Turndown_A_Achievable Economic TRC Potential | F3 | Industrial | Petroleum | Existing | Process | Natural Gas | Gas Boiler - High Turndown | A | Original Unit Winter Peak Savings (kW) | Achievable Economic TRC Potential | 0 | 0 | 0 | 0 | 0 | 0 | 0 | 0 | 0 | 0 | 0 | 0 | 0 | 0 | 0 | 0 | 0 | 0 | 0 | 0 | 0 | 0
F4_Industrial_Petroleum_Existing_Process_Natural Gas_Gas Boiler - High Turndown_A_Achievable Economic TRC Potential | F4 | Industrial | Petroleum | Existing | Process | Natural Gas | Gas Boiler - High Turndown | A | Standalone Impact on Baseline Energy (%) | Achievable Economic TRC Potential | bar: 2019 to 2040
F5_Industrial_Petroleum_Existing_Process_Natural Gas_Gas Boiler - High Turndown_A_Achievable Economic TRC Potential | F5 | Industrial | Petroleum | Existing | Process | Natural Gas | Gas Boiler - High Turndown | A | Standalone Impact on Baseline Summer Peak (%) | Achievable Economic TRC Potential | bar: 2019 to 2040
F6_Industrial_Petroleum_Existing_Process_Natural Gas_Gas Boiler - High Turndown_A_Achievable Economic TRC Potential | F6 | Industrial | Petroleum | Existing | Process | Natural Gas | Gas Boiler - High Turndown | A | Standalone Impact on Baseline Winter Peak (%) | Achievable Economic TRC Potential | bar: 2019 to 2040
F7_Industrial_Petroleum_Existing_Process_Natural Gas_Gas Boiler - High Turndown_A_Achievable Economic TRC Potential | F7 | Industrial | Petroleum | Existing | Process | Natural Gas | Gas Boiler - High Turndown | A | Incremental Energy Savings (MWh or mTherms) | Achievable Economic TRC Potential | 0 | 0 | 0 | 0 | 0 | 0 | 0 | 0 | 0 | 0 | 0 | 0 | 0 | 0 | 0 | 0 | 0 | 0 | 0 | 0 | 0 | 0
F8_Industrial_Petroleum_Existing_Process_Natural Gas_Gas Boiler - High Turndown_A_Achievable Economic TRC Potential | F8 | Industrial | Petroleum | Existing | Process | Natural Gas | Gas Boiler - High Turndown | A | Incremental Summer Peak Savings (MW) | Achievable Economic TRC Potential | 0 | 0 | 0 | 0 | 0 | 0 | 0 | 0 | 0 | 0 | 0 | 0 | 0 | 0 | 0 | 0 | 0 | 0 | 0 | 0 | 0 | 0
F9_Industrial_Petroleum_Existing_Process_Natural Gas_Gas Boiler - High Turndown_A_Achievable Economic TRC Potential | F9 | Industrial | Petroleum | Existing | Process | Natural Gas | Gas Boiler - High Turndown | A | Incremental Winter Peak Savings (MW) | Achievable Economic TRC Potential | 0 | 0 | 0 | 0 | 0 | 0 | 0 | 0 | 0 | 0 | 0 | 0 | 0 | 0 | 0 | 0 | 0 | 0 | 0 | 0 | 0 | 0
F10_Industrial_Petroleum_Existing_Process_Natural Gas_Gas Boiler - High Turndown_A_Achievable Economic TRC Potential | F10 | Industrial | Petroleum | Existing | Process | Natural Gas | Gas Boiler - High Turndown | A | Cumulative Energy Savings (MWh or mTherms) | Achievable Economic TRC Potential | 0 | 0 | 0 | 0 | 0 | 0 | 0 | 0 | 0 | 0 | 0 | 0 | 0 | 0 | 0 | 0 | 0 | 0 | 0 | 0 | 0 | 0
F11_Industrial_Petroleum_Existing_Process_Natural Gas_Gas Boiler - High Turndown_A_Achievable Economic TRC Potential | F11 | Industrial | Petroleum | Existing | Process | Natural Gas | Gas Boiler - High Turndown | A | Cumulative Summer Peak Savings (MW) | Achievable Economic TRC Potential | 0 | 0 | 0 | 0 | 0 | 0 | 0 | 0 | 0 | 0 | 0 | 0 | 0 | 0 | 0 | 0 | 0 | 0 | 0 | 0 | 0 | 0
F12_Industrial_Petroleum_Existing_Process_Natural Gas_Gas Boiler - High Turndown_A_Achievable Economic TRC Potential | F12 | Industrial | Petroleum | Existing | Process | Natural Gas | Gas Boiler - High Turndown | A | Cumulative Winter Peak Savings (MW) | Achievable Economic TRC Potential | 0 | 0 | 0 | 0 | 0 | 0 | 0 | 0 | 0 | 0 | 0 | 0 | 0 | 0 | 0 | 0 | 0 | 0 | 0 | 0 | 0 | 0
F13_Industrial_Petroleum_Existing_Process_Natural Gas_Gas Boiler - High Turndown_A_Achievable Economic TRC Potential | F13 | Industrial | Petroleum | Existing | Process | Natural Gas | Gas Boiler - High Turndown | A | Purchases (Incremental) | Achievable Economic TRC Potential | 0 | 0 | 0 | 0 | 0 | 0 | 0 | 0 | 0 | 0 | 0 | 0 | 0 | 0 | 0 | 0 | 0 | 0 | 0 | 0 | 0 | 0
F14_Industrial_Petroleum_Existing_Process_Natural Gas_Gas Boiler - High Turndown_A_Achievable Economic TRC Potential | F14 | Industrial | Petroleum | Existing | Process | Natural Gas | Gas Boiler - High Turndown | A | Purchases (Cumulative) | Achievable Economic TRC Potential | 0 | 0 | 0 | 0 | 0 | 0 | 0 | 0 | 0 | 0 | 0 | 0 | 0 | 0 | 0 | 0 | 0 | 0 | 0 | 0 | 0 | 0
F1_Industrial_Petroleum_Existing_Space Heating_Natural Gas_Gas Boiler - Burner Control Optimization_A_Achievable Economic TRC Potential | F1 | Industrial | Petroleum | Existing | Space Heating | Natural Gas | Gas Boiler - Burner Control Optimization | A | Original Unit Energy Savings (kWh or therms) | Achievable Economic TRC Potential | 0 | 0 | 42.1471 | 42.0413 | 41.9377 | 41.8365 | 41.7379 | 41.6422 | 41.5495 | 41.46 | 41.3738 | 41.291 | 41.2119 | 41.1364 | 41.0648 | 40.997 | 40.9332 | 40.8735 | 40.8178 | 40.7664 | 40.7192 | 40.6763
F2_Industrial_Petroleum_Existing_Space Heating_Natural Gas_Gas Boiler - Burner Control Optimization_A_Achievable Economic TRC Potential | F2 | Industrial | Petroleum | Existing | Space Heating | Natural Gas | Gas Boiler - Burner Control Optimization | A | Original Unit Summer Peak Savings (kW) | Achievable Economic TRC Potential | 0 | 0 | 0 | 0 | 0 | 0 | 0 | 0 | 0 | 0 | 0 | 0 | 0 | 0 | 0 | 0 | 0 | 0 | 0 | 0 | 0 | 0
F3_Industrial_Petroleum_Existing_Space Heating_Natural Gas_Gas Boiler - Burner Control Optimization_A_Achievable Economic TRC Potential | F3 | Industrial | Petroleum | Existing | Space Heating | Natural Gas | Gas Boiler - Burner Control Optimization | A | Original Unit Winter Peak Savings (kW) | Achievable Economic TRC Potential | 0 | 0 | 0 | 0 | 0 | 0 | 0 | 0 | 0 | 0 | 0 | 0 | 0 | 0 | 0 | 0 | 0 | 0 | 0 | 0 | 0 | 0
F4_Industrial_Petroleum_Existing_Space Heating_Natural Gas_Gas Boiler - Burner Control Optimization_A_Achievable Economic TRC Potential | F4 | Industrial | Petroleum | Existing | Space Heating | Natural Gas | Gas Boiler - Burner Control Optimization | A | Standalone Impact on Baseline Energy (%) | Achievable Economic TRC Potential | bar: 2019 to 2040
F5_Industrial_Petroleum_Existing_Space Heating_Natural Gas_Gas Boiler - Burner Control Optimization_A_Achievable Economic TRC Potential | F5 | Industrial | Petroleum | Existing | Space Heating | Natural Gas | Gas Boiler - Burner Control Optimization | A | Standalone Impact on Baseline Summer Peak (%) | Achievable Economic TRC Potential | bar: 2019 to 2040
F6_Industrial_Petroleum_Existing_Space Heating_Natural Gas_Gas Boiler - Burner Control Optimization_A_Achievable Economic TRC Potential | F6 | Industrial | Petroleum | Existing | Space Heating | Natural Gas | Gas Boiler - Burner Control Optimization | A | Standalone Impact on Baseline Winter Peak (%) | Achievable Economic TRC Potential | bar: 2019 to 2040
F7_Industrial_Petroleum_Existing_Space Heating_Natural Gas_Gas Boiler - Burner Control Optimization_A_Achievable Economic TRC Potential | F7 | Industrial | Petroleum | Existing | Space Heating | Natural Gas | Gas Boiler - Burner Control Optimization | A | Incremental Energy Savings (MWh or mTherms) | Achievable Economic TRC Potential | 0 | 0 | 0 | 0 | 0 | 0 | 0 | 0 | 0 | 0 | 0 | 0 | 0 | 0 | 0 | 0 | 0 | 0 | 0 | 0 | 0 | 0
F8_Industrial_Petroleum_Existing_Space Heating_Natural Gas_Gas Boiler - Burner Control Optimization_A_Achievable Economic TRC Potential | F8 | Industrial | Petroleum | Existing | Space Heating | Natural Gas | Gas Boiler - Burner Control Optimization | A | Incremental Summer Peak Savings (MW) | Achievable Economic TRC Potential | 0 | 0 | 0 | 0 | 0 | 0 | 0 | 0 | 0 | 0 | 0 | 0 | 0 | 0 | 0 | 0 | 0 | 0 | 0 | 0 | 0 | 0
F9_Industrial_Petroleum_Existing_Space Heating_Natural Gas_Gas Boiler - Burner Control Optimization_A_Achievable Economic TRC Potential | F9 | Industrial | Petroleum | Existing | Space Heating | Natural Gas | Gas Boiler - Burner Control Optimization | A | Incremental Winter Peak Savings (MW) | Achievable Economic TRC Potential | 0 | 0 | 0 | 0 | 0 | 0 | 0 | 0 | 0 | 0 | 0 | 0 | 0 | 0 | 0 | 0 | 0 | 0 | 0 | 0 | 0 | 0
F10_Industrial_Petroleum_Existing_Space Heating_Natural Gas_Gas Boiler - Burner Control Optimization_A_Achievable Economic TRC Potential | F10 | Industrial | Petroleum | Existing | Space Heating | Natural Gas | Gas Boiler - Burner Control Optimization | A | Cumulative Energy Savings (MWh or mTherms) | Achievable Economic TRC Potential | 0 | 0 | 0 | 0 | 0 | 0 | 0 | 0 | 0 | 0 | 0 | 0 | 0 | 0 | 0 | 0 | 0 | 0 | 0 | 0 | 0 | 0
F11_Industrial_Petroleum_Existing_Space Heating_Natural Gas_Gas Boiler - Burner Control Optimization_A_Achievable Economic TRC Potential | F11 | Industrial | Petroleum | Existing | Space Heating | Natural Gas | Gas Boiler - Burner Control Optimization | A | Cumulative Summer Peak Savings (MW) | Achievable Economic TRC Potential | 0 | 0 | 0 | 0 | 0 | 0 | 0 | 0 | 0 | 0 | 0 | 0 | 0 | 0 | 0 | 0 | 0 | 0 | 0 | 0 | 0 | 0
F12_Industrial_Petroleum_Existing_Space Heating_Natural Gas_Gas Boiler - Burner Control Optimization_A_Achievable Economic TRC Potential | F12 | Industrial | Petroleum | Existing | Space Heating | Natural Gas | Gas Boiler - Burner Control Optimization | A | Cumulative Winter Peak Savings (MW) | Achievable Economic TRC Potential | 0 | 0 | 0 | 0 | 0 | 0 | 0 | 0 | 0 | 0 | 0 | 0 | 0 | 0 | 0 | 0 | 0 | 0 | 0 | 0 | 0 | 0
F13_Industrial_Petroleum_Existing_Space Heating_Natural Gas_Gas Boiler - Burner Control Optimization_A_Achievable Economic TRC Potential | F13 | Industrial | Petroleum | Existing | Space Heating | Natural Gas | Gas Boiler - Burner Control Optimization | A | Purchases (Incremental) | Achievable Economic TRC Potential | 0 | 0 | 0 | 0 | 0 | 0 | 0 | 0 | 0 | 0 | 0 | 0 | 0 | 0 | 0 | 0 | 0 | 0 | 0 | 0 | 0 | 0
F14_Industrial_Petroleum_Existing_Space Heating_Natural Gas_Gas Boiler - Burner Control Optimization_A_Achievable Economic TRC Potential | F14 | Industrial | Petroleum | Existing | Space Heating | Natural Gas | Gas Boiler - Burner Control Optimization | A | Purchases (Cumulative) | Achievable Economic TRC Potential | 0 | 0 | 0 | 0 | 0 | 0 | 0 | 0 | 0 | 0 | 0 | 0 | 0 | 0 | 0 | 0 | 0 | 0 | 0 | 0 | 0 | 0
F1_Industrial_Petroleum_Existing_Process_Natural Gas_Gas Boiler - Burner Control Optimization_A_Achievable Economic TRC Potential | F1 | Industrial | Petroleum | Existing | Process | Natural Gas | Gas Boiler - Burner Control Optimization | A | Original Unit Energy Savings (kWh or therms) | Achievable Economic TRC Potential | 0 | 0 | 212.2656 | 212.2656 | 212.2656 | 212.2656 | 212.2656 | 212.2656 | 212.2656 | 212.2656 | 212.2656 | 212.2656 | 212.2656 | 212.2656 | 212.2656 | 212.2656 | 212.2656 | 212.2656 | 212.2656 | 212.2656 | 212.2656 | 212.2656
F2_Industrial_Petroleum_Existing_Process_Natural Gas_Gas Boiler - Burner Control Optimization_A_Achievable Economic TRC Potential | F2 | Industrial | Petroleum | Existing | Process | Natural Gas | Gas Boiler - Burner Control Optimization | A | Original Unit Summer Peak Savings (kW) | Achievable Economic TRC Potential | 0 | 0 | 0 | 0 | 0 | 0 | 0 | 0 | 0 | 0 | 0 | 0 | 0 | 0 | 0 | 0 | 0 | 0 | 0 | 0 | 0 | 0
F3_Industrial_Petroleum_Existing_Process_Natural Gas_Gas Boiler - Burner Control Optimization_A_Achievable Economic TRC Potential | F3 | Industrial | Petroleum | Existing | Process | Natural Gas | Gas Boiler - Burner Control Optimization | A | Original Unit Winter Peak Savings (kW) | Achievable Economic TRC Potential | 0 | 0 | 0 | 0 | 0 | 0 | 0 | 0 | 0 | 0 | 0 | 0 | 0 | 0 | 0 | 0 | 0 | 0 | 0 | 0 | 0 | 0
F4_Industrial_Petroleum_Existing_Process_Natural Gas_Gas Boiler - Burner Control Optimization_A_Achievable Economic TRC Potential | F4 | Industrial | Petroleum | Existing | Process | Natural Gas | Gas Boiler - Burner Control Optimization | A | Standalone Impact on Baseline Energy (%) | Achievable Economic TRC Potential | bar: 2019 to 2040
F5_Industrial_Petroleum_Existing_Process_Natural Gas_Gas Boiler - Burner Control Optimization_A_Achievable Economic TRC Potential | F5 | Industrial | Petroleum | Existing | Process | Natural Gas | Gas Boiler - Burner Control Optimization | A | Standalone Impact on Baseline Summer Peak (%) | Achievable Economic TRC Potential | bar: 2019 to 2040
F6_Industrial_Petroleum_Existing_Process_Natural Gas_Gas Boiler - Burner Control Optimization_A_Achievable Economic TRC Potential | F6 | Industrial | Petroleum | Existing | Process | Natural Gas | Gas Boiler - Burner Control Optimization | A | Standalone Impact on Baseline Winter Peak (%) | Achievable Economic TRC Potential | bar: 2019 to 2040
F7_Industrial_Petroleum_Existing_Process_Natural Gas_Gas Boiler - Burner Control Optimization_A_Achievable Economic TRC Potential | F7 | Industrial | Petroleum | Existing | Process | Natural Gas | Gas Boiler - Burner Control Optimization | A | Incremental Energy Savings (MWh or mTherms) | Achievable Economic TRC Potential | 0 | 0 | 0 | 0 | 0 | 0 | 0 | 0 | 0 | 0 | 0 | 0 | 0 | 0 | 0 | 0 | 0 | 0 | 0 | 0 | 0 | 0
F8_Industrial_Petroleum_Existing_Process_Natural Gas_Gas Boiler - Burner Control Optimization_A_Achievable Economic TRC Potential | F8 | Industrial | Petroleum | Existing | Process | Natural Gas | Gas Boiler - Burner Control Optimization | A | Incremental Summer Peak Savings (MW) | Achievable Economic TRC Potential | 0 | 0 | 0 | 0 | 0 | 0 | 0 | 0 | 0 | 0 | 0 | 0 | 0 | 0 | 0 | 0 | 0 | 0 | 0 | 0 | 0 | 0
F9_Industrial_Petroleum_Existing_Process_Natural Gas_Gas Boiler - Burner Control Optimization_A_Achievable Economic TRC Potential | F9 | Industrial | Petroleum | Existing | Process | Natural Gas | Gas Boiler - Burner Control Optimization | A | Incremental Winter Peak Savings (MW) | Achievable Economic TRC Potential | 0 | 0 | 0 | 0 | 0 | 0 | 0 | 0 | 0 | 0 | 0 | 0 | 0 | 0 | 0 | 0 | 0 | 0 | 0 | 0 | 0 | 0
F10_Industrial_Petroleum_Existing_Process_Natural Gas_Gas Boiler - Burner Control Optimization_A_Achievable Economic TRC Potential | F10 | Industrial | Petroleum | Existing | Process | Natural Gas | Gas Boiler - Burner Control Optimization | A | Cumulative Energy Savings (MWh or mTherms) | Achievable Economic TRC Potential | 0 | 0 | 0 | 0 | 0 | 0 | 0 | 0 | 0 | 0 | 0 | 0 | 0 | 0 | 0 | 0 | 0 | 0 | 0 | 0 | 0 | 0
F11_Industrial_Petroleum_Existing_Process_Natural Gas_Gas Boiler - Burner Control Optimization_A_Achievable Economic TRC Potential | F11 | Industrial | Petroleum | Existing | Process | Natural Gas | Gas Boiler - Burner Control Optimization | A | Cumulative Summer Peak Savings (MW) | Achievable Economic TRC Potential | 0 | 0 | 0 | 0 | 0 | 0 | 0 | 0 | 0 | 0 | 0 | 0 | 0 | 0 | 0 | 0 | 0 | 0 | 0 | 0 | 0 | 0
F12_Industrial_Petroleum_Existing_Process_Natural Gas_Gas Boiler - Burner Control Optimization_A_Achievable Economic TRC Potential | F12 | Industrial | Petroleum | Existing | Process | Natural Gas | Gas Boiler - Burner Control Optimization | A | Cumulative Winter Peak Savings (MW) | Achievable Economic TRC Potential | 0 | 0 | 0 | 0 | 0 | 0 | 0 | 0 | 0 | 0 | 0 | 0 | 0 | 0 | 0 | 0 | 0 | 0 | 0 | 0 | 0 | 0
F13_Industrial_Petroleum_Existing_Process_Natural Gas_Gas Boiler - Burner Control Optimization_A_Achievable Economic TRC Potential | F13 | Industrial | Petroleum | Existing | Process | Natural Gas | Gas Boiler - Burner Control Optimization | A | Purchases (Incremental) | Achievable Economic TRC Potential | 0 | 0 | 0 | 0 | 0 | 0 | 0 | 0 | 0 | 0 | 0 | 0 | 0 | 0 | 0 | 0 | 0 | 0 | 0 | 0 | 0 | 0
F14_Industrial_Petroleum_Existing_Process_Natural Gas_Gas Boiler - Burner Control Optimization_A_Achievable Economic TRC Potential | F14 | Industrial | Petroleum | Existing | Process | Natural Gas | Gas Boiler - Burner Control Optimization | A | Purchases (Cumulative) | Achievable Economic TRC Potential | 0 | 0 | 0 | 0 | 0 | 0 | 0 | 0 | 0 | 0 | 0 | 0 | 0 | 0 | 0 | 0 | 0 | 0 | 0 | 0 | 0 | 0
F1_Industrial_Petroleum_Existing_Space Heating_Natural Gas_HVAC - Demand Controlled Ventilation_A_Achievable Economic TRC Potential | F1 | Industrial | Petroleum | Existing | Space Heating | Natural Gas | HVAC - Demand Controlled Ventilation | A | Original Unit Energy Savings (kWh or therms) | Achievable Economic TRC Potential | 0 | 0 | 0.076632 | 0.076208 | 0.075785 | 0.075366 | 0.074954 | 0.074553 | 0.074165 | 0.073793 | 0.07344 | 0.073107 | 0.072794 | 0.072499 | 0.072221 | 0.07196 | 0.071715 | 0.071483 | 0.071266 | 0.071061 | 0.070868 | 0.070686
F2_Industrial_Petroleum_Existing_Space Heating_Natural Gas_HVAC - Demand Controlled Ventilation_A_Achievable Economic TRC Potential | F2 | Industrial | Petroleum | Existing | Space Heating | Natural Gas | HVAC - Demand Controlled Ventilation | A | Original Unit Summer Peak Savings (kW) | Achievable Economic TRC Potential | 0 | 0 | 0 | 0 | 0 | 0 | 0 | 0 | 0 | 0 | 0 | 0 | 0 | 0 | 0 | 0 | 0 | 0 | 0 | 0 | 0 | 0
F3_Industrial_Petroleum_Existing_Space Heating_Natural Gas_HVAC - Demand Controlled Ventilation_A_Achievable Economic TRC Potential | F3 | Industrial | Petroleum | Existing | Space Heating | Natural Gas | HVAC - Demand Controlled Ventilation | A | Original Unit Winter Peak Savings (kW) | Achievable Economic TRC Potential | 0 | 0 | 0 | 0 | 0 | 0 | 0 | 0 | 0 | 0 | 0 | 0 | 0 | 0 | 0 | 0 | 0 | 0 | 0 | 0 | 0 | 0
F4_Industrial_Petroleum_Existing_Space Heating_Natural Gas_HVAC - Demand Controlled Ventilation_A_Achievable Economic TRC Potential | F4 | Industrial | Petroleum | Existing | Space Heating | Natural Gas | HVAC - Demand Controlled Ventilation | A | Standalone Impact on Baseline Energy (%) | Achievable Economic TRC Potential | 0% | 0% | 0.08776% | 0.1769% | 0.2676% | 0.3597% | 0.4533% | 0.5484% | 0.6451% | 0.7434% | 0.8433% | 0.9449% | 1.048% | 1.153% | 1.26% | 1.369% | 1.479% | 1.592% | 1.706% | 1.822% | 1.941% | 2.061%
F5_Industrial_Petroleum_Existing_Space Heating_Natural Gas_HVAC - Demand Controlled Ventilation_A_Achievable Economic TRC Potential | F5 | Industrial | Petroleum | Existing | Space Heating | Natural Gas | HVAC - Demand Controlled Ventilation | A | Standalone Impact on Baseline Summer Peak (%) | Achievable Economic TRC Potential | bar: 2019 to 2040
F6_Industrial_Petroleum_Existing_Space Heating_Natural Gas_HVAC - Demand Controlled Ventilation_A_Achievable Economic TRC Potential | F6 | Industrial | Petroleum | Existing | Space Heating | Natural Gas | HVAC - Demand Controlled Ventilation | A | Standalone Impact on Baseline Winter Peak (%) | Achievable Economic TRC Potential | bar: 2019 to 2040
F7_Industrial_Petroleum_Existing_Space Heating_Natural Gas_HVAC - Demand Controlled Ventilation_A_Achievable Economic TRC Potential | F7 | Industrial | Petroleum | Existing | Space Heating | Natural Gas | HVAC - Demand Controlled Ventilation | A | Incremental Energy Savings (MWh or mTherms) | Achievable Economic TRC Potential | 0 | 0 | 0.0047653 | 0.0046572 | 0.0045515 | 0.0044483 | 0.0043477 | 0.0042499 | 0.0041549 | 0.0040628 | 0.0039736 | 0.0038874 | 0.003804 | 0.0037233 | 0.0036451 | 0.0035693 | 0.0034958 | 0.0034244 | 0.0033551 | 0.0032878 | 0.0032223 | 0.0031587
F8_Industrial_Petroleum_Existing_Space Heating_Natural Gas_HVAC - Demand Controlled Ventilation_A_Achievable Economic TRC Potential | F8 | Industrial | Petroleum | Existing | Space Heating | Natural Gas | HVAC - Demand Controlled Ventilation | A | Incremental Summer Peak Savings (MW) | Achievable Economic TRC Potential | 0 | 0 | 0 | 0 | 0 | 0 | 0 | 0 | 0 | 0 | 0 | 0 | 0 | 0 | 0 | 0 | 0 | 0 | 0 | 0 | 0 | 0
F9_Industrial_Petroleum_Existing_Space Heating_Natural Gas_HVAC - Demand Controlled Ventilation_A_Achievable Economic TRC Potential | F9 | Industrial | Petroleum | Existing | Space Heating | Natural Gas | HVAC - Demand Controlled Ventilation | A | Incremental Winter Peak Savings (MW) | Achievable Economic TRC Potential | 0 | 0 | 0 | 0 | 0 | 0 | 0 | 0 | 0 | 0 | 0 | 0 | 0 | 0 | 0 | 0 | 0 | 0 | 0 | 0 | 0 | 0
F10_Industrial_Petroleum_Existing_Space Heating_Natural Gas_HVAC - Demand Controlled Ventilation_A_Achievable Economic TRC Potential | F10 | Industrial | Petroleum | Existing | Space Heating | Natural Gas | HVAC - Demand Controlled Ventilation | A | Cumulative Energy Savings (MWh or mTherms) | Achievable Economic TRC Potential | 0 | 0 | 0.0047653 | 0.0093961 | 0.013895 | 0.018267 | 0.022515 | 0.026644 | 0.030661 | 0.034569 | 0.038377 | 0.042091 | 0.045715 | 0.049253 | 0.052709 | 0.056088 | 0.059392 | 0.062625 | 0.06579 | 0.068888 | 0.071924 | 0.074898
F11_Industrial_Petroleum_Existing_Space Heating_Natural Gas_HVAC - Demand Controlled Ventilation_A_Achievable Economic TRC Potential | F11 | Industrial | Petroleum | Existing | Space Heating | Natural Gas | HVAC - Demand Controlled Ventilation | A | Cumulative Summer Peak Savings (MW) | Achievable Economic TRC Potential | 0 | 0 | 0 | 0 | 0 | 0 | 0 | 0 | 0 | 0 | 0 | 0 | 0 | 0 | 0 | 0 | 0 | 0 | 0 | 0 | 0 | 0
F12_Industrial_Petroleum_Existing_Space Heating_Natural Gas_HVAC - Demand Controlled Ventilation_A_Achievable Economic TRC Potential | F12 | Industrial | Petroleum | Existing | Space Heating | Natural Gas | HVAC - Demand Controlled Ventilation | A | Cumulative Winter Peak Savings (MW) | Achievable Economic TRC Potential | 0 | 0 | 0 | 0 | 0 | 0 | 0 | 0 | 0 | 0 | 0 | 0 | 0 | 0 | 0 | 0 | 0 | 0 | 0 | 0 | 0 | 0
F13_Industrial_Petroleum_Existing_Space Heating_Natural Gas_HVAC - Demand Controlled Ventilation_A_Achievable Economic TRC Potential | F13 | Industrial | Petroleum | Existing | Space Heating | Natural Gas | HVAC - Demand Controlled Ventilation | A | Purchases (Incremental) | Achievable Economic TRC Potential | 0 | 0 | 62.1839 | 61.1118 | 60.0581 | 59.0226 | 58.005 | 57.0049 | 56.0221 | 55.0562 | 54.1069 | 53.174 | 52.2573 | 51.3563 | 50.4708 | 49.6006 | 48.7454 | 47.905 | 47.0791 | 46.2673 | 45.4696 | 44.6857
F14_Industrial_Petroleum_Existing_Space Heating_Natural Gas_HVAC - Demand Controlled Ventilation_A_Achievable Economic TRC Potential | F14 | Industrial | Petroleum | Existing | Space Heating | Natural Gas | HVAC - Demand Controlled Ventilation | A | Purchases (Cumulative) | Achievable Economic TRC Potential | 0 | 0 | 62.1839 | 123.2957 | 183.3538 | 242.3764 | 300.3814 | 357.3863 | 413.4084 | 468.4645 | 522.5715 | 575.7455 | 628.0028 | 679.359 | 729.8298 | 779.4305 | 828.1759 | 876.0809 | 923.16 | 969.4273 | 1014.897 | 1059.5826
F1_Industrial_Petroleum_Existing_Space Heating_Natural Gas_Gas Boiler - Stack Economizer_A_Achievable Economic TRC Potential | F1 | Industrial | Petroleum | Existing | Space Heating | Natural Gas | Gas Boiler - Stack Economizer | A | Original Unit Energy Savings (kWh or therms) | Achievable Economic TRC Potential | 0 | 0 | 106.0944 | 105.8281 | 105.5673 | 105.3125 | 105.0644 | 104.8235 | 104.5901 | 104.3648 | 104.1478 | 103.9395 | 103.7403 | 103.5503 | 103.37 | 103.1994 | 103.0388 | 102.8884 | 102.7484 | 102.6189 | 102.5001 | 102.392
F2_Industrial_Petroleum_Existing_Space Heating_Natural Gas_Gas Boiler - Stack Economizer_A_Achievable Economic TRC Potential | F2 | Industrial | Petroleum | Existing | Space Heating | Natural Gas | Gas Boiler - Stack Economizer | A | Original Unit Summer Peak Savings (kW) | Achievable Economic TRC Potential | 0 | 0 | 0 | 0 | 0 | 0 | 0 | 0 | 0 | 0 | 0 | 0 | 0 | 0 | 0 | 0 | 0 | 0 | 0 | 0 | 0 | 0
F3_Industrial_Petroleum_Existing_Space Heating_Natural Gas_Gas Boiler - Stack Economizer_A_Achievable Economic TRC Potential | F3 | Industrial | Petroleum | Existing | Space Heating | Natural Gas | Gas Boiler - Stack Economizer | A | Original Unit Winter Peak Savings (kW) | Achievable Economic TRC Potential | 0 | 0 | 0 | 0 | 0 | 0 | 0 | 0 | 0 | 0 | 0 | 0 | 0 | 0 | 0 | 0 | 0 | 0 | 0 | 0 | 0 | 0
F4_Industrial_Petroleum_Existing_Space Heating_Natural Gas_Gas Boiler - Stack Economizer_A_Achievable Economic TRC Potential | F4 | Industrial | Petroleum | Existing | Space Heating | Natural Gas | Gas Boiler - Stack Economizer | A | Standalone Impact on Baseline Energy (%) | Achievable Economic TRC Potential | bar: 2019 to 2040
F5_Industrial_Petroleum_Existing_Space Heating_Natural Gas_Gas Boiler - Stack Economizer_A_Achievable Economic TRC Potential | F5 | Industrial | Petroleum | Existing | Space Heating | Natural Gas | Gas Boiler - Stack Economizer | A | Standalone Impact on Baseline Summer Peak (%) | Achievable Economic TRC Potential | bar: 2019 to 2040
F6_Industrial_Petroleum_Existing_Space Heating_Natural Gas_Gas Boiler - Stack Economizer_A_Achievable Economic TRC Potential | F6 | Industrial | Petroleum | Existing | Space Heating | Natural Gas | Gas Boiler - Stack Economizer | A | Standalone Impact on Baseline Winter Peak (%) | Achievable Economic TRC Potential | bar: 2019 to 2040
F7_Industrial_Petroleum_Existing_Space Heating_Natural Gas_Gas Boiler - Stack Economizer_A_Achievable Economic TRC Potential | F7 | Industrial | Petroleum | Existing | Space Heating | Natural Gas | Gas Boiler - Stack Economizer | A | Incremental Energy Savings (MWh or mTherms) | Achievable Economic TRC Potential | 0 | 0 | 0 | 0 | 0 | 0 | 0 | 0 | 0 | 0 | 0 | 0 | 0 | 0 | 0 | 0 | 0 | 0 | 0 | 0 | 0 | 0
F8_Industrial_Petroleum_Existing_Space Heating_Natural Gas_Gas Boiler - Stack Economizer_A_Achievable Economic TRC Potential | F8 | Industrial | Petroleum | Existing | Space Heating | Natural Gas | Gas Boiler - Stack Economizer | A | Incremental Summer Peak Savings (MW) | Achievable Economic TRC Potential | 0 | 0 | 0 | 0 | 0 | 0 | 0 | 0 | 0 | 0 | 0 | 0 | 0 | 0 | 0 | 0 | 0 | 0 | 0 | 0 | 0 | 0
F9_Industrial_Petroleum_Existing_Space Heating_Natural Gas_Gas Boiler - Stack Economizer_A_Achievable Economic TRC Potential | F9 | Industrial | Petroleum | Existing | Space Heating | Natural Gas | Gas Boiler - Stack Economizer | A | Incremental Winter Peak Savings (MW) | Achievable Economic TRC Potential | 0 | 0 | 0 | 0 | 0 | 0 | 0 | 0 | 0 | 0 | 0 | 0 | 0 | 0 | 0 | 0 | 0 | 0 | 0 | 0 | 0 | 0
F10_Industrial_Petroleum_Existing_Space Heating_Natural Gas_Gas Boiler - Stack Economizer_A_Achievable Economic TRC Potential | F10 | Industrial | Petroleum | Existing | Space Heating | Natural Gas | Gas Boiler - Stack Economizer | A | Cumulative Energy Savings (MWh or mTherms) | Achievable Economic TRC Potential | 0 | 0 | 0 | 0 | 0 | 0 | 0 | 0 | 0 | 0 | 0 | 0 | 0 | 0 | 0 | 0 | 0 | 0 | 0 | 0 | 0 | 0
F11_Industrial_Petroleum_Existing_Space Heating_Natural Gas_Gas Boiler - Stack Economizer_A_Achievable Economic TRC Potential | F11 | Industrial | Petroleum | Existing | Space Heating | Natural Gas | Gas Boiler - Stack Economizer | A | Cumulative Summer Peak Savings (MW) | Achievable Economic TRC Potential | 0 | 0 | 0 | 0 | 0 | 0 | 0 | 0 | 0 | 0 | 0 | 0 | 0 | 0 | 0 | 0 | 0 | 0 | 0 | 0 | 0 | 0
F12_Industrial_Petroleum_Existing_Space Heating_Natural Gas_Gas Boiler - Stack Economizer_A_Achievable Economic TRC Potential | F12 | Industrial | Petroleum | Existing | Space Heating | Natural Gas | Gas Boiler - Stack Economizer | A | Cumulative Winter Peak Savings (MW) | Achievable Economic TRC Potential | 0 | 0 | 0 | 0 | 0 | 0 | 0 | 0 | 0 | 0 | 0 | 0 | 0 | 0 | 0 | 0 | 0 | 0 | 0 | 0 | 0 | 0
F13_Industrial_Petroleum_Existing_Space Heating_Natural Gas_Gas Boiler - Stack Economizer_A_Achievable Economic TRC Potential | F13 | Industrial | Petroleum | Existing | Space Heating | Natural Gas | Gas Boiler - Stack Economizer | A | Purchases (Incremental) | Achievable Economic TRC Potential | 0 | 0 | 0 | 0 | 0 | 0 | 0 | 0 | 0 | 0 | 0 | 0 | 0 | 0 | 0 | 0 | 0 | 0 | 0 | 0 | 0 | 0
F14_Industrial_Petroleum_Existing_Space Heating_Natural Gas_Gas Boiler - Stack Economizer_A_Achievable Economic TRC Potential | F14 | Industrial | Petroleum | Existing | Space Heating | Natural Gas | Gas Boiler - Stack Economizer | A | Purchases (Cumulative) | Achievable Economic TRC Potential | 0 | 0 | 0 | 0 | 0 | 0 | 0 | 0 | 0 | 0 | 0 | 0 | 0 | 0 | 0 | 0 | 0 | 0 | 0 | 0 | 0 | 0
F1_Industrial_Petroleum_Existing_Process_Natural Gas_Gas Boiler - Stack Economizer_A_Achievable Economic TRC Potential | F1 | Industrial | Petroleum | Existing | Process | Natural Gas | Gas Boiler - Stack Economizer | A | Original Unit Energy Savings (kWh or therms) | Achievable Economic TRC Potential | 0 | 0 | 702.6725 | 702.6725 | 702.6725 | 702.6725 | 702.6725 | 702.6725 | 702.6725 | 702.6725 | 702.6725 | 702.6725 | 702.6725 | 702.6725 | 702.6725 | 702.6725 | 702.6725 | 702.6725 | 702.6725 | 702.6725 | 702.6725 | 702.6725
F2_Industrial_Petroleum_Existing_Process_Natural Gas_Gas Boiler - Stack Economizer_A_Achievable Economic TRC Potential | F2 | Industrial | Petroleum | Existing | Process | Natural Gas | Gas Boiler - Stack Economizer | A | Original Unit Summer Peak Savings (kW) | Achievable Economic TRC Potential | 0 | 0 | 0 | 0 | 0 | 0 | 0 | 0 | 0 | 0 | 0 | 0 | 0 | 0 | 0 | 0 | 0 | 0 | 0 | 0 | 0 | 0
F3_Industrial_Petroleum_Existing_Process_Natural Gas_Gas Boiler - Stack Economizer_A_Achievable Economic TRC Potential | F3 | Industrial | Petroleum | Existing | Process | Natural Gas | Gas Boiler - Stack Economizer | A | Original Unit Winter Peak Savings (kW) | Achievable Economic TRC Potential | 0 | 0 | 0 | 0 | 0 | 0 | 0 | 0 | 0 | 0 | 0 | 0 | 0 | 0 | 0 | 0 | 0 | 0 | 0 | 0 | 0 | 0
F4_Industrial_Petroleum_Existing_Process_Natural Gas_Gas Boiler - Stack Economizer_A_Achievable Economic TRC Potential | F4 | Industrial | Petroleum | Existing | Process | Natural Gas | Gas Boiler - Stack Economizer | A | Standalone Impact on Baseline Energy (%) | Achievable Economic TRC Potential | bar: 2019 to 2040
F5_Industrial_Petroleum_Existing_Process_Natural Gas_Gas Boiler - Stack Economizer_A_Achievable Economic TRC Potential | F5 | Industrial | Petroleum | Existing | Process | Natural Gas | Gas Boiler - Stack Economizer | A | Standalone Impact on Baseline Summer Peak (%) | Achievable Economic TRC Potential | bar: 2019 to 2040
F6_Industrial_Petroleum_Existing_Process_Natural Gas_Gas Boiler - Stack Economizer_A_Achievable Economic TRC Potential | F6 | Industrial | Petroleum | Existing | Process | Natural Gas | Gas Boiler - Stack Economizer | A | Standalone Impact on Baseline Winter Peak (%) | Achievable Economic TRC Potential | bar: 2019 to 2040
F7_Industrial_Petroleum_Existing_Process_Natural Gas_Gas Boiler - Stack Economizer_A_Achievable Economic TRC Potential | F7 | Industrial | Petroleum | Existing | Process | Natural Gas | Gas Boiler - Stack Economizer | A | Incremental Energy Savings (MWh or mTherms) | Achievable Economic TRC Potential | 0 | 0 | 0 | 0 | 0 | 0 | 0 | 0 | 0 | 0 | 0 | 0 | 0 | 0 | 0 | 0 | 0 | 0 | 0 | 0 | 0 | 0
F8_Industrial_Petroleum_Existing_Process_Natural Gas_Gas Boiler - Stack Economizer_A_Achievable Economic TRC Potential | F8 | Industrial | Petroleum | Existing | Process | Natural Gas | Gas Boiler - Stack Economizer | A | Incremental Summer Peak Savings (MW) | Achievable Economic TRC Potential | 0 | 0 | 0 | 0 | 0 | 0 | 0 | 0 | 0 | 0 | 0 | 0 | 0 | 0 | 0 | 0 | 0 | 0 | 0 | 0 | 0 | 0
F9_Industrial_Petroleum_Existing_Process_Natural Gas_Gas Boiler - Stack Economizer_A_Achievable Economic TRC Potential | F9 | Industrial | Petroleum | Existing | Process | Natural Gas | Gas Boiler - Stack Economizer | A | Incremental Winter Peak Savings (MW) | Achievable Economic TRC Potential | 0 | 0 | 0 | 0 | 0 | 0 | 0 | 0 | 0 | 0 | 0 | 0 | 0 | 0 | 0 | 0 | 0 | 0 | 0 | 0 | 0 | 0
F10_Industrial_Petroleum_Existing_Process_Natural Gas_Gas Boiler - Stack Economizer_A_Achievable Economic TRC Potential | F10 | Industrial | Petroleum | Existing | Process | Natural Gas | Gas Boiler - Stack Economizer | A | Cumulative Energy Savings (MWh or mTherms) | Achievable Economic TRC Potential | 0 | 0 | 0 | 0 | 0 | 0 | 0 | 0 | 0 | 0 | 0 | 0 | 0 | 0 | 0 | 0 | 0 | 0 | 0 | 0 | 0 | 0
F11_Industrial_Petroleum_Existing_Process_Natural Gas_Gas Boiler - Stack Economizer_A_Achievable Economic TRC Potential | F11 | Industrial | Petroleum | Existing | Process | Natural Gas | Gas Boiler - Stack Economizer | A | Cumulative Summer Peak Savings (MW) | Achievable Economic TRC Potential | 0 | 0 | 0 | 0 | 0 | 0 | 0 | 0 | 0 | 0 | 0 | 0 | 0 | 0 | 0 | 0 | 0 | 0 | 0 | 0 | 0 | 0
F12_Industrial_Petroleum_Existing_Process_Natural Gas_Gas Boiler - Stack Economizer_A_Achievable Economic TRC Potential | F12 | Industrial | Petroleum | Existing | Process | Natural Gas | Gas Boiler - Stack Economizer | A | Cumulative Winter Peak Savings (MW) | Achievable Economic TRC Potential | 0 | 0 | 0 | 0 | 0 | 0 | 0 | 0 | 0 | 0 | 0 | 0 | 0 | 0 | 0 | 0 | 0 | 0 | 0 | 0 | 0 | 0
F13_Industrial_Petroleum_Existing_Process_Natural Gas_Gas Boiler - Stack Economizer_A_Achievable Economic TRC Potential | F13 | Industrial | Petroleum | Existing | Process | Natural Gas | Gas Boiler - Stack Economizer | A | Purchases (Incremental) | Achievable Economic TRC Potential | 0 | 0 | 0 | 0 | 0 | 0 | 0 | 0 | 0 | 0 | 0 | 0 | 0 | 0 | 0 | 0 | 0 | 0 | 0 | 0 | 0 | 0
F14_Industrial_Petroleum_Existing_Process_Natural Gas_Gas Boiler - Stack Economizer_A_Achievable Economic TRC Potential | F14 | Industrial | Petroleum | Existing | Process | Natural Gas | Gas Boiler - Stack Economizer | A | Purchases (Cumulative) | Achievable Economic TRC Potential | 0 | 0 | 0 | 0 | 0 | 0 | 0 | 0 | 0 | 0 | 0 | 0 | 0 | 0 | 0 | 0 | 0 | 0 | 0 | 0 | 0 | 0
F1_Industrial_Petroleum_Existing_Space Heating_Natural Gas_Gas Furnace Tube Inserts_A_Achievable Economic TRC Potential | F1 | Industrial | Petroleum | Existing | Space Heating | Natural Gas | Gas Furnace Tube Inserts | A | Original Unit Energy Savings (kWh or therms) | Achievable Economic TRC Potential | 0 | 0 | 0.088102 | 0.087615 | 0.087128 | 0.086647 | 0.086173 | 0.085712 | 0.085266 | 0.084839 | 0.084432 | 0.08405 | 0.08369 | 0.083351 | 0.083032 | 0.082732 | 0.082449 | 0.082183 | 0.081933 | 0.081697 | 0.081476 | 0.081267
F2_Industrial_Petroleum_Existing_Space Heating_Natural Gas_Gas Furnace Tube Inserts_A_Achievable Economic TRC Potential | F2 | Industrial | Petroleum | Existing | Space Heating | Natural Gas | Gas Furnace Tube Inserts | A | Original Unit Summer Peak Savings (kW) | Achievable Economic TRC Potential | 0 | 0 | 0 | 0 | 0 | 0 | 0 | 0 | 0 | 0 | 0 | 0 | 0 | 0 | 0 | 0 | 0 | 0 | 0 | 0 | 0 | 0
F3_Industrial_Petroleum_Existing_Space Heating_Natural Gas_Gas Furnace Tube Inserts_A_Achievable Economic TRC Potential | F3 | Industrial | Petroleum | Existing | Space Heating | Natural Gas | Gas Furnace Tube Inserts | A | Original Unit Winter Peak Savings (kW) | Achievable Economic TRC Potential | 0 | 0 | 0 | 0 | 0 | 0 | 0 | 0 | 0 | 0 | 0 | 0 | 0 | 0 | 0 | 0 | 0 | 0 | 0 | 0 | 0 | 0
F4_Industrial_Petroleum_Existing_Space Heating_Natural Gas_Gas Furnace Tube Inserts_A_Achievable Economic TRC Potential | F4 | Industrial | Petroleum | Existing | Space Heating | Natural Gas | Gas Furnace Tube Inserts | A | Standalone Impact on Baseline Energy (%) | Achievable Economic TRC Potential | bar: 2019 to 2040
F5_Industrial_Petroleum_Existing_Space Heating_Natural Gas_Gas Furnace Tube Inserts_A_Achievable Economic TRC Potential | F5 | Industrial | Petroleum | Existing | Space Heating | Natural Gas | Gas Furnace Tube Inserts | A | Standalone Impact on Baseline Summer Peak (%) | Achievable Economic TRC Potential | bar: 2019 to 2040
F6_Industrial_Petroleum_Existing_Space Heating_Natural Gas_Gas Furnace Tube Inserts_A_Achievable Economic TRC Potential | F6 | Industrial | Petroleum | Existing | Space Heating | Natural Gas | Gas Furnace Tube Inserts | A | Standalone Impact on Baseline Winter Peak (%) | Achievable Economic TRC Potential | bar: 2019 to 2040
F7_Industrial_Petroleum_Existing_Space Heating_Natural Gas_Gas Furnace Tube Inserts_A_Achievable Economic TRC Potential | F7 | Industrial | Petroleum | Existing | Space Heating | Natural Gas | Gas Furnace Tube Inserts | A | Incremental Energy Savings (MWh or mTherms) | Achievable Economic TRC Potential | 0 | 0 | 0 | 0 | 0 | 0 | 0 | 0 | 0 | 0 | 0 | 0 | 0 | 0 | 0 | 0 | 0 | 0 | 0 | 0 | 0 | 0
F8_Industrial_Petroleum_Existing_Space Heating_Natural Gas_Gas Furnace Tube Inserts_A_Achievable Economic TRC Potential | F8 | Industrial | Petroleum | Existing | Space Heating | Natural Gas | Gas Furnace Tube Inserts | A | Incremental Summer Peak Savings (MW) | Achievable Economic TRC Potential | 0 | 0 | 0 | 0 | 0 | 0 | 0 | 0 | 0 | 0 | 0 | 0 | 0 | 0 | 0 | 0 | 0 | 0 | 0 | 0 | 0 | 0
F9_Industrial_Petroleum_Existing_Space Heating_Natural Gas_Gas Furnace Tube Inserts_A_Achievable Economic TRC Potential | F9 | Industrial | Petroleum | Existing | Space Heating | Natural Gas | Gas Furnace Tube Inserts | A | Incremental Winter Peak Savings (MW) | Achievable Economic TRC Potential | 0 | 0 | 0 | 0 | 0 | 0 | 0 | 0 | 0 | 0 | 0 | 0 | 0 | 0 | 0 | 0 | 0 | 0 | 0 | 0 | 0 | 0
F10_Industrial_Petroleum_Existing_Space Heating_Natural Gas_Gas Furnace Tube Inserts_A_Achievable Economic TRC Potential | F10 | Industrial | Petroleum | Existing | Space Heating | Natural Gas | Gas Furnace Tube Inserts | A | Cumulative Energy Savings (MWh or mTherms) | Achievable Economic TRC Potential | 0 | 0 | 0 | 0 | 0 | 0 | 0 | 0 | 0 | 0 | 0 | 0 | 0 | 0 | 0 | 0 | 0 | 0 | 0 | 0 | 0 | 0
F11_Industrial_Petroleum_Existing_Space Heating_Natural Gas_Gas Furnace Tube Inserts_A_Achievable Economic TRC Potential | F11 | Industrial | Petroleum | Existing | Space Heating | Natural Gas | Gas Furnace Tube Inserts | A | Cumulative Summer Peak Savings (MW) | Achievable Economic TRC Potential | 0 | 0 | 0 | 0 | 0 | 0 | 0 | 0 | 0 | 0 | 0 | 0 | 0 | 0 | 0 | 0 | 0 | 0 | 0 | 0 | 0 | 0
F12_Industrial_Petroleum_Existing_Space Heating_Natural Gas_Gas Furnace Tube Inserts_A_Achievable Economic TRC Potential | F12 | Industrial | Petroleum | Existing | Space Heating | Natural Gas | Gas Furnace Tube Inserts | A | Cumulative Winter Peak Savings (MW) | Achievable Economic TRC Potential | 0 | 0 | 0 | 0 | 0 | 0 | 0 | 0 | 0 | 0 | 0 | 0 | 0 | 0 | 0 | 0 | 0 | 0 | 0 | 0 | 0 | 0
F13_Industrial_Petroleum_Existing_Space Heating_Natural Gas_Gas Furnace Tube Inserts_A_Achievable Economic TRC Potential | F13 | Industrial | Petroleum | Existing | Space Heating | Natural Gas | Gas Furnace Tube Inserts | A | Purchases (Incremental) | Achievable Economic TRC Potential | 0 | 0 | 0 | 0 | 0 | 0 | 0 | 0 | 0 | 0 | 0 | 0 | 0 | 0 | 0 | 0 | 0 | 0 | 0 | 0 | 0 | 0
F14_Industrial_Petroleum_Existing_Space Heating_Natural Gas_Gas Furnace Tube Inserts_A_Achievable Economic TRC Potential | F14 | Industrial | Petroleum | Existing | Space Heating | Natural Gas | Gas Furnace Tube Inserts | A | Purchases (Cumulative) | Achievable Economic TRC Potential | 0 | 0 | 0 | 0 | 0 | 0 | 0 | 0 | 0 | 0 | 0 | 0 | 0 | 0 | 0 | 0 | 0 | 0 | 0 | 0 | 0 | 0
F1_Industrial_Petroleum_Existing_Space Heating_Natural Gas_Space Heating - Heat Recovery Ventilator_A_Achievable Economic TRC Potential | F1 | Industrial | Petroleum | Existing | Space Heating | Natural Gas | Space Heating - Heat Recovery Ventilator | A | Original Unit Energy Savings (kWh or therms) | Achievable Economic TRC Potential | 0 | 0 | 0.013294 | 0.013229 | 0.013164 | 0.0131 | 0.013037 | 0.012976 | 0.012916 | 0.012859 | 0.012805 | 0.012754 | 0.012706 | 0.012661 | 0.012618 | 0.012577 | 0.012539 | 0.012504 | 0.01247 | 0.012439 | 0.012409 | 0.012381
F2_Industrial_Petroleum_Existing_Space Heating_Natural Gas_Space Heating - Heat Recovery Ventilator_A_Achievable Economic TRC Potential | F2 | Industrial | Petroleum | Existing | Space Heating | Natural Gas | Space Heating - Heat Recovery Ventilator | A | Original Unit Summer Peak Savings (kW) | Achievable Economic TRC Potential | 0 | 0 | 0 | 0 | 0 | 0 | 0 | 0 | 0 | 0 | 0 | 0 | 0 | 0 | 0 | 0 | 0 | 0 | 0 | 0 | 0 | 0
F3_Industrial_Petroleum_Existing_Space Heating_Natural Gas_Space Heating - Heat Recovery Ventilator_A_Achievable Economic TRC Potential | F3 | Industrial | Petroleum | Existing | Space Heating | Natural Gas | Space Heating - Heat Recovery Ventilator | A | Original Unit Winter Peak Savings (kW) | Achievable Economic TRC Potential | 0 | 0 | 0 | 0 | 0 | 0 | 0 | 0 | 0 | 0 | 0 | 0 | 0 | 0 | 0 | 0 | 0 | 0 | 0 | 0 | 0 | 0
F4_Industrial_Petroleum_Existing_Space Heating_Natural Gas_Space Heating - Heat Recovery Ventilator_A_Achievable Economic TRC Potential | F4 | Industrial | Petroleum | Existing | Space Heating | Natural Gas | Space Heating - Heat Recovery Ventilator | A | Standalone Impact on Baseline Energy (%) | Achievable Economic TRC Potential | bar: 2019 to 2040
F5_Industrial_Petroleum_Existing_Space Heating_Natural Gas_Space Heating - Heat Recovery Ventilator_A_Achievable Economic TRC Potential | F5 | Industrial | Petroleum | Existing | Space Heating | Natural Gas | Space Heating - Heat Recovery Ventilator | A | Standalone Impact on Baseline Summer Peak (%) | Achievable Economic TRC Potential | bar: 2019 to 2040
F6_Industrial_Petroleum_Existing_Space Heating_Natural Gas_Space Heating - Heat Recovery Ventilator_A_Achievable Economic TRC Potential | F6 | Industrial | Petroleum | Existing | Space Heating | Natural Gas | Space Heating - Heat Recovery Ventilator | A | Standalone Impact on Baseline Winter Peak (%) | Achievable Economic TRC Potential | bar: 2019 to 2040
F7_Industrial_Petroleum_Existing_Space Heating_Natural Gas_Space Heating - Heat Recovery Ventilator_A_Achievable Economic TRC Potential | F7 | Industrial | Petroleum | Existing | Space Heating | Natural Gas | Space Heating - Heat Recovery Ventilator | A | Incremental Energy Savings (MWh or mTherms) | Achievable Economic TRC Potential | 0 | 0 | 0 | 0 | 0 | 0 | 0 | 0 | 0 | 0 | 0 | 0 | 0 | 0 | 0 | 0 | 0 | 0 | 0 | 0 | 0 | 0
F8_Industrial_Petroleum_Existing_Space Heating_Natural Gas_Space Heating - Heat Recovery Ventilator_A_Achievable Economic TRC Potential | F8 | Industrial | Petroleum | Existing | Space Heating | Natural Gas | Space Heating - Heat Recovery Ventilator | A | Incremental Summer Peak Savings (MW) | Achievable Economic TRC Potential | 0 | 0 | 0 | 0 | 0 | 0 | 0 | 0 | 0 | 0 | 0 | 0 | 0 | 0 | 0 | 0 | 0 | 0 | 0 | 0 | 0 | 0
F9_Industrial_Petroleum_Existing_Space Heating_Natural Gas_Space Heating - Heat Recovery Ventilator_A_Achievable Economic TRC Potential | F9 | Industrial | Petroleum | Existing | Space Heating | Natural Gas | Space Heating - Heat Recovery Ventilator | A | Incremental Winter Peak Savings (MW) | Achievable Economic TRC Potential | 0 | 0 | 0 | 0 | 0 | 0 | 0 | 0 | 0 | 0 | 0 | 0 | 0 | 0 | 0 | 0 | 0 | 0 | 0 | 0 | 0 | 0
F10_Industrial_Petroleum_Existing_Space Heating_Natural Gas_Space Heating - Heat Recovery Ventilator_A_Achievable Economic TRC Potential | F10 | Industrial | Petroleum | Existing | Space Heating | Natural Gas | Space Heating - Heat Recovery Ventilator | A | Cumulative Energy Savings (MWh or mTherms) | Achievable Economic TRC Potential | 0 | 0 | 0 | 0 | 0 | 0 | 0 | 0 | 0 | 0 | 0 | 0 | 0 | 0 | 0 | 0 | 0 | 0 | 0 | 0 | 0 | 0
F11_Industrial_Petroleum_Existing_Space Heating_Natural Gas_Space Heating - Heat Recovery Ventilator_A_Achievable Economic TRC Potential | F11 | Industrial | Petroleum | Existing | Space Heating | Natural Gas | Space Heating - Heat Recovery Ventilator | A | Cumulative Summer Peak Savings (MW) | Achievable Economic TRC Potential | 0 | 0 | 0 | 0 | 0 | 0 | 0 | 0 | 0 | 0 | 0 | 0 | 0 | 0 | 0 | 0 | 0 | 0 | 0 | 0 | 0 | 0
F12_Industrial_Petroleum_Existing_Space Heating_Natural Gas_Space Heating - Heat Recovery Ventilator_A_Achievable Economic TRC Potential | F12 | Industrial | Petroleum | Existing | Space Heating | Natural Gas | Space Heating - Heat Recovery Ventilator | A | Cumulative Winter Peak Savings (MW) | Achievable Economic TRC Potential | 0 | 0 | 0 | 0 | 0 | 0 | 0 | 0 | 0 | 0 | 0 | 0 | 0 | 0 | 0 | 0 | 0 | 0 | 0 | 0 | 0 | 0
F13_Industrial_Petroleum_Existing_Space Heating_Natural Gas_Space Heating - Heat Recovery Ventilator_A_Achievable Economic TRC Potential | F13 | Industrial | Petroleum | Existing | Space Heating | Natural Gas | Space Heating - Heat Recovery Ventilator | A | Purchases (Incremental) | Achievable Economic TRC Potential | 0 | 0 | 0 | 0 | 0 | 0 | 0 | 0 | 0 | 0 | 0 | 0 | 0 | 0 | 0 | 0 | 0 | 0 | 0 | 0 | 0 | 0
F14_Industrial_Petroleum_Existing_Space Heating_Natural Gas_Space Heating - Heat Recovery Ventilator_A_Achievable Economic TRC Potential | F14 | Industrial | Petroleum | Existing | Space Heating | Natural Gas | Space Heating - Heat Recovery Ventilator | A | Purchases (Cumulative) | Achievable Economic TRC Potential | 0 | 0 | 0 | 0 | 0 | 0 | 0 | 0 | 0 | 0 | 0 | 0 | 0 | 0 | 0 | 0 | 0 | 0 | 0 | 0 | 0 | 0
F1_Industrial_Petroleum_Existing_Space Heating_Natural Gas_Thermostat - Programmable_A_Achievable Economic TRC Potential | F1 | Industrial | Petroleum | Existing | Space Heating | Natural Gas | Thermostat - Programmable | A | Original Unit Energy Savings (kWh or therms) | Achievable Economic TRC Potential | 0 | 0 | 0.0064314 | 0.0063999 | 0.0063685 | 0.0063375 | 0.006307 | 0.0062773 | 0.0062486 | 0.006221 | 0.0061948 | 0.0061701 | 0.0061468 | 0.0061248 | 0.0061041 | 0.0060846 | 0.0060662 | 0.006049 | 0.0060327 | 0.0060175 | 0.0060032 | 0.0059898
F2_Industrial_Petroleum_Existing_Space Heating_Natural Gas_Thermostat - Programmable_A_Achievable Economic TRC Potential | F2 | Industrial | Petroleum | Existing | Space Heating | Natural Gas | Thermostat - Programmable | A | Original Unit Summer Peak Savings (kW) | Achievable Economic TRC Potential | 0 | 0 | 0 | 0 | 0 | 0 | 0 | 0 | 0 | 0 | 0 | 0 | 0 | 0 | 0 | 0 | 0 | 0 | 0 | 0 | 0 | 0
F3_Industrial_Petroleum_Existing_Space Heating_Natural Gas_Thermostat - Programmable_A_Achievable Economic TRC Potential | F3 | Industrial | Petroleum | Existing | Space Heating | Natural Gas | Thermostat - Programmable | A | Original Unit Winter Peak Savings (kW) | Achievable Economic TRC Potential | 0 | 0 | 0 | 0 | 0 | 0 | 0 | 0 | 0 | 0 | 0 | 0 | 0 | 0 | 0 | 0 | 0 | 0 | 0 | 0 | 0 | 0
F4_Industrial_Petroleum_Existing_Space Heating_Natural Gas_Thermostat - Programmable_A_Achievable Economic TRC Potential | F4 | Industrial | Petroleum | Existing | Space Heating | Natural Gas | Thermostat - Programmable | A | Standalone Impact on Baseline Energy (%) | Achievable Economic TRC Potential | bar: 2019 to 2040
F5_Industrial_Petroleum_Existing_Space Heating_Natural Gas_Thermostat - Programmable_A_Achievable Economic TRC Potential | F5 | Industrial | Petroleum | Existing | Space Heating | Natural Gas | Thermostat - Programmable | A | Standalone Impact on Baseline Summer Peak (%) | Achievable Economic TRC Potential | bar: 2019 to 2040
F6_Industrial_Petroleum_Existing_Space Heating_Natural Gas_Thermostat - Programmable_A_Achievable Economic TRC Potential | F6 | Industrial | Petroleum | Existing | Space Heating | Natural Gas | Thermostat - Programmable | A | Standalone Impact on Baseline Winter Peak (%) | Achievable Economic TRC Potential | bar: 2019 to 2040
F7_Industrial_Petroleum_Existing_Space Heating_Natural Gas_Thermostat - Programmable_A_Achievable Economic TRC Potential | F7 | Industrial | Petroleum | Existing | Space Heating | Natural Gas | Thermostat - Programmable | A | Incremental Energy Savings (MWh or mTherms) | Achievable Economic TRC Potential | 0 | 0 | 0 | 0 | 0 | 0 | 0 | 0 | 0 | 0 | 0 | 0 | 0 | 0 | 0 | 0 | 0 | 0 | 0 | 0 | 0 | 0
F8_Industrial_Petroleum_Existing_Space Heating_Natural Gas_Thermostat - Programmable_A_Achievable Economic TRC Potential | F8 | Industrial | Petroleum | Existing | Space Heating | Natural Gas | Thermostat - Programmable | A | Incremental Summer Peak Savings (MW) | Achievable Economic TRC Potential | 0 | 0 | 0 | 0 | 0 | 0 | 0 | 0 | 0 | 0 | 0 | 0 | 0 | 0 | 0 | 0 | 0 | 0 | 0 | 0 | 0 | 0
F9_Industrial_Petroleum_Existing_Space Heating_Natural Gas_Thermostat - Programmable_A_Achievable Economic TRC Potential | F9 | Industrial | Petroleum | Existing | Space Heating | Natural Gas | Thermostat - Programmable | A | Incremental Winter Peak Savings (MW) | Achievable Economic TRC Potential | 0 | 0 | 0 | 0 | 0 | 0 | 0 | 0 | 0 | 0 | 0 | 0 | 0 | 0 | 0 | 0 | 0 | 0 | 0 | 0 | 0 | 0
F10_Industrial_Petroleum_Existing_Space Heating_Natural Gas_Thermostat - Programmable_A_Achievable Economic TRC Potential | F10 | Industrial | Petroleum | Existing | Space Heating | Natural Gas | Thermostat - Programmable | A | Cumulative Energy Savings (MWh or mTherms) | Achievable Economic TRC Potential | 0 | 0 | 0 | 0 | 0 | 0 | 0 | 0 | 0 | 0 | 0 | 0 | 0 | 0 | 0 | 0 | 0 | 0 | 0 | 0 | 0 | 0
F11_Industrial_Petroleum_Existing_Space Heating_Natural Gas_Thermostat - Programmable_A_Achievable Economic TRC Potential | F11 | Industrial | Petroleum | Existing | Space Heating | Natural Gas | Thermostat - Programmable | A | Cumulative Summer Peak Savings (MW) | Achievable Economic TRC Potential | 0 | 0 | 0 | 0 | 0 | 0 | 0 | 0 | 0 | 0 | 0 | 0 | 0 | 0 | 0 | 0 | 0 | 0 | 0 | 0 | 0 | 0
F12_Industrial_Petroleum_Existing_Space Heating_Natural Gas_Thermostat - Programmable_A_Achievable Economic TRC Potential | F12 | Industrial | Petroleum | Existing | Space Heating | Natural Gas | Thermostat - Programmable | A | Cumulative Winter Peak Savings (MW) | Achievable Economic TRC Potential | 0 | 0 | 0 | 0 | 0 | 0 | 0 | 0 | 0 | 0 | 0 | 0 | 0 | 0 | 0 | 0 | 0 | 0 | 0 | 0 | 0 | 0
F13_Industrial_Petroleum_Existing_Space Heating_Natural Gas_Thermostat - Programmable_A_Achievable Economic TRC Potential | F13 | Industrial | Petroleum | Existing | Space Heating | Natural Gas | Thermostat - Programmable | A | Purchases (Incremental) | Achievable Economic TRC Potential | 0 | 0 | 0 | 0 | 0 | 0 | 0 | 0 | 0 | 0 | 0 | 0 | 0 | 0 | 0 | 0 | 0 | 0 | 0 | 0 | 0 | 0
F14_Industrial_Petroleum_Existing_Space Heating_Natural Gas_Thermostat - Programmable_A_Achievable Economic TRC Potential | F14 | Industrial | Petroleum | Existing | Space Heating | Natural Gas | Thermostat - Programmable | A | Purchases (Cumulative) | Achievable Economic TRC Potential | 0 | 0 | 0 | 0 | 0 | 0 | 0 | 0 | 0 | 0 | 0 | 0 | 0 | 0 | 0 | 0 | 0 | 0 | 0 | 0 | 0 | 0
F1_Industrial_Petroleum_Existing_Space Heating_Natural Gas_ENERGY STAR Connected Thermostat_A_Achievable Economic TRC Potential | F1 | Industrial | Petroleum | Existing | Space Heating | Natural Gas | ENERGY STAR Connected Thermostat | A | Original Unit Energy Savings (kWh or therms) | Achievable Economic TRC Potential | 0 | 0 | 0.015547 | 0.015471 | 0.015395 | 0.01532 | 0.015246 | 0.015174 | 0.015105 | 0.015038 | 0.014975 | 0.014915 | 0.014859 | 0.014806 | 0.014756 | 0.014709 | 0.014664 | 0.014622 | 0.014583 | 0.014546 | 0.014512 | 0.014479
F2_Industrial_Petroleum_Existing_Space Heating_Natural Gas_ENERGY STAR Connected Thermostat_A_Achievable Economic TRC Potential | F2 | Industrial | Petroleum | Existing | Space Heating | Natural Gas | ENERGY STAR Connected Thermostat | A | Original Unit Summer Peak Savings (kW) | Achievable Economic TRC Potential | 0 | 0 | 0 | 0 | 0 | 0 | 0 | 0 | 0 | 0 | 0 | 0 | 0 | 0 | 0 | 0 | 0 | 0 | 0 | 0 | 0 | 0
F3_Industrial_Petroleum_Existing_Space Heating_Natural Gas_ENERGY STAR Connected Thermostat_A_Achievable Economic TRC Potential | F3 | Industrial | Petroleum | Existing | Space Heating | Natural Gas | ENERGY STAR Connected Thermostat | A | Original Unit Winter Peak Savings (kW) | Achievable Economic TRC Potential | 0 | 0 | 0 | 0 | 0 | 0 | 0 | 0 | 0 | 0 | 0 | 0 | 0 | 0 | 0 | 0 | 0 | 0 | 0 | 0 | 0 | 0
F4_Industrial_Petroleum_Existing_Space Heating_Natural Gas_ENERGY STAR Connected Thermostat_A_Achievable Economic TRC Potential | F4 | Industrial | Petroleum | Existing | Space Heating | Natural Gas | ENERGY STAR Connected Thermostat | A | Standalone Impact on Baseline Energy (%) | Achievable Economic TRC Potential | bar: 2019 to 2040
F5_Industrial_Petroleum_Existing_Space Heating_Natural Gas_ENERGY STAR Connected Thermostat_A_Achievable Economic TRC Potential | F5 | Industrial | Petroleum | Existing | Space Heating | Natural Gas | ENERGY STAR Connected Thermostat | A | Standalone Impact on Baseline Summer Peak (%) | Achievable Economic TRC Potential | bar: 2019 to 2040
F6_Industrial_Petroleum_Existing_Space Heating_Natural Gas_ENERGY STAR Connected Thermostat_A_Achievable Economic TRC Potential | F6 | Industrial | Petroleum | Existing | Space Heating | Natural Gas | ENERGY STAR Connected Thermostat | A | Standalone Impact on Baseline Winter Peak (%) | Achievable Economic TRC Potential | bar: 2019 to 2040
F7_Industrial_Petroleum_Existing_Space Heating_Natural Gas_ENERGY STAR Connected Thermostat_A_Achievable Economic TRC Potential | F7 | Industrial | Petroleum | Existing | Space Heating | Natural Gas | ENERGY STAR Connected Thermostat | A | Incremental Energy Savings (MWh or mTherms) | Achievable Economic TRC Potential | 0 | 0 | 0 | 0 | 0 | 0 | 0 | 0 | 0 | 0 | 0 | 0 | 0 | 0 | 0 | 0 | 0 | 0 | 0 | 0 | 0 | 0
F8_Industrial_Petroleum_Existing_Space Heating_Natural Gas_ENERGY STAR Connected Thermostat_A_Achievable Economic TRC Potential | F8 | Industrial | Petroleum | Existing | Space Heating | Natural Gas | ENERGY STAR Connected Thermostat | A | Incremental Summer Peak Savings (MW) | Achievable Economic TRC Potential | 0 | 0 | 0 | 0 | 0 | 0 | 0 | 0 | 0 | 0 | 0 | 0 | 0 | 0 | 0 | 0 | 0 | 0 | 0 | 0 | 0 | 0
F9_Industrial_Petroleum_Existing_Space Heating_Natural Gas_ENERGY STAR Connected Thermostat_A_Achievable Economic TRC Potential | F9 | Industrial | Petroleum | Existing | Space Heating | Natural Gas | ENERGY STAR Connected Thermostat | A | Incremental Winter Peak Savings (MW) | Achievable Economic TRC Potential | 0 | 0 | 0 | 0 | 0 | 0 | 0 | 0 | 0 | 0 | 0 | 0 | 0 | 0 | 0 | 0 | 0 | 0 | 0 | 0 | 0 | 0
F10_Industrial_Petroleum_Existing_Space Heating_Natural Gas_ENERGY STAR Connected Thermostat_A_Achievable Economic TRC Potential | F10 | Industrial | Petroleum | Existing | Space Heating | Natural Gas | ENERGY STAR Connected Thermostat | A | Cumulative Energy Savings (MWh or mTherms) | Achievable Economic TRC Potential | 0 | 0 | 0 | 0 | 0 | 0 | 0 | 0 | 0 | 0 | 0 | 0 | 0 | 0 | 0 | 0 | 0 | 0 | 0 | 0 | 0 | 0
F11_Industrial_Petroleum_Existing_Space Heating_Natural Gas_ENERGY STAR Connected Thermostat_A_Achievable Economic TRC Potential | F11 | Industrial | Petroleum | Existing | Space Heating | Natural Gas | ENERGY STAR Connected Thermostat | A | Cumulative Summer Peak Savings (MW) | Achievable Economic TRC Potential | 0 | 0 | 0 | 0 | 0 | 0 | 0 | 0 | 0 | 0 | 0 | 0 | 0 | 0 | 0 | 0 | 0 | 0 | 0 | 0 | 0 | 0
F12_Industrial_Petroleum_Existing_Space Heating_Natural Gas_ENERGY STAR Connected Thermostat_A_Achievable Economic TRC Potential | F12 | Industrial | Petroleum | Existing | Space Heating | Natural Gas | ENERGY STAR Connected Thermostat | A | Cumulative Winter Peak Savings (MW) | Achievable Economic TRC Potential | 0 | 0 | 0 | 0 | 0 | 0 | 0 | 0 | 0 | 0 | 0 | 0 | 0 | 0 | 0 | 0 | 0 | 0 | 0 | 0 | 0 | 0
F13_Industrial_Petroleum_Existing_Space Heating_Natural Gas_ENERGY STAR Connected Thermostat_A_Achievable Economic TRC Potential | F13 | Industrial | Petroleum | Existing | Space Heating | Natural Gas | ENERGY STAR Connected Thermostat | A | Purchases (Incremental) | Achievable Economic TRC Potential | 0 | 0 | 0 | 0 | 0 | 0 | 0 | 0 | 0 | 0 | 0 | 0 | 0 | 0 | 0 | 0 | 0 | 0 | 0 | 0 | 0 | 0
F14_Industrial_Petroleum_Existing_Space Heating_Natural Gas_ENERGY STAR Connected Thermostat_A_Achievable Economic TRC Potential | F14 | Industrial | Petroleum | Existing | Space Heating | Natural Gas | ENERGY STAR Connected Thermostat | A | Purchases (Cumulative) | Achievable Economic TRC Potential | 0 | 0 | 0 | 0 | 0 | 0 | 0 | 0 | 0 | 0 | 0 | 0 | 0 | 0 | 0 | 0 | 0 | 0 | 0 | 0 | 0 | 0
F1_Industrial_Petroleum_Existing_Space Heating_Natural Gas_Destratification Fans (HVLS)_A_Achievable Economic TRC Potential | F1 | Industrial | Petroleum | Existing | Space Heating | Natural Gas | Destratification Fans (HVLS) | A | Original Unit Energy Savings (kWh or therms) | Achievable Economic TRC Potential | 0 | 0 | 0.015547 | 0.015471 | 0.015395 | 0.01532 | 0.015246 | 0.015174 | 0.015105 | 0.015038 | 0.014975 | 0.014915 | 0.014859 | 0.014806 | 0.014756 | 0.014709 | 0.014664 | 0.014622 | 0.014583 | 0.014546 | 0.014512 | 0.014479
F2_Industrial_Petroleum_Existing_Space Heating_Natural Gas_Destratification Fans (HVLS)_A_Achievable Economic TRC Potential | F2 | Industrial | Petroleum | Existing | Space Heating | Natural Gas | Destratification Fans (HVLS) | A | Original Unit Summer Peak Savings (kW) | Achievable Economic TRC Potential | 0 | 0 | 0 | 0 | 0 | 0 | 0 | 0 | 0 | 0 | 0 | 0 | 0 | 0 | 0 | 0 | 0 | 0 | 0 | 0 | 0 | 0
F3_Industrial_Petroleum_Existing_Space Heating_Natural Gas_Destratification Fans (HVLS)_A_Achievable Economic TRC Potential | F3 | Industrial | Petroleum | Existing | Space Heating | Natural Gas | Destratification Fans (HVLS) | A | Original Unit Winter Peak Savings (kW) | Achievable Economic TRC Potential | 0 | 0 | 0 | 0 | 0 | 0 | 0 | 0 | 0 | 0 | 0 | 0 | 0 | 0 | 0 | 0 | 0 | 0 | 0 | 0 | 0 | 0
F4_Industrial_Petroleum_Existing_Space Heating_Natural Gas_Destratification Fans (HVLS)_A_Achievable Economic TRC Potential | F4 | Industrial | Petroleum | Existing | Space Heating | Natural Gas | Destratification Fans (HVLS) | A | Standalone Impact on Baseline Energy (%) | Achievable Economic TRC Potential | bar: 2019 to 2040
F5_Industrial_Petroleum_Existing_Space Heating_Natural Gas_Destratification Fans (HVLS)_A_Achievable Economic TRC Potential | F5 | Industrial | Petroleum | Existing | Space Heating | Natural Gas | Destratification Fans (HVLS) | A | Standalone Impact on Baseline Summer Peak (%) | Achievable Economic TRC Potential | bar: 2019 to 2040
F6_Industrial_Petroleum_Existing_Space Heating_Natural Gas_Destratification Fans (HVLS)_A_Achievable Economic TRC Potential | F6 | Industrial | Petroleum | Existing | Space Heating | Natural Gas | Destratification Fans (HVLS) | A | Standalone Impact on Baseline Winter Peak (%) | Achievable Economic TRC Potential | bar: 2019 to 2040
F7_Industrial_Petroleum_Existing_Space Heating_Natural Gas_Destratification Fans (HVLS)_A_Achievable Economic TRC Potential | F7 | Industrial | Petroleum | Existing | Space Heating | Natural Gas | Destratification Fans (HVLS) | A | Incremental Energy Savings (MWh or mTherms) | Achievable Economic TRC Potential | 0 | 0 | 0 | 0 | 0 | 0 | 0 | 0 | 0 | 0 | 0 | 0 | 0 | 0 | 0 | 0 | 0 | 0 | 0 | 0 | 0 | 0
F8_Industrial_Petroleum_Existing_Space Heating_Natural Gas_Destratification Fans (HVLS)_A_Achievable Economic TRC Potential | F8 | Industrial | Petroleum | Existing | Space Heating | Natural Gas | Destratification Fans (HVLS) | A | Incremental Summer Peak Savings (MW) | Achievable Economic TRC Potential | 0 | 0 | 0 | 0 | 0 | 0 | 0 | 0 | 0 | 0 | 0 | 0 | 0 | 0 | 0 | 0 | 0 | 0 | 0 | 0 | 0 | 0
F9_Industrial_Petroleum_Existing_Space Heating_Natural Gas_Destratification Fans (HVLS)_A_Achievable Economic TRC Potential | F9 | Industrial | Petroleum | Existing | Space Heating | Natural Gas | Destratification Fans (HVLS) | A | Incremental Winter Peak Savings (MW) | Achievable Economic TRC Potential | 0 | 0 | 0 | 0 | 0 | 0 | 0 | 0 | 0 | 0 | 0 | 0 | 0 | 0 | 0 | 0 | 0 | 0 | 0 | 0 | 0 | 0
F10_Industrial_Petroleum_Existing_Space Heating_Natural Gas_Destratification Fans (HVLS)_A_Achievable Economic TRC Potential | F10 | Industrial | Petroleum | Existing | Space Heating | Natural Gas | Destratification Fans (HVLS) | A | Cumulative Energy Savings (MWh or mTherms) | Achievable Economic TRC Potential | 0 | 0 | 0 | 0 | 0 | 0 | 0 | 0 | 0 | 0 | 0 | 0 | 0 | 0 | 0 | 0 | 0 | 0 | 0 | 0 | 0 | 0
F11_Industrial_Petroleum_Existing_Space Heating_Natural Gas_Destratification Fans (HVLS)_A_Achievable Economic TRC Potential | F11 | Industrial | Petroleum | Existing | Space Heating | Natural Gas | Destratification Fans (HVLS) | A | Cumulative Summer Peak Savings (MW) | Achievable Economic TRC Potential | 0 | 0 | 0 | 0 | 0 | 0 | 0 | 0 | 0 | 0 | 0 | 0 | 0 | 0 | 0 | 0 | 0 | 0 | 0 | 0 | 0 | 0
F12_Industrial_Petroleum_Existing_Space Heating_Natural Gas_Destratification Fans (HVLS)_A_Achievable Economic TRC Potential | F12 | Industrial | Petroleum | Existing | Space Heating | Natural Gas | Destratification Fans (HVLS) | A | Cumulative Winter Peak Savings (MW) | Achievable Economic TRC Potential | 0 | 0 | 0 | 0 | 0 | 0 | 0 | 0 | 0 | 0 | 0 | 0 | 0 | 0 | 0 | 0 | 0 | 0 | 0 | 0 | 0 | 0
F13_Industrial_Petroleum_Existing_Space Heating_Natural Gas_Destratification Fans (HVLS)_A_Achievable Economic TRC Potential | F13 | Industrial | Petroleum | Existing | Space Heating | Natural Gas | Destratification Fans (HVLS) | A | Purchases (Incremental) | Achievable Economic TRC Potential | 0 | 0 | 0 | 0 | 0 | 0 | 0 | 0 | 0 | 0 | 0 | 0 | 0 | 0 | 0 | 0 | 0 | 0 | 0 | 0 | 0 | 0
F14_Industrial_Petroleum_Existing_Space Heating_Natural Gas_Destratification Fans (HVLS)_A_Achievable Economic TRC Potential | F14 | Industrial | Petroleum | Existing | Space Heating | Natural Gas | Destratification Fans (HVLS) | A | Purchases (Cumulative) | Achievable Economic TRC Potential | 0 | 0 | 0 | 0 | 0 | 0 | 0 | 0 | 0 | 0 | 0 | 0 | 0 | 0 | 0 | 0 | 0 | 0 | 0 | 0 | 0 | 0
F1_Industrial_Petroleum_Existing_Space Heating_Natural Gas_Gas Boiler - Insulate Steam Lines/Condensate Tank_A_Achievable Economic TRC Potential | F1 | Industrial | Petroleum | Existing | Space Heating | Natural Gas | Gas Boiler - Insulate Steam Lines/Condensate Tank | A | Original Unit Energy Savings (kWh or therms) | Achievable Economic TRC Potential | 0 | 0 | 1154.2339 | 1151.3365 | 1148.4988 | 1145.7275 | 1143.0284 | 1140.407 | 1137.8682 | 1135.4165 | 1133.0559 | 1130.7901 | 1128.6224 | 1126.556 | 1124.5936 | 1122.7378 | 1120.9907 | 1119.3546 | 1117.8313 | 1116.4225 | 1115.1298 | 1113.9546
F2_Industrial_Petroleum_Existing_Space Heating_Natural Gas_Gas Boiler - Insulate Steam Lines/Condensate Tank_A_Achievable Economic TRC Potential | F2 | Industrial | Petroleum | Existing | Space Heating | Natural Gas | Gas Boiler - Insulate Steam Lines/Condensate Tank | A | Original Unit Summer Peak Savings (kW) | Achievable Economic TRC Potential | 0 | 0 | 0 | 0 | 0 | 0 | 0 | 0 | 0 | 0 | 0 | 0 | 0 | 0 | 0 | 0 | 0 | 0 | 0 | 0 | 0 | 0
F3_Industrial_Petroleum_Existing_Space Heating_Natural Gas_Gas Boiler - Insulate Steam Lines/Condensate Tank_A_Achievable Economic TRC Potential | F3 | Industrial | Petroleum | Existing | Space Heating | Natural Gas | Gas Boiler - Insulate Steam Lines/Condensate Tank | A | Original Unit Winter Peak Savings (kW) | Achievable Economic TRC Potential | 0 | 0 | 0 | 0 | 0 | 0 | 0 | 0 | 0 | 0 | 0 | 0 | 0 | 0 | 0 | 0 | 0 | 0 | 0 | 0 | 0 | 0
F4_Industrial_Petroleum_Existing_Space Heating_Natural Gas_Gas Boiler - Insulate Steam Lines/Condensate Tank_A_Achievable Economic TRC Potential | F4 | Industrial | Petroleum | Existing | Space Heating | Natural Gas | Gas Boiler - Insulate Steam Lines/Condensate Tank | A | Standalone Impact on Baseline Energy (%) | Achievable Economic TRC Potential | 0% | 0% | 0.01057% | 0.02137% | 0.03241% | 0.04371% | 0.05526% | 0.06706% | 0.07912% | 0.09143% | 0.104% | 0.1168% | 0.1299% | 0.1433% | 0.1569% | 0.1707% | 0.1848% | 0.1992% | 0.2139% | 0.2289% | 0.2441% | 0.2596%
F5_Industrial_Petroleum_Existing_Space Heating_Natural Gas_Gas Boiler - Insulate Steam Lines/Condensate Tank_A_Achievable Economic TRC Potential | F5 | Industrial | Petroleum | Existing | Space Heating | Natural Gas | Gas Boiler - Insulate Steam Lines/Condensate Tank | A | Standalone Impact on Baseline Summer Peak (%) | Achievable Economic TRC Potential | bar: 2019 to 2040
F6_Industrial_Petroleum_Existing_Space Heating_Natural Gas_Gas Boiler - Insulate Steam Lines/Condensate Tank_A_Achievable Economic TRC Potential | F6 | Industrial | Petroleum | Existing | Space Heating | Natural Gas | Gas Boiler - Insulate Steam Lines/Condensate Tank | A | Standalone Impact on Baseline Winter Peak (%) | Achievable Economic TRC Potential | bar: 2019 to 2040
F7_Industrial_Petroleum_Existing_Space Heating_Natural Gas_Gas Boiler - Insulate Steam Lines/Condensate Tank_A_Achievable Economic TRC Potential | F7 | Industrial | Petroleum | Existing | Space Heating | Natural Gas | Gas Boiler - Insulate Steam Lines/Condensate Tank | A | Incremental Energy Savings (MWh or mTherms) | Achievable Economic TRC Potential | 0 | 0 | 0.00057376 | 0.00056245 | 0.00055139 | 0.00054058 | 0.00053 | 0.00051967 | 0.00050957 | 0.00049971 | 0.00049007 | 0.00048066 | 0.00047147 | 0.00046249 | 0.00045372 | 0.00044517 | 0.00043681 | 0.00042865 | 0.00042069 | 0.00041291 | 0.00040533 | 0.00039792
F8_Industrial_Petroleum_Existing_Space Heating_Natural Gas_Gas Boiler - Insulate Steam Lines/Condensate Tank_A_Achievable Economic TRC Potential | F8 | Industrial | Petroleum | Existing | Space Heating | Natural Gas | Gas Boiler - Insulate Steam Lines/Condensate Tank | A | Incremental Summer Peak Savings (MW) | Achievable Economic TRC Potential | 0 | 0 | 0 | 0 | 0 | 0 | 0 | 0 | 0 | 0 | 0 | 0 | 0 | 0 | 0 | 0 | 0 | 0 | 0 | 0 | 0 | 0
F9_Industrial_Petroleum_Existing_Space Heating_Natural Gas_Gas Boiler - Insulate Steam Lines/Condensate Tank_A_Achievable Economic TRC Potential | F9 | Industrial | Petroleum | Existing | Space Heating | Natural Gas | Gas Boiler - Insulate Steam Lines/Condensate Tank | A | Incremental Winter Peak Savings (MW) | Achievable Economic TRC Potential | 0 | 0 | 0 | 0 | 0 | 0 | 0 | 0 | 0 | 0 | 0 | 0 | 0 | 0 | 0 | 0 | 0 | 0 | 0 | 0 | 0 | 0
F10_Industrial_Petroleum_Existing_Space Heating_Natural Gas_Gas Boiler - Insulate Steam Lines/Condensate Tank_A_Achievable Economic TRC Potential | F10 | Industrial | Petroleum | Existing | Space Heating | Natural Gas | Gas Boiler - Insulate Steam Lines/Condensate Tank | A | Cumulative Energy Savings (MWh or mTherms) | Achievable Economic TRC Potential | 0 | 0 | 0.00057376 | 0.0011348 | 0.0016834 | 0.0022199 | 0.0027446 | 0.003258 | 0.0037603 | 0.004252 | 0.0047332 | 0.0052044 | 0.0056659 | 0.006118 | 0.0065611 | 0.0069954 | 0.0074213 | 0.0078391 | 0.0082492 | 0.0086517 | 0.009047 | 0.0094354
F11_Industrial_Petroleum_Existing_Space Heating_Natural Gas_Gas Boiler - Insulate Steam Lines/Condensate Tank_A_Achievable Economic TRC Potential | F11 | Industrial | Petroleum | Existing | Space Heating | Natural Gas | Gas Boiler - Insulate Steam Lines/Condensate Tank | A | Cumulative Summer Peak Savings (MW) | Achievable Economic TRC Potential | 0 | 0 | 0 | 0 | 0 | 0 | 0 | 0 | 0 | 0 | 0 | 0 | 0 | 0 | 0 | 0 | 0 | 0 | 0 | 0 | 0 | 0
F12_Industrial_Petroleum_Existing_Space Heating_Natural Gas_Gas Boiler - Insulate Steam Lines/Condensate Tank_A_Achievable Economic TRC Potential | F12 | Industrial | Petroleum | Existing | Space Heating | Natural Gas | Gas Boiler - Insulate Steam Lines/Condensate Tank | A | Cumulative Winter Peak Savings (MW) | Achievable Economic TRC Potential | 0 | 0 | 0 | 0 | 0 | 0 | 0 | 0 | 0 | 0 | 0 | 0 | 0 | 0 | 0 | 0 | 0 | 0 | 0 | 0 | 0 | 0
F13_Industrial_Petroleum_Existing_Space Heating_Natural Gas_Gas Boiler - Insulate Steam Lines/Condensate Tank_A_Achievable Economic TRC Potential | F13 | Industrial | Petroleum | Existing | Space Heating | Natural Gas | Gas Boiler - Insulate Steam Lines/Condensate Tank | A | Purchases (Incremental) | Achievable Economic TRC Potential | 0 | 0 | 0.00049709 | 0.00048852 | 0.0004801 | 0.00047182 | 0.00046368 | 0.00045569 | 0.00044783 | 0.00044011 | 0.00043252 | 0.00042507 | 0.00041774 | 0.00041053 | 0.00040346 | 0.0003965 | 0.00038966 | 0.00038295 | 0.00037634 | 0.00036985 | 0.00036348 | 0.00035721
F14_Industrial_Petroleum_Existing_Space Heating_Natural Gas_Gas Boiler - Insulate Steam Lines/Condensate Tank_A_Achievable Economic TRC Potential | F14 | Industrial | Petroleum | Existing | Space Heating | Natural Gas | Gas Boiler - Insulate Steam Lines/Condensate Tank | A | Purchases (Cumulative) | Achievable Economic TRC Potential | 0 | 0 | 0.00049709 | 0.00098561 | 0.0014657 | 0.0019375 | 0.0024012 | 0.0028569 | 0.0033047 | 0.0037448 | 0.0041774 | 0.0046024 | 0.0050202 | 0.0054307 | 0.0058342 | 0.0062307 | 0.0066203 | 0.0070033 | 0.0073796 | 0.0077495 | 0.0081129 | 0.0084702
F1_Industrial_Petroleum_Existing_Process_Natural Gas_Gas Boiler - Insulate Steam Lines/Condensate Tank_A_Achievable Economic TRC Potential | F1 | Industrial | Petroleum | Existing | Process | Natural Gas | Gas Boiler - Insulate Steam Lines/Condensate Tank | A | Original Unit Energy Savings (kWh or therms) | Achievable Economic TRC Potential | 0 | 0 | 5813.0737 | 5813.0737 | 5813.0737 | 5813.0737 | 5813.0737 | 5813.0737 | 5813.0737 | 5813.0737 | 5813.0737 | 5813.0737 | 5813.0737 | 5813.0737 | 5813.0737 | 5813.0737 | 5813.0737 | 5813.0737 | 5813.0737 | 5813.0737 | 5813.0737 | 5813.0737
F2_Industrial_Petroleum_Existing_Process_Natural Gas_Gas Boiler - Insulate Steam Lines/Condensate Tank_A_Achievable Economic TRC Potential | F2 | Industrial | Petroleum | Existing | Process | Natural Gas | Gas Boiler - Insulate Steam Lines/Condensate Tank | A | Original Unit Summer Peak Savings (kW) | Achievable Economic TRC Potential | 0 | 0 | 0 | 0 | 0 | 0 | 0 | 0 | 0 | 0 | 0 | 0 | 0 | 0 | 0 | 0 | 0 | 0 | 0 | 0 | 0 | 0
F3_Industrial_Petroleum_Existing_Process_Natural Gas_Gas Boiler - Insulate Steam Lines/Condensate Tank_A_Achievable Economic TRC Potential | F3 | Industrial | Petroleum | Existing | Process | Natural Gas | Gas Boiler - Insulate Steam Lines/Condensate Tank | A | Original Unit Winter Peak Savings (kW) | Achievable Economic TRC Potential | 0 | 0 | 0 | 0 | 0 | 0 | 0 | 0 | 0 | 0 | 0 | 0 | 0 | 0 | 0 | 0 | 0 | 0 | 0 | 0 | 0 | 0
F4_Industrial_Petroleum_Existing_Process_Natural Gas_Gas Boiler - Insulate Steam Lines/Condensate Tank_A_Achievable Economic TRC Potential | F4 | Industrial | Petroleum | Existing | Process | Natural Gas | Gas Boiler - Insulate Steam Lines/Condensate Tank | A | Standalone Impact on Baseline Energy (%) | Achievable Economic TRC Potential | 0% | 0% | 0.01727% | 0.03484% | 0.05272% | 0.07091% | 0.08942% | 0.1083% | 0.1274% | 0.1469% | 0.1668% | 0.187% | 0.2075% | 0.2284% | 0.2497% | 0.2713% | 0.2934% | 0.3158% | 0.3386% | 0.3618% | 0.3854% | 0.4094%
F5_Industrial_Petroleum_Existing_Process_Natural Gas_Gas Boiler - Insulate Steam Lines/Condensate Tank_A_Achievable Economic TRC Potential | F5 | Industrial | Petroleum | Existing | Process | Natural Gas | Gas Boiler - Insulate Steam Lines/Condensate Tank | A | Standalone Impact on Baseline Summer Peak (%) | Achievable Economic TRC Potential | bar: 2019 to 2040
F6_Industrial_Petroleum_Existing_Process_Natural Gas_Gas Boiler - Insulate Steam Lines/Condensate Tank_A_Achievable Economic TRC Potential | F6 | Industrial | Petroleum | Existing | Process | Natural Gas | Gas Boiler - Insulate Steam Lines/Condensate Tank | A | Standalone Impact on Baseline Winter Peak (%) | Achievable Economic TRC Potential | bar: 2019 to 2040
F7_Industrial_Petroleum_Existing_Process_Natural Gas_Gas Boiler - Insulate Steam Lines/Condensate Tank_A_Achievable Economic TRC Potential | F7 | Industrial | Petroleum | Existing | Process | Natural Gas | Gas Boiler - Insulate Steam Lines/Condensate Tank | A | Incremental Energy Savings (MWh or mTherms) | Achievable Economic TRC Potential | 0 | 0 | 0.22947 | 0.22552 | 0.22163 | 0.21781 | 0.21405 | 0.21036 | 0.20673 | 0.20317 | 0.19967 | 0.19622 | 0.19284 | 0.18952 | 0.18625 | 0.18304 | 0.17988 | 0.17678 | 0.17373 | 0.17074 | 0.16779 | 0.1649
F8_Industrial_Petroleum_Existing_Process_Natural Gas_Gas Boiler - Insulate Steam Lines/Condensate Tank_A_Achievable Economic TRC Potential | F8 | Industrial | Petroleum | Existing | Process | Natural Gas | Gas Boiler - Insulate Steam Lines/Condensate Tank | A | Incremental Summer Peak Savings (MW) | Achievable Economic TRC Potential | 0 | 0 | 0 | 0 | 0 | 0 | 0 | 0 | 0 | 0 | 0 | 0 | 0 | 0 | 0 | 0 | 0 | 0 | 0 | 0 | 0 | 0
F9_Industrial_Petroleum_Existing_Process_Natural Gas_Gas Boiler - Insulate Steam Lines/Condensate Tank_A_Achievable Economic TRC Potential | F9 | Industrial | Petroleum | Existing | Process | Natural Gas | Gas Boiler - Insulate Steam Lines/Condensate Tank | A | Incremental Winter Peak Savings (MW) | Achievable Economic TRC Potential | 0 | 0 | 0 | 0 | 0 | 0 | 0 | 0 | 0 | 0 | 0 | 0 | 0 | 0 | 0 | 0 | 0 | 0 | 0 | 0 | 0 | 0
F10_Industrial_Petroleum_Existing_Process_Natural Gas_Gas Boiler - Insulate Steam Lines/Condensate Tank_A_Achievable Economic TRC Potential | F10 | Industrial | Petroleum | Existing | Process | Natural Gas | Gas Boiler - Insulate Steam Lines/Condensate Tank | A | Cumulative Energy Savings (MWh or mTherms) | Achievable Economic TRC Potential | 0 | 0 | 0.22947 | 0.45499 | 0.67662 | 0.89443 | 1.1085 | 1.3188 | 1.5256 | 1.7287 | 1.9284 | 2.1246 | 2.3175 | 2.507 | 2.6932 | 2.8763 | 3.0562 | 3.2329 | 3.4067 | 3.5774 | 3.7452 | 3.9101
F11_Industrial_Petroleum_Existing_Process_Natural Gas_Gas Boiler - Insulate Steam Lines/Condensate Tank_A_Achievable Economic TRC Potential | F11 | Industrial | Petroleum | Existing | Process | Natural Gas | Gas Boiler - Insulate Steam Lines/Condensate Tank | A | Cumulative Summer Peak Savings (MW) | Achievable Economic TRC Potential | 0 | 0 | 0 | 0 | 0 | 0 | 0 | 0 | 0 | 0 | 0 | 0 | 0 | 0 | 0 | 0 | 0 | 0 | 0 | 0 | 0 | 0
F12_Industrial_Petroleum_Existing_Process_Natural Gas_Gas Boiler - Insulate Steam Lines/Condensate Tank_A_Achievable Economic TRC Potential | F12 | Industrial | Petroleum | Existing | Process | Natural Gas | Gas Boiler - Insulate Steam Lines/Condensate Tank | A | Cumulative Winter Peak Savings (MW) | Achievable Economic TRC Potential | 0 | 0 | 0 | 0 | 0 | 0 | 0 | 0 | 0 | 0 | 0 | 0 | 0 | 0 | 0 | 0 | 0 | 0 | 0 | 0 | 0 | 0
F13_Industrial_Petroleum_Existing_Process_Natural Gas_Gas Boiler - Insulate Steam Lines/Condensate Tank_A_Achievable Economic TRC Potential | F13 | Industrial | Petroleum | Existing | Process | Natural Gas | Gas Boiler - Insulate Steam Lines/Condensate Tank | A | Purchases (Incremental) | Achievable Economic TRC Potential | 0 | 0 | 0.039475 | 0.038795 | 0.038126 | 0.037469 | 0.036823 | 0.036188 | 0.035564 | 0.034951 | 0.034348 | 0.033756 | 0.033174 | 0.032602 | 0.03204 | 0.031487 | 0.030944 | 0.030411 | 0.029887 | 0.029371 | 0.028865 | 0.028367
F14_Industrial_Petroleum_Existing_Process_Natural Gas_Gas Boiler - Insulate Steam Lines/Condensate Tank_A_Achievable Economic TRC Potential | F14 | Industrial | Petroleum | Existing | Process | Natural Gas | Gas Boiler - Insulate Steam Lines/Condensate Tank | A | Purchases (Cumulative) | Achievable Economic TRC Potential | 0 | 0 | 0.039475 | 0.07827 | 0.1164 | 0.15386 | 0.19069 | 0.22687 | 0.26244 | 0.29739 | 0.33174 | 0.36549 | 0.39867 | 0.43127 | 0.46331 | 0.4948 | 0.52574 | 0.55615 | 0.58604 | 0.61541 | 0.64427 | 0.67264
F1_Industrial_Petroleum_Existing_Space Heating_Natural Gas_Gas Boiler - Insulate Hot Water Lines_A_Achievable Economic TRC Potential | F1 | Industrial | Petroleum | Existing | Space Heating | Natural Gas | Gas Boiler - Insulate Hot Water Lines | A | Original Unit Energy Savings (kWh or therms) | Achievable Economic TRC Potential | 0 | 0 | 1304.6473 | 1301.3723 | 1298.1649 | 1295.0324 | 1291.9816 | 1289.0186 | 1286.149 | 1283.3777 | 1280.7095 | 1278.1484 | 1275.6983 | 1273.3626 | 1271.1445 | 1269.0468 | 1267.0721 | 1265.2227 | 1263.5009 | 1261.9085 | 1260.4473 | 1259.119
F2_Industrial_Petroleum_Existing_Space Heating_Natural Gas_Gas Boiler - Insulate Hot Water Lines_A_Achievable Economic TRC Potential | F2 | Industrial | Petroleum | Existing | Space Heating | Natural Gas | Gas Boiler - Insulate Hot Water Lines | A | Original Unit Summer Peak Savings (kW) | Achievable Economic TRC Potential | 0 | 0 | 0 | 0 | 0 | 0 | 0 | 0 | 0 | 0 | 0 | 0 | 0 | 0 | 0 | 0 | 0 | 0 | 0 | 0 | 0 | 0
F3_Industrial_Petroleum_Existing_Space Heating_Natural Gas_Gas Boiler - Insulate Hot Water Lines_A_Achievable Economic TRC Potential | F3 | Industrial | Petroleum | Existing | Space Heating | Natural Gas | Gas Boiler - Insulate Hot Water Lines | A | Original Unit Winter Peak Savings (kW) | Achievable Economic TRC Potential | 0 | 0 | 0 | 0 | 0 | 0 | 0 | 0 | 0 | 0 | 0 | 0 | 0 | 0 | 0 | 0 | 0 | 0 | 0 | 0 | 0 | 0
F4_Industrial_Petroleum_Existing_Space Heating_Natural Gas_Gas Boiler - Insulate Hot Water Lines_A_Achievable Economic TRC Potential | F4 | Industrial | Petroleum | Existing | Space Heating | Natural Gas | Gas Boiler - Insulate Hot Water Lines | A | Standalone Impact on Baseline Energy (%) | Achievable Economic TRC Potential | 0% | 0% | 0.02389% | 0.04831% | 0.07328% | 0.09881% | 0.1249% | 0.1516% | 0.1789% | 0.2067% | 0.2351% | 0.2641% | 0.2937% | 0.3238% | 0.3546% | 0.3859% | 0.4179% | 0.4504% | 0.4836% | 0.5174% | 0.5518% | 0.5869%
F5_Industrial_Petroleum_Existing_Space Heating_Natural Gas_Gas Boiler - Insulate Hot Water Lines_A_Achievable Economic TRC Potential | F5 | Industrial | Petroleum | Existing | Space Heating | Natural Gas | Gas Boiler - Insulate Hot Water Lines | A | Standalone Impact on Baseline Summer Peak (%) | Achievable Economic TRC Potential | bar: 2019 to 2040
F6_Industrial_Petroleum_Existing_Space Heating_Natural Gas_Gas Boiler - Insulate Hot Water Lines_A_Achievable Economic TRC Potential | F6 | Industrial | Petroleum | Existing | Space Heating | Natural Gas | Gas Boiler - Insulate Hot Water Lines | A | Standalone Impact on Baseline Winter Peak (%) | Achievable Economic TRC Potential | bar: 2019 to 2040
F7_Industrial_Petroleum_Existing_Space Heating_Natural Gas_Gas Boiler - Insulate Hot Water Lines_A_Achievable Economic TRC Potential | F7 | Industrial | Petroleum | Existing | Space Heating | Natural Gas | Gas Boiler - Insulate Hot Water Lines | A | Incremental Energy Savings (MWh or mTherms) | Achievable Economic TRC Potential | 0 | 0 | 0.0012971 | 0.0012715 | 0.0012465 | 0.001222 | 0.0011981 | 0.0011748 | 0.001152 | 0.0011297 | 0.0011079 | 0.0010866 | 0.0010658 | 0.0010455 | 0.0010257 | 0.0010064 | 0.00098747 | 0.00096902 | 0.00095102 | 0.00093345 | 0.00091629 | 0.00089954
F8_Industrial_Petroleum_Existing_Space Heating_Natural Gas_Gas Boiler - Insulate Hot Water Lines_A_Achievable Economic TRC Potential | F8 | Industrial | Petroleum | Existing | Space Heating | Natural Gas | Gas Boiler - Insulate Hot Water Lines | A | Incremental Summer Peak Savings (MW) | Achievable Economic TRC Potential | 0 | 0 | 0 | 0 | 0 | 0 | 0 | 0 | 0 | 0 | 0 | 0 | 0 | 0 | 0 | 0 | 0 | 0 | 0 | 0 | 0 | 0
F9_Industrial_Petroleum_Existing_Space Heating_Natural Gas_Gas Boiler - Insulate Hot Water Lines_A_Achievable Economic TRC Potential | F9 | Industrial | Petroleum | Existing | Space Heating | Natural Gas | Gas Boiler - Insulate Hot Water Lines | A | Incremental Winter Peak Savings (MW) | Achievable Economic TRC Potential | 0 | 0 | 0 | 0 | 0 | 0 | 0 | 0 | 0 | 0 | 0 | 0 | 0 | 0 | 0 | 0 | 0 | 0 | 0 | 0 | 0 | 0
F10_Industrial_Petroleum_Existing_Space Heating_Natural Gas_Gas Boiler - Insulate Hot Water Lines_A_Achievable Economic TRC Potential | F10 | Industrial | Petroleum | Existing | Space Heating | Natural Gas | Gas Boiler - Insulate Hot Water Lines | A | Cumulative Energy Savings (MWh or mTherms) | Achievable Economic TRC Potential | 0 | 0 | 0.0012971 | 0.0025653 | 0.0038055 | 0.0050183 | 0.0062046 | 0.0073652 | 0.0085007 | 0.0096121 | 0.0107 | 0.011765 | 0.012808 | 0.013831 | 0.014832 | 0.015814 | 0.016777 | 0.017721 | 0.018648 | 0.019558 | 0.020452 | 0.02133
F11_Industrial_Petroleum_Existing_Space Heating_Natural Gas_Gas Boiler - Insulate Hot Water Lines_A_Achievable Economic TRC Potential | F11 | Industrial | Petroleum | Existing | Space Heating | Natural Gas | Gas Boiler - Insulate Hot Water Lines | A | Cumulative Summer Peak Savings (MW) | Achievable Economic TRC Potential | 0 | 0 | 0 | 0 | 0 | 0 | 0 | 0 | 0 | 0 | 0 | 0 | 0 | 0 | 0 | 0 | 0 | 0 | 0 | 0 | 0 | 0
F12_Industrial_Petroleum_Existing_Space Heating_Natural Gas_Gas Boiler - Insulate Hot Water Lines_A_Achievable Economic TRC Potential | F12 | Industrial | Petroleum | Existing | Space Heating | Natural Gas | Gas Boiler - Insulate Hot Water Lines | A | Cumulative Winter Peak Savings (MW) | Achievable Economic TRC Potential | 0 | 0 | 0 | 0 | 0 | 0 | 0 | 0 | 0 | 0 | 0 | 0 | 0 | 0 | 0 | 0 | 0 | 0 | 0 | 0 | 0 | 0
F13_Industrial_Petroleum_Existing_Space Heating_Natural Gas_Gas Boiler - Insulate Hot Water Lines_A_Achievable Economic TRC Potential | F13 | Industrial | Petroleum | Existing | Space Heating | Natural Gas | Gas Boiler - Insulate Hot Water Lines | A | Purchases (Incremental) | Achievable Economic TRC Potential | 0 | 0 | 0.00099418 | 0.00097704 | 0.00096019 | 0.00094364 | 0.00092737 | 0.00091138 | 0.00089567 | 0.00088022 | 0.00086505 | 0.00085013 | 0.00083547 | 0.00082107 | 0.00080691 | 0.000793 | 0.00077933 | 0.00076589 | 0.00075269 | 0.00073971 | 0.00072696 | 0.00071442
F14_Industrial_Petroleum_Existing_Space Heating_Natural Gas_Gas Boiler - Insulate Hot Water Lines_A_Achievable Economic TRC Potential | F14 | Industrial | Petroleum | Existing | Space Heating | Natural Gas | Gas Boiler - Insulate Hot Water Lines | A | Purchases (Cumulative) | Achievable Economic TRC Potential | 0 | 0 | 0.00099418 | 0.0019712 | 0.0029314 | 0.003875 | 0.0048024 | 0.0057138 | 0.0066095 | 0.0074897 | 0.0083547 | 0.0092049 | 0.01004 | 0.010861 | 0.011668 | 0.012461 | 0.013241 | 0.014007 | 0.014759 | 0.015499 | 0.016226 | 0.01694
F1_Industrial_Petroleum_Existing_Process_Natural Gas_Gas Boiler - Insulate Hot Water Lines_A_Achievable Economic TRC Potential | F1 | Industrial | Petroleum | Existing | Process | Natural Gas | Gas Boiler - Insulate Hot Water Lines | A | Original Unit Energy Savings (kWh or therms) | Achievable Economic TRC Potential | 0 | 0 | 6570.6015 | 6570.6015 | 6570.6015 | 6570.6015 | 6570.6015 | 6570.6015 | 6570.6015 | 6570.6015 | 6570.6015 | 6570.6015 | 6570.6015 | 6570.6015 | 6570.6015 | 6570.6015 | 6570.6015 | 6570.6015 | 6570.6015 | 6570.6015 | 6570.6015 | 6570.6015
F2_Industrial_Petroleum_Existing_Process_Natural Gas_Gas Boiler - Insulate Hot Water Lines_A_Achievable Economic TRC Potential | F2 | Industrial | Petroleum | Existing | Process | Natural Gas | Gas Boiler - Insulate Hot Water Lines | A | Original Unit Summer Peak Savings (kW) | Achievable Economic TRC Potential | 0 | 0 | 0 | 0 | 0 | 0 | 0 | 0 | 0 | 0 | 0 | 0 | 0 | 0 | 0 | 0 | 0 | 0 | 0 | 0 | 0 | 0
F3_Industrial_Petroleum_Existing_Process_Natural Gas_Gas Boiler - Insulate Hot Water Lines_A_Achievable Economic TRC Potential | F3 | Industrial | Petroleum | Existing | Process | Natural Gas | Gas Boiler - Insulate Hot Water Lines | A | Original Unit Winter Peak Savings (kW) | Achievable Economic TRC Potential | 0 | 0 | 0 | 0 | 0 | 0 | 0 | 0 | 0 | 0 | 0 | 0 | 0 | 0 | 0 | 0 | 0 | 0 | 0 | 0 | 0 | 0
F4_Industrial_Petroleum_Existing_Process_Natural Gas_Gas Boiler - Insulate Hot Water Lines_A_Achievable Economic TRC Potential | F4 | Industrial | Petroleum | Existing | Process | Natural Gas | Gas Boiler - Insulate Hot Water Lines | A | Standalone Impact on Baseline Energy (%) | Achievable Economic TRC Potential | 0% | 0% | 0.03903% | 0.07875% | 0.1192% | 0.1603% | 0.2021% | 0.2447% | 0.2881% | 0.3321% | 0.377% | 0.4227% | 0.4691% | 0.5164% | 0.5645% | 0.6134% | 0.6632% | 0.7139% | 0.7654% | 0.8179% | 0.8713% | 0.9256%
F5_Industrial_Petroleum_Existing_Process_Natural Gas_Gas Boiler - Insulate Hot Water Lines_A_Achievable Economic TRC Potential | F5 | Industrial | Petroleum | Existing | Process | Natural Gas | Gas Boiler - Insulate Hot Water Lines | A | Standalone Impact on Baseline Summer Peak (%) | Achievable Economic TRC Potential | bar: 2019 to 2040
F6_Industrial_Petroleum_Existing_Process_Natural Gas_Gas Boiler - Insulate Hot Water Lines_A_Achievable Economic TRC Potential | F6 | Industrial | Petroleum | Existing | Process | Natural Gas | Gas Boiler - Insulate Hot Water Lines | A | Standalone Impact on Baseline Winter Peak (%) | Achievable Economic TRC Potential | bar: 2019 to 2040
F7_Industrial_Petroleum_Existing_Process_Natural Gas_Gas Boiler - Insulate Hot Water Lines_A_Achievable Economic TRC Potential | F7 | Industrial | Petroleum | Existing | Process | Natural Gas | Gas Boiler - Insulate Hot Water Lines | A | Incremental Energy Savings (MWh or mTherms) | Achievable Economic TRC Potential | 0 | 0 | 0.51875 | 0.50981 | 0.50102 | 0.49238 | 0.48389 | 0.47555 | 0.46735 | 0.45929 | 0.45137 | 0.44359 | 0.43594 | 0.42843 | 0.42104 | 0.41378 | 0.40665 | 0.39964 | 0.39275 | 0.38597 | 0.37932 | 0.37278
F8_Industrial_Petroleum_Existing_Process_Natural Gas_Gas Boiler - Insulate Hot Water Lines_A_Achievable Economic TRC Potential | F8 | Industrial | Petroleum | Existing | Process | Natural Gas | Gas Boiler - Insulate Hot Water Lines | A | Incremental Summer Peak Savings (MW) | Achievable Economic TRC Potential | 0 | 0 | 0 | 0 | 0 | 0 | 0 | 0 | 0 | 0 | 0 | 0 | 0 | 0 | 0 | 0 | 0 | 0 | 0 | 0 | 0 | 0
F9_Industrial_Petroleum_Existing_Process_Natural Gas_Gas Boiler - Insulate Hot Water Lines_A_Achievable Economic TRC Potential | F9 | Industrial | Petroleum | Existing | Process | Natural Gas | Gas Boiler - Insulate Hot Water Lines | A | Incremental Winter Peak Savings (MW) | Achievable Economic TRC Potential | 0 | 0 | 0 | 0 | 0 | 0 | 0 | 0 | 0 | 0 | 0 | 0 | 0 | 0 | 0 | 0 | 0 | 0 | 0 | 0 | 0 | 0
F10_Industrial_Petroleum_Existing_Process_Natural Gas_Gas Boiler - Insulate Hot Water Lines_A_Achievable Economic TRC Potential | F10 | Industrial | Petroleum | Existing | Process | Natural Gas | Gas Boiler - Insulate Hot Water Lines | A | Cumulative Energy Savings (MWh or mTherms) | Achievable Economic TRC Potential | 0 | 0 | 0.51875 | 1.0286 | 1.5296 | 2.022 | 2.5059 | 2.9814 | 3.4488 | 3.908 | 4.3594 | 4.803 | 5.239 | 5.6674 | 6.0884 | 6.5022 | 6.9088 | 7.3085 | 7.7012 | 8.0872 | 8.4665 | 8.8393
F11_Industrial_Petroleum_Existing_Process_Natural Gas_Gas Boiler - Insulate Hot Water Lines_A_Achievable Economic TRC Potential | F11 | Industrial | Petroleum | Existing | Process | Natural Gas | Gas Boiler - Insulate Hot Water Lines | A | Cumulative Summer Peak Savings (MW) | Achievable Economic TRC Potential | 0 | 0 | 0 | 0 | 0 | 0 | 0 | 0 | 0 | 0 | 0 | 0 | 0 | 0 | 0 | 0 | 0 | 0 | 0 | 0 | 0 | 0
F12_Industrial_Petroleum_Existing_Process_Natural Gas_Gas Boiler - Insulate Hot Water Lines_A_Achievable Economic TRC Potential | F12 | Industrial | Petroleum | Existing | Process | Natural Gas | Gas Boiler - Insulate Hot Water Lines | A | Cumulative Winter Peak Savings (MW) | Achievable Economic TRC Potential | 0 | 0 | 0 | 0 | 0 | 0 | 0 | 0 | 0 | 0 | 0 | 0 | 0 | 0 | 0 | 0 | 0 | 0 | 0 | 0 | 0 | 0
F13_Industrial_Petroleum_Existing_Process_Natural Gas_Gas Boiler - Insulate Hot Water Lines_A_Achievable Economic TRC Potential | F13 | Industrial | Petroleum | Existing | Process | Natural Gas | Gas Boiler - Insulate Hot Water Lines | A | Purchases (Incremental) | Achievable Economic TRC Potential | 0 | 0 | 0.078951 | 0.077589 | 0.076252 | 0.074937 | 0.073645 | 0.072375 | 0.071127 | 0.069901 | 0.068696 | 0.067511 | 0.066347 | 0.065204 | 0.064079 | 0.062975 | 0.061889 | 0.060822 | 0.059773 | 0.058743 | 0.05773 | 0.056734
F14_Industrial_Petroleum_Existing_Process_Natural Gas_Gas Boiler - Insulate Hot Water Lines_A_Achievable Economic TRC Potential | F14 | Industrial | Petroleum | Existing | Process | Natural Gas | Gas Boiler - Insulate Hot Water Lines | A | Purchases (Cumulative) | Achievable Economic TRC Potential | 0 | 0 | 0.078951 | 0.15654 | 0.23279 | 0.30773 | 0.38137 | 0.45375 | 0.52488 | 0.59478 | 0.66347 | 0.73099 | 0.79733 | 0.86254 | 0.92662 | 0.98959 | 1.0515 | 1.1123 | 1.1721 | 1.2308 | 1.2885 | 1.3453
F1_Industrial_Petroleum_Existing_Process_Natural Gas_Process - Insulate Heated Process Fluids_A_Achievable Economic TRC Potential | F1 | Industrial | Petroleum | Existing | Process | Natural Gas | Process - Insulate Heated Process Fluids | A | Original Unit Energy Savings (kWh or therms) | Achievable Economic TRC Potential | 0 | 0 | 11059.7224 | 11059.7224 | 11059.7224 | 11059.7224 | 11059.7224 | 11059.7224 | 11059.7224 | 11059.7224 | 11059.7224 | 11059.7224 | 11059.7224 | 11059.7224 | 11059.7224 | 11059.7224 | 11059.7224 | 11059.7224 | 11059.7224 | 11059.7224 | 11059.7224 | 11059.7224
F2_Industrial_Petroleum_Existing_Process_Natural Gas_Process - Insulate Heated Process Fluids_A_Achievable Economic TRC Potential | F2 | Industrial | Petroleum | Existing | Process | Natural Gas | Process - Insulate Heated Process Fluids | A | Original Unit Summer Peak Savings (kW) | Achievable Economic TRC Potential | 0 | 0 | 0 | 0 | 0 | 0 | 0 | 0 | 0 | 0 | 0 | 0 | 0 | 0 | 0 | 0 | 0 | 0 | 0 | 0 | 0 | 0
F3_Industrial_Petroleum_Existing_Process_Natural Gas_Process - Insulate Heated Process Fluids_A_Achievable Economic TRC Potential | F3 | Industrial | Petroleum | Existing | Process | Natural Gas | Process - Insulate Heated Process Fluids | A | Original Unit Winter Peak Savings (kW) | Achievable Economic TRC Potential | 0 | 0 | 0 | 0 | 0 | 0 | 0 | 0 | 0 | 0 | 0 | 0 | 0 | 0 | 0 | 0 | 0 | 0 | 0 | 0 | 0 | 0
F4_Industrial_Petroleum_Existing_Process_Natural Gas_Process - Insulate Heated Process Fluids_A_Achievable Economic TRC Potential | F4 | Industrial | Petroleum | Existing | Process | Natural Gas | Process - Insulate Heated Process Fluids | A | Standalone Impact on Baseline Energy (%) | Achievable Economic TRC Potential | 0% | 0% | 0.07186% | 0.145% | 0.2194% | 0.2951% | 0.3721% | 0.4434% | 0.5029% | 0.5531% | 0.5959% | 0.6329% | 0.6651% | 0.6938% | 0.7195% | 0.743% | 0.7647% | 0.7851% | 0.7989% | 0.8129% | 0.8272% | 0.8417%
F5_Industrial_Petroleum_Existing_Process_Natural Gas_Process - Insulate Heated Process Fluids_A_Achievable Economic TRC Potential | F5 | Industrial | Petroleum | Existing | Process | Natural Gas | Process - Insulate Heated Process Fluids | A | Standalone Impact on Baseline Summer Peak (%) | Achievable Economic TRC Potential | bar: 2019 to 2040
F6_Industrial_Petroleum_Existing_Process_Natural Gas_Process - Insulate Heated Process Fluids_A_Achievable Economic TRC Potential | F6 | Industrial | Petroleum | Existing | Process | Natural Gas | Process - Insulate Heated Process Fluids | A | Standalone Impact on Baseline Winter Peak (%) | Achievable Economic TRC Potential | bar: 2019 to 2040
F7_Industrial_Petroleum_Existing_Process_Natural Gas_Process - Insulate Heated Process Fluids_A_Achievable Economic TRC Potential | F7 | Industrial | Petroleum | Existing | Process | Natural Gas | Process - Insulate Heated Process Fluids | A | Incremental Energy Savings (MWh or mTherms) | Achievable Economic TRC Potential | 0 | 0 | 0.95503 | 0.93856 | 0.92238 | 0.90648 | 0.89085 | 0.78794 | 0.61948 | 0.48704 | 0.38292 | 0.30105 | 0.23669 | 0.18609 | 0.1463 | 0.11502 | 0.090433 | 0.071099 | 0.00047659 | 0.00016727 | 5.6042e-05 | 1.796e-05
F8_Industrial_Petroleum_Existing_Process_Natural Gas_Process - Insulate Heated Process Fluids_A_Achievable Economic TRC Potential | F8 | Industrial | Petroleum | Existing | Process | Natural Gas | Process - Insulate Heated Process Fluids | A | Incremental Summer Peak Savings (MW) | Achievable Economic TRC Potential | 0 | 0 | 0 | 0 | 0 | 0 | 0 | 0 | 0 | 0 | 0 | 0 | 0 | 0 | 0 | 0 | 0 | 0 | 0 | 0 | 0 | 0
F9_Industrial_Petroleum_Existing_Process_Natural Gas_Process - Insulate Heated Process Fluids_A_Achievable Economic TRC Potential | F9 | Industrial | Petroleum | Existing | Process | Natural Gas | Process - Insulate Heated Process Fluids | A | Incremental Winter Peak Savings (MW) | Achievable Economic TRC Potential | 0 | 0 | 0 | 0 | 0 | 0 | 0 | 0 | 0 | 0 | 0 | 0 | 0 | 0 | 0 | 0 | 0 | 0 | 0 | 0 | 0 | 0
F10_Industrial_Petroleum_Existing_Process_Natural Gas_Process - Insulate Heated Process Fluids_A_Achievable Economic TRC Potential | F10 | Industrial | Petroleum | Existing | Process | Natural Gas | Process - Insulate Heated Process Fluids | A | Cumulative Energy Savings (MWh or mTherms) | Achievable Economic TRC Potential | 0 | 0 | 0.95503 | 1.8936 | 2.816 | 3.7225 | 4.6133 | 5.4012 | 6.0207 | 6.5078 | 6.8907 | 7.1917 | 7.4284 | 7.6145 | 7.7608 | 7.8758 | 7.9663 | 8.0374 | 8.0378 | 8.038 | 8.0381 | 8.0381
F11_Industrial_Petroleum_Existing_Process_Natural Gas_Process - Insulate Heated Process Fluids_A_Achievable Economic TRC Potential | F11 | Industrial | Petroleum | Existing | Process | Natural Gas | Process - Insulate Heated Process Fluids | A | Cumulative Summer Peak Savings (MW) | Achievable Economic TRC Potential | 0 | 0 | 0 | 0 | 0 | 0 | 0 | 0 | 0 | 0 | 0 | 0 | 0 | 0 | 0 | 0 | 0 | 0 | 0 | 0 | 0 | 0
F12_Industrial_Petroleum_Existing_Process_Natural Gas_Process - Insulate Heated Process Fluids_A_Achievable Economic TRC Potential | F12 | Industrial | Petroleum | Existing | Process | Natural Gas | Process - Insulate Heated Process Fluids | A | Cumulative Winter Peak Savings (MW) | Achievable Economic TRC Potential | 0 | 0 | 0 | 0 | 0 | 0 | 0 | 0 | 0 | 0 | 0 | 0 | 0 | 0 | 0 | 0 | 0 | 0 | 0 | 0 | 0 | 0
F13_Industrial_Petroleum_Existing_Process_Natural Gas_Process - Insulate Heated Process Fluids_A_Achievable Economic TRC Potential | F13 | Industrial | Petroleum | Existing | Process | Natural Gas | Process - Insulate Heated Process Fluids | A | Purchases (Incremental) | Achievable Economic TRC Potential | 0 | 0 | 0.086352 | 0.084863 | 0.0834 | 0.081962 | 0.080549 | 0.071244 | 0.056013 | 0.044038 | 0.034623 | 0.027221 | 0.021401 | 0.016826 | 0.013228 | 0.0104 | 0.0081768 | 0.0064286 | 4.3092e-05 | 1.5125e-05 | 5.0672e-06 | 1.6239e-06
F14_Industrial_Petroleum_Existing_Process_Natural Gas_Process - Insulate Heated Process Fluids_A_Achievable Economic TRC Potential | F14 | Industrial | Petroleum | Existing | Process | Natural Gas | Process - Insulate Heated Process Fluids | A | Purchases (Cumulative) | Achievable Economic TRC Potential | 0 | 0 | 0.086352 | 0.17122 | 0.25462 | 0.33658 | 0.41713 | 0.48837 | 0.54438 | 0.58842 | 0.62304 | 0.65026 | 0.67166 | 0.68849 | 0.70172 | 0.71212 | 0.7203 | 0.72672 | 0.72677 | 0.72678 | 0.72679 | 0.72679
F1_Industrial_Petroleum_Existing_Process_Natural Gas_Process Heat Recovery_A_Achievable Economic TRC Potential | F1 | Industrial | Petroleum | Existing | Process | Natural Gas | Process Heat Recovery | A | Original Unit Energy Savings (kWh or therms) | Achievable Economic TRC Potential | 0 | 0 | 33.7751 | 33.7751 | 33.7751 | 33.7751 | 33.7751 | 33.7751 | 33.7751 | 33.7751 | 33.7751 | 33.7751 | 33.7751 | 33.7751 | 33.7751 | 33.7751 | 33.7751 | 33.7751 | 33.7751 | 33.7751 | 33.7751 | 33.7751
F2_Industrial_Petroleum_Existing_Process_Natural Gas_Process Heat Recovery_A_Achievable Economic TRC Potential | F2 | Industrial | Petroleum | Existing | Process | Natural Gas | Process Heat Recovery | A | Original Unit Summer Peak Savings (kW) | Achievable Economic TRC Potential | 0 | 0 | 0 | 0 | 0 | 0 | 0 | 0 | 0 | 0 | 0 | 0 | 0 | 0 | 0 | 0 | 0 | 0 | 0 | 0 | 0 | 0
F3_Industrial_Petroleum_Existing_Process_Natural Gas_Process Heat Recovery_A_Achievable Economic TRC Potential | F3 | Industrial | Petroleum | Existing | Process | Natural Gas | Process Heat Recovery | A | Original Unit Winter Peak Savings (kW) | Achievable Economic TRC Potential | 0 | 0 | 0 | 0 | 0 | 0 | 0 | 0 | 0 | 0 | 0 | 0 | 0 | 0 | 0 | 0 | 0 | 0 | 0 | 0 | 0 | 0
F4_Industrial_Petroleum_Existing_Process_Natural Gas_Process Heat Recovery_A_Achievable Economic TRC Potential | F4 | Industrial | Petroleum | Existing | Process | Natural Gas | Process Heat Recovery | A | Standalone Impact on Baseline Energy (%) | Achievable Economic TRC Potential | bar: 2019 to 2040
F5_Industrial_Petroleum_Existing_Process_Natural Gas_Process Heat Recovery_A_Achievable Economic TRC Potential | F5 | Industrial | Petroleum | Existing | Process | Natural Gas | Process Heat Recovery | A | Standalone Impact on Baseline Summer Peak (%) | Achievable Economic TRC Potential | bar: 2019 to 2040
F6_Industrial_Petroleum_Existing_Process_Natural Gas_Process Heat Recovery_A_Achievable Economic TRC Potential | F6 | Industrial | Petroleum | Existing | Process | Natural Gas | Process Heat Recovery | A | Standalone Impact on Baseline Winter Peak (%) | Achievable Economic TRC Potential | bar: 2019 to 2040
F7_Industrial_Petroleum_Existing_Process_Natural Gas_Process Heat Recovery_A_Achievable Economic TRC Potential | F7 | Industrial | Petroleum | Existing | Process | Natural Gas | Process Heat Recovery | A | Incremental Energy Savings (MWh or mTherms) | Achievable Economic TRC Potential | 0 | 0 | 0 | 0 | 0 | 0 | 0 | 0 | 0 | 0 | 0 | 0 | 0 | 0 | 0 | 0 | 0 | 0 | 0 | 0 | 0 | 0
F8_Industrial_Petroleum_Existing_Process_Natural Gas_Process Heat Recovery_A_Achievable Economic TRC Potential | F8 | Industrial | Petroleum | Existing | Process | Natural Gas | Process Heat Recovery | A | Incremental Summer Peak Savings (MW) | Achievable Economic TRC Potential | 0 | 0 | 0 | 0 | 0 | 0 | 0 | 0 | 0 | 0 | 0 | 0 | 0 | 0 | 0 | 0 | 0 | 0 | 0 | 0 | 0 | 0
F9_Industrial_Petroleum_Existing_Process_Natural Gas_Process Heat Recovery_A_Achievable Economic TRC Potential | F9 | Industrial | Petroleum | Existing | Process | Natural Gas | Process Heat Recovery | A | Incremental Winter Peak Savings (MW) | Achievable Economic TRC Potential | 0 | 0 | 0 | 0 | 0 | 0 | 0 | 0 | 0 | 0 | 0 | 0 | 0 | 0 | 0 | 0 | 0 | 0 | 0 | 0 | 0 | 0
F10_Industrial_Petroleum_Existing_Process_Natural Gas_Process Heat Recovery_A_Achievable Economic TRC Potential | F10 | Industrial | Petroleum | Existing | Process | Natural Gas | Process Heat Recovery | A | Cumulative Energy Savings (MWh or mTherms) | Achievable Economic TRC Potential | 0 | 0 | 0 | 0 | 0 | 0 | 0 | 0 | 0 | 0 | 0 | 0 | 0 | 0 | 0 | 0 | 0 | 0 | 0 | 0 | 0 | 0
F11_Industrial_Petroleum_Existing_Process_Natural Gas_Process Heat Recovery_A_Achievable Economic TRC Potential | F11 | Industrial | Petroleum | Existing | Process | Natural Gas | Process Heat Recovery | A | Cumulative Summer Peak Savings (MW) | Achievable Economic TRC Potential | 0 | 0 | 0 | 0 | 0 | 0 | 0 | 0 | 0 | 0 | 0 | 0 | 0 | 0 | 0 | 0 | 0 | 0 | 0 | 0 | 0 | 0
F12_Industrial_Petroleum_Existing_Process_Natural Gas_Process Heat Recovery_A_Achievable Economic TRC Potential | F12 | Industrial | Petroleum | Existing | Process | Natural Gas | Process Heat Recovery | A | Cumulative Winter Peak Savings (MW) | Achievable Economic TRC Potential | 0 | 0 | 0 | 0 | 0 | 0 | 0 | 0 | 0 | 0 | 0 | 0 | 0 | 0 | 0 | 0 | 0 | 0 | 0 | 0 | 0 | 0
F13_Industrial_Petroleum_Existing_Process_Natural Gas_Process Heat Recovery_A_Achievable Economic TRC Potential | F13 | Industrial | Petroleum | Existing | Process | Natural Gas | Process Heat Recovery | A | Purchases (Incremental) | Achievable Economic TRC Potential | 0 | 0 | 0 | 0 | 0 | 0 | 0 | 0 | 0 | 0 | 0 | 0 | 0 | 0 | 0 | 0 | 0 | 0 | 0 | 0 | 0 | 0
F14_Industrial_Petroleum_Existing_Process_Natural Gas_Process Heat Recovery_A_Achievable Economic TRC Potential | F14 | Industrial | Petroleum | Existing | Process | Natural Gas | Process Heat Recovery | A | Purchases (Cumulative) | Achievable Economic TRC Potential | 0 | 0 | 0 | 0 | 0 | 0 | 0 | 0 | 0 | 0 | 0 | 0 | 0 | 0 | 0 | 0 | 0 | 0 | 0 | 0 | 0 | 0
F1_Industrial_Petroleum_Existing_Space Heating_Natural Gas_Building Automation System_A_Achievable Economic TRC Potential | F1 | Industrial | Petroleum | Existing | Space Heating | Natural Gas | Building Automation System | A | Original Unit Energy Savings (kWh or therms) | Achievable Economic TRC Potential | 0 | 0 | 0.015547 | 0.015471 | 0.015395 | 0.01532 | 0.015246 | 0.015174 | 0.015105 | 0.015038 | 0.014975 | 0.014915 | 0.014859 | 0.014806 | 0.014756 | 0.014709 | 0.014664 | 0.014622 | 0.014583 | 0.014546 | 0.014512 | 0.014479
F2_Industrial_Petroleum_Existing_Space Heating_Natural Gas_Building Automation System_A_Achievable Economic TRC Potential | F2 | Industrial | Petroleum | Existing | Space Heating | Natural Gas | Building Automation System | A | Original Unit Summer Peak Savings (kW) | Achievable Economic TRC Potential | 0 | 0 | 0 | 0 | 0 | 0 | 0 | 0 | 0 | 0 | 0 | 0 | 0 | 0 | 0 | 0 | 0 | 0 | 0 | 0 | 0 | 0
F3_Industrial_Petroleum_Existing_Space Heating_Natural Gas_Building Automation System_A_Achievable Economic TRC Potential | F3 | Industrial | Petroleum | Existing | Space Heating | Natural Gas | Building Automation System | A | Original Unit Winter Peak Savings (kW) | Achievable Economic TRC Potential | 0 | 0 | 0 | 0 | 0 | 0 | 0 | 0 | 0 | 0 | 0 | 0 | 0 | 0 | 0 | 0 | 0 | 0 | 0 | 0 | 0 | 0
F4_Industrial_Petroleum_Existing_Space Heating_Natural Gas_Building Automation System_A_Achievable Economic TRC Potential | F4 | Industrial | Petroleum | Existing | Space Heating | Natural Gas | Building Automation System | A | Standalone Impact on Baseline Energy (%) | Achievable Economic TRC Potential | 0% | 0% | 0.01308% | 0.03945% | 0.08656% | 0.1636% | 0.2811% | 0.4501% | 0.6813% | 0.9827% | 1.358% | 1.804% | 2.309% | 2.854% | 3.41% | 3.946% | 4.435% | 4.86% | 5.21% | 5.485% | 5.699% | 5.875%
F5_Industrial_Petroleum_Existing_Space Heating_Natural Gas_Building Automation System_A_Achievable Economic TRC Potential | F5 | Industrial | Petroleum | Existing | Space Heating | Natural Gas | Building Automation System | A | Standalone Impact on Baseline Summer Peak (%) | Achievable Economic TRC Potential | bar: 2019 to 2040
F6_Industrial_Petroleum_Existing_Space Heating_Natural Gas_Building Automation System_A_Achievable Economic TRC Potential | F6 | Industrial | Petroleum | Existing | Space Heating | Natural Gas | Building Automation System | A | Standalone Impact on Baseline Winter Peak (%) | Achievable Economic TRC Potential | bar: 2019 to 2040
F7_Industrial_Petroleum_Existing_Space Heating_Natural Gas_Building Automation System_A_Achievable Economic TRC Potential | F7 | Industrial | Petroleum | Existing | Space Heating | Natural Gas | Building Automation System | A | Incremental Energy Savings (MWh or mTherms) | Achievable Economic TRC Potential | 0 | 0 | 0.00071018 | 0.0013883 | 0.0024106 | 0.0038347 | 0.0056927 | 0.0079749 | 0.010612 | 0.013461 | 0.016292 | 0.018806 | 0.020657 | 0.021519 | 0.021164 | 0.019544 | 0.016837 | 0.013645 | 0.010227 | 0.0069404 | 0.0043474 | 0.0027801
F8_Industrial_Petroleum_Existing_Space Heating_Natural Gas_Building Automation System_A_Achievable Economic TRC Potential | F8 | Industrial | Petroleum | Existing | Space Heating | Natural Gas | Building Automation System | A | Incremental Summer Peak Savings (MW) | Achievable Economic TRC Potential | 0 | 0 | 0 | 0 | 0 | 0 | 0 | 0 | 0 | 0 | 0 | 0 | 0 | 0 | 0 | 0 | 0 | 0 | 0 | 0 | 0 | 0
F9_Industrial_Petroleum_Existing_Space Heating_Natural Gas_Building Automation System_A_Achievable Economic TRC Potential | F9 | Industrial | Petroleum | Existing | Space Heating | Natural Gas | Building Automation System | A | Incremental Winter Peak Savings (MW) | Achievable Economic TRC Potential | 0 | 0 | 0 | 0 | 0 | 0 | 0 | 0 | 0 | 0 | 0 | 0 | 0 | 0 | 0 | 0 | 0 | 0 | 0 | 0 | 0 | 0
F10_Industrial_Petroleum_Existing_Space Heating_Natural Gas_Building Automation System_A_Achievable Economic TRC Potential | F10 | Industrial | Petroleum | Existing | Space Heating | Natural Gas | Building Automation System | A | Cumulative Energy Savings (MWh or mTherms) | Achievable Economic TRC Potential | 0 | 0 | 0.00071018 | 0.002095 | 0.0044953 | 0.0083081 | 0.013961 | 0.02187 | 0.032382 | 0.0457 | 0.0618 | 0.080359 | 0.10071 | 0.12187 | 0.14262 | 0.16171 | 0.17806 | 0.1912 | 0.20091 | 0.20735 | 0.2112 | 0.21351
F11_Industrial_Petroleum_Existing_Space Heating_Natural Gas_Building Automation System_A_Achievable Economic TRC Potential | F11 | Industrial | Petroleum | Existing | Space Heating | Natural Gas | Building Automation System | A | Cumulative Summer Peak Savings (MW) | Achievable Economic TRC Potential | 0 | 0 | 0 | 0 | 0 | 0 | 0 | 0 | 0 | 0 | 0 | 0 | 0 | 0 | 0 | 0 | 0 | 0 | 0 | 0 | 0 | 0
F12_Industrial_Petroleum_Existing_Space Heating_Natural Gas_Building Automation System_A_Achievable Economic TRC Potential | F12 | Industrial | Petroleum | Existing | Space Heating | Natural Gas | Building Automation System | A | Cumulative Winter Peak Savings (MW) | Achievable Economic TRC Potential | 0 | 0 | 0 | 0 | 0 | 0 | 0 | 0 | 0 | 0 | 0 | 0 | 0 | 0 | 0 | 0 | 0 | 0 | 0 | 0 | 0 | 0
F13_Industrial_Petroleum_Existing_Space Heating_Natural Gas_Building Automation System_A_Achievable Economic TRC Potential | F13 | Industrial | Petroleum | Existing | Space Heating | Natural Gas | Building Automation System | A | Purchases (Incremental) | Achievable Economic TRC Potential | 0 | 0 | 45.6791 | 89.7353 | 156.582 | 250.3107 | 373.3861 | 525.5485 | 702.5645 | 895.0743 | 1087.9656 | 1260.8497 | 1390.2019 | 1453.4146 | 1434.3189 | 1328.7756 | 1148.148 | 933.1349 | 701.2708 | 477.1245 | 299.5739 | 192.0058
F14_Industrial_Petroleum_Existing_Space Heating_Natural Gas_Building Automation System_A_Achievable Economic TRC Potential | F14 | Industrial | Petroleum | Existing | Space Heating | Natural Gas | Building Automation System | A | Purchases (Cumulative) | Achievable Economic TRC Potential | 0 | 0 | 45.6791 | 135.4144 | 291.9964 | 542.3072 | 915.6932 | 1441.2417 | 2143.8062 | 3038.8805 | 4126.8461 | 5387.6958 | 6777.8977 | 8231.3123 | 9665.6312 | 10994.4068 | 12142.5548 | 13075.6898 | 13776.9605 | 14254.0851 | 14553.659 | 14745.6647
F1_Industrial_Petroleum_Existing_Space Heating_Natural Gas_Steam System Efficiency Improvements_A_Achievable Economic TRC Potential | F1 | Industrial | Petroleum | Existing | Space Heating | Natural Gas | Steam System Efficiency Improvements | A | Original Unit Energy Savings (kWh or therms) | Achievable Economic TRC Potential | 0 | 0 | 0.13953 | 0.13917 | 0.13883 | 0.1385 | 0.13817 | 0.13785 | 0.13755 | 0.13725 | 0.13697 | 0.13669 | 0.13643 | 0.13618 | 0.13594 | 0.13572 | 0.13551 | 0.13531 | 0.13512 | 0.13495 | 0.1348 | 0.13466
F2_Industrial_Petroleum_Existing_Space Heating_Natural Gas_Steam System Efficiency Improvements_A_Achievable Economic TRC Potential | F2 | Industrial | Petroleum | Existing | Space Heating | Natural Gas | Steam System Efficiency Improvements | A | Original Unit Summer Peak Savings (kW) | Achievable Economic TRC Potential | 0 | 0 | 0 | 0 | 0 | 0 | 0 | 0 | 0 | 0 | 0 | 0 | 0 | 0 | 0 | 0 | 0 | 0 | 0 | 0 | 0 | 0
F3_Industrial_Petroleum_Existing_Space Heating_Natural Gas_Steam System Efficiency Improvements_A_Achievable Economic TRC Potential | F3 | Industrial | Petroleum | Existing | Space Heating | Natural Gas | Steam System Efficiency Improvements | A | Original Unit Winter Peak Savings (kW) | Achievable Economic TRC Potential | 0 | 0 | 0 | 0 | 0 | 0 | 0 | 0 | 0 | 0 | 0 | 0 | 0 | 0 | 0 | 0 | 0 | 0 | 0 | 0 | 0 | 0
F4_Industrial_Petroleum_Existing_Space Heating_Natural Gas_Steam System Efficiency Improvements_A_Achievable Economic TRC Potential | F4 | Industrial | Petroleum | Existing | Space Heating | Natural Gas | Steam System Efficiency Improvements | A | Standalone Impact on Baseline Energy (%) | Achievable Economic TRC Potential | 0% | 0% | 0.001706% | 0.005158% | 0.01135% | 0.02149% | 0.03702% | 0.05943% | 0.09017% | 0.1304% | 0.1805% | 0.2403% | 0.3082% | 0.3815% | 0.4566% | 0.5292% | 0.5956% | 0.6536% | 0.7016% | 0.7396% | 0.7693% | 0.7941%
F5_Industrial_Petroleum_Existing_Space Heating_Natural Gas_Steam System Efficiency Improvements_A_Achievable Economic TRC Potential | F5 | Industrial | Petroleum | Existing | Space Heating | Natural Gas | Steam System Efficiency Improvements | A | Standalone Impact on Baseline Summer Peak (%) | Achievable Economic TRC Potential | bar: 2019 to 2040
F6_Industrial_Petroleum_Existing_Space Heating_Natural Gas_Steam System Efficiency Improvements_A_Achievable Economic TRC Potential | F6 | Industrial | Petroleum | Existing | Space Heating | Natural Gas | Steam System Efficiency Improvements | A | Standalone Impact on Baseline Winter Peak (%) | Achievable Economic TRC Potential | bar: 2019 to 2040
F7_Industrial_Petroleum_Existing_Space Heating_Natural Gas_Steam System Efficiency Improvements_A_Achievable Economic TRC Potential | F7 | Industrial | Petroleum | Existing | Space Heating | Natural Gas | Steam System Efficiency Improvements | A | Incremental Energy Savings (MWh or mTherms) | Achievable Economic TRC Potential | 0 | 0 | 9.2632e-05 | 0.00018152 | 0.00031595 | 0.00050386 | 0.00074983 | 0.001053 | 0.0014045 | 0.0017855 | 0.0021658 | 0.0025049 | 0.0027566 | 0.0028767 | 0.0028339 | 0.0026211 | 0.0022612 | 0.0018351 | 0.0013772 | 0.00093585 | 0.00058692 | 0.00037578
F8_Industrial_Petroleum_Existing_Space Heating_Natural Gas_Steam System Efficiency Improvements_A_Achievable Economic TRC Potential | F8 | Industrial | Petroleum | Existing | Space Heating | Natural Gas | Steam System Efficiency Improvements | A | Incremental Summer Peak Savings (MW) | Achievable Economic TRC Potential | 0 | 0 | 0 | 0 | 0 | 0 | 0 | 0 | 0 | 0 | 0 | 0 | 0 | 0 | 0 | 0 | 0 | 0 | 0 | 0 | 0 | 0
F9_Industrial_Petroleum_Existing_Space Heating_Natural Gas_Steam System Efficiency Improvements_A_Achievable Economic TRC Potential | F9 | Industrial | Petroleum | Existing | Space Heating | Natural Gas | Steam System Efficiency Improvements | A | Incremental Winter Peak Savings (MW) | Achievable Economic TRC Potential | 0 | 0 | 0 | 0 | 0 | 0 | 0 | 0 | 0 | 0 | 0 | 0 | 0 | 0 | 0 | 0 | 0 | 0 | 0 | 0 | 0 | 0
F10_Industrial_Petroleum_Existing_Space Heating_Natural Gas_Steam System Efficiency Improvements_A_Achievable Economic TRC Potential | F10 | Industrial | Petroleum | Existing | Space Heating | Natural Gas | Steam System Efficiency Improvements | A | Cumulative Energy Savings (MWh or mTherms) | Achievable Economic TRC Potential | 0 | 0 | 9.2632e-05 | 0.00027391 | 0.00058919 | 0.0010916 | 0.0018389 | 0.0028877 | 0.0042857 | 0.006062 | 0.0082152 | 0.010704 | 0.01344 | 0.016292 | 0.019097 | 0.021687 | 0.023914 | 0.025715 | 0.027057 | 0.027959 | 0.028513 | 0.028859
F11_Industrial_Petroleum_Existing_Space Heating_Natural Gas_Steam System Efficiency Improvements_A_Achievable Economic TRC Potential | F11 | Industrial | Petroleum | Existing | Space Heating | Natural Gas | Steam System Efficiency Improvements | A | Cumulative Summer Peak Savings (MW) | Achievable Economic TRC Potential | 0 | 0 | 0 | 0 | 0 | 0 | 0 | 0 | 0 | 0 | 0 | 0 | 0 | 0 | 0 | 0 | 0 | 0 | 0 | 0 | 0 | 0
F12_Industrial_Petroleum_Existing_Space Heating_Natural Gas_Steam System Efficiency Improvements_A_Achievable Economic TRC Potential | F12 | Industrial | Petroleum | Existing | Space Heating | Natural Gas | Steam System Efficiency Improvements | A | Cumulative Winter Peak Savings (MW) | Achievable Economic TRC Potential | 0 | 0 | 0 | 0 | 0 | 0 | 0 | 0 | 0 | 0 | 0 | 0 | 0 | 0 | 0 | 0 | 0 | 0 | 0 | 0 | 0 | 0
F13_Industrial_Petroleum_Existing_Space Heating_Natural Gas_Steam System Efficiency Improvements_A_Achievable Economic TRC Potential | F13 | Industrial | Petroleum | Existing | Space Heating | Natural Gas | Steam System Efficiency Improvements | A | Purchases (Incremental) | Achievable Economic TRC Potential | 0 | 0 | 0.66391 | 1.3042 | 2.2758 | 3.6381 | 5.4268 | 7.6384 | 10.2112 | 13.0091 | 15.8126 | 18.3254 | 20.2054 | 21.1241 | 20.8466 | 19.3126 | 16.6873 | 13.5623 | 10.1924 | 6.9346 | 4.354 | 2.7906
F14_Industrial_Petroleum_Existing_Space Heating_Natural Gas_Steam System Efficiency Improvements_A_Achievable Economic TRC Potential | F14 | Industrial | Petroleum | Existing | Space Heating | Natural Gas | Steam System Efficiency Improvements | A | Purchases (Cumulative) | Achievable Economic TRC Potential | 0 | 0 | 0.66391 | 1.9681 | 4.2439 | 7.882 | 13.3088 | 20.9472 | 31.1584 | 44.1675 | 59.9802 | 78.3055 | 98.5109 | 119.6351 | 140.4817 | 159.7943 | 176.4816 | 190.0439 | 200.2363 | 207.1709 | 211.525 | 214.3156
F1_Industrial_Petroleum_Existing_Process_Natural Gas_Steam System Efficiency Improvements_A_Achievable Economic TRC Potential | F1 | Industrial | Petroleum | Existing | Process | Natural Gas | Steam System Efficiency Improvements | A | Original Unit Energy Savings (kWh or therms) | Achievable Economic TRC Potential | 0 | 0 | 0.70269 | 0.70269 | 0.70269 | 0.70269 | 0.70269 | 0.70269 | 0.70269 | 0.70269 | 0.70269 | 0.70269 | 0.70269 | 0.70269 | 0.70269 | 0.70269 | 0.70269 | 0.70269 | 0.70269 | 0.70269 | 0.70269 | 0.70269
F2_Industrial_Petroleum_Existing_Process_Natural Gas_Steam System Efficiency Improvements_A_Achievable Economic TRC Potential | F2 | Industrial | Petroleum | Existing | Process | Natural Gas | Steam System Efficiency Improvements | A | Original Unit Summer Peak Savings (kW) | Achievable Economic TRC Potential | 0 | 0 | 0 | 0 | 0 | 0 | 0 | 0 | 0 | 0 | 0 | 0 | 0 | 0 | 0 | 0 | 0 | 0 | 0 | 0 | 0 | 0
F3_Industrial_Petroleum_Existing_Process_Natural Gas_Steam System Efficiency Improvements_A_Achievable Economic TRC Potential | F3 | Industrial | Petroleum | Existing | Process | Natural Gas | Steam System Efficiency Improvements | A | Original Unit Winter Peak Savings (kW) | Achievable Economic TRC Potential | 0 | 0 | 0 | 0 | 0 | 0 | 0 | 0 | 0 | 0 | 0 | 0 | 0 | 0 | 0 | 0 | 0 | 0 | 0 | 0 | 0 | 0
F4_Industrial_Petroleum_Existing_Process_Natural Gas_Steam System Efficiency Improvements_A_Achievable Economic TRC Potential | F4 | Industrial | Petroleum | Existing | Process | Natural Gas | Steam System Efficiency Improvements | A | Standalone Impact on Baseline Energy (%) | Achievable Economic TRC Potential | bar: 2019 to 2040
F5_Industrial_Petroleum_Existing_Process_Natural Gas_Steam System Efficiency Improvements_A_Achievable Economic TRC Potential | F5 | Industrial | Petroleum | Existing | Process | Natural Gas | Steam System Efficiency Improvements | A | Standalone Impact on Baseline Summer Peak (%) | Achievable Economic TRC Potential | bar: 2019 to 2040
F6_Industrial_Petroleum_Existing_Process_Natural Gas_Steam System Efficiency Improvements_A_Achievable Economic TRC Potential | F6 | Industrial | Petroleum | Existing | Process | Natural Gas | Steam System Efficiency Improvements | A | Standalone Impact on Baseline Winter Peak (%) | Achievable Economic TRC Potential | bar: 2019 to 2040
F7_Industrial_Petroleum_Existing_Process_Natural Gas_Steam System Efficiency Improvements_A_Achievable Economic TRC Potential | F7 | Industrial | Petroleum | Existing | Process | Natural Gas | Steam System Efficiency Improvements | A | Incremental Energy Savings (MWh or mTherms) | Achievable Economic TRC Potential | 0 | 0 | 0 | 0 | 0 | 0 | 0 | 0 | 0 | 0 | 0 | 0 | 0 | 0 | 0 | 0 | 0 | 0 | 0 | 0 | 0 | 0
F8_Industrial_Petroleum_Existing_Process_Natural Gas_Steam System Efficiency Improvements_A_Achievable Economic TRC Potential | F8 | Industrial | Petroleum | Existing | Process | Natural Gas | Steam System Efficiency Improvements | A | Incremental Summer Peak Savings (MW) | Achievable Economic TRC Potential | 0 | 0 | 0 | 0 | 0 | 0 | 0 | 0 | 0 | 0 | 0 | 0 | 0 | 0 | 0 | 0 | 0 | 0 | 0 | 0 | 0 | 0
F9_Industrial_Petroleum_Existing_Process_Natural Gas_Steam System Efficiency Improvements_A_Achievable Economic TRC Potential | F9 | Industrial | Petroleum | Existing | Process | Natural Gas | Steam System Efficiency Improvements | A | Incremental Winter Peak Savings (MW) | Achievable Economic TRC Potential | 0 | 0 | 0 | 0 | 0 | 0 | 0 | 0 | 0 | 0 | 0 | 0 | 0 | 0 | 0 | 0 | 0 | 0 | 0 | 0 | 0 | 0
F10_Industrial_Petroleum_Existing_Process_Natural Gas_Steam System Efficiency Improvements_A_Achievable Economic TRC Potential | F10 | Industrial | Petroleum | Existing | Process | Natural Gas | Steam System Efficiency Improvements | A | Cumulative Energy Savings (MWh or mTherms) | Achievable Economic TRC Potential | 0 | 0 | 0 | 0 | 0 | 0 | 0 | 0 | 0 | 0 | 0 | 0 | 0 | 0 | 0 | 0 | 0 | 0 | 0 | 0 | 0 | 0
F11_Industrial_Petroleum_Existing_Process_Natural Gas_Steam System Efficiency Improvements_A_Achievable Economic TRC Potential | F11 | Industrial | Petroleum | Existing | Process | Natural Gas | Steam System Efficiency Improvements | A | Cumulative Summer Peak Savings (MW) | Achievable Economic TRC Potential | 0 | 0 | 0 | 0 | 0 | 0 | 0 | 0 | 0 | 0 | 0 | 0 | 0 | 0 | 0 | 0 | 0 | 0 | 0 | 0 | 0 | 0
F12_Industrial_Petroleum_Existing_Process_Natural Gas_Steam System Efficiency Improvements_A_Achievable Economic TRC Potential | F12 | Industrial | Petroleum | Existing | Process | Natural Gas | Steam System Efficiency Improvements | A | Cumulative Winter Peak Savings (MW) | Achievable Economic TRC Potential | 0 | 0 | 0 | 0 | 0 | 0 | 0 | 0 | 0 | 0 | 0 | 0 | 0 | 0 | 0 | 0 | 0 | 0 | 0 | 0 | 0 | 0
F13_Industrial_Petroleum_Existing_Process_Natural Gas_Steam System Efficiency Improvements_A_Achievable Economic TRC Potential | F13 | Industrial | Petroleum | Existing | Process | Natural Gas | Steam System Efficiency Improvements | A | Purchases (Incremental) | Achievable Economic TRC Potential | 0 | 0 | 0 | 0 | 0 | 0 | 0 | 0 | 0 | 0 | 0 | 0 | 0 | 0 | 0 | 0 | 0 | 0 | 0 | 0 | 0 | 0
F14_Industrial_Petroleum_Existing_Process_Natural Gas_Steam System Efficiency Improvements_A_Achievable Economic TRC Potential | F14 | Industrial | Petroleum | Existing | Process | Natural Gas | Steam System Efficiency Improvements | A | Purchases (Cumulative) | Achievable Economic TRC Potential | 0 | 0 | 0 | 0 | 0 | 0 | 0 | 0 | 0 | 0 | 0 | 0 | 0 | 0 | 0 | 0 | 0 | 0 | 0 | 0 | 0 | 0
F1_Industrial_Petroleum_Existing_Space Heating_Natural Gas_Strategic Energy Management_A_Achievable Economic TRC Potential | F1 | Industrial | Petroleum | Existing | Space Heating | Natural Gas | Strategic Energy Management | A | Original Unit Energy Savings (kWh or therms) | Achievable Economic TRC Potential | 0 | 0 | 813.7547 | 809.7668 | 805.7941 | 801.8662 | 798.011 | 794.2546 | 790.6216 | 787.1351 | 783.8168 | 780.6873 | 777.7367 | 774.9558 | 772.3359 | 769.8688 | 767.5468 | 765.3625 | 763.3092 | 761.3803 | 759.5698 | 757.8719
F2_Industrial_Petroleum_Existing_Space Heating_Natural Gas_Strategic Energy Management_A_Achievable Economic TRC Potential | F2 | Industrial | Petroleum | Existing | Space Heating | Natural Gas | Strategic Energy Management | A | Original Unit Summer Peak Savings (kW) | Achievable Economic TRC Potential | 0 | 0 | 0 | 0 | 0 | 0 | 0 | 0 | 0 | 0 | 0 | 0 | 0 | 0 | 0 | 0 | 0 | 0 | 0 | 0 | 0 | 0
F3_Industrial_Petroleum_Existing_Space Heating_Natural Gas_Strategic Energy Management_A_Achievable Economic TRC Potential | F3 | Industrial | Petroleum | Existing | Space Heating | Natural Gas | Strategic Energy Management | A | Original Unit Winter Peak Savings (kW) | Achievable Economic TRC Potential | 0 | 0 | 0 | 0 | 0 | 0 | 0 | 0 | 0 | 0 | 0 | 0 | 0 | 0 | 0 | 0 | 0 | 0 | 0 | 0 | 0 | 0
F4_Industrial_Petroleum_Existing_Space Heating_Natural Gas_Strategic Energy Management_A_Achievable Economic TRC Potential | F4 | Industrial | Petroleum | Existing | Space Heating | Natural Gas | Strategic Energy Management | A | Standalone Impact on Baseline Energy (%) | Achievable Economic TRC Potential | 0% | 0% | 0.08224% | 0.1659% | 0.2511% | 0.3377% | 0.4259% | 0.5156% | 0.6069% | 0.6997% | 0.7943% | 0.8904% | 0.9883% | 1.088% | 1.189% | 1.292% | 1.397% | 1.504% | 1.613% | 1.723% | 1.836% | 1.95%
F5_Industrial_Petroleum_Existing_Space Heating_Natural Gas_Strategic Energy Management_A_Achievable Economic TRC Potential | F5 | Industrial | Petroleum | Existing | Space Heating | Natural Gas | Strategic Energy Management | A | Standalone Impact on Baseline Summer Peak (%) | Achievable Economic TRC Potential | bar: 2019 to 2040
F6_Industrial_Petroleum_Existing_Space Heating_Natural Gas_Strategic Energy Management_A_Achievable Economic TRC Potential | F6 | Industrial | Petroleum | Existing | Space Heating | Natural Gas | Strategic Energy Management | A | Standalone Impact on Baseline Winter Peak (%) | Achievable Economic TRC Potential | bar: 2019 to 2040
F7_Industrial_Petroleum_Existing_Space Heating_Natural Gas_Strategic Energy Management_A_Achievable Economic TRC Potential | F7 | Industrial | Petroleum | Existing | Space Heating | Natural Gas | Strategic Energy Management | A | Incremental Energy Savings (MWh or mTherms) | Achievable Economic TRC Potential | 0 | 0 | 0.0044656 | 0.0043671 | 0.0042707 | 0.0041767 | 0.0040849 | 0.0039956 | 0.0039087 | 0.0038244 | 0.0037426 | 0.0036634 | 0.0035866 | 0.0035122 | 0.00344 | 0.0033699 | 0.0033018 | 0.0032356 | 0.0031713 | 0.0031087 | 0.0030479 | 0.0029886
F8_Industrial_Petroleum_Existing_Space Heating_Natural Gas_Strategic Energy Management_A_Achievable Economic TRC Potential | F8 | Industrial | Petroleum | Existing | Space Heating | Natural Gas | Strategic Energy Management | A | Incremental Summer Peak Savings (MW) | Achievable Economic TRC Potential | 0 | 0 | 0 | 0 | 0 | 0 | 0 | 0 | 0 | 0 | 0 | 0 | 0 | 0 | 0 | 0 | 0 | 0 | 0 | 0 | 0 | 0
F9_Industrial_Petroleum_Existing_Space Heating_Natural Gas_Strategic Energy Management_A_Achievable Economic TRC Potential | F9 | Industrial | Petroleum | Existing | Space Heating | Natural Gas | Strategic Energy Management | A | Incremental Winter Peak Savings (MW) | Achievable Economic TRC Potential | 0 | 0 | 0 | 0 | 0 | 0 | 0 | 0 | 0 | 0 | 0 | 0 | 0 | 0 | 0 | 0 | 0 | 0 | 0 | 0 | 0 | 0
F10_Industrial_Petroleum_Existing_Space Heating_Natural Gas_Strategic Energy Management_A_Achievable Economic TRC Potential | F10 | Industrial | Petroleum | Existing | Space Heating | Natural Gas | Strategic Energy Management | A | Cumulative Energy Savings (MWh or mTherms) | Achievable Economic TRC Potential | 0 | 0 | 0.0044656 | 0.0088108 | 0.013038 | 0.017151 | 0.021154 | 0.02505 | 0.028844 | 0.032541 | 0.036147 | 0.039666 | 0.043103 | 0.046461 | 0.049743 | 0.052954 | 0.056097 | 0.059172 | 0.062185 | 0.065137 | 0.06803 | 0.070866
F11_Industrial_Petroleum_Existing_Space Heating_Natural Gas_Strategic Energy Management_A_Achievable Economic TRC Potential | F11 | Industrial | Petroleum | Existing | Space Heating | Natural Gas | Strategic Energy Management | A | Cumulative Summer Peak Savings (MW) | Achievable Economic TRC Potential | 0 | 0 | 0 | 0 | 0 | 0 | 0 | 0 | 0 | 0 | 0 | 0 | 0 | 0 | 0 | 0 | 0 | 0 | 0 | 0 | 0 | 0
F12_Industrial_Petroleum_Existing_Space Heating_Natural Gas_Strategic Energy Management_A_Achievable Economic TRC Potential | F12 | Industrial | Petroleum | Existing | Space Heating | Natural Gas | Strategic Energy Management | A | Cumulative Winter Peak Savings (MW) | Achievable Economic TRC Potential | 0 | 0 | 0 | 0 | 0 | 0 | 0 | 0 | 0 | 0 | 0 | 0 | 0 | 0 | 0 | 0 | 0 | 0 | 0 | 0 | 0 | 0
F13_Industrial_Petroleum_Existing_Space Heating_Natural Gas_Strategic Energy Management_A_Achievable Economic TRC Potential | F13 | Industrial | Petroleum | Existing | Space Heating | Natural Gas | Strategic Energy Management | A | Purchases (Incremental) | Achievable Economic TRC Potential | 0 | 0 | 0.0054876 | 0.005393 | 0.0053001 | 0.0052087 | 0.0051189 | 0.0050306 | 0.0049439 | 0.0048586 | 0.0047749 | 0.0046925 | 0.0046116 | 0.0045321 | 0.004454 | 0.0043772 | 0.0043017 | 0.0042276 | 0.0041547 | 0.004083 | 0.0040126 | 0.0039435
F14_Industrial_Petroleum_Existing_Space Heating_Natural Gas_Strategic Energy Management_A_Achievable Economic TRC Potential | F14 | Industrial | Petroleum | Existing | Space Heating | Natural Gas | Strategic Energy Management | A | Purchases (Cumulative) | Achievable Economic TRC Potential | 0 | 0 | 0.0054876 | 0.010881 | 0.016181 | 0.021389 | 0.026508 | 0.031539 | 0.036483 | 0.041341 | 0.046116 | 0.050809 | 0.05542 | 0.059953 | 0.064407 | 0.068784 | 0.073085 | 0.077313 | 0.081468 | 0.085551 | 0.089563 | 0.093507
F1_Industrial_Petroleum_Existing_Process_Natural Gas_Strategic Energy Management_A_Achievable Economic TRC Potential | F1 | Industrial | Petroleum | Existing | Process | Natural Gas | Strategic Energy Management | A | Original Unit Energy Savings (kWh or therms) | Achievable Economic TRC Potential | 0 | 0 | 769.0432 | 769.0432 | 769.0432 | 769.0432 | 769.0432 | 769.0432 | 769.0432 | 769.0432 | 769.0432 | 769.0432 | 769.0432 | 769.0432 | 769.0432 | 769.0432 | 769.0432 | 769.0432 | 769.0432 | 769.0432 | 769.0432 | 769.0432
F2_Industrial_Petroleum_Existing_Process_Natural Gas_Strategic Energy Management_A_Achievable Economic TRC Potential | F2 | Industrial | Petroleum | Existing | Process | Natural Gas | Strategic Energy Management | A | Original Unit Summer Peak Savings (kW) | Achievable Economic TRC Potential | 0 | 0 | 0 | 0 | 0 | 0 | 0 | 0 | 0 | 0 | 0 | 0 | 0 | 0 | 0 | 0 | 0 | 0 | 0 | 0 | 0 | 0
F3_Industrial_Petroleum_Existing_Process_Natural Gas_Strategic Energy Management_A_Achievable Economic TRC Potential | F3 | Industrial | Petroleum | Existing | Process | Natural Gas | Strategic Energy Management | A | Original Unit Winter Peak Savings (kW) | Achievable Economic TRC Potential | 0 | 0 | 0 | 0 | 0 | 0 | 0 | 0 | 0 | 0 | 0 | 0 | 0 | 0 | 0 | 0 | 0 | 0 | 0 | 0 | 0 | 0
F4_Industrial_Petroleum_Existing_Process_Natural Gas_Strategic Energy Management_A_Achievable Economic TRC Potential | F4 | Industrial | Petroleum | Existing | Process | Natural Gas | Strategic Energy Management | A | Standalone Impact on Baseline Energy (%) | Achievable Economic TRC Potential | 0% | 0% | 0.08224% | 0.1659% | 0.2511% | 0.3377% | 0.4259% | 0.5156% | 0.6069% | 0.6997% | 0.7943% | 0.8904% | 0.9883% | 1.088% | 1.189% | 1.292% | 1.397% | 1.504% | 1.613% | 1.723% | 1.836% | 1.95%
F5_Industrial_Petroleum_Existing_Process_Natural Gas_Strategic Energy Management_A_Achievable Economic TRC Potential | F5 | Industrial | Petroleum | Existing | Process | Natural Gas | Strategic Energy Management | A | Standalone Impact on Baseline Summer Peak (%) | Achievable Economic TRC Potential | bar: 2019 to 2040
F6_Industrial_Petroleum_Existing_Process_Natural Gas_Strategic Energy Management_A_Achievable Economic TRC Potential | F6 | Industrial | Petroleum | Existing | Process | Natural Gas | Strategic Energy Management | A | Standalone Impact on Baseline Winter Peak (%) | Achievable Economic TRC Potential | bar: 2019 to 2040
F7_Industrial_Petroleum_Existing_Process_Natural Gas_Strategic Energy Management_A_Achievable Economic TRC Potential | F7 | Industrial | Petroleum | Existing | Process | Natural Gas | Strategic Energy Management | A | Incremental Energy Savings (MWh or mTherms) | Achievable Economic TRC Potential | 0 | 0 | 1.0929 | 1.0741 | 1.0555 | 1.0373 | 1.0195 | 1.0019 | 0.9846 | 0.96763 | 0.95094 | 0.93455 | 0.91843 | 0.9026 | 0.88704 | 0.87174 | 0.85671 | 0.84194 | 0.82743 | 0.81316 | 0.79914 | 0.78536
F8_Industrial_Petroleum_Existing_Process_Natural Gas_Strategic Energy Management_A_Achievable Economic TRC Potential | F8 | Industrial | Petroleum | Existing | Process | Natural Gas | Strategic Energy Management | A | Incremental Summer Peak Savings (MW) | Achievable Economic TRC Potential | 0 | 0 | 0 | 0 | 0 | 0 | 0 | 0 | 0 | 0 | 0 | 0 | 0 | 0 | 0 | 0 | 0 | 0 | 0 | 0 | 0 | 0
F9_Industrial_Petroleum_Existing_Process_Natural Gas_Strategic Energy Management_A_Achievable Economic TRC Potential | F9 | Industrial | Petroleum | Existing | Process | Natural Gas | Strategic Energy Management | A | Incremental Winter Peak Savings (MW) | Achievable Economic TRC Potential | 0 | 0 | 0 | 0 | 0 | 0 | 0 | 0 | 0 | 0 | 0 | 0 | 0 | 0 | 0 | 0 | 0 | 0 | 0 | 0 | 0 | 0
F10_Industrial_Petroleum_Existing_Process_Natural Gas_Strategic Energy Management_A_Achievable Economic TRC Potential | F10 | Industrial | Petroleum | Existing | Process | Natural Gas | Strategic Energy Management | A | Cumulative Energy Savings (MWh or mTherms) | Achievable Economic TRC Potential | 0 | 0 | 1.0929 | 2.167 | 3.2225 | 4.2598 | 5.2793 | 6.2811 | 7.2658 | 8.2334 | 9.1843 | 10.1189 | 11.0373 | 11.9399 | 12.8269 | 13.6987 | 14.5554 | 15.3973 | 16.2248 | 17.0379 | 17.8371 | 18.6224
F11_Industrial_Petroleum_Existing_Process_Natural Gas_Strategic Energy Management_A_Achievable Economic TRC Potential | F11 | Industrial | Petroleum | Existing | Process | Natural Gas | Strategic Energy Management | A | Cumulative Summer Peak Savings (MW) | Achievable Economic TRC Potential | 0 | 0 | 0 | 0 | 0 | 0 | 0 | 0 | 0 | 0 | 0 | 0 | 0 | 0 | 0 | 0 | 0 | 0 | 0 | 0 | 0 | 0
F12_Industrial_Petroleum_Existing_Process_Natural Gas_Strategic Energy Management_A_Achievable Economic TRC Potential | F12 | Industrial | Petroleum | Existing | Process | Natural Gas | Strategic Energy Management | A | Cumulative Winter Peak Savings (MW) | Achievable Economic TRC Potential | 0 | 0 | 0 | 0 | 0 | 0 | 0 | 0 | 0 | 0 | 0 | 0 | 0 | 0 | 0 | 0 | 0 | 0 | 0 | 0 | 0 | 0
F13_Industrial_Petroleum_Existing_Process_Natural Gas_Strategic Energy Management_A_Achievable Economic TRC Potential | F13 | Industrial | Petroleum | Existing | Process | Natural Gas | Strategic Energy Management | A | Purchases (Incremental) | Achievable Economic TRC Potential | 0 | 0 | 1.4211 | 1.3966 | 1.3725 | 1.3489 | 1.3256 | 1.3028 | 1.2803 | 1.2582 | 1.2365 | 1.2152 | 1.1943 | 1.1737 | 1.1534 | 1.1335 | 1.114 | 1.0948 | 1.0759 | 1.0574 | 1.0391 | 1.0212
F14_Industrial_Petroleum_Existing_Process_Natural Gas_Strategic Energy Management_A_Achievable Economic TRC Potential | F14 | Industrial | Petroleum | Existing | Process | Natural Gas | Strategic Energy Management | A | Purchases (Cumulative) | Achievable Economic TRC Potential | 0 | 0 | 1.4211 | 2.8177 | 4.1903 | 5.5391 | 6.8647 | 8.1675 | 9.4478 | 10.706 | 11.9425 | 13.1577 | 14.352 | 15.5257 | 16.6791 | 17.8126 | 18.9266 | 20.0214 | 21.0973 | 22.1547 | 23.1938 | 24.215
F1_Industrial_Petroleum_Existing_Miscellaneous_Natural Gas_Strategic Energy Management_A_Achievable Economic TRC Potential | F1 | Industrial | Petroleum | Existing | Miscellaneous | Natural Gas | Strategic Energy Management | A | Original Unit Energy Savings (kWh or therms) | Achievable Economic TRC Potential | 0 | 0 | 160.7723 | 160.7723 | 160.7723 | 160.7723 | 160.7723 | 160.7723 | 160.7723 | 160.7723 | 160.7723 | 160.7723 | 160.7723 | 160.7723 | 160.7723 | 160.7723 | 160.7723 | 160.7723 | 160.7723 | 160.7723 | 160.7723 | 160.7723
F2_Industrial_Petroleum_Existing_Miscellaneous_Natural Gas_Strategic Energy Management_A_Achievable Economic TRC Potential | F2 | Industrial | Petroleum | Existing | Miscellaneous | Natural Gas | Strategic Energy Management | A | Original Unit Summer Peak Savings (kW) | Achievable Economic TRC Potential | 0 | 0 | 0 | 0 | 0 | 0 | 0 | 0 | 0 | 0 | 0 | 0 | 0 | 0 | 0 | 0 | 0 | 0 | 0 | 0 | 0 | 0
F3_Industrial_Petroleum_Existing_Miscellaneous_Natural Gas_Strategic Energy Management_A_Achievable Economic TRC Potential | F3 | Industrial | Petroleum | Existing | Miscellaneous | Natural Gas | Strategic Energy Management | A | Original Unit Winter Peak Savings (kW) | Achievable Economic TRC Potential | 0 | 0 | 0 | 0 | 0 | 0 | 0 | 0 | 0 | 0 | 0 | 0 | 0 | 0 | 0 | 0 | 0 | 0 | 0 | 0 | 0 | 0
F4_Industrial_Petroleum_Existing_Miscellaneous_Natural Gas_Strategic Energy Management_A_Achievable Economic TRC Potential | F4 | Industrial | Petroleum | Existing | Miscellaneous | Natural Gas | Strategic Energy Management | A | Standalone Impact on Baseline Energy (%) | Achievable Economic TRC Potential | 0% | 0% | 0.08224% | 0.1659% | 0.2511% | 0.3377% | 0.4259% | 0.5156% | 0.6069% | 0.6997% | 0.7943% | 0.8904% | 0.9883% | 1.088% | 1.189% | 1.292% | 1.397% | 1.504% | 1.613% | 1.723% | 1.836% | 1.95%
F5_Industrial_Petroleum_Existing_Miscellaneous_Natural Gas_Strategic Energy Management_A_Achievable Economic TRC Potential | F5 | Industrial | Petroleum | Existing | Miscellaneous | Natural Gas | Strategic Energy Management | A | Standalone Impact on Baseline Summer Peak (%) | Achievable Economic TRC Potential | bar: 2019 to 2040
F6_Industrial_Petroleum_Existing_Miscellaneous_Natural Gas_Strategic Energy Management_A_Achievable Economic TRC Potential | F6 | Industrial | Petroleum | Existing | Miscellaneous | Natural Gas | Strategic Energy Management | A | Standalone Impact on Baseline Winter Peak (%) | Achievable Economic TRC Potential | bar: 2019 to 2040
F7_Industrial_Petroleum_Existing_Miscellaneous_Natural Gas_Strategic Energy Management_A_Achievable Economic TRC Potential | F7 | Industrial | Petroleum | Existing | Miscellaneous | Natural Gas | Strategic Energy Management | A | Incremental Energy Savings (MWh or mTherms) | Achievable Economic TRC Potential | 0 | 0 | 0.057119 | 0.056134 | 0.055166 | 0.054215 | 0.05328 | 0.052362 | 0.051459 | 0.050572 | 0.0497 | 0.048843 | 0.048001 | 0.047173 | 0.04636 | 0.045561 | 0.044775 | 0.044003 | 0.043244 | 0.042499 | 0.041766 | 0.041046
F8_Industrial_Petroleum_Existing_Miscellaneous_Natural Gas_Strategic Energy Management_A_Achievable Economic TRC Potential | F8 | Industrial | Petroleum | Existing | Miscellaneous | Natural Gas | Strategic Energy Management | A | Incremental Summer Peak Savings (MW) | Achievable Economic TRC Potential | 0 | 0 | 0 | 0 | 0 | 0 | 0 | 0 | 0 | 0 | 0 | 0 | 0 | 0 | 0 | 0 | 0 | 0 | 0 | 0 | 0 | 0
F9_Industrial_Petroleum_Existing_Miscellaneous_Natural Gas_Strategic Energy Management_A_Achievable Economic TRC Potential | F9 | Industrial | Petroleum | Existing | Miscellaneous | Natural Gas | Strategic Energy Management | A | Incremental Winter Peak Savings (MW) | Achievable Economic TRC Potential | 0 | 0 | 0 | 0 | 0 | 0 | 0 | 0 | 0 | 0 | 0 | 0 | 0 | 0 | 0 | 0 | 0 | 0 | 0 | 0 | 0 | 0
F10_Industrial_Petroleum_Existing_Miscellaneous_Natural Gas_Strategic Energy Management_A_Achievable Economic TRC Potential | F10 | Industrial | Petroleum | Existing | Miscellaneous | Natural Gas | Strategic Energy Management | A | Cumulative Energy Savings (MWh or mTherms) | Achievable Economic TRC Potential | 0 | 0 | 0.057119 | 0.11325 | 0.16842 | 0.22263 | 0.27591 | 0.32828 | 0.37974 | 0.43031 | 0.48001 | 0.52885 | 0.57685 | 0.62402 | 0.67038 | 0.71594 | 0.76072 | 0.80472 | 0.84797 | 0.89047 | 0.93223 | 0.97328
F11_Industrial_Petroleum_Existing_Miscellaneous_Natural Gas_Strategic Energy Management_A_Achievable Economic TRC Potential | F11 | Industrial | Petroleum | Existing | Miscellaneous | Natural Gas | Strategic Energy Management | A | Cumulative Summer Peak Savings (MW) | Achievable Economic TRC Potential | 0 | 0 | 0 | 0 | 0 | 0 | 0 | 0 | 0 | 0 | 0 | 0 | 0 | 0 | 0 | 0 | 0 | 0 | 0 | 0 | 0 | 0
F12_Industrial_Petroleum_Existing_Miscellaneous_Natural Gas_Strategic Energy Management_A_Achievable Economic TRC Potential | F12 | Industrial | Petroleum | Existing | Miscellaneous | Natural Gas | Strategic Energy Management | A | Cumulative Winter Peak Savings (MW) | Achievable Economic TRC Potential | 0 | 0 | 0 | 0 | 0 | 0 | 0 | 0 | 0 | 0 | 0 | 0 | 0 | 0 | 0 | 0 | 0 | 0 | 0 | 0 | 0 | 0
F13_Industrial_Petroleum_Existing_Miscellaneous_Natural Gas_Strategic Energy Management_A_Achievable Economic TRC Potential | F13 | Industrial | Petroleum | Existing | Miscellaneous | Natural Gas | Strategic Energy Management | A | Purchases (Incremental) | Achievable Economic TRC Potential | 0 | 0 | 0.35528 | 0.34915 | 0.34313 | 0.33722 | 0.3314 | 0.32569 | 0.32007 | 0.31455 | 0.30913 | 0.3038 | 0.29856 | 0.29342 | 0.28836 | 0.28339 | 0.2785 | 0.2737 | 0.26898 | 0.26434 | 0.25978 | 0.2553
F14_Industrial_Petroleum_Existing_Miscellaneous_Natural Gas_Strategic Energy Management_A_Achievable Economic TRC Potential | F14 | Industrial | Petroleum | Existing | Miscellaneous | Natural Gas | Strategic Energy Management | A | Purchases (Cumulative) | Achievable Economic TRC Potential | 0 | 0 | 0.35528 | 0.70443 | 1.0476 | 1.3848 | 1.7162 | 2.0419 | 2.3619 | 2.6765 | 2.9856 | 3.2894 | 3.588 | 3.8814 | 4.1698 | 4.4532 | 4.7317 | 5.0054 | 5.2743 | 5.5387 | 5.7985 | 6.0538
F1_Industrial_Petroleum_Existing_Space Heating_Natural Gas_Commissioning_A_Achievable Economic TRC Potential | F1 | Industrial | Petroleum | Existing | Space Heating | Natural Gas | Commissioning | A | Original Unit Energy Savings (kWh or therms) | Achievable Economic TRC Potential | 0 | 0 | 17.5386 | 17.4526 | 17.367 | 17.2823 | 17.1993 | 17.1183 | 17.04 | 16.9648 | 16.8933 | 16.8259 | 16.7623 | 16.7024 | 16.6459 | 16.5927 | 16.5427 | 16.4956 | 16.4513 | 16.4098 | 16.3707 | 16.3341
F2_Industrial_Petroleum_Existing_Space Heating_Natural Gas_Commissioning_A_Achievable Economic TRC Potential | F2 | Industrial | Petroleum | Existing | Space Heating | Natural Gas | Commissioning | A | Original Unit Summer Peak Savings (kW) | Achievable Economic TRC Potential | 0 | 0 | 0 | 0 | 0 | 0 | 0 | 0 | 0 | 0 | 0 | 0 | 0 | 0 | 0 | 0 | 0 | 0 | 0 | 0 | 0 | 0
F3_Industrial_Petroleum_Existing_Space Heating_Natural Gas_Commissioning_A_Achievable Economic TRC Potential | F3 | Industrial | Petroleum | Existing | Space Heating | Natural Gas | Commissioning | A | Original Unit Winter Peak Savings (kW) | Achievable Economic TRC Potential | 0 | 0 | 0 | 0 | 0 | 0 | 0 | 0 | 0 | 0 | 0 | 0 | 0 | 0 | 0 | 0 | 0 | 0 | 0 | 0 | 0 | 0
F4_Industrial_Petroleum_Existing_Space Heating_Natural Gas_Commissioning_A_Achievable Economic TRC Potential | F4 | Industrial | Petroleum | Existing | Space Heating | Natural Gas | Commissioning | A | Standalone Impact on Baseline Energy (%) | Achievable Economic TRC Potential | bar: 2019 to 2040
F5_Industrial_Petroleum_Existing_Space Heating_Natural Gas_Commissioning_A_Achievable Economic TRC Potential | F5 | Industrial | Petroleum | Existing | Space Heating | Natural Gas | Commissioning | A | Standalone Impact on Baseline Summer Peak (%) | Achievable Economic TRC Potential | bar: 2019 to 2040
F6_Industrial_Petroleum_Existing_Space Heating_Natural Gas_Commissioning_A_Achievable Economic TRC Potential | F6 | Industrial | Petroleum | Existing | Space Heating | Natural Gas | Commissioning | A | Standalone Impact on Baseline Winter Peak (%) | Achievable Economic TRC Potential | bar: 2019 to 2040
F7_Industrial_Petroleum_Existing_Space Heating_Natural Gas_Commissioning_A_Achievable Economic TRC Potential | F7 | Industrial | Petroleum | Existing | Space Heating | Natural Gas | Commissioning | A | Incremental Energy Savings (MWh or mTherms) | Achievable Economic TRC Potential | 0 | 0 | 0 | 0 | 0 | 0 | 0 | 0 | 0 | 0 | 0 | 0 | 0 | 0 | 0 | 0 | 0 | 0 | 0 | 0 | 0 | 0
F8_Industrial_Petroleum_Existing_Space Heating_Natural Gas_Commissioning_A_Achievable Economic TRC Potential | F8 | Industrial | Petroleum | Existing | Space Heating | Natural Gas | Commissioning | A | Incremental Summer Peak Savings (MW) | Achievable Economic TRC Potential | 0 | 0 | 0 | 0 | 0 | 0 | 0 | 0 | 0 | 0 | 0 | 0 | 0 | 0 | 0 | 0 | 0 | 0 | 0 | 0 | 0 | 0
F9_Industrial_Petroleum_Existing_Space Heating_Natural Gas_Commissioning_A_Achievable Economic TRC Potential | F9 | Industrial | Petroleum | Existing | Space Heating | Natural Gas | Commissioning | A | Incremental Winter Peak Savings (MW) | Achievable Economic TRC Potential | 0 | 0 | 0 | 0 | 0 | 0 | 0 | 0 | 0 | 0 | 0 | 0 | 0 | 0 | 0 | 0 | 0 | 0 | 0 | 0 | 0 | 0
F10_Industrial_Petroleum_Existing_Space Heating_Natural Gas_Commissioning_A_Achievable Economic TRC Potential | F10 | Industrial | Petroleum | Existing | Space Heating | Natural Gas | Commissioning | A | Cumulative Energy Savings (MWh or mTherms) | Achievable Economic TRC Potential | 0 | 0 | 0 | 0 | 0 | 0 | 0 | 0 | 0 | 0 | 0 | 0 | 0 | 0 | 0 | 0 | 0 | 0 | 0 | 0 | 0 | 0
F11_Industrial_Petroleum_Existing_Space Heating_Natural Gas_Commissioning_A_Achievable Economic TRC Potential | F11 | Industrial | Petroleum | Existing | Space Heating | Natural Gas | Commissioning | A | Cumulative Summer Peak Savings (MW) | Achievable Economic TRC Potential | 0 | 0 | 0 | 0 | 0 | 0 | 0 | 0 | 0 | 0 | 0 | 0 | 0 | 0 | 0 | 0 | 0 | 0 | 0 | 0 | 0 | 0
F12_Industrial_Petroleum_Existing_Space Heating_Natural Gas_Commissioning_A_Achievable Economic TRC Potential | F12 | Industrial | Petroleum | Existing | Space Heating | Natural Gas | Commissioning | A | Cumulative Winter Peak Savings (MW) | Achievable Economic TRC Potential | 0 | 0 | 0 | 0 | 0 | 0 | 0 | 0 | 0 | 0 | 0 | 0 | 0 | 0 | 0 | 0 | 0 | 0 | 0 | 0 | 0 | 0
F13_Industrial_Petroleum_Existing_Space Heating_Natural Gas_Commissioning_A_Achievable Economic TRC Potential | F13 | Industrial | Petroleum | Existing | Space Heating | Natural Gas | Commissioning | A | Purchases (Incremental) | Achievable Economic TRC Potential | 0 | 0 | 0 | 0 | 0 | 0 | 0 | 0 | 0 | 0 | 0 | 0 | 0 | 0 | 0 | 0 | 0 | 0 | 0 | 0 | 0 | 0
F14_Industrial_Petroleum_Existing_Space Heating_Natural Gas_Commissioning_A_Achievable Economic TRC Potential | F14 | Industrial | Petroleum | Existing | Space Heating | Natural Gas | Commissioning | A | Purchases (Cumulative) | Achievable Economic TRC Potential | 0 | 0 | 0 | 0 | 0 | 0 | 0 | 0 | 0 | 0 | 0 | 0 | 0 | 0 | 0 | 0 | 0 | 0 | 0 | 0 | 0 | 0
F1_Industrial_Petroleum_Existing_Process_Natural Gas_Commissioning_A_Achievable Economic TRC Potential | F1 | Industrial | Petroleum | Existing | Process | Natural Gas | Commissioning | A | Original Unit Energy Savings (kWh or therms) | Achievable Economic TRC Potential | 0 | 0 | 4292.3343 | 4292.3343 | 4292.3343 | 4292.3343 | 4292.3343 | 4292.3343 | 4292.3343 | 4292.3343 | 4292.3343 | 4292.3343 | 4292.3343 | 4292.3343 | 4292.3343 | 4292.3343 | 4292.3343 | 4292.3343 | 4292.3343 | 4292.3343 | 4292.3343 | 4292.3343
F2_Industrial_Petroleum_Existing_Process_Natural Gas_Commissioning_A_Achievable Economic TRC Potential | F2 | Industrial | Petroleum | Existing | Process | Natural Gas | Commissioning | A | Original Unit Summer Peak Savings (kW) | Achievable Economic TRC Potential | 0 | 0 | 0 | 0 | 0 | 0 | 0 | 0 | 0 | 0 | 0 | 0 | 0 | 0 | 0 | 0 | 0 | 0 | 0 | 0 | 0 | 0
F3_Industrial_Petroleum_Existing_Process_Natural Gas_Commissioning_A_Achievable Economic TRC Potential | F3 | Industrial | Petroleum | Existing | Process | Natural Gas | Commissioning | A | Original Unit Winter Peak Savings (kW) | Achievable Economic TRC Potential | 0 | 0 | 0 | 0 | 0 | 0 | 0 | 0 | 0 | 0 | 0 | 0 | 0 | 0 | 0 | 0 | 0 | 0 | 0 | 0 | 0 | 0
F4_Industrial_Petroleum_Existing_Process_Natural Gas_Commissioning_A_Achievable Economic TRC Potential | F4 | Industrial | Petroleum | Existing | Process | Natural Gas | Commissioning | A | Standalone Impact on Baseline Energy (%) | Achievable Economic TRC Potential | bar: 2019 to 2040
F5_Industrial_Petroleum_Existing_Process_Natural Gas_Commissioning_A_Achievable Economic TRC Potential | F5 | Industrial | Petroleum | Existing | Process | Natural Gas | Commissioning | A | Standalone Impact on Baseline Summer Peak (%) | Achievable Economic TRC Potential | bar: 2019 to 2040
F6_Industrial_Petroleum_Existing_Process_Natural Gas_Commissioning_A_Achievable Economic TRC Potential | F6 | Industrial | Petroleum | Existing | Process | Natural Gas | Commissioning | A | Standalone Impact on Baseline Winter Peak (%) | Achievable Economic TRC Potential | bar: 2019 to 2040
F7_Industrial_Petroleum_Existing_Process_Natural Gas_Commissioning_A_Achievable Economic TRC Potential | F7 | Industrial | Petroleum | Existing | Process | Natural Gas | Commissioning | A | Incremental Energy Savings (MWh or mTherms) | Achievable Economic TRC Potential | 0 | 0 | 0 | 0 | 0 | 0 | 0 | 0 | 0 | 0 | 0 | 0 | 0 | 0 | 0 | 0 | 0 | 0 | 0 | 0 | 0 | 0
F8_Industrial_Petroleum_Existing_Process_Natural Gas_Commissioning_A_Achievable Economic TRC Potential | F8 | Industrial | Petroleum | Existing | Process | Natural Gas | Commissioning | A | Incremental Summer Peak Savings (MW) | Achievable Economic TRC Potential | 0 | 0 | 0 | 0 | 0 | 0 | 0 | 0 | 0 | 0 | 0 | 0 | 0 | 0 | 0 | 0 | 0 | 0 | 0 | 0 | 0 | 0
F9_Industrial_Petroleum_Existing_Process_Natural Gas_Commissioning_A_Achievable Economic TRC Potential | F9 | Industrial | Petroleum | Existing | Process | Natural Gas | Commissioning | A | Incremental Winter Peak Savings (MW) | Achievable Economic TRC Potential | 0 | 0 | 0 | 0 | 0 | 0 | 0 | 0 | 0 | 0 | 0 | 0 | 0 | 0 | 0 | 0 | 0 | 0 | 0 | 0 | 0 | 0
F10_Industrial_Petroleum_Existing_Process_Natural Gas_Commissioning_A_Achievable Economic TRC Potential | F10 | Industrial | Petroleum | Existing | Process | Natural Gas | Commissioning | A | Cumulative Energy Savings (MWh or mTherms) | Achievable Economic TRC Potential | 0 | 0 | 0 | 0 | 0 | 0 | 0 | 0 | 0 | 0 | 0 | 0 | 0 | 0 | 0 | 0 | 0 | 0 | 0 | 0 | 0 | 0
F11_Industrial_Petroleum_Existing_Process_Natural Gas_Commissioning_A_Achievable Economic TRC Potential | F11 | Industrial | Petroleum | Existing | Process | Natural Gas | Commissioning | A | Cumulative Summer Peak Savings (MW) | Achievable Economic TRC Potential | 0 | 0 | 0 | 0 | 0 | 0 | 0 | 0 | 0 | 0 | 0 | 0 | 0 | 0 | 0 | 0 | 0 | 0 | 0 | 0 | 0 | 0
F12_Industrial_Petroleum_Existing_Process_Natural Gas_Commissioning_A_Achievable Economic TRC Potential | F12 | Industrial | Petroleum | Existing | Process | Natural Gas | Commissioning | A | Cumulative Winter Peak Savings (MW) | Achievable Economic TRC Potential | 0 | 0 | 0 | 0 | 0 | 0 | 0 | 0 | 0 | 0 | 0 | 0 | 0 | 0 | 0 | 0 | 0 | 0 | 0 | 0 | 0 | 0
F13_Industrial_Petroleum_Existing_Process_Natural Gas_Commissioning_A_Achievable Economic TRC Potential | F13 | Industrial | Petroleum | Existing | Process | Natural Gas | Commissioning | A | Purchases (Incremental) | Achievable Economic TRC Potential | 0 | 0 | 0 | 0 | 0 | 0 | 0 | 0 | 0 | 0 | 0 | 0 | 0 | 0 | 0 | 0 | 0 | 0 | 0 | 0 | 0 | 0
F14_Industrial_Petroleum_Existing_Process_Natural Gas_Commissioning_A_Achievable Economic TRC Potential | F14 | Industrial | Petroleum | Existing | Process | Natural Gas | Commissioning | A | Purchases (Cumulative) | Achievable Economic TRC Potential | 0 | 0 | 0 | 0 | 0 | 0 | 0 | 0 | 0 | 0 | 0 | 0 | 0 | 0 | 0 | 0 | 0 | 0 | 0 | 0 | 0 | 0
F1_Industrial_Petroleum_Existing_Space Heating_Natural Gas_Retrocommissioning_A_Achievable Economic TRC Potential | F1 | Industrial | Petroleum | Existing | Space Heating | Natural Gas | Retrocommissioning | A | Original Unit Energy Savings (kWh or therms) | Achievable Economic TRC Potential | 0 | 0 | 2.436 | 2.424 | 2.4122 | 2.4004 | 2.3889 | 2.3776 | 2.3667 | 2.3563 | 2.3464 | 2.337 | 2.3282 | 2.3198 | 2.312 | 2.3046 | 2.2977 | 2.2911 | 2.285 | 2.2792 | 2.2738 | 2.2687
F2_Industrial_Petroleum_Existing_Space Heating_Natural Gas_Retrocommissioning_A_Achievable Economic TRC Potential | F2 | Industrial | Petroleum | Existing | Space Heating | Natural Gas | Retrocommissioning | A | Original Unit Summer Peak Savings (kW) | Achievable Economic TRC Potential | 0 | 0 | 0 | 0 | 0 | 0 | 0 | 0 | 0 | 0 | 0 | 0 | 0 | 0 | 0 | 0 | 0 | 0 | 0 | 0 | 0 | 0
F3_Industrial_Petroleum_Existing_Space Heating_Natural Gas_Retrocommissioning_A_Achievable Economic TRC Potential | F3 | Industrial | Petroleum | Existing | Space Heating | Natural Gas | Retrocommissioning | A | Original Unit Winter Peak Savings (kW) | Achievable Economic TRC Potential | 0 | 0 | 0 | 0 | 0 | 0 | 0 | 0 | 0 | 0 | 0 | 0 | 0 | 0 | 0 | 0 | 0 | 0 | 0 | 0 | 0 | 0
F4_Industrial_Petroleum_Existing_Space Heating_Natural Gas_Retrocommissioning_A_Achievable Economic TRC Potential | F4 | Industrial | Petroleum | Existing | Space Heating | Natural Gas | Retrocommissioning | A | Standalone Impact on Baseline Energy (%) | Achievable Economic TRC Potential | 0% | 0% | 0.0124% | 0.02501% | 0.03784% | 0.0509% | 0.06419% | 0.07772% | 0.09148% | 0.1055% | 0.1197% | 0.1342% | 0.149% | 0.164% | 0.1793% | 0.1948% | 0.2106% | 0.2267% | 0.2431% | 0.2597% | 0.2767% | 0.2939%
F5_Industrial_Petroleum_Existing_Space Heating_Natural Gas_Retrocommissioning_A_Achievable Economic TRC Potential | F5 | Industrial | Petroleum | Existing | Space Heating | Natural Gas | Retrocommissioning | A | Standalone Impact on Baseline Summer Peak (%) | Achievable Economic TRC Potential | bar: 2019 to 2040
F6_Industrial_Petroleum_Existing_Space Heating_Natural Gas_Retrocommissioning_A_Achievable Economic TRC Potential | F6 | Industrial | Petroleum | Existing | Space Heating | Natural Gas | Retrocommissioning | A | Standalone Impact on Baseline Winter Peak (%) | Achievable Economic TRC Potential | bar: 2019 to 2040
F7_Industrial_Petroleum_Existing_Space Heating_Natural Gas_Retrocommissioning_A_Achievable Economic TRC Potential | F7 | Industrial | Petroleum | Existing | Space Heating | Natural Gas | Retrocommissioning | A | Incremental Energy Savings (MWh or mTherms) | Achievable Economic TRC Potential | 0 | 0 | 0.00067313 | 0.00065828 | 0.00064376 | 0.00062958 | 0.00061575 | 0.00060228 | 0.00058919 | 0.00057648 | 0.00056415 | 0.00055221 | 0.00054064 | 0.00052942 | 0.00051853 | 0.00050796 | 0.0004977 | 0.00048773 | 0.00047803 | 0.0004686 | 0.00045943 | 0.0004505
F8_Industrial_Petroleum_Existing_Space Heating_Natural Gas_Retrocommissioning_A_Achievable Economic TRC Potential | F8 | Industrial | Petroleum | Existing | Space Heating | Natural Gas | Retrocommissioning | A | Incremental Summer Peak Savings (MW) | Achievable Economic TRC Potential | 0 | 0 | 0 | 0 | 0 | 0 | 0 | 0 | 0 | 0 | 0 | 0 | 0 | 0 | 0 | 0 | 0 | 0 | 0 | 0 | 0 | 0
F9_Industrial_Petroleum_Existing_Space Heating_Natural Gas_Retrocommissioning_A_Achievable Economic TRC Potential | F9 | Industrial | Petroleum | Existing | Space Heating | Natural Gas | Retrocommissioning | A | Incremental Winter Peak Savings (MW) | Achievable Economic TRC Potential | 0 | 0 | 0 | 0 | 0 | 0 | 0 | 0 | 0 | 0 | 0 | 0 | 0 | 0 | 0 | 0 | 0 | 0 | 0 | 0 | 0 | 0
F10_Industrial_Petroleum_Existing_Space Heating_Natural Gas_Retrocommissioning_A_Achievable Economic TRC Potential | F10 | Industrial | Petroleum | Existing | Space Heating | Natural Gas | Retrocommissioning | A | Cumulative Energy Savings (MWh or mTherms) | Achievable Economic TRC Potential | 0 | 0 | 0.00067313 | 0.0013281 | 0.0019654 | 0.0025853 | 0.0031887 | 0.0037759 | 0.0043479 | 0.0049052 | 0.0054486 | 0.0059791 | 0.0064971 | 0.0070033 | 0.0074982 | 0.0079822 | 0.0084558 | 0.0089195 | 0.0093736 | 0.0098185 | 0.010255 | 0.010682
F11_Industrial_Petroleum_Existing_Space Heating_Natural Gas_Retrocommissioning_A_Achievable Economic TRC Potential | F11 | Industrial | Petroleum | Existing | Space Heating | Natural Gas | Retrocommissioning | A | Cumulative Summer Peak Savings (MW) | Achievable Economic TRC Potential | 0 | 0 | 0 | 0 | 0 | 0 | 0 | 0 | 0 | 0 | 0 | 0 | 0 | 0 | 0 | 0 | 0 | 0 | 0 | 0 | 0 | 0
F12_Industrial_Petroleum_Existing_Space Heating_Natural Gas_Retrocommissioning_A_Achievable Economic TRC Potential | F12 | Industrial | Petroleum | Existing | Space Heating | Natural Gas | Retrocommissioning | A | Cumulative Winter Peak Savings (MW) | Achievable Economic TRC Potential | 0 | 0 | 0 | 0 | 0 | 0 | 0 | 0 | 0 | 0 | 0 | 0 | 0 | 0 | 0 | 0 | 0 | 0 | 0 | 0 | 0 | 0
F13_Industrial_Petroleum_Existing_Space Heating_Natural Gas_Retrocommissioning_A_Achievable Economic TRC Potential | F13 | Industrial | Petroleum | Existing | Space Heating | Natural Gas | Retrocommissioning | A | Purchases (Incremental) | Achievable Economic TRC Potential | 0 | 0 | 0.27633 | 0.27156 | 0.26688 | 0.26228 | 0.25776 | 0.25331 | 0.24895 | 0.24465 | 0.24044 | 0.23629 | 0.23222 | 0.22821 | 0.22428 | 0.22041 | 0.21661 | 0.21288 | 0.20921 | 0.2056 | 0.20205 | 0.19857
F14_Industrial_Petroleum_Existing_Space Heating_Natural Gas_Retrocommissioning_A_Achievable Economic TRC Potential | F14 | Industrial | Petroleum | Existing | Space Heating | Natural Gas | Retrocommissioning | A | Purchases (Cumulative) | Achievable Economic TRC Potential | 0 | 0 | 0.27633 | 0.54789 | 0.81477 | 1.0771 | 1.3348 | 1.5881 | 1.8371 | 2.0817 | 2.3222 | 2.5584 | 2.7907 | 3.0189 | 3.2432 | 3.4636 | 3.6802 | 3.8931 | 4.1023 | 4.3079 | 4.5099 | 4.7085
F1_Industrial_Petroleum_Existing_Process_Natural Gas_Retrocommissioning_A_Achievable Economic TRC Potential | F1 | Industrial | Petroleum | Existing | Process | Natural Gas | Retrocommissioning | A | Original Unit Energy Savings (kWh or therms) | Achievable Economic TRC Potential | 0 | 0 | 0 | 0 | 0 | 0 | 0 | 0 | 0 | 0 | 0 | 0 | 0 | 0 | 0 | 0 | 0 | 0 | 0 | 0 | 0 | 0
F2_Industrial_Petroleum_Existing_Process_Natural Gas_Retrocommissioning_A_Achievable Economic TRC Potential | F2 | Industrial | Petroleum | Existing | Process | Natural Gas | Retrocommissioning | A | Original Unit Summer Peak Savings (kW) | Achievable Economic TRC Potential | 0 | 0 | 0 | 0 | 0 | 0 | 0 | 0 | 0 | 0 | 0 | 0 | 0 | 0 | 0 | 0 | 0 | 0 | 0 | 0 | 0 | 0
F3_Industrial_Petroleum_Existing_Process_Natural Gas_Retrocommissioning_A_Achievable Economic TRC Potential | F3 | Industrial | Petroleum | Existing | Process | Natural Gas | Retrocommissioning | A | Original Unit Winter Peak Savings (kW) | Achievable Economic TRC Potential | 0 | 0 | 0 | 0 | 0 | 0 | 0 | 0 | 0 | 0 | 0 | 0 | 0 | 0 | 0 | 0 | 0 | 0 | 0 | 0 | 0 | 0
F4_Industrial_Petroleum_Existing_Process_Natural Gas_Retrocommissioning_A_Achievable Economic TRC Potential | F4 | Industrial | Petroleum | Existing | Process | Natural Gas | Retrocommissioning | A | Standalone Impact on Baseline Energy (%) | Achievable Economic TRC Potential | bar: 2019 to 2040
F5_Industrial_Petroleum_Existing_Process_Natural Gas_Retrocommissioning_A_Achievable Economic TRC Potential | F5 | Industrial | Petroleum | Existing | Process | Natural Gas | Retrocommissioning | A | Standalone Impact on Baseline Summer Peak (%) | Achievable Economic TRC Potential | bar: 2019 to 2040
F6_Industrial_Petroleum_Existing_Process_Natural Gas_Retrocommissioning_A_Achievable Economic TRC Potential | F6 | Industrial | Petroleum | Existing | Process | Natural Gas | Retrocommissioning | A | Standalone Impact on Baseline Winter Peak (%) | Achievable Economic TRC Potential | bar: 2019 to 2040
F7_Industrial_Petroleum_Existing_Process_Natural Gas_Retrocommissioning_A_Achievable Economic TRC Potential | F7 | Industrial | Petroleum | Existing | Process | Natural Gas | Retrocommissioning | A | Incremental Energy Savings (MWh or mTherms) | Achievable Economic TRC Potential | 0 | 0 | 0 | 0 | 0 | 0 | 0 | 0 | 0 | 0 | 0 | 0 | 0 | 0 | 0 | 0 | 0 | 0 | 0 | 0 | 0 | 0
F8_Industrial_Petroleum_Existing_Process_Natural Gas_Retrocommissioning_A_Achievable Economic TRC Potential | F8 | Industrial | Petroleum | Existing | Process | Natural Gas | Retrocommissioning | A | Incremental Summer Peak Savings (MW) | Achievable Economic TRC Potential | 0 | 0 | 0 | 0 | 0 | 0 | 0 | 0 | 0 | 0 | 0 | 0 | 0 | 0 | 0 | 0 | 0 | 0 | 0 | 0 | 0 | 0
F9_Industrial_Petroleum_Existing_Process_Natural Gas_Retrocommissioning_A_Achievable Economic TRC Potential | F9 | Industrial | Petroleum | Existing | Process | Natural Gas | Retrocommissioning | A | Incremental Winter Peak Savings (MW) | Achievable Economic TRC Potential | 0 | 0 | 0 | 0 | 0 | 0 | 0 | 0 | 0 | 0 | 0 | 0 | 0 | 0 | 0 | 0 | 0 | 0 | 0 | 0 | 0 | 0
F10_Industrial_Petroleum_Existing_Process_Natural Gas_Retrocommissioning_A_Achievable Economic TRC Potential | F10 | Industrial | Petroleum | Existing | Process | Natural Gas | Retrocommissioning | A | Cumulative Energy Savings (MWh or mTherms) | Achievable Economic TRC Potential | 0 | 0 | 0 | 0 | 0 | 0 | 0 | 0 | 0 | 0 | 0 | 0 | 0 | 0 | 0 | 0 | 0 | 0 | 0 | 0 | 0 | 0
F11_Industrial_Petroleum_Existing_Process_Natural Gas_Retrocommissioning_A_Achievable Economic TRC Potential | F11 | Industrial | Petroleum | Existing | Process | Natural Gas | Retrocommissioning | A | Cumulative Summer Peak Savings (MW) | Achievable Economic TRC Potential | 0 | 0 | 0 | 0 | 0 | 0 | 0 | 0 | 0 | 0 | 0 | 0 | 0 | 0 | 0 | 0 | 0 | 0 | 0 | 0 | 0 | 0
F12_Industrial_Petroleum_Existing_Process_Natural Gas_Retrocommissioning_A_Achievable Economic TRC Potential | F12 | Industrial | Petroleum | Existing | Process | Natural Gas | Retrocommissioning | A | Cumulative Winter Peak Savings (MW) | Achievable Economic TRC Potential | 0 | 0 | 0 | 0 | 0 | 0 | 0 | 0 | 0 | 0 | 0 | 0 | 0 | 0 | 0 | 0 | 0 | 0 | 0 | 0 | 0 | 0
F13_Industrial_Petroleum_Existing_Process_Natural Gas_Retrocommissioning_A_Achievable Economic TRC Potential | F13 | Industrial | Petroleum | Existing | Process | Natural Gas | Retrocommissioning | A | Purchases (Incremental) | Achievable Economic TRC Potential | 0 | 0 | 0.27633 | 0.27156 | 0.26688 | 0.26228 | 0.25776 | 0.25331 | 0.24895 | 0.24465 | 0.24044 | 0.23629 | 0.23222 | 0.22821 | 0.22428 | 0.22041 | 0.21661 | 0.21288 | 0.20921 | 0.2056 | 0.20205 | 0.19857
F14_Industrial_Petroleum_Existing_Process_Natural Gas_Retrocommissioning_A_Achievable Economic TRC Potential | F14 | Industrial | Petroleum | Existing | Process | Natural Gas | Retrocommissioning | A | Purchases (Cumulative) | Achievable Economic TRC Potential | 0 | 0 | 0.27633 | 0.54789 | 0.81477 | 1.0771 | 1.3348 | 1.5881 | 1.8371 | 2.0817 | 2.3222 | 2.5584 | 2.7907 | 3.0189 | 3.2432 | 3.4636 | 3.6802 | 3.8931 | 4.1023 | 4.3079 | 4.5099 | 4.7085
F1_Industrial_Petroleum_New_Space Heating_Natural Gas_Insulation - Roof/Ceiling_A_Achievable Economic TRC Potential | F1 | Industrial | Petroleum | New | Space Heating | Natural Gas | Insulation - Roof/Ceiling | A | Original Unit Energy Savings (kWh or therms) | Achievable Economic TRC Potential | 0 | 0 | 0.0743 | 0.0743 | 0.0743 | 0.0743 | 0.0743 | 0.0743 | 0.0743 | 0.0743 | 0.0743 | 0.0743 | 0.0743 | 0.0743 | 0.0743 | 0.0743 | 0.0743 | 0.0743 | 0.0743 | 0.0743 | 0.0743 | 0.0743
F2_Industrial_Petroleum_New_Space Heating_Natural Gas_Insulation - Roof/Ceiling_A_Achievable Economic TRC Potential | F2 | Industrial | Petroleum | New | Space Heating | Natural Gas | Insulation - Roof/Ceiling | A | Original Unit Summer Peak Savings (kW) | Achievable Economic TRC Potential | 0 | 0 | 0 | 0 | 0 | 0 | 0 | 0 | 0 | 0 | 0 | 0 | 0 | 0 | 0 | 0 | 0 | 0 | 0 | 0 | 0 | 0
F3_Industrial_Petroleum_New_Space Heating_Natural Gas_Insulation - Roof/Ceiling_A_Achievable Economic TRC Potential | F3 | Industrial | Petroleum | New | Space Heating | Natural Gas | Insulation - Roof/Ceiling | A | Original Unit Winter Peak Savings (kW) | Achievable Economic TRC Potential | 0 | 0 | 0 | 0 | 0 | 0 | 0 | 0 | 0 | 0 | 0 | 0 | 0 | 0 | 0 | 0 | 0 | 0 | 0 | 0 | 0 | 0
F4_Industrial_Petroleum_New_Space Heating_Natural Gas_Insulation - Roof/Ceiling_A_Achievable Economic TRC Potential | F4 | Industrial | Petroleum | New | Space Heating | Natural Gas | Insulation - Roof/Ceiling | A | Standalone Impact on Baseline Energy (%) | Achievable Economic TRC Potential | bar: 2019 to 2040
F5_Industrial_Petroleum_New_Space Heating_Natural Gas_Insulation - Roof/Ceiling_A_Achievable Economic TRC Potential | F5 | Industrial | Petroleum | New | Space Heating | Natural Gas | Insulation - Roof/Ceiling | A | Standalone Impact on Baseline Summer Peak (%) | Achievable Economic TRC Potential | bar: 2019 to 2040
F6_Industrial_Petroleum_New_Space Heating_Natural Gas_Insulation - Roof/Ceiling_A_Achievable Economic TRC Potential | F6 | Industrial | Petroleum | New | Space Heating | Natural Gas | Insulation - Roof/Ceiling | A | Standalone Impact on Baseline Winter Peak (%) | Achievable Economic TRC Potential | bar: 2019 to 2040
F7_Industrial_Petroleum_New_Space Heating_Natural Gas_Insulation - Roof/Ceiling_A_Achievable Economic TRC Potential | F7 | Industrial | Petroleum | New | Space Heating | Natural Gas | Insulation - Roof/Ceiling | A | Incremental Energy Savings (MWh or mTherms) | Achievable Economic TRC Potential | 0 | 0 | 0 | 0 | 0 | 0 | 0 | 0 | 0 | 0 | 0 | 0 | 0 | 0 | 0 | 0 | 0 | 0 | 0 | 0 | 0 | 0
F8_Industrial_Petroleum_New_Space Heating_Natural Gas_Insulation - Roof/Ceiling_A_Achievable Economic TRC Potential | F8 | Industrial | Petroleum | New | Space Heating | Natural Gas | Insulation - Roof/Ceiling | A | Incremental Summer Peak Savings (MW) | Achievable Economic TRC Potential | 0 | 0 | 0 | 0 | 0 | 0 | 0 | 0 | 0 | 0 | 0 | 0 | 0 | 0 | 0 | 0 | 0 | 0 | 0 | 0 | 0 | 0
F9_Industrial_Petroleum_New_Space Heating_Natural Gas_Insulation - Roof/Ceiling_A_Achievable Economic TRC Potential | F9 | Industrial | Petroleum | New | Space Heating | Natural Gas | Insulation - Roof/Ceiling | A | Incremental Winter Peak Savings (MW) | Achievable Economic TRC Potential | 0 | 0 | 0 | 0 | 0 | 0 | 0 | 0 | 0 | 0 | 0 | 0 | 0 | 0 | 0 | 0 | 0 | 0 | 0 | 0 | 0 | 0
F10_Industrial_Petroleum_New_Space Heating_Natural Gas_Insulation - Roof/Ceiling_A_Achievable Economic TRC Potential | F10 | Industrial | Petroleum | New | Space Heating | Natural Gas | Insulation - Roof/Ceiling | A | Cumulative Energy Savings (MWh or mTherms) | Achievable Economic TRC Potential | 0 | 0 | 0 | 0 | 0 | 0 | 0 | 0 | 0 | 0 | 0 | 0 | 0 | 0 | 0 | 0 | 0 | 0 | 0 | 0 | 0 | 0
F11_Industrial_Petroleum_New_Space Heating_Natural Gas_Insulation - Roof/Ceiling_A_Achievable Economic TRC Potential | F11 | Industrial | Petroleum | New | Space Heating | Natural Gas | Insulation - Roof/Ceiling | A | Cumulative Summer Peak Savings (MW) | Achievable Economic TRC Potential | 0 | 0 | 0 | 0 | 0 | 0 | 0 | 0 | 0 | 0 | 0 | 0 | 0 | 0 | 0 | 0 | 0 | 0 | 0 | 0 | 0 | 0
F12_Industrial_Petroleum_New_Space Heating_Natural Gas_Insulation - Roof/Ceiling_A_Achievable Economic TRC Potential | F12 | Industrial | Petroleum | New | Space Heating | Natural Gas | Insulation - Roof/Ceiling | A | Cumulative Winter Peak Savings (MW) | Achievable Economic TRC Potential | 0 | 0 | 0 | 0 | 0 | 0 | 0 | 0 | 0 | 0 | 0 | 0 | 0 | 0 | 0 | 0 | 0 | 0 | 0 | 0 | 0 | 0
F13_Industrial_Petroleum_New_Space Heating_Natural Gas_Insulation - Roof/Ceiling_A_Achievable Economic TRC Potential | F13 | Industrial | Petroleum | New | Space Heating | Natural Gas | Insulation - Roof/Ceiling | A | Purchases (Incremental) | Achievable Economic TRC Potential | 0 | 0 | 0 | 0 | 0 | 0 | 0 | 0 | 0 | 0 | 0 | 0 | 0 | 0 | 0 | 0 | 0 | 0 | 0 | 0 | 0 | 0
F14_Industrial_Petroleum_New_Space Heating_Natural Gas_Insulation - Roof/Ceiling_A_Achievable Economic TRC Potential | F14 | Industrial | Petroleum | New | Space Heating | Natural Gas | Insulation - Roof/Ceiling | A | Purchases (Cumulative) | Achievable Economic TRC Potential | 0 | 0 | 0 | 0 | 0 | 0 | 0 | 0 | 0 | 0 | 0 | 0 | 0 | 0 | 0 | 0 | 0 | 0 | 0 | 0 | 0 | 0
F1_Industrial_Petroleum_New_Space Heating_Natural Gas_Insulation - Wall Cavity_A_Achievable Economic TRC Potential | F1 | Industrial | Petroleum | New | Space Heating | Natural Gas | Insulation - Wall Cavity | A | Original Unit Energy Savings (kWh or therms) | Achievable Economic TRC Potential | 0 | 0 | 0.016254 | 0.016254 | 0.016254 | 0.016254 | 0.016254 | 0.016254 | 0.016254 | 0.016254 | 0.016254 | 0.016254 | 0.016254 | 0.016254 | 0.016254 | 0.016254 | 0.016254 | 0.016254 | 0.016254 | 0.016254 | 0.016254 | 0.016254
F2_Industrial_Petroleum_New_Space Heating_Natural Gas_Insulation - Wall Cavity_A_Achievable Economic TRC Potential | F2 | Industrial | Petroleum | New | Space Heating | Natural Gas | Insulation - Wall Cavity | A | Original Unit Summer Peak Savings (kW) | Achievable Economic TRC Potential | 0 | 0 | 0 | 0 | 0 | 0 | 0 | 0 | 0 | 0 | 0 | 0 | 0 | 0 | 0 | 0 | 0 | 0 | 0 | 0 | 0 | 0
F3_Industrial_Petroleum_New_Space Heating_Natural Gas_Insulation - Wall Cavity_A_Achievable Economic TRC Potential | F3 | Industrial | Petroleum | New | Space Heating | Natural Gas | Insulation - Wall Cavity | A | Original Unit Winter Peak Savings (kW) | Achievable Economic TRC Potential | 0 | 0 | 0 | 0 | 0 | 0 | 0 | 0 | 0 | 0 | 0 | 0 | 0 | 0 | 0 | 0 | 0 | 0 | 0 | 0 | 0 | 0
F4_Industrial_Petroleum_New_Space Heating_Natural Gas_Insulation - Wall Cavity_A_Achievable Economic TRC Potential | F4 | Industrial | Petroleum | New | Space Heating | Natural Gas | Insulation - Wall Cavity | A | Standalone Impact on Baseline Energy (%) | Achievable Economic TRC Potential | bar: 2019 to 2040
F5_Industrial_Petroleum_New_Space Heating_Natural Gas_Insulation - Wall Cavity_A_Achievable Economic TRC Potential | F5 | Industrial | Petroleum | New | Space Heating | Natural Gas | Insulation - Wall Cavity | A | Standalone Impact on Baseline Summer Peak (%) | Achievable Economic TRC Potential | bar: 2019 to 2040
F6_Industrial_Petroleum_New_Space Heating_Natural Gas_Insulation - Wall Cavity_A_Achievable Economic TRC Potential | F6 | Industrial | Petroleum | New | Space Heating | Natural Gas | Insulation - Wall Cavity | A | Standalone Impact on Baseline Winter Peak (%) | Achievable Economic TRC Potential | bar: 2019 to 2040
F7_Industrial_Petroleum_New_Space Heating_Natural Gas_Insulation - Wall Cavity_A_Achievable Economic TRC Potential | F7 | Industrial | Petroleum | New | Space Heating | Natural Gas | Insulation - Wall Cavity | A | Incremental Energy Savings (MWh or mTherms) | Achievable Economic TRC Potential | 0 | 0 | 0 | 0 | 0 | 0 | 0 | 0 | 0 | 0 | 0 | 0 | 0 | 0 | 0 | 0 | 0 | 0 | 0 | 0 | 0 | 0
F8_Industrial_Petroleum_New_Space Heating_Natural Gas_Insulation - Wall Cavity_A_Achievable Economic TRC Potential | F8 | Industrial | Petroleum | New | Space Heating | Natural Gas | Insulation - Wall Cavity | A | Incremental Summer Peak Savings (MW) | Achievable Economic TRC Potential | 0 | 0 | 0 | 0 | 0 | 0 | 0 | 0 | 0 | 0 | 0 | 0 | 0 | 0 | 0 | 0 | 0 | 0 | 0 | 0 | 0 | 0
F9_Industrial_Petroleum_New_Space Heating_Natural Gas_Insulation - Wall Cavity_A_Achievable Economic TRC Potential | F9 | Industrial | Petroleum | New | Space Heating | Natural Gas | Insulation - Wall Cavity | A | Incremental Winter Peak Savings (MW) | Achievable Economic TRC Potential | 0 | 0 | 0 | 0 | 0 | 0 | 0 | 0 | 0 | 0 | 0 | 0 | 0 | 0 | 0 | 0 | 0 | 0 | 0 | 0 | 0 | 0
F10_Industrial_Petroleum_New_Space Heating_Natural Gas_Insulation - Wall Cavity_A_Achievable Economic TRC Potential | F10 | Industrial | Petroleum | New | Space Heating | Natural Gas | Insulation - Wall Cavity | A | Cumulative Energy Savings (MWh or mTherms) | Achievable Economic TRC Potential | 0 | 0 | 0 | 0 | 0 | 0 | 0 | 0 | 0 | 0 | 0 | 0 | 0 | 0 | 0 | 0 | 0 | 0 | 0 | 0 | 0 | 0
F11_Industrial_Petroleum_New_Space Heating_Natural Gas_Insulation - Wall Cavity_A_Achievable Economic TRC Potential | F11 | Industrial | Petroleum | New | Space Heating | Natural Gas | Insulation - Wall Cavity | A | Cumulative Summer Peak Savings (MW) | Achievable Economic TRC Potential | 0 | 0 | 0 | 0 | 0 | 0 | 0 | 0 | 0 | 0 | 0 | 0 | 0 | 0 | 0 | 0 | 0 | 0 | 0 | 0 | 0 | 0
F12_Industrial_Petroleum_New_Space Heating_Natural Gas_Insulation - Wall Cavity_A_Achievable Economic TRC Potential | F12 | Industrial | Petroleum | New | Space Heating | Natural Gas | Insulation - Wall Cavity | A | Cumulative Winter Peak Savings (MW) | Achievable Economic TRC Potential | 0 | 0 | 0 | 0 | 0 | 0 | 0 | 0 | 0 | 0 | 0 | 0 | 0 | 0 | 0 | 0 | 0 | 0 | 0 | 0 | 0 | 0
F13_Industrial_Petroleum_New_Space Heating_Natural Gas_Insulation - Wall Cavity_A_Achievable Economic TRC Potential | F13 | Industrial | Petroleum | New | Space Heating | Natural Gas | Insulation - Wall Cavity | A | Purchases (Incremental) | Achievable Economic TRC Potential | 0 | 0 | 0 | 0 | 0 | 0 | 0 | 0 | 0 | 0 | 0 | 0 | 0 | 0 | 0 | 0 | 0 | 0 | 0 | 0 | 0 | 0
F14_Industrial_Petroleum_New_Space Heating_Natural Gas_Insulation - Wall Cavity_A_Achievable Economic TRC Potential | F14 | Industrial | Petroleum | New | Space Heating | Natural Gas | Insulation - Wall Cavity | A | Purchases (Cumulative) | Achievable Economic TRC Potential | 0 | 0 | 0 | 0 | 0 | 0 | 0 | 0 | 0 | 0 | 0 | 0 | 0 | 0 | 0 | 0 | 0 | 0 | 0 | 0 | 0 | 0
F1_Industrial_Petroleum_New_Space Heating_Natural Gas_Insulation - Ducting_A_Achievable Economic TRC Potential | F1 | Industrial | Petroleum | New | Space Heating | Natural Gas | Insulation - Ducting | A | Original Unit Energy Savings (kWh or therms) | Achievable Economic TRC Potential | 0 | 0 | 0.0012737 | 0.0012737 | 0.0012737 | 0.0012737 | 0.0012737 | 0.0012737 | 0.0012737 | 0.0012737 | 0.0012737 | 0.0012737 | 0.0012737 | 0.0012737 | 0.0012737 | 0.0012737 | 0.0012737 | 0.0012737 | 0.0012737 | 0.0012737 | 0.0012737 | 0.0012737
F2_Industrial_Petroleum_New_Space Heating_Natural Gas_Insulation - Ducting_A_Achievable Economic TRC Potential | F2 | Industrial | Petroleum | New | Space Heating | Natural Gas | Insulation - Ducting | A | Original Unit Summer Peak Savings (kW) | Achievable Economic TRC Potential | 0 | 0 | 0 | 0 | 0 | 0 | 0 | 0 | 0 | 0 | 0 | 0 | 0 | 0 | 0 | 0 | 0 | 0 | 0 | 0 | 0 | 0
F3_Industrial_Petroleum_New_Space Heating_Natural Gas_Insulation - Ducting_A_Achievable Economic TRC Potential | F3 | Industrial | Petroleum | New | Space Heating | Natural Gas | Insulation - Ducting | A | Original Unit Winter Peak Savings (kW) | Achievable Economic TRC Potential | 0 | 0 | 0 | 0 | 0 | 0 | 0 | 0 | 0 | 0 | 0 | 0 | 0 | 0 | 0 | 0 | 0 | 0 | 0 | 0 | 0 | 0
F4_Industrial_Petroleum_New_Space Heating_Natural Gas_Insulation - Ducting_A_Achievable Economic TRC Potential | F4 | Industrial | Petroleum | New | Space Heating | Natural Gas | Insulation - Ducting | A | Standalone Impact on Baseline Energy (%) | Achievable Economic TRC Potential | bar: 2019 to 2040
F5_Industrial_Petroleum_New_Space Heating_Natural Gas_Insulation - Ducting_A_Achievable Economic TRC Potential | F5 | Industrial | Petroleum | New | Space Heating | Natural Gas | Insulation - Ducting | A | Standalone Impact on Baseline Summer Peak (%) | Achievable Economic TRC Potential | bar: 2019 to 2040
F6_Industrial_Petroleum_New_Space Heating_Natural Gas_Insulation - Ducting_A_Achievable Economic TRC Potential | F6 | Industrial | Petroleum | New | Space Heating | Natural Gas | Insulation - Ducting | A | Standalone Impact on Baseline Winter Peak (%) | Achievable Economic TRC Potential | bar: 2019 to 2040
F7_Industrial_Petroleum_New_Space Heating_Natural Gas_Insulation - Ducting_A_Achievable Economic TRC Potential | F7 | Industrial | Petroleum | New | Space Heating | Natural Gas | Insulation - Ducting | A | Incremental Energy Savings (MWh or mTherms) | Achievable Economic TRC Potential | 0 | 0 | 0 | 0 | 0 | 0 | 0 | 0 | 0 | 0 | 0 | 0 | 0 | 0 | 0 | 0 | 0 | 0 | 0 | 0 | 0 | 0
F8_Industrial_Petroleum_New_Space Heating_Natural Gas_Insulation - Ducting_A_Achievable Economic TRC Potential | F8 | Industrial | Petroleum | New | Space Heating | Natural Gas | Insulation - Ducting | A | Incremental Summer Peak Savings (MW) | Achievable Economic TRC Potential | 0 | 0 | 0 | 0 | 0 | 0 | 0 | 0 | 0 | 0 | 0 | 0 | 0 | 0 | 0 | 0 | 0 | 0 | 0 | 0 | 0 | 0
F9_Industrial_Petroleum_New_Space Heating_Natural Gas_Insulation - Ducting_A_Achievable Economic TRC Potential | F9 | Industrial | Petroleum | New | Space Heating | Natural Gas | Insulation - Ducting | A | Incremental Winter Peak Savings (MW) | Achievable Economic TRC Potential | 0 | 0 | 0 | 0 | 0 | 0 | 0 | 0 | 0 | 0 | 0 | 0 | 0 | 0 | 0 | 0 | 0 | 0 | 0 | 0 | 0 | 0
F10_Industrial_Petroleum_New_Space Heating_Natural Gas_Insulation - Ducting_A_Achievable Economic TRC Potential | F10 | Industrial | Petroleum | New | Space Heating | Natural Gas | Insulation - Ducting | A | Cumulative Energy Savings (MWh or mTherms) | Achievable Economic TRC Potential | 0 | 0 | 0 | 0 | 0 | 0 | 0 | 0 | 0 | 0 | 0 | 0 | 0 | 0 | 0 | 0 | 0 | 0 | 0 | 0 | 0 | 0
F11_Industrial_Petroleum_New_Space Heating_Natural Gas_Insulation - Ducting_A_Achievable Economic TRC Potential | F11 | Industrial | Petroleum | New | Space Heating | Natural Gas | Insulation - Ducting | A | Cumulative Summer Peak Savings (MW) | Achievable Economic TRC Potential | 0 | 0 | 0 | 0 | 0 | 0 | 0 | 0 | 0 | 0 | 0 | 0 | 0 | 0 | 0 | 0 | 0 | 0 | 0 | 0 | 0 | 0
F12_Industrial_Petroleum_New_Space Heating_Natural Gas_Insulation - Ducting_A_Achievable Economic TRC Potential | F12 | Industrial | Petroleum | New | Space Heating | Natural Gas | Insulation - Ducting | A | Cumulative Winter Peak Savings (MW) | Achievable Economic TRC Potential | 0 | 0 | 0 | 0 | 0 | 0 | 0 | 0 | 0 | 0 | 0 | 0 | 0 | 0 | 0 | 0 | 0 | 0 | 0 | 0 | 0 | 0
F13_Industrial_Petroleum_New_Space Heating_Natural Gas_Insulation - Ducting_A_Achievable Economic TRC Potential | F13 | Industrial | Petroleum | New | Space Heating | Natural Gas | Insulation - Ducting | A | Purchases (Incremental) | Achievable Economic TRC Potential | 0 | 0 | 0 | 0 | 0 | 0 | 0 | 0 | 0 | 0 | 0 | 0 | 0 | 0 | 0 | 0 | 0 | 0 | 0 | 0 | 0 | 0
F14_Industrial_Petroleum_New_Space Heating_Natural Gas_Insulation - Ducting_A_Achievable Economic TRC Potential | F14 | Industrial | Petroleum | New | Space Heating | Natural Gas | Insulation - Ducting | A | Purchases (Cumulative) | Achievable Economic TRC Potential | 0 | 0 | 0 | 0 | 0 | 0 | 0 | 0 | 0 | 0 | 0 | 0 | 0 | 0 | 0 | 0 | 0 | 0 | 0 | 0 | 0 | 0
F1_Industrial_Petroleum_New_Space Heating_Natural Gas_HVAC - Duct Repair and Sealing_A_Achievable Economic TRC Potential | F1 | Industrial | Petroleum | New | Space Heating | Natural Gas | HVAC - Duct Repair and Sealing | A | Original Unit Energy Savings (kWh or therms) | Achievable Economic TRC Potential | 0 | 0 | 0.0036023 | 0.0036023 | 0.0036023 | 0.0036023 | 0.0036023 | 0.0036023 | 0.0036023 | 0.0036023 | 0.0036023 | 0.0036023 | 0.0036023 | 0.0036023 | 0.0036023 | 0.0036023 | 0.0036023 | 0.0036023 | 0.0036023 | 0.0036023 | 0.0036023 | 0.0036023
F2_Industrial_Petroleum_New_Space Heating_Natural Gas_HVAC - Duct Repair and Sealing_A_Achievable Economic TRC Potential | F2 | Industrial | Petroleum | New | Space Heating | Natural Gas | HVAC - Duct Repair and Sealing | A | Original Unit Summer Peak Savings (kW) | Achievable Economic TRC Potential | 0 | 0 | 0 | 0 | 0 | 0 | 0 | 0 | 0 | 0 | 0 | 0 | 0 | 0 | 0 | 0 | 0 | 0 | 0 | 0 | 0 | 0
F3_Industrial_Petroleum_New_Space Heating_Natural Gas_HVAC - Duct Repair and Sealing_A_Achievable Economic TRC Potential | F3 | Industrial | Petroleum | New | Space Heating | Natural Gas | HVAC - Duct Repair and Sealing | A | Original Unit Winter Peak Savings (kW) | Achievable Economic TRC Potential | 0 | 0 | 0 | 0 | 0 | 0 | 0 | 0 | 0 | 0 | 0 | 0 | 0 | 0 | 0 | 0 | 0 | 0 | 0 | 0 | 0 | 0
F4_Industrial_Petroleum_New_Space Heating_Natural Gas_HVAC - Duct Repair and Sealing_A_Achievable Economic TRC Potential | F4 | Industrial | Petroleum | New | Space Heating | Natural Gas | HVAC - Duct Repair and Sealing | A | Standalone Impact on Baseline Energy (%) | Achievable Economic TRC Potential | bar: 2019 to 2040
F5_Industrial_Petroleum_New_Space Heating_Natural Gas_HVAC - Duct Repair and Sealing_A_Achievable Economic TRC Potential | F5 | Industrial | Petroleum | New | Space Heating | Natural Gas | HVAC - Duct Repair and Sealing | A | Standalone Impact on Baseline Summer Peak (%) | Achievable Economic TRC Potential | bar: 2019 to 2040
F6_Industrial_Petroleum_New_Space Heating_Natural Gas_HVAC - Duct Repair and Sealing_A_Achievable Economic TRC Potential | F6 | Industrial | Petroleum | New | Space Heating | Natural Gas | HVAC - Duct Repair and Sealing | A | Standalone Impact on Baseline Winter Peak (%) | Achievable Economic TRC Potential | bar: 2019 to 2040
F7_Industrial_Petroleum_New_Space Heating_Natural Gas_HVAC - Duct Repair and Sealing_A_Achievable Economic TRC Potential | F7 | Industrial | Petroleum | New | Space Heating | Natural Gas | HVAC - Duct Repair and Sealing | A | Incremental Energy Savings (MWh or mTherms) | Achievable Economic TRC Potential | 0 | 0 | 0 | 0 | 0 | 0 | 0 | 0 | 0 | 0 | 0 | 0 | 0 | 0 | 0 | 0 | 0 | 0 | 0 | 0 | 0 | 0
F8_Industrial_Petroleum_New_Space Heating_Natural Gas_HVAC - Duct Repair and Sealing_A_Achievable Economic TRC Potential | F8 | Industrial | Petroleum | New | Space Heating | Natural Gas | HVAC - Duct Repair and Sealing | A | Incremental Summer Peak Savings (MW) | Achievable Economic TRC Potential | 0 | 0 | 0 | 0 | 0 | 0 | 0 | 0 | 0 | 0 | 0 | 0 | 0 | 0 | 0 | 0 | 0 | 0 | 0 | 0 | 0 | 0
F9_Industrial_Petroleum_New_Space Heating_Natural Gas_HVAC - Duct Repair and Sealing_A_Achievable Economic TRC Potential | F9 | Industrial | Petroleum | New | Space Heating | Natural Gas | HVAC - Duct Repair and Sealing | A | Incremental Winter Peak Savings (MW) | Achievable Economic TRC Potential | 0 | 0 | 0 | 0 | 0 | 0 | 0 | 0 | 0 | 0 | 0 | 0 | 0 | 0 | 0 | 0 | 0 | 0 | 0 | 0 | 0 | 0
F10_Industrial_Petroleum_New_Space Heating_Natural Gas_HVAC - Duct Repair and Sealing_A_Achievable Economic TRC Potential | F10 | Industrial | Petroleum | New | Space Heating | Natural Gas | HVAC - Duct Repair and Sealing | A | Cumulative Energy Savings (MWh or mTherms) | Achievable Economic TRC Potential | 0 | 0 | 0 | 0 | 0 | 0 | 0 | 0 | 0 | 0 | 0 | 0 | 0 | 0 | 0 | 0 | 0 | 0 | 0 | 0 | 0 | 0
F11_Industrial_Petroleum_New_Space Heating_Natural Gas_HVAC - Duct Repair and Sealing_A_Achievable Economic TRC Potential | F11 | Industrial | Petroleum | New | Space Heating | Natural Gas | HVAC - Duct Repair and Sealing | A | Cumulative Summer Peak Savings (MW) | Achievable Economic TRC Potential | 0 | 0 | 0 | 0 | 0 | 0 | 0 | 0 | 0 | 0 | 0 | 0 | 0 | 0 | 0 | 0 | 0 | 0 | 0 | 0 | 0 | 0
F12_Industrial_Petroleum_New_Space Heating_Natural Gas_HVAC - Duct Repair and Sealing_A_Achievable Economic TRC Potential | F12 | Industrial | Petroleum | New | Space Heating | Natural Gas | HVAC - Duct Repair and Sealing | A | Cumulative Winter Peak Savings (MW) | Achievable Economic TRC Potential | 0 | 0 | 0 | 0 | 0 | 0 | 0 | 0 | 0 | 0 | 0 | 0 | 0 | 0 | 0 | 0 | 0 | 0 | 0 | 0 | 0 | 0
F13_Industrial_Petroleum_New_Space Heating_Natural Gas_HVAC - Duct Repair and Sealing_A_Achievable Economic TRC Potential | F13 | Industrial | Petroleum | New | Space Heating | Natural Gas | HVAC - Duct Repair and Sealing | A | Purchases (Incremental) | Achievable Economic TRC Potential | 0 | 0 | 0 | 0 | 0 | 0 | 0 | 0 | 0 | 0 | 0 | 0 | 0 | 0 | 0 | 0 | 0 | 0 | 0 | 0 | 0 | 0
F14_Industrial_Petroleum_New_Space Heating_Natural Gas_HVAC - Duct Repair and Sealing_A_Achievable Economic TRC Potential | F14 | Industrial | Petroleum | New | Space Heating | Natural Gas | HVAC - Duct Repair and Sealing | A | Purchases (Cumulative) | Achievable Economic TRC Potential | 0 | 0 | 0 | 0 | 0 | 0 | 0 | 0 | 0 | 0 | 0 | 0 | 0 | 0 | 0 | 0 | 0 | 0 | 0 | 0 | 0 | 0
F1_Industrial_Petroleum_New_Space Heating_Natural Gas_Windows - High Efficiency_A_Achievable Economic TRC Potential | F1 | Industrial | Petroleum | New | Space Heating | Natural Gas | Windows - High Efficiency | A | Original Unit Energy Savings (kWh or therms) | Achievable Economic TRC Potential | 0 | 0 | 0.0069504 | 0.0069504 | 0.0069504 | 0.0069504 | 0.0069504 | 0.0069504 | 0.0069504 | 0.0069504 | 0.0069504 | 0.0069504 | 0.0069504 | 0.0069504 | 0.0069504 | 0.0069504 | 0.0069504 | 0.0069504 | 0.0069504 | 0.0069504 | 0.0069504 | 0.0069504
F2_Industrial_Petroleum_New_Space Heating_Natural Gas_Windows - High Efficiency_A_Achievable Economic TRC Potential | F2 | Industrial | Petroleum | New | Space Heating | Natural Gas | Windows - High Efficiency | A | Original Unit Summer Peak Savings (kW) | Achievable Economic TRC Potential | 0 | 0 | 0 | 0 | 0 | 0 | 0 | 0 | 0 | 0 | 0 | 0 | 0 | 0 | 0 | 0 | 0 | 0 | 0 | 0 | 0 | 0
F3_Industrial_Petroleum_New_Space Heating_Natural Gas_Windows - High Efficiency_A_Achievable Economic TRC Potential | F3 | Industrial | Petroleum | New | Space Heating | Natural Gas | Windows - High Efficiency | A | Original Unit Winter Peak Savings (kW) | Achievable Economic TRC Potential | 0 | 0 | 0 | 0 | 0 | 0 | 0 | 0 | 0 | 0 | 0 | 0 | 0 | 0 | 0 | 0 | 0 | 0 | 0 | 0 | 0 | 0
F4_Industrial_Petroleum_New_Space Heating_Natural Gas_Windows - High Efficiency_A_Achievable Economic TRC Potential | F4 | Industrial | Petroleum | New | Space Heating | Natural Gas | Windows - High Efficiency | A | Standalone Impact on Baseline Energy (%) | Achievable Economic TRC Potential | bar: 2019 to 2040
F5_Industrial_Petroleum_New_Space Heating_Natural Gas_Windows - High Efficiency_A_Achievable Economic TRC Potential | F5 | Industrial | Petroleum | New | Space Heating | Natural Gas | Windows - High Efficiency | A | Standalone Impact on Baseline Summer Peak (%) | Achievable Economic TRC Potential | bar: 2019 to 2040
F6_Industrial_Petroleum_New_Space Heating_Natural Gas_Windows - High Efficiency_A_Achievable Economic TRC Potential | F6 | Industrial | Petroleum | New | Space Heating | Natural Gas | Windows - High Efficiency | A | Standalone Impact on Baseline Winter Peak (%) | Achievable Economic TRC Potential | bar: 2019 to 2040
F7_Industrial_Petroleum_New_Space Heating_Natural Gas_Windows - High Efficiency_A_Achievable Economic TRC Potential | F7 | Industrial | Petroleum | New | Space Heating | Natural Gas | Windows - High Efficiency | A | Incremental Energy Savings (MWh or mTherms) | Achievable Economic TRC Potential | 0 | 0 | 0 | 0 | 0 | 0 | 0 | 0 | 0 | 0 | 0 | 0 | 0 | 0 | 0 | 0 | 0 | 0 | 0 | 0 | 0 | 0
F8_Industrial_Petroleum_New_Space Heating_Natural Gas_Windows - High Efficiency_A_Achievable Economic TRC Potential | F8 | Industrial | Petroleum | New | Space Heating | Natural Gas | Windows - High Efficiency | A | Incremental Summer Peak Savings (MW) | Achievable Economic TRC Potential | 0 | 0 | 0 | 0 | 0 | 0 | 0 | 0 | 0 | 0 | 0 | 0 | 0 | 0 | 0 | 0 | 0 | 0 | 0 | 0 | 0 | 0
F9_Industrial_Petroleum_New_Space Heating_Natural Gas_Windows - High Efficiency_A_Achievable Economic TRC Potential | F9 | Industrial | Petroleum | New | Space Heating | Natural Gas | Windows - High Efficiency | A | Incremental Winter Peak Savings (MW) | Achievable Economic TRC Potential | 0 | 0 | 0 | 0 | 0 | 0 | 0 | 0 | 0 | 0 | 0 | 0 | 0 | 0 | 0 | 0 | 0 | 0 | 0 | 0 | 0 | 0
F10_Industrial_Petroleum_New_Space Heating_Natural Gas_Windows - High Efficiency_A_Achievable Economic TRC Potential | F10 | Industrial | Petroleum | New | Space Heating | Natural Gas | Windows - High Efficiency | A | Cumulative Energy Savings (MWh or mTherms) | Achievable Economic TRC Potential | 0 | 0 | 0 | 0 | 0 | 0 | 0 | 0 | 0 | 0 | 0 | 0 | 0 | 0 | 0 | 0 | 0 | 0 | 0 | 0 | 0 | 0
F11_Industrial_Petroleum_New_Space Heating_Natural Gas_Windows - High Efficiency_A_Achievable Economic TRC Potential | F11 | Industrial | Petroleum | New | Space Heating | Natural Gas | Windows - High Efficiency | A | Cumulative Summer Peak Savings (MW) | Achievable Economic TRC Potential | 0 | 0 | 0 | 0 | 0 | 0 | 0 | 0 | 0 | 0 | 0 | 0 | 0 | 0 | 0 | 0 | 0 | 0 | 0 | 0 | 0 | 0
F12_Industrial_Petroleum_New_Space Heating_Natural Gas_Windows - High Efficiency_A_Achievable Economic TRC Potential | F12 | Industrial | Petroleum | New | Space Heating | Natural Gas | Windows - High Efficiency | A | Cumulative Winter Peak Savings (MW) | Achievable Economic TRC Potential | 0 | 0 | 0 | 0 | 0 | 0 | 0 | 0 | 0 | 0 | 0 | 0 | 0 | 0 | 0 | 0 | 0 | 0 | 0 | 0 | 0 | 0
F13_Industrial_Petroleum_New_Space Heating_Natural Gas_Windows - High Efficiency_A_Achievable Economic TRC Potential | F13 | Industrial | Petroleum | New | Space Heating | Natural Gas | Windows - High Efficiency | A | Purchases (Incremental) | Achievable Economic TRC Potential | 0 | 0 | 0 | 0 | 0 | 0 | 0 | 0 | 0 | 0 | 0 | 0 | 0 | 0 | 0 | 0 | 0 | 0 | 0 | 0 | 0 | 0
F14_Industrial_Petroleum_New_Space Heating_Natural Gas_Windows - High Efficiency_A_Achievable Economic TRC Potential | F14 | Industrial | Petroleum | New | Space Heating | Natural Gas | Windows - High Efficiency | A | Purchases (Cumulative) | Achievable Economic TRC Potential | 0 | 0 | 0 | 0 | 0 | 0 | 0 | 0 | 0 | 0 | 0 | 0 | 0 | 0 | 0 | 0 | 0 | 0 | 0 | 0 | 0 | 0
F1_Industrial_Petroleum_New_Space Heating_Natural Gas_Gas Boiler - Maintenance_A_Achievable Economic TRC Potential | F1 | Industrial | Petroleum | New | Space Heating | Natural Gas | Gas Boiler - Maintenance | A | Original Unit Energy Savings (kWh or therms) | Achievable Economic TRC Potential | 0 | 0 | 101.7645 | 101.7645 | 101.7645 | 101.7645 | 101.7645 | 101.7645 | 101.7645 | 101.7645 | 101.7645 | 101.7645 | 101.7645 | 101.7645 | 101.7645 | 101.7645 | 101.7645 | 101.7645 | 101.7645 | 101.7645 | 101.7645 | 101.7645
F2_Industrial_Petroleum_New_Space Heating_Natural Gas_Gas Boiler - Maintenance_A_Achievable Economic TRC Potential | F2 | Industrial | Petroleum | New | Space Heating | Natural Gas | Gas Boiler - Maintenance | A | Original Unit Summer Peak Savings (kW) | Achievable Economic TRC Potential | 0 | 0 | 0 | 0 | 0 | 0 | 0 | 0 | 0 | 0 | 0 | 0 | 0 | 0 | 0 | 0 | 0 | 0 | 0 | 0 | 0 | 0
F3_Industrial_Petroleum_New_Space Heating_Natural Gas_Gas Boiler - Maintenance_A_Achievable Economic TRC Potential | F3 | Industrial | Petroleum | New | Space Heating | Natural Gas | Gas Boiler - Maintenance | A | Original Unit Winter Peak Savings (kW) | Achievable Economic TRC Potential | 0 | 0 | 0 | 0 | 0 | 0 | 0 | 0 | 0 | 0 | 0 | 0 | 0 | 0 | 0 | 0 | 0 | 0 | 0 | 0 | 0 | 0
F4_Industrial_Petroleum_New_Space Heating_Natural Gas_Gas Boiler - Maintenance_A_Achievable Economic TRC Potential | F4 | Industrial | Petroleum | New | Space Heating | Natural Gas | Gas Boiler - Maintenance | A | Standalone Impact on Baseline Energy (%) | Achievable Economic TRC Potential | 0% | 0% | 0.004583% | 0.005839% | 0.006318% | 0.005086% | 0.004469% | 0.003936% | 0.003481% | 0.003081% | 0.002838% | 0.002602% | 0.002405% | 0.00221% | 0.002095% | 0.001971% | 0.00186% | 0.001746% | 0.001678% | 0.001601% | 0.001533% | 0.001471%
F5_Industrial_Petroleum_New_Space Heating_Natural Gas_Gas Boiler - Maintenance_A_Achievable Economic TRC Potential | F5 | Industrial | Petroleum | New | Space Heating | Natural Gas | Gas Boiler - Maintenance | A | Standalone Impact on Baseline Summer Peak (%) | Achievable Economic TRC Potential | bar: 2019 to 2040
F6_Industrial_Petroleum_New_Space Heating_Natural Gas_Gas Boiler - Maintenance_A_Achievable Economic TRC Potential | F6 | Industrial | Petroleum | New | Space Heating | Natural Gas | Gas Boiler - Maintenance | A | Standalone Impact on Baseline Winter Peak (%) | Achievable Economic TRC Potential | bar: 2019 to 2040
F7_Industrial_Petroleum_New_Space Heating_Natural Gas_Gas Boiler - Maintenance_A_Achievable Economic TRC Potential | F7 | Industrial | Petroleum | New | Space Heating | Natural Gas | Gas Boiler - Maintenance | A | Incremental Energy Savings (MWh or mTherms) | Achievable Economic TRC Potential | 0 | 0 | 1.2379e-05 | 1.5143e-05 | 1.4948e-05 | 1.5539e-05 | 1.5671e-05 | 1.5627e-05 | 1.5539e-05 | 1.5671e-05 | 1.5627e-05 | 2.7918e-05 | 3.0814e-05 | 3.0575e-05 | 5.5837e-05 | 6.1628e-05 | 6.115e-05 | 0.00011167 | 0.00012326 | 0.0001223 | 0.00022651 | 0.00024704
F8_Industrial_Petroleum_New_Space Heating_Natural Gas_Gas Boiler - Maintenance_A_Achievable Economic TRC Potential | F8 | Industrial | Petroleum | New | Space Heating | Natural Gas | Gas Boiler - Maintenance | A | Incremental Summer Peak Savings (MW) | Achievable Economic TRC Potential | 0 | 0 | 0 | 0 | 0 | 0 | 0 | 0 | 0 | 0 | 0 | 0 | 0 | 0 | 0 | 0 | 0 | 0 | 0 | 0 | 0 | 0
F9_Industrial_Petroleum_New_Space Heating_Natural Gas_Gas Boiler - Maintenance_A_Achievable Economic TRC Potential | F9 | Industrial | Petroleum | New | Space Heating | Natural Gas | Gas Boiler - Maintenance | A | Incremental Winter Peak Savings (MW) | Achievable Economic TRC Potential | 0 | 0 | 0 | 0 | 0 | 0 | 0 | 0 | 0 | 0 | 0 | 0 | 0 | 0 | 0 | 0 | 0 | 0 | 0 | 0 | 0 | 0
F10_Industrial_Petroleum_New_Space Heating_Natural Gas_Gas Boiler - Maintenance_A_Achievable Economic TRC Potential | F10 | Industrial | Petroleum | New | Space Heating | Natural Gas | Gas Boiler - Maintenance | A | Cumulative Energy Savings (MWh or mTherms) | Achievable Economic TRC Potential | 0 | 0 | 1.2379e-05 | 2.7522e-05 | 4.247e-05 | 4.563e-05 | 4.6158e-05 | 4.6837e-05 | 4.6837e-05 | 4.6837e-05 | 4.6837e-05 | 4.6837e-05 | 4.6837e-05 | 4.6837e-05 | 4.6837e-05 | 4.6837e-05 | 4.6837e-05 | 4.6837e-05 | 4.6837e-05 | 4.6837e-05 | 4.6837e-05 | 4.6837e-05
F11_Industrial_Petroleum_New_Space Heating_Natural Gas_Gas Boiler - Maintenance_A_Achievable Economic TRC Potential | F11 | Industrial | Petroleum | New | Space Heating | Natural Gas | Gas Boiler - Maintenance | A | Cumulative Summer Peak Savings (MW) | Achievable Economic TRC Potential | 0 | 0 | 0 | 0 | 0 | 0 | 0 | 0 | 0 | 0 | 0 | 0 | 0 | 0 | 0 | 0 | 0 | 0 | 0 | 0 | 0 | 0
F12_Industrial_Petroleum_New_Space Heating_Natural Gas_Gas Boiler - Maintenance_A_Achievable Economic TRC Potential | F12 | Industrial | Petroleum | New | Space Heating | Natural Gas | Gas Boiler - Maintenance | A | Cumulative Winter Peak Savings (MW) | Achievable Economic TRC Potential | 0 | 0 | 0 | 0 | 0 | 0 | 0 | 0 | 0 | 0 | 0 | 0 | 0 | 0 | 0 | 0 | 0 | 0 | 0 | 0 | 0 | 0
F13_Industrial_Petroleum_New_Space Heating_Natural Gas_Gas Boiler - Maintenance_A_Achievable Economic TRC Potential | F13 | Industrial | Petroleum | New | Space Heating | Natural Gas | Gas Boiler - Maintenance | A | Purchases (Incremental) | Achievable Economic TRC Potential | 0 | 0 | 0.00012165 | 0.0001488 | 0.00014689 | 0.0001527 | 0.000154 | 0.00015356 | 0.0001527 | 0.000154 | 0.00015356 | 0.00027434 | 0.0003028 | 0.00030045 | 0.00054869 | 0.0006056 | 0.00060089 | 0.0010974 | 0.0012112 | 0.0012018 | 0.0022258 | 0.0024276
F14_Industrial_Petroleum_New_Space Heating_Natural Gas_Gas Boiler - Maintenance_A_Achievable Economic TRC Potential | F14 | Industrial | Petroleum | New | Space Heating | Natural Gas | Gas Boiler - Maintenance | A | Purchases (Cumulative) | Achievable Economic TRC Potential | 0 | 0 | 0.00012165 | 0.00027045 | 0.00041734 | 0.00044839 | 0.00045358 | 0.00046025 | 0.00046025 | 0.00046025 | 0.00046025 | 0.00046025 | 0.00046025 | 0.00046025 | 0.00046025 | 0.00046025 | 0.00046025 | 0.00046025 | 0.00046025 | 0.00046025 | 0.00046025 | 0.00046025
F1_Industrial_Petroleum_New_Process_Natural Gas_Gas Boiler - Maintenance_A_Achievable Economic TRC Potential | F1 | Industrial | Petroleum | New | Process | Natural Gas | Gas Boiler - Maintenance | A | Original Unit Energy Savings (kWh or therms) | Achievable Economic TRC Potential | 0 | 0 | 536.7637 | 536.7637 | 536.7637 | 536.7637 | 536.7637 | 536.7637 | 536.7637 | 536.7637 | 536.7637 | 536.7637 | 536.7637 | 536.7637 | 536.7637 | 536.7637 | 536.7637 | 536.7637 | 536.7637 | 536.7637 | 536.7637 | 536.7637
F2_Industrial_Petroleum_New_Process_Natural Gas_Gas Boiler - Maintenance_A_Achievable Economic TRC Potential | F2 | Industrial | Petroleum | New | Process | Natural Gas | Gas Boiler - Maintenance | A | Original Unit Summer Peak Savings (kW) | Achievable Economic TRC Potential | 0 | 0 | 0 | 0 | 0 | 0 | 0 | 0 | 0 | 0 | 0 | 0 | 0 | 0 | 0 | 0 | 0 | 0 | 0 | 0 | 0 | 0
F3_Industrial_Petroleum_New_Process_Natural Gas_Gas Boiler - Maintenance_A_Achievable Economic TRC Potential | F3 | Industrial | Petroleum | New | Process | Natural Gas | Gas Boiler - Maintenance | A | Original Unit Winter Peak Savings (kW) | Achievable Economic TRC Potential | 0 | 0 | 0 | 0 | 0 | 0 | 0 | 0 | 0 | 0 | 0 | 0 | 0 | 0 | 0 | 0 | 0 | 0 | 0 | 0 | 0 | 0
F4_Industrial_Petroleum_New_Process_Natural Gas_Gas Boiler - Maintenance_A_Achievable Economic TRC Potential | F4 | Industrial | Petroleum | New | Process | Natural Gas | Gas Boiler - Maintenance | A | Standalone Impact on Baseline Energy (%) | Achievable Economic TRC Potential | 0% | 0% | 0.007054% | 0.008986% | 0.009724% | 0.007827% | 0.006879% | 0.006057% | 0.005358% | 0.004742% | 0.004368% | 0.004005% | 0.003701% | 0.003402% | 0.003225% | 0.003033% | 0.002863% | 0.002687% | 0.002583% | 0.002465% | 0.00236% | 0.002263%
F5_Industrial_Petroleum_New_Process_Natural Gas_Gas Boiler - Maintenance_A_Achievable Economic TRC Potential | F5 | Industrial | Petroleum | New | Process | Natural Gas | Gas Boiler - Maintenance | A | Standalone Impact on Baseline Summer Peak (%) | Achievable Economic TRC Potential | bar: 2019 to 2040
F6_Industrial_Petroleum_New_Process_Natural Gas_Gas Boiler - Maintenance_A_Achievable Economic TRC Potential | F6 | Industrial | Petroleum | New | Process | Natural Gas | Gas Boiler - Maintenance | A | Standalone Impact on Baseline Winter Peak (%) | Achievable Economic TRC Potential | bar: 2019 to 2040
F7_Industrial_Petroleum_New_Process_Natural Gas_Gas Boiler - Maintenance_A_Achievable Economic TRC Potential | F7 | Industrial | Petroleum | New | Process | Natural Gas | Gas Boiler - Maintenance | A | Incremental Energy Savings (MWh or mTherms) | Achievable Economic TRC Potential | 0 | 0 | 0.0051853 | 0.0063428 | 0.0062612 | 0.0065089 | 0.0065642 | 0.0065456 | 0.0065089 | 0.0065642 | 0.0065456 | 0.011694 | 0.012907 | 0.012807 | 0.023388 | 0.025814 | 0.025614 | 0.046777 | 0.051628 | 0.051227 | 0.094877 | 0.10348
F8_Industrial_Petroleum_New_Process_Natural Gas_Gas Boiler - Maintenance_A_Achievable Economic TRC Potential | F8 | Industrial | Petroleum | New | Process | Natural Gas | Gas Boiler - Maintenance | A | Incremental Summer Peak Savings (MW) | Achievable Economic TRC Potential | 0 | 0 | 0 | 0 | 0 | 0 | 0 | 0 | 0 | 0 | 0 | 0 | 0 | 0 | 0 | 0 | 0 | 0 | 0 | 0 | 0 | 0
F9_Industrial_Petroleum_New_Process_Natural Gas_Gas Boiler - Maintenance_A_Achievable Economic TRC Potential | F9 | Industrial | Petroleum | New | Process | Natural Gas | Gas Boiler - Maintenance | A | Incremental Winter Peak Savings (MW) | Achievable Economic TRC Potential | 0 | 0 | 0 | 0 | 0 | 0 | 0 | 0 | 0 | 0 | 0 | 0 | 0 | 0 | 0 | 0 | 0 | 0 | 0 | 0 | 0 | 0
F10_Industrial_Petroleum_New_Process_Natural Gas_Gas Boiler - Maintenance_A_Achievable Economic TRC Potential | F10 | Industrial | Petroleum | New | Process | Natural Gas | Gas Boiler - Maintenance | A | Cumulative Energy Savings (MWh or mTherms) | Achievable Economic TRC Potential | 0 | 0 | 0.0051853 | 0.011528 | 0.017789 | 0.019113 | 0.019334 | 0.019619 | 0.019619 | 0.019619 | 0.019619 | 0.019619 | 0.019619 | 0.019619 | 0.019619 | 0.019619 | 0.019619 | 0.019619 | 0.019619 | 0.019619 | 0.019619 | 0.019619
F11_Industrial_Petroleum_New_Process_Natural Gas_Gas Boiler - Maintenance_A_Achievable Economic TRC Potential | F11 | Industrial | Petroleum | New | Process | Natural Gas | Gas Boiler - Maintenance | A | Cumulative Summer Peak Savings (MW) | Achievable Economic TRC Potential | 0 | 0 | 0 | 0 | 0 | 0 | 0 | 0 | 0 | 0 | 0 | 0 | 0 | 0 | 0 | 0 | 0 | 0 | 0 | 0 | 0 | 0
F12_Industrial_Petroleum_New_Process_Natural Gas_Gas Boiler - Maintenance_A_Achievable Economic TRC Potential | F12 | Industrial | Petroleum | New | Process | Natural Gas | Gas Boiler - Maintenance | A | Cumulative Winter Peak Savings (MW) | Achievable Economic TRC Potential | 0 | 0 | 0 | 0 | 0 | 0 | 0 | 0 | 0 | 0 | 0 | 0 | 0 | 0 | 0 | 0 | 0 | 0 | 0 | 0 | 0 | 0
F13_Industrial_Petroleum_New_Process_Natural Gas_Gas Boiler - Maintenance_A_Achievable Economic TRC Potential | F13 | Industrial | Petroleum | New | Process | Natural Gas | Gas Boiler - Maintenance | A | Purchases (Incremental) | Achievable Economic TRC Potential | 0 | 0 | 0.0096603 | 0.011817 | 0.011665 | 0.012126 | 0.012229 | 0.012195 | 0.012126 | 0.012229 | 0.012195 | 0.021786 | 0.024046 | 0.023859 | 0.043573 | 0.048092 | 0.047719 | 0.087146 | 0.096184 | 0.095438 | 0.17676 | 0.19278
F14_Industrial_Petroleum_New_Process_Natural Gas_Gas Boiler - Maintenance_A_Achievable Economic TRC Potential | F14 | Industrial | Petroleum | New | Process | Natural Gas | Gas Boiler - Maintenance | A | Purchases (Cumulative) | Achievable Economic TRC Potential | 0 | 0 | 0.0096603 | 0.021477 | 0.033142 | 0.035608 | 0.03602 | 0.03655 | 0.03655 | 0.03655 | 0.03655 | 0.03655 | 0.03655 | 0.03655 | 0.03655 | 0.03655 | 0.03655 | 0.03655 | 0.03655 | 0.03655 | 0.03655 | 0.03655
F1_Industrial_Petroleum_New_Space Heating_Natural Gas_Gas Furnace - Maintenance_A_Achievable Economic TRC Potential | F1 | Industrial | Petroleum | New | Space Heating | Natural Gas | Gas Furnace - Maintenance | A | Original Unit Energy Savings (kWh or therms) | Achievable Economic TRC Potential | 0 | 0 | 0.0083129 | 0.0083129 | 0.0083129 | 0.0083129 | 0.0083129 | 0.0083129 | 0.0083129 | 0.0083129 | 0.0083129 | 0.0083129 | 0.0083129 | 0.0083129 | 0.0083129 | 0.0083129 | 0.0083129 | 0.0083129 | 0.0083129 | 0.0083129 | 0.0083129 | 0.0083129
F2_Industrial_Petroleum_New_Space Heating_Natural Gas_Gas Furnace - Maintenance_A_Achievable Economic TRC Potential | F2 | Industrial | Petroleum | New | Space Heating | Natural Gas | Gas Furnace - Maintenance | A | Original Unit Summer Peak Savings (kW) | Achievable Economic TRC Potential | 0 | 0 | 0 | 0 | 0 | 0 | 0 | 0 | 0 | 0 | 0 | 0 | 0 | 0 | 0 | 0 | 0 | 0 | 0 | 0 | 0 | 0
F3_Industrial_Petroleum_New_Space Heating_Natural Gas_Gas Furnace - Maintenance_A_Achievable Economic TRC Potential | F3 | Industrial | Petroleum | New | Space Heating | Natural Gas | Gas Furnace - Maintenance | A | Original Unit Winter Peak Savings (kW) | Achievable Economic TRC Potential | 0 | 0 | 0 | 0 | 0 | 0 | 0 | 0 | 0 | 0 | 0 | 0 | 0 | 0 | 0 | 0 | 0 | 0 | 0 | 0 | 0 | 0
F4_Industrial_Petroleum_New_Space Heating_Natural Gas_Gas Furnace - Maintenance_A_Achievable Economic TRC Potential | F4 | Industrial | Petroleum | New | Space Heating | Natural Gas | Gas Furnace - Maintenance | A | Standalone Impact on Baseline Energy (%) | Achievable Economic TRC Potential | bar: 2019 to 2040
F5_Industrial_Petroleum_New_Space Heating_Natural Gas_Gas Furnace - Maintenance_A_Achievable Economic TRC Potential | F5 | Industrial | Petroleum | New | Space Heating | Natural Gas | Gas Furnace - Maintenance | A | Standalone Impact on Baseline Summer Peak (%) | Achievable Economic TRC Potential | bar: 2019 to 2040
F6_Industrial_Petroleum_New_Space Heating_Natural Gas_Gas Furnace - Maintenance_A_Achievable Economic TRC Potential | F6 | Industrial | Petroleum | New | Space Heating | Natural Gas | Gas Furnace - Maintenance | A | Standalone Impact on Baseline Winter Peak (%) | Achievable Economic TRC Potential | bar: 2019 to 2040
F7_Industrial_Petroleum_New_Space Heating_Natural Gas_Gas Furnace - Maintenance_A_Achievable Economic TRC Potential | F7 | Industrial | Petroleum | New | Space Heating | Natural Gas | Gas Furnace - Maintenance | A | Incremental Energy Savings (MWh or mTherms) | Achievable Economic TRC Potential | 0 | 0 | 0 | 0 | 0 | 0 | 0 | 0 | 0 | 0 | 0 | 0 | 0 | 0 | 0 | 0 | 0 | 0 | 0 | 0 | 0 | 0
F8_Industrial_Petroleum_New_Space Heating_Natural Gas_Gas Furnace - Maintenance_A_Achievable Economic TRC Potential | F8 | Industrial | Petroleum | New | Space Heating | Natural Gas | Gas Furnace - Maintenance | A | Incremental Summer Peak Savings (MW) | Achievable Economic TRC Potential | 0 | 0 | 0 | 0 | 0 | 0 | 0 | 0 | 0 | 0 | 0 | 0 | 0 | 0 | 0 | 0 | 0 | 0 | 0 | 0 | 0 | 0
F9_Industrial_Petroleum_New_Space Heating_Natural Gas_Gas Furnace - Maintenance_A_Achievable Economic TRC Potential | F9 | Industrial | Petroleum | New | Space Heating | Natural Gas | Gas Furnace - Maintenance | A | Incremental Winter Peak Savings (MW) | Achievable Economic TRC Potential | 0 | 0 | 0 | 0 | 0 | 0 | 0 | 0 | 0 | 0 | 0 | 0 | 0 | 0 | 0 | 0 | 0 | 0 | 0 | 0 | 0 | 0
F10_Industrial_Petroleum_New_Space Heating_Natural Gas_Gas Furnace - Maintenance_A_Achievable Economic TRC Potential | F10 | Industrial | Petroleum | New | Space Heating | Natural Gas | Gas Furnace - Maintenance | A | Cumulative Energy Savings (MWh or mTherms) | Achievable Economic TRC Potential | 0 | 0 | 0 | 0 | 0 | 0 | 0 | 0 | 0 | 0 | 0 | 0 | 0 | 0 | 0 | 0 | 0 | 0 | 0 | 0 | 0 | 0
F11_Industrial_Petroleum_New_Space Heating_Natural Gas_Gas Furnace - Maintenance_A_Achievable Economic TRC Potential | F11 | Industrial | Petroleum | New | Space Heating | Natural Gas | Gas Furnace - Maintenance | A | Cumulative Summer Peak Savings (MW) | Achievable Economic TRC Potential | 0 | 0 | 0 | 0 | 0 | 0 | 0 | 0 | 0 | 0 | 0 | 0 | 0 | 0 | 0 | 0 | 0 | 0 | 0 | 0 | 0 | 0
F12_Industrial_Petroleum_New_Space Heating_Natural Gas_Gas Furnace - Maintenance_A_Achievable Economic TRC Potential | F12 | Industrial | Petroleum | New | Space Heating | Natural Gas | Gas Furnace - Maintenance | A | Cumulative Winter Peak Savings (MW) | Achievable Economic TRC Potential | 0 | 0 | 0 | 0 | 0 | 0 | 0 | 0 | 0 | 0 | 0 | 0 | 0 | 0 | 0 | 0 | 0 | 0 | 0 | 0 | 0 | 0
F13_Industrial_Petroleum_New_Space Heating_Natural Gas_Gas Furnace - Maintenance_A_Achievable Economic TRC Potential | F13 | Industrial | Petroleum | New | Space Heating | Natural Gas | Gas Furnace - Maintenance | A | Purchases (Incremental) | Achievable Economic TRC Potential | 0 | 0 | 0 | 0 | 0 | 0 | 0 | 0 | 0 | 0 | 0 | 0 | 0 | 0 | 0 | 0 | 0 | 0 | 0 | 0 | 0 | 0
F14_Industrial_Petroleum_New_Space Heating_Natural Gas_Gas Furnace - Maintenance_A_Achievable Economic TRC Potential | F14 | Industrial | Petroleum | New | Space Heating | Natural Gas | Gas Furnace - Maintenance | A | Purchases (Cumulative) | Achievable Economic TRC Potential | 0 | 0 | 0 | 0 | 0 | 0 | 0 | 0 | 0 | 0 | 0 | 0 | 0 | 0 | 0 | 0 | 0 | 0 | 0 | 0 | 0 | 0
F1_Industrial_Petroleum_New_Space Heating_Natural Gas_Gas Boiler - Hot Water Reset_A_Achievable Economic TRC Potential | F1 | Industrial | Petroleum | New | Space Heating | Natural Gas | Gas Boiler - Hot Water Reset | A | Original Unit Energy Savings (kWh or therms) | Achievable Economic TRC Potential | 0 | 0 | 370.0529 | 370.0529 | 370.0529 | 370.0529 | 370.0529 | 370.0529 | 370.0529 | 370.0529 | 370.0529 | 370.0529 | 370.0529 | 370.0529 | 370.0529 | 370.0529 | 370.0529 | 370.0529 | 370.0529 | 370.0529 | 370.0529 | 370.0529
F2_Industrial_Petroleum_New_Space Heating_Natural Gas_Gas Boiler - Hot Water Reset_A_Achievable Economic TRC Potential | F2 | Industrial | Petroleum | New | Space Heating | Natural Gas | Gas Boiler - Hot Water Reset | A | Original Unit Summer Peak Savings (kW) | Achievable Economic TRC Potential | 0 | 0 | 0 | 0 | 0 | 0 | 0 | 0 | 0 | 0 | 0 | 0 | 0 | 0 | 0 | 0 | 0 | 0 | 0 | 0 | 0 | 0
F3_Industrial_Petroleum_New_Space Heating_Natural Gas_Gas Boiler - Hot Water Reset_A_Achievable Economic TRC Potential | F3 | Industrial | Petroleum | New | Space Heating | Natural Gas | Gas Boiler - Hot Water Reset | A | Original Unit Winter Peak Savings (kW) | Achievable Economic TRC Potential | 0 | 0 | 0 | 0 | 0 | 0 | 0 | 0 | 0 | 0 | 0 | 0 | 0 | 0 | 0 | 0 | 0 | 0 | 0 | 0 | 0 | 0
F4_Industrial_Petroleum_New_Space Heating_Natural Gas_Gas Boiler - Hot Water Reset_A_Achievable Economic TRC Potential | F4 | Industrial | Petroleum | New | Space Heating | Natural Gas | Gas Boiler - Hot Water Reset | A | Standalone Impact on Baseline Energy (%) | Achievable Economic TRC Potential | 0% | 0% | 0.0162% | 0.02917% | 0.0448% | 0.06181% | 0.08593% | 0.1122% | 0.1406% | 0.1667% | 0.1933% | 0.2114% | 0.2219% | 0.2215% | 0.2201% | 0.2119% | 0.2021% | 0.1905% | 0.1831% | 0.1747% | 0.1672% | 0.1604%
F5_Industrial_Petroleum_New_Space Heating_Natural Gas_Gas Boiler - Hot Water Reset_A_Achievable Economic TRC Potential | F5 | Industrial | Petroleum | New | Space Heating | Natural Gas | Gas Boiler - Hot Water Reset | A | Standalone Impact on Baseline Summer Peak (%) | Achievable Economic TRC Potential | bar: 2019 to 2040
F6_Industrial_Petroleum_New_Space Heating_Natural Gas_Gas Boiler - Hot Water Reset_A_Achievable Economic TRC Potential | F6 | Industrial | Petroleum | New | Space Heating | Natural Gas | Gas Boiler - Hot Water Reset | A | Standalone Impact on Baseline Winter Peak (%) | Achievable Economic TRC Potential | bar: 2019 to 2040
F7_Industrial_Petroleum_New_Space Heating_Natural Gas_Gas Boiler - Hot Water Reset_A_Achievable Economic TRC Potential | F7 | Industrial | Petroleum | New | Space Heating | Natural Gas | Gas Boiler - Hot Water Reset | A | Incremental Energy Savings (MWh or mTherms) | Achievable Economic TRC Potential | 0 | 0 | 4.3754e-05 | 9.3756e-05 | 0.0001636 | 0.0002535 | 0.00033282 | 0.00044839 | 0.0005561 | 0.00064189 | 0.00065669 | 0.00061568 | 0.00051554 | 0.00037121 | 0.00022737 | 0.0001164 | 5.217e-05 | 2.021e-05 | 4.3754e-05 | 9.3756e-05 | 0.0001636 | 0.0002535
F8_Industrial_Petroleum_New_Space Heating_Natural Gas_Gas Boiler - Hot Water Reset_A_Achievable Economic TRC Potential | F8 | Industrial | Petroleum | New | Space Heating | Natural Gas | Gas Boiler - Hot Water Reset | A | Incremental Summer Peak Savings (MW) | Achievable Economic TRC Potential | 0 | 0 | 0 | 0 | 0 | 0 | 0 | 0 | 0 | 0 | 0 | 0 | 0 | 0 | 0 | 0 | 0 | 0 | 0 | 0 | 0 | 0
F9_Industrial_Petroleum_New_Space Heating_Natural Gas_Gas Boiler - Hot Water Reset_A_Achievable Economic TRC Potential | F9 | Industrial | Petroleum | New | Space Heating | Natural Gas | Gas Boiler - Hot Water Reset | A | Incremental Winter Peak Savings (MW) | Achievable Economic TRC Potential | 0 | 0 | 0 | 0 | 0 | 0 | 0 | 0 | 0 | 0 | 0 | 0 | 0 | 0 | 0 | 0 | 0 | 0 | 0 | 0 | 0 | 0
F10_Industrial_Petroleum_New_Space Heating_Natural Gas_Gas Boiler - Hot Water Reset_A_Achievable Economic TRC Potential | F10 | Industrial | Petroleum | New | Space Heating | Natural Gas | Gas Boiler - Hot Water Reset | A | Cumulative Energy Savings (MWh or mTherms) | Achievable Economic TRC Potential | 0 | 0 | 4.3754e-05 | 0.00013751 | 0.00030111 | 0.00055461 | 0.00088743 | 0.0013358 | 0.0018919 | 0.0025338 | 0.0031905 | 0.0038062 | 0.0043217 | 0.0046929 | 0.0049203 | 0.0050367 | 0.0050889 | 0.0051091 | 0.0051091 | 0.0051091 | 0.0051091 | 0.0051091
F11_Industrial_Petroleum_New_Space Heating_Natural Gas_Gas Boiler - Hot Water Reset_A_Achievable Economic TRC Potential | F11 | Industrial | Petroleum | New | Space Heating | Natural Gas | Gas Boiler - Hot Water Reset | A | Cumulative Summer Peak Savings (MW) | Achievable Economic TRC Potential | 0 | 0 | 0 | 0 | 0 | 0 | 0 | 0 | 0 | 0 | 0 | 0 | 0 | 0 | 0 | 0 | 0 | 0 | 0 | 0 | 0 | 0
F12_Industrial_Petroleum_New_Space Heating_Natural Gas_Gas Boiler - Hot Water Reset_A_Achievable Economic TRC Potential | F12 | Industrial | Petroleum | New | Space Heating | Natural Gas | Gas Boiler - Hot Water Reset | A | Cumulative Winter Peak Savings (MW) | Achievable Economic TRC Potential | 0 | 0 | 0 | 0 | 0 | 0 | 0 | 0 | 0 | 0 | 0 | 0 | 0 | 0 | 0 | 0 | 0 | 0 | 0 | 0 | 0 | 0
F13_Industrial_Petroleum_New_Space Heating_Natural Gas_Gas Boiler - Hot Water Reset_A_Achievable Economic TRC Potential | F13 | Industrial | Petroleum | New | Space Heating | Natural Gas | Gas Boiler - Hot Water Reset | A | Purchases (Incremental) | Achievable Economic TRC Potential | 0 | 0 | 0.00011824 | 0.00025336 | 0.0004421 | 0.00068503 | 0.0008994 | 0.0012117 | 0.0015028 | 0.0017346 | 0.0017746 | 0.0016638 | 0.0013931 | 0.0010031 | 0.00061442 | 0.00031454 | 0.00014098 | 5.4613e-05 | 0.00011824 | 0.00025336 | 0.0004421 | 0.00068503
F14_Industrial_Petroleum_New_Space Heating_Natural Gas_Gas Boiler - Hot Water Reset_A_Achievable Economic TRC Potential | F14 | Industrial | Petroleum | New | Space Heating | Natural Gas | Gas Boiler - Hot Water Reset | A | Purchases (Cumulative) | Achievable Economic TRC Potential | 0 | 0 | 0.00011824 | 0.0003716 | 0.00081369 | 0.0014987 | 0.0023981 | 0.0036098 | 0.0051126 | 0.0068472 | 0.0086217 | 0.010286 | 0.011679 | 0.012682 | 0.013296 | 0.013611 | 0.013752 | 0.013806 | 0.013806 | 0.013806 | 0.013806 | 0.013806
F1_Industrial_Petroleum_New_Process_Natural Gas_Gas Boiler - Hot Water Reset_A_Achievable Economic TRC Potential | F1 | Industrial | Petroleum | New | Process | Natural Gas | Gas Boiler - Hot Water Reset | A | Original Unit Energy Savings (kWh or therms) | Achievable Economic TRC Potential | 0 | 0 | 975.934 | 975.934 | 975.934 | 975.934 | 975.934 | 975.934 | 975.934 | 975.934 | 975.934 | 975.934 | 975.934 | 975.934 | 975.934 | 975.934 | 975.934 | 975.934 | 975.934 | 975.934 | 975.934 | 975.934
F2_Industrial_Petroleum_New_Process_Natural Gas_Gas Boiler - Hot Water Reset_A_Achievable Economic TRC Potential | F2 | Industrial | Petroleum | New | Process | Natural Gas | Gas Boiler - Hot Water Reset | A | Original Unit Summer Peak Savings (kW) | Achievable Economic TRC Potential | 0 | 0 | 0 | 0 | 0 | 0 | 0 | 0 | 0 | 0 | 0 | 0 | 0 | 0 | 0 | 0 | 0 | 0 | 0 | 0 | 0 | 0
F3_Industrial_Petroleum_New_Process_Natural Gas_Gas Boiler - Hot Water Reset_A_Achievable Economic TRC Potential | F3 | Industrial | Petroleum | New | Process | Natural Gas | Gas Boiler - Hot Water Reset | A | Original Unit Winter Peak Savings (kW) | Achievable Economic TRC Potential | 0 | 0 | 0 | 0 | 0 | 0 | 0 | 0 | 0 | 0 | 0 | 0 | 0 | 0 | 0 | 0 | 0 | 0 | 0 | 0 | 0 | 0
F4_Industrial_Petroleum_New_Process_Natural Gas_Gas Boiler - Hot Water Reset_A_Achievable Economic TRC Potential | F4 | Industrial | Petroleum | New | Process | Natural Gas | Gas Boiler - Hot Water Reset | A | Standalone Impact on Baseline Energy (%) | Achievable Economic TRC Potential | 0% | 0% | 0.01247% | 0.02245% | 0.03447% | 0.04757% | 0.06612% | 0.08638% | 0.1082% | 0.1283% | 0.1488% | 0.1627% | 0.1707% | 0.1704% | 0.1694% | 0.1631% | 0.1555% | 0.1466% | 0.1409% | 0.1344% | 0.1287% | 0.1234%
F5_Industrial_Petroleum_New_Process_Natural Gas_Gas Boiler - Hot Water Reset_A_Achievable Economic TRC Potential | F5 | Industrial | Petroleum | New | Process | Natural Gas | Gas Boiler - Hot Water Reset | A | Standalone Impact on Baseline Summer Peak (%) | Achievable Economic TRC Potential | bar: 2019 to 2040
F6_Industrial_Petroleum_New_Process_Natural Gas_Gas Boiler - Hot Water Reset_A_Achievable Economic TRC Potential | F6 | Industrial | Petroleum | New | Process | Natural Gas | Gas Boiler - Hot Water Reset | A | Standalone Impact on Baseline Winter Peak (%) | Achievable Economic TRC Potential | bar: 2019 to 2040
F7_Industrial_Petroleum_New_Process_Natural Gas_Gas Boiler - Hot Water Reset_A_Achievable Economic TRC Potential | F7 | Industrial | Petroleum | New | Process | Natural Gas | Gas Boiler - Hot Water Reset | A | Incremental Energy Savings (MWh or mTherms) | Achievable Economic TRC Potential | 0 | 0 | 0.0091636 | 0.019636 | 0.034263 | 0.053091 | 0.069705 | 0.093909 | 0.11647 | 0.13443 | 0.13753 | 0.12894 | 0.10797 | 0.077743 | 0.047619 | 0.024377 | 0.010926 | 0.0042326 | 0.0091636 | 0.019636 | 0.034263 | 0.053091
F8_Industrial_Petroleum_New_Process_Natural Gas_Gas Boiler - Hot Water Reset_A_Achievable Economic TRC Potential | F8 | Industrial | Petroleum | New | Process | Natural Gas | Gas Boiler - Hot Water Reset | A | Incremental Summer Peak Savings (MW) | Achievable Economic TRC Potential | 0 | 0 | 0 | 0 | 0 | 0 | 0 | 0 | 0 | 0 | 0 | 0 | 0 | 0 | 0 | 0 | 0 | 0 | 0 | 0 | 0 | 0
F9_Industrial_Petroleum_New_Process_Natural Gas_Gas Boiler - Hot Water Reset_A_Achievable Economic TRC Potential | F9 | Industrial | Petroleum | New | Process | Natural Gas | Gas Boiler - Hot Water Reset | A | Incremental Winter Peak Savings (MW) | Achievable Economic TRC Potential | 0 | 0 | 0 | 0 | 0 | 0 | 0 | 0 | 0 | 0 | 0 | 0 | 0 | 0 | 0 | 0 | 0 | 0 | 0 | 0 | 0 | 0
F10_Industrial_Petroleum_New_Process_Natural Gas_Gas Boiler - Hot Water Reset_A_Achievable Economic TRC Potential | F10 | Industrial | Petroleum | New | Process | Natural Gas | Gas Boiler - Hot Water Reset | A | Cumulative Energy Savings (MWh or mTherms) | Achievable Economic TRC Potential | 0 | 0 | 0.0091636 | 0.028799 | 0.063063 | 0.11615 | 0.18586 | 0.27977 | 0.39623 | 0.53067 | 0.6682 | 0.79715 | 0.90512 | 0.98286 | 1.0305 | 1.0549 | 1.0658 | 1.07 | 1.07 | 1.07 | 1.07 | 1.07
F11_Industrial_Petroleum_New_Process_Natural Gas_Gas Boiler - Hot Water Reset_A_Achievable Economic TRC Potential | F11 | Industrial | Petroleum | New | Process | Natural Gas | Gas Boiler - Hot Water Reset | A | Cumulative Summer Peak Savings (MW) | Achievable Economic TRC Potential | 0 | 0 | 0 | 0 | 0 | 0 | 0 | 0 | 0 | 0 | 0 | 0 | 0 | 0 | 0 | 0 | 0 | 0 | 0 | 0 | 0 | 0
F12_Industrial_Petroleum_New_Process_Natural Gas_Gas Boiler - Hot Water Reset_A_Achievable Economic TRC Potential | F12 | Industrial | Petroleum | New | Process | Natural Gas | Gas Boiler - Hot Water Reset | A | Cumulative Winter Peak Savings (MW) | Achievable Economic TRC Potential | 0 | 0 | 0 | 0 | 0 | 0 | 0 | 0 | 0 | 0 | 0 | 0 | 0 | 0 | 0 | 0 | 0 | 0 | 0 | 0 | 0 | 0
F13_Industrial_Petroleum_New_Process_Natural Gas_Gas Boiler - Hot Water Reset_A_Achievable Economic TRC Potential | F13 | Industrial | Petroleum | New | Process | Natural Gas | Gas Boiler - Hot Water Reset | A | Purchases (Incremental) | Achievable Economic TRC Potential | 0 | 0 | 0.0093895 | 0.02012 | 0.035108 | 0.0544 | 0.071424 | 0.096224 | 0.11934 | 0.13775 | 0.14092 | 0.13212 | 0.11063 | 0.079661 | 0.048793 | 0.024978 | 0.011196 | 0.004337 | 0.0093895 | 0.02012 | 0.035108 | 0.0544
F14_Industrial_Petroleum_New_Process_Natural Gas_Gas Boiler - Hot Water Reset_A_Achievable Economic TRC Potential | F14 | Industrial | Petroleum | New | Process | Natural Gas | Gas Boiler - Hot Water Reset | A | Purchases (Cumulative) | Achievable Economic TRC Potential | 0 | 0 | 0.0093895 | 0.02951 | 0.064618 | 0.11902 | 0.19044 | 0.28667 | 0.40601 | 0.54375 | 0.68468 | 0.8168 | 0.92744 | 1.0071 | 1.0559 | 1.0809 | 1.0921 | 1.0964 | 1.0964 | 1.0964 | 1.0964 | 1.0964
F1_Industrial_Petroleum_New_Space Heating_Natural Gas_Steam Trap Maintenance_A_Achievable Economic TRC Potential | F1 | Industrial | Petroleum | New | Space Heating | Natural Gas | Steam Trap Maintenance | A | Original Unit Energy Savings (kWh or therms) | Achievable Economic TRC Potential | 0 | 0 | 130.7319 | 130.7319 | 130.7319 | 130.7319 | 130.7319 | 130.7319 | 130.7319 | 130.7319 | 130.7319 | 130.7319 | 130.7319 | 130.7319 | 130.7319 | 130.7319 | 130.7319 | 130.7319 | 130.7319 | 130.7319 | 130.7319 | 130.7319
F2_Industrial_Petroleum_New_Space Heating_Natural Gas_Steam Trap Maintenance_A_Achievable Economic TRC Potential | F2 | Industrial | Petroleum | New | Space Heating | Natural Gas | Steam Trap Maintenance | A | Original Unit Summer Peak Savings (kW) | Achievable Economic TRC Potential | 0 | 0 | 0 | 0 | 0 | 0 | 0 | 0 | 0 | 0 | 0 | 0 | 0 | 0 | 0 | 0 | 0 | 0 | 0 | 0 | 0 | 0
F3_Industrial_Petroleum_New_Space Heating_Natural Gas_Steam Trap Maintenance_A_Achievable Economic TRC Potential | F3 | Industrial | Petroleum | New | Space Heating | Natural Gas | Steam Trap Maintenance | A | Original Unit Winter Peak Savings (kW) | Achievable Economic TRC Potential | 0 | 0 | 0 | 0 | 0 | 0 | 0 | 0 | 0 | 0 | 0 | 0 | 0 | 0 | 0 | 0 | 0 | 0 | 0 | 0 | 0 | 0
F4_Industrial_Petroleum_New_Space Heating_Natural Gas_Steam Trap Maintenance_A_Achievable Economic TRC Potential | F4 | Industrial | Petroleum | New | Space Heating | Natural Gas | Steam Trap Maintenance | A | Standalone Impact on Baseline Energy (%) | Achievable Economic TRC Potential | bar: 2019 to 2040
F5_Industrial_Petroleum_New_Space Heating_Natural Gas_Steam Trap Maintenance_A_Achievable Economic TRC Potential | F5 | Industrial | Petroleum | New | Space Heating | Natural Gas | Steam Trap Maintenance | A | Standalone Impact on Baseline Summer Peak (%) | Achievable Economic TRC Potential | bar: 2019 to 2040
F6_Industrial_Petroleum_New_Space Heating_Natural Gas_Steam Trap Maintenance_A_Achievable Economic TRC Potential | F6 | Industrial | Petroleum | New | Space Heating | Natural Gas | Steam Trap Maintenance | A | Standalone Impact on Baseline Winter Peak (%) | Achievable Economic TRC Potential | bar: 2019 to 2040
F7_Industrial_Petroleum_New_Space Heating_Natural Gas_Steam Trap Maintenance_A_Achievable Economic TRC Potential | F7 | Industrial | Petroleum | New | Space Heating | Natural Gas | Steam Trap Maintenance | A | Incremental Energy Savings (MWh or mTherms) | Achievable Economic TRC Potential | 0 | 0 | 0 | 0 | 0 | 0 | 0 | 0 | 0 | 0 | 0 | 0 | 0 | 0 | 0 | 0 | 0 | 0 | 0 | 0 | 0 | 0
F8_Industrial_Petroleum_New_Space Heating_Natural Gas_Steam Trap Maintenance_A_Achievable Economic TRC Potential | F8 | Industrial | Petroleum | New | Space Heating | Natural Gas | Steam Trap Maintenance | A | Incremental Summer Peak Savings (MW) | Achievable Economic TRC Potential | 0 | 0 | 0 | 0 | 0 | 0 | 0 | 0 | 0 | 0 | 0 | 0 | 0 | 0 | 0 | 0 | 0 | 0 | 0 | 0 | 0 | 0
F9_Industrial_Petroleum_New_Space Heating_Natural Gas_Steam Trap Maintenance_A_Achievable Economic TRC Potential | F9 | Industrial | Petroleum | New | Space Heating | Natural Gas | Steam Trap Maintenance | A | Incremental Winter Peak Savings (MW) | Achievable Economic TRC Potential | 0 | 0 | 0 | 0 | 0 | 0 | 0 | 0 | 0 | 0 | 0 | 0 | 0 | 0 | 0 | 0 | 0 | 0 | 0 | 0 | 0 | 0
F10_Industrial_Petroleum_New_Space Heating_Natural Gas_Steam Trap Maintenance_A_Achievable Economic TRC Potential | F10 | Industrial | Petroleum | New | Space Heating | Natural Gas | Steam Trap Maintenance | A | Cumulative Energy Savings (MWh or mTherms) | Achievable Economic TRC Potential | 0 | 0 | 0 | 0 | 0 | 0 | 0 | 0 | 0 | 0 | 0 | 0 | 0 | 0 | 0 | 0 | 0 | 0 | 0 | 0 | 0 | 0
F11_Industrial_Petroleum_New_Space Heating_Natural Gas_Steam Trap Maintenance_A_Achievable Economic TRC Potential | F11 | Industrial | Petroleum | New | Space Heating | Natural Gas | Steam Trap Maintenance | A | Cumulative Summer Peak Savings (MW) | Achievable Economic TRC Potential | 0 | 0 | 0 | 0 | 0 | 0 | 0 | 0 | 0 | 0 | 0 | 0 | 0 | 0 | 0 | 0 | 0 | 0 | 0 | 0 | 0 | 0
F12_Industrial_Petroleum_New_Space Heating_Natural Gas_Steam Trap Maintenance_A_Achievable Economic TRC Potential | F12 | Industrial | Petroleum | New | Space Heating | Natural Gas | Steam Trap Maintenance | A | Cumulative Winter Peak Savings (MW) | Achievable Economic TRC Potential | 0 | 0 | 0 | 0 | 0 | 0 | 0 | 0 | 0 | 0 | 0 | 0 | 0 | 0 | 0 | 0 | 0 | 0 | 0 | 0 | 0 | 0
F13_Industrial_Petroleum_New_Space Heating_Natural Gas_Steam Trap Maintenance_A_Achievable Economic TRC Potential | F13 | Industrial | Petroleum | New | Space Heating | Natural Gas | Steam Trap Maintenance | A | Purchases (Incremental) | Achievable Economic TRC Potential | 0 | 0 | 0 | 0 | 0 | 0 | 0 | 0 | 0 | 0 | 0 | 0 | 0 | 0 | 0 | 0 | 0 | 0 | 0 | 0 | 0 | 0
F14_Industrial_Petroleum_New_Space Heating_Natural Gas_Steam Trap Maintenance_A_Achievable Economic TRC Potential | F14 | Industrial | Petroleum | New | Space Heating | Natural Gas | Steam Trap Maintenance | A | Purchases (Cumulative) | Achievable Economic TRC Potential | 0 | 0 | 0 | 0 | 0 | 0 | 0 | 0 | 0 | 0 | 0 | 0 | 0 | 0 | 0 | 0 | 0 | 0 | 0 | 0 | 0 | 0
F1_Industrial_Petroleum_New_Process_Natural Gas_Steam Trap Maintenance_A_Achievable Economic TRC Potential | F1 | Industrial | Petroleum | New | Process | Natural Gas | Steam Trap Maintenance | A | Original Unit Energy Savings (kWh or therms) | Achievable Economic TRC Potential | 0 | 0 | 689.554 | 689.554 | 689.554 | 689.554 | 689.554 | 689.554 | 689.554 | 689.554 | 689.554 | 689.554 | 689.554 | 689.554 | 689.554 | 689.554 | 689.554 | 689.554 | 689.554 | 689.554 | 689.554 | 689.554
F2_Industrial_Petroleum_New_Process_Natural Gas_Steam Trap Maintenance_A_Achievable Economic TRC Potential | F2 | Industrial | Petroleum | New | Process | Natural Gas | Steam Trap Maintenance | A | Original Unit Summer Peak Savings (kW) | Achievable Economic TRC Potential | 0 | 0 | 0 | 0 | 0 | 0 | 0 | 0 | 0 | 0 | 0 | 0 | 0 | 0 | 0 | 0 | 0 | 0 | 0 | 0 | 0 | 0
F3_Industrial_Petroleum_New_Process_Natural Gas_Steam Trap Maintenance_A_Achievable Economic TRC Potential | F3 | Industrial | Petroleum | New | Process | Natural Gas | Steam Trap Maintenance | A | Original Unit Winter Peak Savings (kW) | Achievable Economic TRC Potential | 0 | 0 | 0 | 0 | 0 | 0 | 0 | 0 | 0 | 0 | 0 | 0 | 0 | 0 | 0 | 0 | 0 | 0 | 0 | 0 | 0 | 0
F4_Industrial_Petroleum_New_Process_Natural Gas_Steam Trap Maintenance_A_Achievable Economic TRC Potential | F4 | Industrial | Petroleum | New | Process | Natural Gas | Steam Trap Maintenance | A | Standalone Impact on Baseline Energy (%) | Achievable Economic TRC Potential | bar: 2019 to 2040
F5_Industrial_Petroleum_New_Process_Natural Gas_Steam Trap Maintenance_A_Achievable Economic TRC Potential | F5 | Industrial | Petroleum | New | Process | Natural Gas | Steam Trap Maintenance | A | Standalone Impact on Baseline Summer Peak (%) | Achievable Economic TRC Potential | bar: 2019 to 2040
F6_Industrial_Petroleum_New_Process_Natural Gas_Steam Trap Maintenance_A_Achievable Economic TRC Potential | F6 | Industrial | Petroleum | New | Process | Natural Gas | Steam Trap Maintenance | A | Standalone Impact on Baseline Winter Peak (%) | Achievable Economic TRC Potential | bar: 2019 to 2040
F7_Industrial_Petroleum_New_Process_Natural Gas_Steam Trap Maintenance_A_Achievable Economic TRC Potential | F7 | Industrial | Petroleum | New | Process | Natural Gas | Steam Trap Maintenance | A | Incremental Energy Savings (MWh or mTherms) | Achievable Economic TRC Potential | 0 | 0 | 0 | 0 | 0 | 0 | 0 | 0 | 0 | 0 | 0 | 0 | 0 | 0 | 0 | 0 | 0 | 0 | 0 | 0 | 0 | 0
F8_Industrial_Petroleum_New_Process_Natural Gas_Steam Trap Maintenance_A_Achievable Economic TRC Potential | F8 | Industrial | Petroleum | New | Process | Natural Gas | Steam Trap Maintenance | A | Incremental Summer Peak Savings (MW) | Achievable Economic TRC Potential | 0 | 0 | 0 | 0 | 0 | 0 | 0 | 0 | 0 | 0 | 0 | 0 | 0 | 0 | 0 | 0 | 0 | 0 | 0 | 0 | 0 | 0
F9_Industrial_Petroleum_New_Process_Natural Gas_Steam Trap Maintenance_A_Achievable Economic TRC Potential | F9 | Industrial | Petroleum | New | Process | Natural Gas | Steam Trap Maintenance | A | Incremental Winter Peak Savings (MW) | Achievable Economic TRC Potential | 0 | 0 | 0 | 0 | 0 | 0 | 0 | 0 | 0 | 0 | 0 | 0 | 0 | 0 | 0 | 0 | 0 | 0 | 0 | 0 | 0 | 0
F10_Industrial_Petroleum_New_Process_Natural Gas_Steam Trap Maintenance_A_Achievable Economic TRC Potential | F10 | Industrial | Petroleum | New | Process | Natural Gas | Steam Trap Maintenance | A | Cumulative Energy Savings (MWh or mTherms) | Achievable Economic TRC Potential | 0 | 0 | 0 | 0 | 0 | 0 | 0 | 0 | 0 | 0 | 0 | 0 | 0 | 0 | 0 | 0 | 0 | 0 | 0 | 0 | 0 | 0
F11_Industrial_Petroleum_New_Process_Natural Gas_Steam Trap Maintenance_A_Achievable Economic TRC Potential | F11 | Industrial | Petroleum | New | Process | Natural Gas | Steam Trap Maintenance | A | Cumulative Summer Peak Savings (MW) | Achievable Economic TRC Potential | 0 | 0 | 0 | 0 | 0 | 0 | 0 | 0 | 0 | 0 | 0 | 0 | 0 | 0 | 0 | 0 | 0 | 0 | 0 | 0 | 0 | 0
F12_Industrial_Petroleum_New_Process_Natural Gas_Steam Trap Maintenance_A_Achievable Economic TRC Potential | F12 | Industrial | Petroleum | New | Process | Natural Gas | Steam Trap Maintenance | A | Cumulative Winter Peak Savings (MW) | Achievable Economic TRC Potential | 0 | 0 | 0 | 0 | 0 | 0 | 0 | 0 | 0 | 0 | 0 | 0 | 0 | 0 | 0 | 0 | 0 | 0 | 0 | 0 | 0 | 0
F13_Industrial_Petroleum_New_Process_Natural Gas_Steam Trap Maintenance_A_Achievable Economic TRC Potential | F13 | Industrial | Petroleum | New | Process | Natural Gas | Steam Trap Maintenance | A | Purchases (Incremental) | Achievable Economic TRC Potential | 0 | 0 | 0 | 0 | 0 | 0 | 0 | 0 | 0 | 0 | 0 | 0 | 0 | 0 | 0 | 0 | 0 | 0 | 0 | 0 | 0 | 0
F14_Industrial_Petroleum_New_Process_Natural Gas_Steam Trap Maintenance_A_Achievable Economic TRC Potential | F14 | Industrial | Petroleum | New | Process | Natural Gas | Steam Trap Maintenance | A | Purchases (Cumulative) | Achievable Economic TRC Potential | 0 | 0 | 0 | 0 | 0 | 0 | 0 | 0 | 0 | 0 | 0 | 0 | 0 | 0 | 0 | 0 | 0 | 0 | 0 | 0 | 0 | 0
F1_Industrial_Petroleum_New_Space Heating_Natural Gas_Gas Boiler - High Turndown_A_Achievable Economic TRC Potential | F1 | Industrial | Petroleum | New | Space Heating | Natural Gas | Gas Boiler - High Turndown | A | Original Unit Energy Savings (kWh or therms) | Achievable Economic TRC Potential | 0 | 0 | 138.7698 | 138.7698 | 138.7698 | 138.7698 | 138.7698 | 138.7698 | 138.7698 | 138.7698 | 138.7698 | 138.7698 | 138.7698 | 138.7698 | 138.7698 | 138.7698 | 138.7698 | 138.7698 | 138.7698 | 138.7698 | 138.7698 | 138.7698
F2_Industrial_Petroleum_New_Space Heating_Natural Gas_Gas Boiler - High Turndown_A_Achievable Economic TRC Potential | F2 | Industrial | Petroleum | New | Space Heating | Natural Gas | Gas Boiler - High Turndown | A | Original Unit Summer Peak Savings (kW) | Achievable Economic TRC Potential | 0 | 0 | 0 | 0 | 0 | 0 | 0 | 0 | 0 | 0 | 0 | 0 | 0 | 0 | 0 | 0 | 0 | 0 | 0 | 0 | 0 | 0
F3_Industrial_Petroleum_New_Space Heating_Natural Gas_Gas Boiler - High Turndown_A_Achievable Economic TRC Potential | F3 | Industrial | Petroleum | New | Space Heating | Natural Gas | Gas Boiler - High Turndown | A | Original Unit Winter Peak Savings (kW) | Achievable Economic TRC Potential | 0 | 0 | 0 | 0 | 0 | 0 | 0 | 0 | 0 | 0 | 0 | 0 | 0 | 0 | 0 | 0 | 0 | 0 | 0 | 0 | 0 | 0
F4_Industrial_Petroleum_New_Space Heating_Natural Gas_Gas Boiler - High Turndown_A_Achievable Economic TRC Potential | F4 | Industrial | Petroleum | New | Space Heating | Natural Gas | Gas Boiler - High Turndown | A | Standalone Impact on Baseline Energy (%) | Achievable Economic TRC Potential | bar: 2019 to 2040
F5_Industrial_Petroleum_New_Space Heating_Natural Gas_Gas Boiler - High Turndown_A_Achievable Economic TRC Potential | F5 | Industrial | Petroleum | New | Space Heating | Natural Gas | Gas Boiler - High Turndown | A | Standalone Impact on Baseline Summer Peak (%) | Achievable Economic TRC Potential | bar: 2019 to 2040
F6_Industrial_Petroleum_New_Space Heating_Natural Gas_Gas Boiler - High Turndown_A_Achievable Economic TRC Potential | F6 | Industrial | Petroleum | New | Space Heating | Natural Gas | Gas Boiler - High Turndown | A | Standalone Impact on Baseline Winter Peak (%) | Achievable Economic TRC Potential | bar: 2019 to 2040
F7_Industrial_Petroleum_New_Space Heating_Natural Gas_Gas Boiler - High Turndown_A_Achievable Economic TRC Potential | F7 | Industrial | Petroleum | New | Space Heating | Natural Gas | Gas Boiler - High Turndown | A | Incremental Energy Savings (MWh or mTherms) | Achievable Economic TRC Potential | 0 | 0 | 0 | 0 | 0 | 0 | 0 | 0 | 0 | 0 | 0 | 0 | 0 | 0 | 0 | 0 | 0 | 0 | 0 | 0 | 0 | 0
F8_Industrial_Petroleum_New_Space Heating_Natural Gas_Gas Boiler - High Turndown_A_Achievable Economic TRC Potential | F8 | Industrial | Petroleum | New | Space Heating | Natural Gas | Gas Boiler - High Turndown | A | Incremental Summer Peak Savings (MW) | Achievable Economic TRC Potential | 0 | 0 | 0 | 0 | 0 | 0 | 0 | 0 | 0 | 0 | 0 | 0 | 0 | 0 | 0 | 0 | 0 | 0 | 0 | 0 | 0 | 0
F9_Industrial_Petroleum_New_Space Heating_Natural Gas_Gas Boiler - High Turndown_A_Achievable Economic TRC Potential | F9 | Industrial | Petroleum | New | Space Heating | Natural Gas | Gas Boiler - High Turndown | A | Incremental Winter Peak Savings (MW) | Achievable Economic TRC Potential | 0 | 0 | 0 | 0 | 0 | 0 | 0 | 0 | 0 | 0 | 0 | 0 | 0 | 0 | 0 | 0 | 0 | 0 | 0 | 0 | 0 | 0
F10_Industrial_Petroleum_New_Space Heating_Natural Gas_Gas Boiler - High Turndown_A_Achievable Economic TRC Potential | F10 | Industrial | Petroleum | New | Space Heating | Natural Gas | Gas Boiler - High Turndown | A | Cumulative Energy Savings (MWh or mTherms) | Achievable Economic TRC Potential | 0 | 0 | 0 | 0 | 0 | 0 | 0 | 0 | 0 | 0 | 0 | 0 | 0 | 0 | 0 | 0 | 0 | 0 | 0 | 0 | 0 | 0
F11_Industrial_Petroleum_New_Space Heating_Natural Gas_Gas Boiler - High Turndown_A_Achievable Economic TRC Potential | F11 | Industrial | Petroleum | New | Space Heating | Natural Gas | Gas Boiler - High Turndown | A | Cumulative Summer Peak Savings (MW) | Achievable Economic TRC Potential | 0 | 0 | 0 | 0 | 0 | 0 | 0 | 0 | 0 | 0 | 0 | 0 | 0 | 0 | 0 | 0 | 0 | 0 | 0 | 0 | 0 | 0
F12_Industrial_Petroleum_New_Space Heating_Natural Gas_Gas Boiler - High Turndown_A_Achievable Economic TRC Potential | F12 | Industrial | Petroleum | New | Space Heating | Natural Gas | Gas Boiler - High Turndown | A | Cumulative Winter Peak Savings (MW) | Achievable Economic TRC Potential | 0 | 0 | 0 | 0 | 0 | 0 | 0 | 0 | 0 | 0 | 0 | 0 | 0 | 0 | 0 | 0 | 0 | 0 | 0 | 0 | 0 | 0
F13_Industrial_Petroleum_New_Space Heating_Natural Gas_Gas Boiler - High Turndown_A_Achievable Economic TRC Potential | F13 | Industrial | Petroleum | New | Space Heating | Natural Gas | Gas Boiler - High Turndown | A | Purchases (Incremental) | Achievable Economic TRC Potential | 0 | 0 | 0 | 0 | 0 | 0 | 0 | 0 | 0 | 0 | 0 | 0 | 0 | 0 | 0 | 0 | 0 | 0 | 0 | 0 | 0 | 0
F14_Industrial_Petroleum_New_Space Heating_Natural Gas_Gas Boiler - High Turndown_A_Achievable Economic TRC Potential | F14 | Industrial | Petroleum | New | Space Heating | Natural Gas | Gas Boiler - High Turndown | A | Purchases (Cumulative) | Achievable Economic TRC Potential | 0 | 0 | 0 | 0 | 0 | 0 | 0 | 0 | 0 | 0 | 0 | 0 | 0 | 0 | 0 | 0 | 0 | 0 | 0 | 0 | 0 | 0
F1_Industrial_Petroleum_New_Process_Natural Gas_Gas Boiler - High Turndown_A_Achievable Economic TRC Potential | F1 | Industrial | Petroleum | New | Process | Natural Gas | Gas Boiler - High Turndown | A | Original Unit Energy Savings (kWh or therms) | Achievable Economic TRC Potential | 0 | 0 | 731.9505 | 731.9505 | 731.9505 | 731.9505 | 731.9505 | 731.9505 | 731.9505 | 731.9505 | 731.9505 | 731.9505 | 731.9505 | 731.9505 | 731.9505 | 731.9505 | 731.9505 | 731.9505 | 731.9505 | 731.9505 | 731.9505 | 731.9505
F2_Industrial_Petroleum_New_Process_Natural Gas_Gas Boiler - High Turndown_A_Achievable Economic TRC Potential | F2 | Industrial | Petroleum | New | Process | Natural Gas | Gas Boiler - High Turndown | A | Original Unit Summer Peak Savings (kW) | Achievable Economic TRC Potential | 0 | 0 | 0 | 0 | 0 | 0 | 0 | 0 | 0 | 0 | 0 | 0 | 0 | 0 | 0 | 0 | 0 | 0 | 0 | 0 | 0 | 0
F3_Industrial_Petroleum_New_Process_Natural Gas_Gas Boiler - High Turndown_A_Achievable Economic TRC Potential | F3 | Industrial | Petroleum | New | Process | Natural Gas | Gas Boiler - High Turndown | A | Original Unit Winter Peak Savings (kW) | Achievable Economic TRC Potential | 0 | 0 | 0 | 0 | 0 | 0 | 0 | 0 | 0 | 0 | 0 | 0 | 0 | 0 | 0 | 0 | 0 | 0 | 0 | 0 | 0 | 0
F4_Industrial_Petroleum_New_Process_Natural Gas_Gas Boiler - High Turndown_A_Achievable Economic TRC Potential | F4 | Industrial | Petroleum | New | Process | Natural Gas | Gas Boiler - High Turndown | A | Standalone Impact on Baseline Energy (%) | Achievable Economic TRC Potential | bar: 2019 to 2040
F5_Industrial_Petroleum_New_Process_Natural Gas_Gas Boiler - High Turndown_A_Achievable Economic TRC Potential | F5 | Industrial | Petroleum | New | Process | Natural Gas | Gas Boiler - High Turndown | A | Standalone Impact on Baseline Summer Peak (%) | Achievable Economic TRC Potential | bar: 2019 to 2040
F6_Industrial_Petroleum_New_Process_Natural Gas_Gas Boiler - High Turndown_A_Achievable Economic TRC Potential | F6 | Industrial | Petroleum | New | Process | Natural Gas | Gas Boiler - High Turndown | A | Standalone Impact on Baseline Winter Peak (%) | Achievable Economic TRC Potential | bar: 2019 to 2040
F7_Industrial_Petroleum_New_Process_Natural Gas_Gas Boiler - High Turndown_A_Achievable Economic TRC Potential | F7 | Industrial | Petroleum | New | Process | Natural Gas | Gas Boiler - High Turndown | A | Incremental Energy Savings (MWh or mTherms) | Achievable Economic TRC Potential | 0 | 0 | 0 | 0 | 0 | 0 | 0 | 0 | 0 | 0 | 0 | 0 | 0 | 0 | 0 | 0 | 0 | 0 | 0 | 0 | 0 | 0
F8_Industrial_Petroleum_New_Process_Natural Gas_Gas Boiler - High Turndown_A_Achievable Economic TRC Potential | F8 | Industrial | Petroleum | New | Process | Natural Gas | Gas Boiler - High Turndown | A | Incremental Summer Peak Savings (MW) | Achievable Economic TRC Potential | 0 | 0 | 0 | 0 | 0 | 0 | 0 | 0 | 0 | 0 | 0 | 0 | 0 | 0 | 0 | 0 | 0 | 0 | 0 | 0 | 0 | 0
F9_Industrial_Petroleum_New_Process_Natural Gas_Gas Boiler - High Turndown_A_Achievable Economic TRC Potential | F9 | Industrial | Petroleum | New | Process | Natural Gas | Gas Boiler - High Turndown | A | Incremental Winter Peak Savings (MW) | Achievable Economic TRC Potential | 0 | 0 | 0 | 0 | 0 | 0 | 0 | 0 | 0 | 0 | 0 | 0 | 0 | 0 | 0 | 0 | 0 | 0 | 0 | 0 | 0 | 0
F10_Industrial_Petroleum_New_Process_Natural Gas_Gas Boiler - High Turndown_A_Achievable Economic TRC Potential | F10 | Industrial | Petroleum | New | Process | Natural Gas | Gas Boiler - High Turndown | A | Cumulative Energy Savings (MWh or mTherms) | Achievable Economic TRC Potential | 0 | 0 | 0 | 0 | 0 | 0 | 0 | 0 | 0 | 0 | 0 | 0 | 0 | 0 | 0 | 0 | 0 | 0 | 0 | 0 | 0 | 0
F11_Industrial_Petroleum_New_Process_Natural Gas_Gas Boiler - High Turndown_A_Achievable Economic TRC Potential | F11 | Industrial | Petroleum | New | Process | Natural Gas | Gas Boiler - High Turndown | A | Cumulative Summer Peak Savings (MW) | Achievable Economic TRC Potential | 0 | 0 | 0 | 0 | 0 | 0 | 0 | 0 | 0 | 0 | 0 | 0 | 0 | 0 | 0 | 0 | 0 | 0 | 0 | 0 | 0 | 0
F12_Industrial_Petroleum_New_Process_Natural Gas_Gas Boiler - High Turndown_A_Achievable Economic TRC Potential | F12 | Industrial | Petroleum | New | Process | Natural Gas | Gas Boiler - High Turndown | A | Cumulative Winter Peak Savings (MW) | Achievable Economic TRC Potential | 0 | 0 | 0 | 0 | 0 | 0 | 0 | 0 | 0 | 0 | 0 | 0 | 0 | 0 | 0 | 0 | 0 | 0 | 0 | 0 | 0 | 0
F13_Industrial_Petroleum_New_Process_Natural Gas_Gas Boiler - High Turndown_A_Achievable Economic TRC Potential | F13 | Industrial | Petroleum | New | Process | Natural Gas | Gas Boiler - High Turndown | A | Purchases (Incremental) | Achievable Economic TRC Potential | 0 | 0 | 0 | 0 | 0 | 0 | 0 | 0 | 0 | 0 | 0 | 0 | 0 | 0 | 0 | 0 | 0 | 0 | 0 | 0 | 0 | 0
F14_Industrial_Petroleum_New_Process_Natural Gas_Gas Boiler - High Turndown_A_Achievable Economic TRC Potential | F14 | Industrial | Petroleum | New | Process | Natural Gas | Gas Boiler - High Turndown | A | Purchases (Cumulative) | Achievable Economic TRC Potential | 0 | 0 | 0 | 0 | 0 | 0 | 0 | 0 | 0 | 0 | 0 | 0 | 0 | 0 | 0 | 0 | 0 | 0 | 0 | 0 | 0 | 0
F1_Industrial_Petroleum_New_Space Heating_Natural Gas_Gas Boiler - Burner Control Optimization_A_Achievable Economic TRC Potential | F1 | Industrial | Petroleum | New | Space Heating | Natural Gas | Gas Boiler - Burner Control Optimization | A | Original Unit Energy Savings (kWh or therms) | Achievable Economic TRC Potential | 0 | 0 | 40.2433 | 40.2433 | 40.2433 | 40.2433 | 40.2433 | 40.2433 | 40.2433 | 40.2433 | 40.2433 | 40.2433 | 40.2433 | 40.2433 | 40.2433 | 40.2433 | 40.2433 | 40.2433 | 40.2433 | 40.2433 | 40.2433 | 40.2433
F2_Industrial_Petroleum_New_Space Heating_Natural Gas_Gas Boiler - Burner Control Optimization_A_Achievable Economic TRC Potential | F2 | Industrial | Petroleum | New | Space Heating | Natural Gas | Gas Boiler - Burner Control Optimization | A | Original Unit Summer Peak Savings (kW) | Achievable Economic TRC Potential | 0 | 0 | 0 | 0 | 0 | 0 | 0 | 0 | 0 | 0 | 0 | 0 | 0 | 0 | 0 | 0 | 0 | 0 | 0 | 0 | 0 | 0
F3_Industrial_Petroleum_New_Space Heating_Natural Gas_Gas Boiler - Burner Control Optimization_A_Achievable Economic TRC Potential | F3 | Industrial | Petroleum | New | Space Heating | Natural Gas | Gas Boiler - Burner Control Optimization | A | Original Unit Winter Peak Savings (kW) | Achievable Economic TRC Potential | 0 | 0 | 0 | 0 | 0 | 0 | 0 | 0 | 0 | 0 | 0 | 0 | 0 | 0 | 0 | 0 | 0 | 0 | 0 | 0 | 0 | 0
F4_Industrial_Petroleum_New_Space Heating_Natural Gas_Gas Boiler - Burner Control Optimization_A_Achievable Economic TRC Potential | F4 | Industrial | Petroleum | New | Space Heating | Natural Gas | Gas Boiler - Burner Control Optimization | A | Standalone Impact on Baseline Energy (%) | Achievable Economic TRC Potential | bar: 2019 to 2040
F5_Industrial_Petroleum_New_Space Heating_Natural Gas_Gas Boiler - Burner Control Optimization_A_Achievable Economic TRC Potential | F5 | Industrial | Petroleum | New | Space Heating | Natural Gas | Gas Boiler - Burner Control Optimization | A | Standalone Impact on Baseline Summer Peak (%) | Achievable Economic TRC Potential | bar: 2019 to 2040
F6_Industrial_Petroleum_New_Space Heating_Natural Gas_Gas Boiler - Burner Control Optimization_A_Achievable Economic TRC Potential | F6 | Industrial | Petroleum | New | Space Heating | Natural Gas | Gas Boiler - Burner Control Optimization | A | Standalone Impact on Baseline Winter Peak (%) | Achievable Economic TRC Potential | bar: 2019 to 2040
F7_Industrial_Petroleum_New_Space Heating_Natural Gas_Gas Boiler - Burner Control Optimization_A_Achievable Economic TRC Potential | F7 | Industrial | Petroleum | New | Space Heating | Natural Gas | Gas Boiler - Burner Control Optimization | A | Incremental Energy Savings (MWh or mTherms) | Achievable Economic TRC Potential | 0 | 0 | 0 | 0 | 0 | 0 | 0 | 0 | 0 | 0 | 0 | 0 | 0 | 0 | 0 | 0 | 0 | 0 | 0 | 0 | 0 | 0
F8_Industrial_Petroleum_New_Space Heating_Natural Gas_Gas Boiler - Burner Control Optimization_A_Achievable Economic TRC Potential | F8 | Industrial | Petroleum | New | Space Heating | Natural Gas | Gas Boiler - Burner Control Optimization | A | Incremental Summer Peak Savings (MW) | Achievable Economic TRC Potential | 0 | 0 | 0 | 0 | 0 | 0 | 0 | 0 | 0 | 0 | 0 | 0 | 0 | 0 | 0 | 0 | 0 | 0 | 0 | 0 | 0 | 0
F9_Industrial_Petroleum_New_Space Heating_Natural Gas_Gas Boiler - Burner Control Optimization_A_Achievable Economic TRC Potential | F9 | Industrial | Petroleum | New | Space Heating | Natural Gas | Gas Boiler - Burner Control Optimization | A | Incremental Winter Peak Savings (MW) | Achievable Economic TRC Potential | 0 | 0 | 0 | 0 | 0 | 0 | 0 | 0 | 0 | 0 | 0 | 0 | 0 | 0 | 0 | 0 | 0 | 0 | 0 | 0 | 0 | 0
F10_Industrial_Petroleum_New_Space Heating_Natural Gas_Gas Boiler - Burner Control Optimization_A_Achievable Economic TRC Potential | F10 | Industrial | Petroleum | New | Space Heating | Natural Gas | Gas Boiler - Burner Control Optimization | A | Cumulative Energy Savings (MWh or mTherms) | Achievable Economic TRC Potential | 0 | 0 | 0 | 0 | 0 | 0 | 0 | 0 | 0 | 0 | 0 | 0 | 0 | 0 | 0 | 0 | 0 | 0 | 0 | 0 | 0 | 0
F11_Industrial_Petroleum_New_Space Heating_Natural Gas_Gas Boiler - Burner Control Optimization_A_Achievable Economic TRC Potential | F11 | Industrial | Petroleum | New | Space Heating | Natural Gas | Gas Boiler - Burner Control Optimization | A | Cumulative Summer Peak Savings (MW) | Achievable Economic TRC Potential | 0 | 0 | 0 | 0 | 0 | 0 | 0 | 0 | 0 | 0 | 0 | 0 | 0 | 0 | 0 | 0 | 0 | 0 | 0 | 0 | 0 | 0
F12_Industrial_Petroleum_New_Space Heating_Natural Gas_Gas Boiler - Burner Control Optimization_A_Achievable Economic TRC Potential | F12 | Industrial | Petroleum | New | Space Heating | Natural Gas | Gas Boiler - Burner Control Optimization | A | Cumulative Winter Peak Savings (MW) | Achievable Economic TRC Potential | 0 | 0 | 0 | 0 | 0 | 0 | 0 | 0 | 0 | 0 | 0 | 0 | 0 | 0 | 0 | 0 | 0 | 0 | 0 | 0 | 0 | 0
F13_Industrial_Petroleum_New_Space Heating_Natural Gas_Gas Boiler - Burner Control Optimization_A_Achievable Economic TRC Potential | F13 | Industrial | Petroleum | New | Space Heating | Natural Gas | Gas Boiler - Burner Control Optimization | A | Purchases (Incremental) | Achievable Economic TRC Potential | 0 | 0 | 0 | 0 | 0 | 0 | 0 | 0 | 0 | 0 | 0 | 0 | 0 | 0 | 0 | 0 | 0 | 0 | 0 | 0 | 0 | 0
F14_Industrial_Petroleum_New_Space Heating_Natural Gas_Gas Boiler - Burner Control Optimization_A_Achievable Economic TRC Potential | F14 | Industrial | Petroleum | New | Space Heating | Natural Gas | Gas Boiler - Burner Control Optimization | A | Purchases (Cumulative) | Achievable Economic TRC Potential | 0 | 0 | 0 | 0 | 0 | 0 | 0 | 0 | 0 | 0 | 0 | 0 | 0 | 0 | 0 | 0 | 0 | 0 | 0 | 0 | 0 | 0
F1_Industrial_Petroleum_New_Process_Natural Gas_Gas Boiler - Burner Control Optimization_A_Achievable Economic TRC Potential | F1 | Industrial | Petroleum | New | Process | Natural Gas | Gas Boiler - Burner Control Optimization | A | Original Unit Energy Savings (kWh or therms) | Achievable Economic TRC Potential | 0 | 0 | 212.2656 | 212.2656 | 212.2656 | 212.2656 | 212.2656 | 212.2656 | 212.2656 | 212.2656 | 212.2656 | 212.2656 | 212.2656 | 212.2656 | 212.2656 | 212.2656 | 212.2656 | 212.2656 | 212.2656 | 212.2656 | 212.2656 | 212.2656
F2_Industrial_Petroleum_New_Process_Natural Gas_Gas Boiler - Burner Control Optimization_A_Achievable Economic TRC Potential | F2 | Industrial | Petroleum | New | Process | Natural Gas | Gas Boiler - Burner Control Optimization | A | Original Unit Summer Peak Savings (kW) | Achievable Economic TRC Potential | 0 | 0 | 0 | 0 | 0 | 0 | 0 | 0 | 0 | 0 | 0 | 0 | 0 | 0 | 0 | 0 | 0 | 0 | 0 | 0 | 0 | 0
F3_Industrial_Petroleum_New_Process_Natural Gas_Gas Boiler - Burner Control Optimization_A_Achievable Economic TRC Potential | F3 | Industrial | Petroleum | New | Process | Natural Gas | Gas Boiler - Burner Control Optimization | A | Original Unit Winter Peak Savings (kW) | Achievable Economic TRC Potential | 0 | 0 | 0 | 0 | 0 | 0 | 0 | 0 | 0 | 0 | 0 | 0 | 0 | 0 | 0 | 0 | 0 | 0 | 0 | 0 | 0 | 0
F4_Industrial_Petroleum_New_Process_Natural Gas_Gas Boiler - Burner Control Optimization_A_Achievable Economic TRC Potential | F4 | Industrial | Petroleum | New | Process | Natural Gas | Gas Boiler - Burner Control Optimization | A | Standalone Impact on Baseline Energy (%) | Achievable Economic TRC Potential | bar: 2019 to 2040
F5_Industrial_Petroleum_New_Process_Natural Gas_Gas Boiler - Burner Control Optimization_A_Achievable Economic TRC Potential | F5 | Industrial | Petroleum | New | Process | Natural Gas | Gas Boiler - Burner Control Optimization | A | Standalone Impact on Baseline Summer Peak (%) | Achievable Economic TRC Potential | bar: 2019 to 2040
F6_Industrial_Petroleum_New_Process_Natural Gas_Gas Boiler - Burner Control Optimization_A_Achievable Economic TRC Potential | F6 | Industrial | Petroleum | New | Process | Natural Gas | Gas Boiler - Burner Control Optimization | A | Standalone Impact on Baseline Winter Peak (%) | Achievable Economic TRC Potential | bar: 2019 to 2040
F7_Industrial_Petroleum_New_Process_Natural Gas_Gas Boiler - Burner Control Optimization_A_Achievable Economic TRC Potential | F7 | Industrial | Petroleum | New | Process | Natural Gas | Gas Boiler - Burner Control Optimization | A | Incremental Energy Savings (MWh or mTherms) | Achievable Economic TRC Potential | 0 | 0 | 0 | 0 | 0 | 0 | 0 | 0 | 0 | 0 | 0 | 0 | 0 | 0 | 0 | 0 | 0 | 0 | 0 | 0 | 0 | 0
F8_Industrial_Petroleum_New_Process_Natural Gas_Gas Boiler - Burner Control Optimization_A_Achievable Economic TRC Potential | F8 | Industrial | Petroleum | New | Process | Natural Gas | Gas Boiler - Burner Control Optimization | A | Incremental Summer Peak Savings (MW) | Achievable Economic TRC Potential | 0 | 0 | 0 | 0 | 0 | 0 | 0 | 0 | 0 | 0 | 0 | 0 | 0 | 0 | 0 | 0 | 0 | 0 | 0 | 0 | 0 | 0
F9_Industrial_Petroleum_New_Process_Natural Gas_Gas Boiler - Burner Control Optimization_A_Achievable Economic TRC Potential | F9 | Industrial | Petroleum | New | Process | Natural Gas | Gas Boiler - Burner Control Optimization | A | Incremental Winter Peak Savings (MW) | Achievable Economic TRC Potential | 0 | 0 | 0 | 0 | 0 | 0 | 0 | 0 | 0 | 0 | 0 | 0 | 0 | 0 | 0 | 0 | 0 | 0 | 0 | 0 | 0 | 0
F10_Industrial_Petroleum_New_Process_Natural Gas_Gas Boiler - Burner Control Optimization_A_Achievable Economic TRC Potential | F10 | Industrial | Petroleum | New | Process | Natural Gas | Gas Boiler - Burner Control Optimization | A | Cumulative Energy Savings (MWh or mTherms) | Achievable Economic TRC Potential | 0 | 0 | 0 | 0 | 0 | 0 | 0 | 0 | 0 | 0 | 0 | 0 | 0 | 0 | 0 | 0 | 0 | 0 | 0 | 0 | 0 | 0
F11_Industrial_Petroleum_New_Process_Natural Gas_Gas Boiler - Burner Control Optimization_A_Achievable Economic TRC Potential | F11 | Industrial | Petroleum | New | Process | Natural Gas | Gas Boiler - Burner Control Optimization | A | Cumulative Summer Peak Savings (MW) | Achievable Economic TRC Potential | 0 | 0 | 0 | 0 | 0 | 0 | 0 | 0 | 0 | 0 | 0 | 0 | 0 | 0 | 0 | 0 | 0 | 0 | 0 | 0 | 0 | 0
F12_Industrial_Petroleum_New_Process_Natural Gas_Gas Boiler - Burner Control Optimization_A_Achievable Economic TRC Potential | F12 | Industrial | Petroleum | New | Process | Natural Gas | Gas Boiler - Burner Control Optimization | A | Cumulative Winter Peak Savings (MW) | Achievable Economic TRC Potential | 0 | 0 | 0 | 0 | 0 | 0 | 0 | 0 | 0 | 0 | 0 | 0 | 0 | 0 | 0 | 0 | 0 | 0 | 0 | 0 | 0 | 0
F13_Industrial_Petroleum_New_Process_Natural Gas_Gas Boiler - Burner Control Optimization_A_Achievable Economic TRC Potential | F13 | Industrial | Petroleum | New | Process | Natural Gas | Gas Boiler - Burner Control Optimization | A | Purchases (Incremental) | Achievable Economic TRC Potential | 0 | 0 | 0 | 0 | 0 | 0 | 0 | 0 | 0 | 0 | 0 | 0 | 0 | 0 | 0 | 0 | 0 | 0 | 0 | 0 | 0 | 0
F14_Industrial_Petroleum_New_Process_Natural Gas_Gas Boiler - Burner Control Optimization_A_Achievable Economic TRC Potential | F14 | Industrial | Petroleum | New | Process | Natural Gas | Gas Boiler - Burner Control Optimization | A | Purchases (Cumulative) | Achievable Economic TRC Potential | 0 | 0 | 0 | 0 | 0 | 0 | 0 | 0 | 0 | 0 | 0 | 0 | 0 | 0 | 0 | 0 | 0 | 0 | 0 | 0 | 0 | 0
F1_Industrial_Petroleum_New_Space Heating_Natural Gas_HVAC - Demand Controlled Ventilation_A_Achievable Economic TRC Potential | F1 | Industrial | Petroleum | New | Space Heating | Natural Gas | HVAC - Demand Controlled Ventilation | A | Original Unit Energy Savings (kWh or therms) | Achievable Economic TRC Potential | 0 | 0 | 0.067787 | 0.067787 | 0.067787 | 0.067787 | 0.067787 | 0.067787 | 0.067787 | 0.067787 | 0.067787 | 0.067787 | 0.067787 | 0.067787 | 0.067787 | 0.067787 | 0.067787 | 0.067787 | 0.067787 | 0.067787 | 0.067787 | 0.067787
F2_Industrial_Petroleum_New_Space Heating_Natural Gas_HVAC - Demand Controlled Ventilation_A_Achievable Economic TRC Potential | F2 | Industrial | Petroleum | New | Space Heating | Natural Gas | HVAC - Demand Controlled Ventilation | A | Original Unit Summer Peak Savings (kW) | Achievable Economic TRC Potential | 0 | 0 | 0 | 0 | 0 | 0 | 0 | 0 | 0 | 0 | 0 | 0 | 0 | 0 | 0 | 0 | 0 | 0 | 0 | 0 | 0 | 0
F3_Industrial_Petroleum_New_Space Heating_Natural Gas_HVAC - Demand Controlled Ventilation_A_Achievable Economic TRC Potential | F3 | Industrial | Petroleum | New | Space Heating | Natural Gas | HVAC - Demand Controlled Ventilation | A | Original Unit Winter Peak Savings (kW) | Achievable Economic TRC Potential | 0 | 0 | 0 | 0 | 0 | 0 | 0 | 0 | 0 | 0 | 0 | 0 | 0 | 0 | 0 | 0 | 0 | 0 | 0 | 0 | 0 | 0
F4_Industrial_Petroleum_New_Space Heating_Natural Gas_HVAC - Demand Controlled Ventilation_A_Achievable Economic TRC Potential | F4 | Industrial | Petroleum | New | Space Heating | Natural Gas | HVAC - Demand Controlled Ventilation | A | Standalone Impact on Baseline Energy (%) | Achievable Economic TRC Potential | 0% | 0% | 0.08633% | 0.1358% | 0.1816% | 0.2223% | 0.2795% | 0.3289% | 0.3772% | 0.4202% | 0.4734% | 0.5203% | 0.5672% | 0.6077% | 0.6624% | 0.7093% | 0.7558% | 0.7871% | 0.8283% | 0.8569% | 0.8813% | 0.9037%
F5_Industrial_Petroleum_New_Space Heating_Natural Gas_HVAC - Demand Controlled Ventilation_A_Achievable Economic TRC Potential | F5 | Industrial | Petroleum | New | Space Heating | Natural Gas | HVAC - Demand Controlled Ventilation | A | Standalone Impact on Baseline Summer Peak (%) | Achievable Economic TRC Potential | bar: 2019 to 2040
F6_Industrial_Petroleum_New_Space Heating_Natural Gas_HVAC - Demand Controlled Ventilation_A_Achievable Economic TRC Potential | F6 | Industrial | Petroleum | New | Space Heating | Natural Gas | HVAC - Demand Controlled Ventilation | A | Standalone Impact on Baseline Winter Peak (%) | Achievable Economic TRC Potential | bar: 2019 to 2040
F7_Industrial_Petroleum_New_Space Heating_Natural Gas_HVAC - Demand Controlled Ventilation_A_Achievable Economic TRC Potential | F7 | Industrial | Petroleum | New | Space Heating | Natural Gas | HVAC - Demand Controlled Ventilation | A | Incremental Energy Savings (MWh or mTherms) | Achievable Economic TRC Potential | 0 | 0 | 0.00023317 | 0.00040693 | 0.00058026 | 0.00077453 | 0.00089153 | 0.0010274 | 0.0011615 | 0.0013123 | 0.0014247 | 0.0015539 | 0.0016814 | 0.0018293 | 0.0019297 | 0.0020517 | 0.0021736 | 0.0023156 | 0.0024093 | 0.0025248 | 0.0026372 | 0.0027492
F8_Industrial_Petroleum_New_Space Heating_Natural Gas_HVAC - Demand Controlled Ventilation_A_Achievable Economic TRC Potential | F8 | Industrial | Petroleum | New | Space Heating | Natural Gas | HVAC - Demand Controlled Ventilation | A | Incremental Summer Peak Savings (MW) | Achievable Economic TRC Potential | 0 | 0 | 0 | 0 | 0 | 0 | 0 | 0 | 0 | 0 | 0 | 0 | 0 | 0 | 0 | 0 | 0 | 0 | 0 | 0 | 0 | 0
F9_Industrial_Petroleum_New_Space Heating_Natural Gas_HVAC - Demand Controlled Ventilation_A_Achievable Economic TRC Potential | F9 | Industrial | Petroleum | New | Space Heating | Natural Gas | HVAC - Demand Controlled Ventilation | A | Incremental Winter Peak Savings (MW) | Achievable Economic TRC Potential | 0 | 0 | 0 | 0 | 0 | 0 | 0 | 0 | 0 | 0 | 0 | 0 | 0 | 0 | 0 | 0 | 0 | 0 | 0 | 0 | 0 | 0
F10_Industrial_Petroleum_New_Space Heating_Natural Gas_HVAC - Demand Controlled Ventilation_A_Achievable Economic TRC Potential | F10 | Industrial | Petroleum | New | Space Heating | Natural Gas | HVAC - Demand Controlled Ventilation | A | Cumulative Energy Savings (MWh or mTherms) | Achievable Economic TRC Potential | 0 | 0 | 0.00023317 | 0.0006401 | 0.0012204 | 0.0019949 | 0.0028864 | 0.0039138 | 0.0050752 | 0.0063875 | 0.0078122 | 0.0093661 | 0.011048 | 0.012877 | 0.014807 | 0.016858 | 0.019032 | 0.021114 | 0.023117 | 0.025061 | 0.026924 | 0.028782
F11_Industrial_Petroleum_New_Space Heating_Natural Gas_HVAC - Demand Controlled Ventilation_A_Achievable Economic TRC Potential | F11 | Industrial | Petroleum | New | Space Heating | Natural Gas | HVAC - Demand Controlled Ventilation | A | Cumulative Summer Peak Savings (MW) | Achievable Economic TRC Potential | 0 | 0 | 0 | 0 | 0 | 0 | 0 | 0 | 0 | 0 | 0 | 0 | 0 | 0 | 0 | 0 | 0 | 0 | 0 | 0 | 0 | 0
F12_Industrial_Petroleum_New_Space Heating_Natural Gas_HVAC - Demand Controlled Ventilation_A_Achievable Economic TRC Potential | F12 | Industrial | Petroleum | New | Space Heating | Natural Gas | HVAC - Demand Controlled Ventilation | A | Cumulative Winter Peak Savings (MW) | Achievable Economic TRC Potential | 0 | 0 | 0 | 0 | 0 | 0 | 0 | 0 | 0 | 0 | 0 | 0 | 0 | 0 | 0 | 0 | 0 | 0 | 0 | 0 | 0 | 0
F13_Industrial_Petroleum_New_Space Heating_Natural Gas_HVAC - Demand Controlled Ventilation_A_Achievable Economic TRC Potential | F13 | Industrial | Petroleum | New | Space Heating | Natural Gas | HVAC - Demand Controlled Ventilation | A | Purchases (Incremental) | Achievable Economic TRC Potential | 0 | 0 | 3.4398 | 6.003 | 8.56 | 11.4259 | 13.1519 | 15.1556 | 17.134 | 19.3594 | 21.0169 | 22.9232 | 24.8042 | 26.9863 | 28.4672 | 30.2671 | 32.0657 | 34.1594 | 35.5424 | 37.2466 | 38.9043 | 40.5571
F14_Industrial_Petroleum_New_Space Heating_Natural Gas_HVAC - Demand Controlled Ventilation_A_Achievable Economic TRC Potential | F14 | Industrial | Petroleum | New | Space Heating | Natural Gas | HVAC - Demand Controlled Ventilation | A | Purchases (Cumulative) | Achievable Economic TRC Potential | 0 | 0 | 3.4398 | 9.4428 | 18.0028 | 29.4287 | 42.5807 | 57.7363 | 74.8703 | 94.2297 | 115.2466 | 138.1697 | 162.974 | 189.9602 | 218.4274 | 248.6946 | 280.7602 | 311.4799 | 341.0193 | 369.7058 | 397.1842 | 424.5894
F1_Industrial_Petroleum_New_Space Heating_Natural Gas_Gas Boiler - Stack Economizer_A_Achievable Economic TRC Potential | F1 | Industrial | Petroleum | New | Space Heating | Natural Gas | Gas Boiler - Stack Economizer | A | Original Unit Energy Savings (kWh or therms) | Achievable Economic TRC Potential | 0 | 0 | 101.302 | 101.302 | 101.302 | 101.302 | 101.302 | 101.302 | 101.302 | 101.302 | 101.302 | 101.302 | 101.302 | 101.302 | 101.302 | 101.302 | 101.302 | 101.302 | 101.302 | 101.302 | 101.302 | 101.302
F2_Industrial_Petroleum_New_Space Heating_Natural Gas_Gas Boiler - Stack Economizer_A_Achievable Economic TRC Potential | F2 | Industrial | Petroleum | New | Space Heating | Natural Gas | Gas Boiler - Stack Economizer | A | Original Unit Summer Peak Savings (kW) | Achievable Economic TRC Potential | 0 | 0 | 0 | 0 | 0 | 0 | 0 | 0 | 0 | 0 | 0 | 0 | 0 | 0 | 0 | 0 | 0 | 0 | 0 | 0 | 0 | 0
F3_Industrial_Petroleum_New_Space Heating_Natural Gas_Gas Boiler - Stack Economizer_A_Achievable Economic TRC Potential | F3 | Industrial | Petroleum | New | Space Heating | Natural Gas | Gas Boiler - Stack Economizer | A | Original Unit Winter Peak Savings (kW) | Achievable Economic TRC Potential | 0 | 0 | 0 | 0 | 0 | 0 | 0 | 0 | 0 | 0 | 0 | 0 | 0 | 0 | 0 | 0 | 0 | 0 | 0 | 0 | 0 | 0
F4_Industrial_Petroleum_New_Space Heating_Natural Gas_Gas Boiler - Stack Economizer_A_Achievable Economic TRC Potential | F4 | Industrial | Petroleum | New | Space Heating | Natural Gas | Gas Boiler - Stack Economizer | A | Standalone Impact on Baseline Energy (%) | Achievable Economic TRC Potential | bar: 2019 to 2040
F5_Industrial_Petroleum_New_Space Heating_Natural Gas_Gas Boiler - Stack Economizer_A_Achievable Economic TRC Potential | F5 | Industrial | Petroleum | New | Space Heating | Natural Gas | Gas Boiler - Stack Economizer | A | Standalone Impact on Baseline Summer Peak (%) | Achievable Economic TRC Potential | bar: 2019 to 2040
F6_Industrial_Petroleum_New_Space Heating_Natural Gas_Gas Boiler - Stack Economizer_A_Achievable Economic TRC Potential | F6 | Industrial | Petroleum | New | Space Heating | Natural Gas | Gas Boiler - Stack Economizer | A | Standalone Impact on Baseline Winter Peak (%) | Achievable Economic TRC Potential | bar: 2019 to 2040
F7_Industrial_Petroleum_New_Space Heating_Natural Gas_Gas Boiler - Stack Economizer_A_Achievable Economic TRC Potential | F7 | Industrial | Petroleum | New | Space Heating | Natural Gas | Gas Boiler - Stack Economizer | A | Incremental Energy Savings (MWh or mTherms) | Achievable Economic TRC Potential | 0 | 0 | 0 | 0 | 0 | 0 | 0 | 0 | 0 | 0 | 0 | 0 | 0 | 0 | 0 | 0 | 0 | 0 | 0 | 0 | 0 | 0
F8_Industrial_Petroleum_New_Space Heating_Natural Gas_Gas Boiler - Stack Economizer_A_Achievable Economic TRC Potential | F8 | Industrial | Petroleum | New | Space Heating | Natural Gas | Gas Boiler - Stack Economizer | A | Incremental Summer Peak Savings (MW) | Achievable Economic TRC Potential | 0 | 0 | 0 | 0 | 0 | 0 | 0 | 0 | 0 | 0 | 0 | 0 | 0 | 0 | 0 | 0 | 0 | 0 | 0 | 0 | 0 | 0
F9_Industrial_Petroleum_New_Space Heating_Natural Gas_Gas Boiler - Stack Economizer_A_Achievable Economic TRC Potential | F9 | Industrial | Petroleum | New | Space Heating | Natural Gas | Gas Boiler - Stack Economizer | A | Incremental Winter Peak Savings (MW) | Achievable Economic TRC Potential | 0 | 0 | 0 | 0 | 0 | 0 | 0 | 0 | 0 | 0 | 0 | 0 | 0 | 0 | 0 | 0 | 0 | 0 | 0 | 0 | 0 | 0
F10_Industrial_Petroleum_New_Space Heating_Natural Gas_Gas Boiler - Stack Economizer_A_Achievable Economic TRC Potential | F10 | Industrial | Petroleum | New | Space Heating | Natural Gas | Gas Boiler - Stack Economizer | A | Cumulative Energy Savings (MWh or mTherms) | Achievable Economic TRC Potential | 0 | 0 | 0 | 0 | 0 | 0 | 0 | 0 | 0 | 0 | 0 | 0 | 0 | 0 | 0 | 0 | 0 | 0 | 0 | 0 | 0 | 0
F11_Industrial_Petroleum_New_Space Heating_Natural Gas_Gas Boiler - Stack Economizer_A_Achievable Economic TRC Potential | F11 | Industrial | Petroleum | New | Space Heating | Natural Gas | Gas Boiler - Stack Economizer | A | Cumulative Summer Peak Savings (MW) | Achievable Economic TRC Potential | 0 | 0 | 0 | 0 | 0 | 0 | 0 | 0 | 0 | 0 | 0 | 0 | 0 | 0 | 0 | 0 | 0 | 0 | 0 | 0 | 0 | 0
F12_Industrial_Petroleum_New_Space Heating_Natural Gas_Gas Boiler - Stack Economizer_A_Achievable Economic TRC Potential | F12 | Industrial | Petroleum | New | Space Heating | Natural Gas | Gas Boiler - Stack Economizer | A | Cumulative Winter Peak Savings (MW) | Achievable Economic TRC Potential | 0 | 0 | 0 | 0 | 0 | 0 | 0 | 0 | 0 | 0 | 0 | 0 | 0 | 0 | 0 | 0 | 0 | 0 | 0 | 0 | 0 | 0
F13_Industrial_Petroleum_New_Space Heating_Natural Gas_Gas Boiler - Stack Economizer_A_Achievable Economic TRC Potential | F13 | Industrial | Petroleum | New | Space Heating | Natural Gas | Gas Boiler - Stack Economizer | A | Purchases (Incremental) | Achievable Economic TRC Potential | 0 | 0 | 0 | 0 | 0 | 0 | 0 | 0 | 0 | 0 | 0 | 0 | 0 | 0 | 0 | 0 | 0 | 0 | 0 | 0 | 0 | 0
F14_Industrial_Petroleum_New_Space Heating_Natural Gas_Gas Boiler - Stack Economizer_A_Achievable Economic TRC Potential | F14 | Industrial | Petroleum | New | Space Heating | Natural Gas | Gas Boiler - Stack Economizer | A | Purchases (Cumulative) | Achievable Economic TRC Potential | 0 | 0 | 0 | 0 | 0 | 0 | 0 | 0 | 0 | 0 | 0 | 0 | 0 | 0 | 0 | 0 | 0 | 0 | 0 | 0 | 0 | 0
F1_Industrial_Petroleum_New_Process_Natural Gas_Gas Boiler - Stack Economizer_A_Achievable Economic TRC Potential | F1 | Industrial | Petroleum | New | Process | Natural Gas | Gas Boiler - Stack Economizer | A | Original Unit Energy Savings (kWh or therms) | Achievable Economic TRC Potential | 0 | 0 | 702.6725 | 702.6725 | 702.6725 | 702.6725 | 702.6725 | 702.6725 | 702.6725 | 702.6725 | 702.6725 | 702.6725 | 702.6725 | 702.6725 | 702.6725 | 702.6725 | 702.6725 | 702.6725 | 702.6725 | 702.6725 | 702.6725 | 702.6725
F2_Industrial_Petroleum_New_Process_Natural Gas_Gas Boiler - Stack Economizer_A_Achievable Economic TRC Potential | F2 | Industrial | Petroleum | New | Process | Natural Gas | Gas Boiler - Stack Economizer | A | Original Unit Summer Peak Savings (kW) | Achievable Economic TRC Potential | 0 | 0 | 0 | 0 | 0 | 0 | 0 | 0 | 0 | 0 | 0 | 0 | 0 | 0 | 0 | 0 | 0 | 0 | 0 | 0 | 0 | 0
F3_Industrial_Petroleum_New_Process_Natural Gas_Gas Boiler - Stack Economizer_A_Achievable Economic TRC Potential | F3 | Industrial | Petroleum | New | Process | Natural Gas | Gas Boiler - Stack Economizer | A | Original Unit Winter Peak Savings (kW) | Achievable Economic TRC Potential | 0 | 0 | 0 | 0 | 0 | 0 | 0 | 0 | 0 | 0 | 0 | 0 | 0 | 0 | 0 | 0 | 0 | 0 | 0 | 0 | 0 | 0
F4_Industrial_Petroleum_New_Process_Natural Gas_Gas Boiler - Stack Economizer_A_Achievable Economic TRC Potential | F4 | Industrial | Petroleum | New | Process | Natural Gas | Gas Boiler - Stack Economizer | A | Standalone Impact on Baseline Energy (%) | Achievable Economic TRC Potential | bar: 2019 to 2040
F5_Industrial_Petroleum_New_Process_Natural Gas_Gas Boiler - Stack Economizer_A_Achievable Economic TRC Potential | F5 | Industrial | Petroleum | New | Process | Natural Gas | Gas Boiler - Stack Economizer | A | Standalone Impact on Baseline Summer Peak (%) | Achievable Economic TRC Potential | bar: 2019 to 2040
F6_Industrial_Petroleum_New_Process_Natural Gas_Gas Boiler - Stack Economizer_A_Achievable Economic TRC Potential | F6 | Industrial | Petroleum | New | Process | Natural Gas | Gas Boiler - Stack Economizer | A | Standalone Impact on Baseline Winter Peak (%) | Achievable Economic TRC Potential | bar: 2019 to 2040
F7_Industrial_Petroleum_New_Process_Natural Gas_Gas Boiler - Stack Economizer_A_Achievable Economic TRC Potential | F7 | Industrial | Petroleum | New | Process | Natural Gas | Gas Boiler - Stack Economizer | A | Incremental Energy Savings (MWh or mTherms) | Achievable Economic TRC Potential | 0 | 0 | 0 | 0 | 0 | 0 | 0 | 0 | 0 | 0 | 0 | 0 | 0 | 0 | 0 | 0 | 0 | 0 | 0 | 0 | 0 | 0
F8_Industrial_Petroleum_New_Process_Natural Gas_Gas Boiler - Stack Economizer_A_Achievable Economic TRC Potential | F8 | Industrial | Petroleum | New | Process | Natural Gas | Gas Boiler - Stack Economizer | A | Incremental Summer Peak Savings (MW) | Achievable Economic TRC Potential | 0 | 0 | 0 | 0 | 0 | 0 | 0 | 0 | 0 | 0 | 0 | 0 | 0 | 0 | 0 | 0 | 0 | 0 | 0 | 0 | 0 | 0
F9_Industrial_Petroleum_New_Process_Natural Gas_Gas Boiler - Stack Economizer_A_Achievable Economic TRC Potential | F9 | Industrial | Petroleum | New | Process | Natural Gas | Gas Boiler - Stack Economizer | A | Incremental Winter Peak Savings (MW) | Achievable Economic TRC Potential | 0 | 0 | 0 | 0 | 0 | 0 | 0 | 0 | 0 | 0 | 0 | 0 | 0 | 0 | 0 | 0 | 0 | 0 | 0 | 0 | 0 | 0
F10_Industrial_Petroleum_New_Process_Natural Gas_Gas Boiler - Stack Economizer_A_Achievable Economic TRC Potential | F10 | Industrial | Petroleum | New | Process | Natural Gas | Gas Boiler - Stack Economizer | A | Cumulative Energy Savings (MWh or mTherms) | Achievable Economic TRC Potential | 0 | 0 | 0 | 0 | 0 | 0 | 0 | 0 | 0 | 0 | 0 | 0 | 0 | 0 | 0 | 0 | 0 | 0 | 0 | 0 | 0 | 0
F11_Industrial_Petroleum_New_Process_Natural Gas_Gas Boiler - Stack Economizer_A_Achievable Economic TRC Potential | F11 | Industrial | Petroleum | New | Process | Natural Gas | Gas Boiler - Stack Economizer | A | Cumulative Summer Peak Savings (MW) | Achievable Economic TRC Potential | 0 | 0 | 0 | 0 | 0 | 0 | 0 | 0 | 0 | 0 | 0 | 0 | 0 | 0 | 0 | 0 | 0 | 0 | 0 | 0 | 0 | 0
F12_Industrial_Petroleum_New_Process_Natural Gas_Gas Boiler - Stack Economizer_A_Achievable Economic TRC Potential | F12 | Industrial | Petroleum | New | Process | Natural Gas | Gas Boiler - Stack Economizer | A | Cumulative Winter Peak Savings (MW) | Achievable Economic TRC Potential | 0 | 0 | 0 | 0 | 0 | 0 | 0 | 0 | 0 | 0 | 0 | 0 | 0 | 0 | 0 | 0 | 0 | 0 | 0 | 0 | 0 | 0
F13_Industrial_Petroleum_New_Process_Natural Gas_Gas Boiler - Stack Economizer_A_Achievable Economic TRC Potential | F13 | Industrial | Petroleum | New | Process | Natural Gas | Gas Boiler - Stack Economizer | A | Purchases (Incremental) | Achievable Economic TRC Potential | 0 | 0 | 0 | 0 | 0 | 0 | 0 | 0 | 0 | 0 | 0 | 0 | 0 | 0 | 0 | 0 | 0 | 0 | 0 | 0 | 0 | 0
F14_Industrial_Petroleum_New_Process_Natural Gas_Gas Boiler - Stack Economizer_A_Achievable Economic TRC Potential | F14 | Industrial | Petroleum | New | Process | Natural Gas | Gas Boiler - Stack Economizer | A | Purchases (Cumulative) | Achievable Economic TRC Potential | 0 | 0 | 0 | 0 | 0 | 0 | 0 | 0 | 0 | 0 | 0 | 0 | 0 | 0 | 0 | 0 | 0 | 0 | 0 | 0 | 0 | 0
F1_Industrial_Petroleum_New_Space Heating_Natural Gas_Gas Furnace Tube Inserts_A_Achievable Economic TRC Potential | F1 | Industrial | Petroleum | New | Space Heating | Natural Gas | Gas Furnace Tube Inserts | A | Original Unit Energy Savings (kWh or therms) | Achievable Economic TRC Potential | 0 | 0 | 0.077933 | 0.077933 | 0.077933 | 0.077933 | 0.077933 | 0.077933 | 0.077933 | 0.077933 | 0.077933 | 0.077933 | 0.077933 | 0.077933 | 0.077933 | 0.077933 | 0.077933 | 0.077933 | 0.077933 | 0.077933 | 0.077933 | 0.077933
F2_Industrial_Petroleum_New_Space Heating_Natural Gas_Gas Furnace Tube Inserts_A_Achievable Economic TRC Potential | F2 | Industrial | Petroleum | New | Space Heating | Natural Gas | Gas Furnace Tube Inserts | A | Original Unit Summer Peak Savings (kW) | Achievable Economic TRC Potential | 0 | 0 | 0 | 0 | 0 | 0 | 0 | 0 | 0 | 0 | 0 | 0 | 0 | 0 | 0 | 0 | 0 | 0 | 0 | 0 | 0 | 0
F3_Industrial_Petroleum_New_Space Heating_Natural Gas_Gas Furnace Tube Inserts_A_Achievable Economic TRC Potential | F3 | Industrial | Petroleum | New | Space Heating | Natural Gas | Gas Furnace Tube Inserts | A | Original Unit Winter Peak Savings (kW) | Achievable Economic TRC Potential | 0 | 0 | 0 | 0 | 0 | 0 | 0 | 0 | 0 | 0 | 0 | 0 | 0 | 0 | 0 | 0 | 0 | 0 | 0 | 0 | 0 | 0
F4_Industrial_Petroleum_New_Space Heating_Natural Gas_Gas Furnace Tube Inserts_A_Achievable Economic TRC Potential | F4 | Industrial | Petroleum | New | Space Heating | Natural Gas | Gas Furnace Tube Inserts | A | Standalone Impact on Baseline Energy (%) | Achievable Economic TRC Potential | bar: 2019 to 2040
F5_Industrial_Petroleum_New_Space Heating_Natural Gas_Gas Furnace Tube Inserts_A_Achievable Economic TRC Potential | F5 | Industrial | Petroleum | New | Space Heating | Natural Gas | Gas Furnace Tube Inserts | A | Standalone Impact on Baseline Summer Peak (%) | Achievable Economic TRC Potential | bar: 2019 to 2040
F6_Industrial_Petroleum_New_Space Heating_Natural Gas_Gas Furnace Tube Inserts_A_Achievable Economic TRC Potential | F6 | Industrial | Petroleum | New | Space Heating | Natural Gas | Gas Furnace Tube Inserts | A | Standalone Impact on Baseline Winter Peak (%) | Achievable Economic TRC Potential | bar: 2019 to 2040
F7_Industrial_Petroleum_New_Space Heating_Natural Gas_Gas Furnace Tube Inserts_A_Achievable Economic TRC Potential | F7 | Industrial | Petroleum | New | Space Heating | Natural Gas | Gas Furnace Tube Inserts | A | Incremental Energy Savings (MWh or mTherms) | Achievable Economic TRC Potential | 0 | 0 | 0 | 0 | 0 | 0 | 0 | 0 | 0 | 0 | 0 | 0 | 0 | 0 | 0 | 0 | 0 | 0 | 0 | 0 | 0 | 0
F8_Industrial_Petroleum_New_Space Heating_Natural Gas_Gas Furnace Tube Inserts_A_Achievable Economic TRC Potential | F8 | Industrial | Petroleum | New | Space Heating | Natural Gas | Gas Furnace Tube Inserts | A | Incremental Summer Peak Savings (MW) | Achievable Economic TRC Potential | 0 | 0 | 0 | 0 | 0 | 0 | 0 | 0 | 0 | 0 | 0 | 0 | 0 | 0 | 0 | 0 | 0 | 0 | 0 | 0 | 0 | 0
F9_Industrial_Petroleum_New_Space Heating_Natural Gas_Gas Furnace Tube Inserts_A_Achievable Economic TRC Potential | F9 | Industrial | Petroleum | New | Space Heating | Natural Gas | Gas Furnace Tube Inserts | A | Incremental Winter Peak Savings (MW) | Achievable Economic TRC Potential | 0 | 0 | 0 | 0 | 0 | 0 | 0 | 0 | 0 | 0 | 0 | 0 | 0 | 0 | 0 | 0 | 0 | 0 | 0 | 0 | 0 | 0
F10_Industrial_Petroleum_New_Space Heating_Natural Gas_Gas Furnace Tube Inserts_A_Achievable Economic TRC Potential | F10 | Industrial | Petroleum | New | Space Heating | Natural Gas | Gas Furnace Tube Inserts | A | Cumulative Energy Savings (MWh or mTherms) | Achievable Economic TRC Potential | 0 | 0 | 0 | 0 | 0 | 0 | 0 | 0 | 0 | 0 | 0 | 0 | 0 | 0 | 0 | 0 | 0 | 0 | 0 | 0 | 0 | 0
F11_Industrial_Petroleum_New_Space Heating_Natural Gas_Gas Furnace Tube Inserts_A_Achievable Economic TRC Potential | F11 | Industrial | Petroleum | New | Space Heating | Natural Gas | Gas Furnace Tube Inserts | A | Cumulative Summer Peak Savings (MW) | Achievable Economic TRC Potential | 0 | 0 | 0 | 0 | 0 | 0 | 0 | 0 | 0 | 0 | 0 | 0 | 0 | 0 | 0 | 0 | 0 | 0 | 0 | 0 | 0 | 0
F12_Industrial_Petroleum_New_Space Heating_Natural Gas_Gas Furnace Tube Inserts_A_Achievable Economic TRC Potential | F12 | Industrial | Petroleum | New | Space Heating | Natural Gas | Gas Furnace Tube Inserts | A | Cumulative Winter Peak Savings (MW) | Achievable Economic TRC Potential | 0 | 0 | 0 | 0 | 0 | 0 | 0 | 0 | 0 | 0 | 0 | 0 | 0 | 0 | 0 | 0 | 0 | 0 | 0 | 0 | 0 | 0
F13_Industrial_Petroleum_New_Space Heating_Natural Gas_Gas Furnace Tube Inserts_A_Achievable Economic TRC Potential | F13 | Industrial | Petroleum | New | Space Heating | Natural Gas | Gas Furnace Tube Inserts | A | Purchases (Incremental) | Achievable Economic TRC Potential | 0 | 0 | 0 | 0 | 0 | 0 | 0 | 0 | 0 | 0 | 0 | 0 | 0 | 0 | 0 | 0 | 0 | 0 | 0 | 0 | 0 | 0
F14_Industrial_Petroleum_New_Space Heating_Natural Gas_Gas Furnace Tube Inserts_A_Achievable Economic TRC Potential | F14 | Industrial | Petroleum | New | Space Heating | Natural Gas | Gas Furnace Tube Inserts | A | Purchases (Cumulative) | Achievable Economic TRC Potential | 0 | 0 | 0 | 0 | 0 | 0 | 0 | 0 | 0 | 0 | 0 | 0 | 0 | 0 | 0 | 0 | 0 | 0 | 0 | 0 | 0 | 0
F1_Industrial_Petroleum_New_Space Heating_Natural Gas_Space Heating - Heat Recovery Ventilator_A_Achievable Economic TRC Potential | F1 | Industrial | Petroleum | New | Space Heating | Natural Gas | Space Heating - Heat Recovery Ventilator | A | Original Unit Energy Savings (kWh or therms) | Achievable Economic TRC Potential | 0 | 0 | 0.011955 | 0.011955 | 0.011955 | 0.011955 | 0.011955 | 0.011955 | 0.011955 | 0.011955 | 0.011955 | 0.011955 | 0.011955 | 0.011955 | 0.011955 | 0.011955 | 0.011955 | 0.011955 | 0.011955 | 0.011955 | 0.011955 | 0.011955
F2_Industrial_Petroleum_New_Space Heating_Natural Gas_Space Heating - Heat Recovery Ventilator_A_Achievable Economic TRC Potential | F2 | Industrial | Petroleum | New | Space Heating | Natural Gas | Space Heating - Heat Recovery Ventilator | A | Original Unit Summer Peak Savings (kW) | Achievable Economic TRC Potential | 0 | 0 | 0 | 0 | 0 | 0 | 0 | 0 | 0 | 0 | 0 | 0 | 0 | 0 | 0 | 0 | 0 | 0 | 0 | 0 | 0 | 0
F3_Industrial_Petroleum_New_Space Heating_Natural Gas_Space Heating - Heat Recovery Ventilator_A_Achievable Economic TRC Potential | F3 | Industrial | Petroleum | New | Space Heating | Natural Gas | Space Heating - Heat Recovery Ventilator | A | Original Unit Winter Peak Savings (kW) | Achievable Economic TRC Potential | 0 | 0 | 0 | 0 | 0 | 0 | 0 | 0 | 0 | 0 | 0 | 0 | 0 | 0 | 0 | 0 | 0 | 0 | 0 | 0 | 0 | 0
F4_Industrial_Petroleum_New_Space Heating_Natural Gas_Space Heating - Heat Recovery Ventilator_A_Achievable Economic TRC Potential | F4 | Industrial | Petroleum | New | Space Heating | Natural Gas | Space Heating - Heat Recovery Ventilator | A | Standalone Impact on Baseline Energy (%) | Achievable Economic TRC Potential | bar: 2019 to 2040
F5_Industrial_Petroleum_New_Space Heating_Natural Gas_Space Heating - Heat Recovery Ventilator_A_Achievable Economic TRC Potential | F5 | Industrial | Petroleum | New | Space Heating | Natural Gas | Space Heating - Heat Recovery Ventilator | A | Standalone Impact on Baseline Summer Peak (%) | Achievable Economic TRC Potential | bar: 2019 to 2040
F6_Industrial_Petroleum_New_Space Heating_Natural Gas_Space Heating - Heat Recovery Ventilator_A_Achievable Economic TRC Potential | F6 | Industrial | Petroleum | New | Space Heating | Natural Gas | Space Heating - Heat Recovery Ventilator | A | Standalone Impact on Baseline Winter Peak (%) | Achievable Economic TRC Potential | bar: 2019 to 2040
F7_Industrial_Petroleum_New_Space Heating_Natural Gas_Space Heating - Heat Recovery Ventilator_A_Achievable Economic TRC Potential | F7 | Industrial | Petroleum | New | Space Heating | Natural Gas | Space Heating - Heat Recovery Ventilator | A | Incremental Energy Savings (MWh or mTherms) | Achievable Economic TRC Potential | 0 | 0 | 0 | 0 | 0 | 0 | 0 | 0 | 0 | 0 | 0 | 0 | 0 | 0 | 0 | 0 | 0 | 0 | 0 | 0 | 0 | 0
F8_Industrial_Petroleum_New_Space Heating_Natural Gas_Space Heating - Heat Recovery Ventilator_A_Achievable Economic TRC Potential | F8 | Industrial | Petroleum | New | Space Heating | Natural Gas | Space Heating - Heat Recovery Ventilator | A | Incremental Summer Peak Savings (MW) | Achievable Economic TRC Potential | 0 | 0 | 0 | 0 | 0 | 0 | 0 | 0 | 0 | 0 | 0 | 0 | 0 | 0 | 0 | 0 | 0 | 0 | 0 | 0 | 0 | 0
F9_Industrial_Petroleum_New_Space Heating_Natural Gas_Space Heating - Heat Recovery Ventilator_A_Achievable Economic TRC Potential | F9 | Industrial | Petroleum | New | Space Heating | Natural Gas | Space Heating - Heat Recovery Ventilator | A | Incremental Winter Peak Savings (MW) | Achievable Economic TRC Potential | 0 | 0 | 0 | 0 | 0 | 0 | 0 | 0 | 0 | 0 | 0 | 0 | 0 | 0 | 0 | 0 | 0 | 0 | 0 | 0 | 0 | 0
F10_Industrial_Petroleum_New_Space Heating_Natural Gas_Space Heating - Heat Recovery Ventilator_A_Achievable Economic TRC Potential | F10 | Industrial | Petroleum | New | Space Heating | Natural Gas | Space Heating - Heat Recovery Ventilator | A | Cumulative Energy Savings (MWh or mTherms) | Achievable Economic TRC Potential | 0 | 0 | 0 | 0 | 0 | 0 | 0 | 0 | 0 | 0 | 0 | 0 | 0 | 0 | 0 | 0 | 0 | 0 | 0 | 0 | 0 | 0
F11_Industrial_Petroleum_New_Space Heating_Natural Gas_Space Heating - Heat Recovery Ventilator_A_Achievable Economic TRC Potential | F11 | Industrial | Petroleum | New | Space Heating | Natural Gas | Space Heating - Heat Recovery Ventilator | A | Cumulative Summer Peak Savings (MW) | Achievable Economic TRC Potential | 0 | 0 | 0 | 0 | 0 | 0 | 0 | 0 | 0 | 0 | 0 | 0 | 0 | 0 | 0 | 0 | 0 | 0 | 0 | 0 | 0 | 0
F12_Industrial_Petroleum_New_Space Heating_Natural Gas_Space Heating - Heat Recovery Ventilator_A_Achievable Economic TRC Potential | F12 | Industrial | Petroleum | New | Space Heating | Natural Gas | Space Heating - Heat Recovery Ventilator | A | Cumulative Winter Peak Savings (MW) | Achievable Economic TRC Potential | 0 | 0 | 0 | 0 | 0 | 0 | 0 | 0 | 0 | 0 | 0 | 0 | 0 | 0 | 0 | 0 | 0 | 0 | 0 | 0 | 0 | 0
F13_Industrial_Petroleum_New_Space Heating_Natural Gas_Space Heating - Heat Recovery Ventilator_A_Achievable Economic TRC Potential | F13 | Industrial | Petroleum | New | Space Heating | Natural Gas | Space Heating - Heat Recovery Ventilator | A | Purchases (Incremental) | Achievable Economic TRC Potential | 0 | 0 | 0 | 0 | 0 | 0 | 0 | 0 | 0 | 0 | 0 | 0 | 0 | 0 | 0 | 0 | 0 | 0 | 0 | 0 | 0 | 0
F14_Industrial_Petroleum_New_Space Heating_Natural Gas_Space Heating - Heat Recovery Ventilator_A_Achievable Economic TRC Potential | F14 | Industrial | Petroleum | New | Space Heating | Natural Gas | Space Heating - Heat Recovery Ventilator | A | Purchases (Cumulative) | Achievable Economic TRC Potential | 0 | 0 | 0 | 0 | 0 | 0 | 0 | 0 | 0 | 0 | 0 | 0 | 0 | 0 | 0 | 0 | 0 | 0 | 0 | 0 | 0 | 0
F1_Industrial_Petroleum_New_Space Heating_Natural Gas_Thermostat - Programmable_A_Achievable Economic TRC Potential | F1 | Industrial | Petroleum | New | Space Heating | Natural Gas | Thermostat - Programmable | A | Original Unit Energy Savings (kWh or therms) | Achievable Economic TRC Potential | 0 | 0 | 0.0057834 | 0.0057834 | 0.0057834 | 0.0057834 | 0.0057834 | 0.0057834 | 0.0057834 | 0.0057834 | 0.0057834 | 0.0057834 | 0.0057834 | 0.0057834 | 0.0057834 | 0.0057834 | 0.0057834 | 0.0057834 | 0.0057834 | 0.0057834 | 0.0057834 | 0.0057834
F2_Industrial_Petroleum_New_Space Heating_Natural Gas_Thermostat - Programmable_A_Achievable Economic TRC Potential | F2 | Industrial | Petroleum | New | Space Heating | Natural Gas | Thermostat - Programmable | A | Original Unit Summer Peak Savings (kW) | Achievable Economic TRC Potential | 0 | 0 | 0 | 0 | 0 | 0 | 0 | 0 | 0 | 0 | 0 | 0 | 0 | 0 | 0 | 0 | 0 | 0 | 0 | 0 | 0 | 0
F3_Industrial_Petroleum_New_Space Heating_Natural Gas_Thermostat - Programmable_A_Achievable Economic TRC Potential | F3 | Industrial | Petroleum | New | Space Heating | Natural Gas | Thermostat - Programmable | A | Original Unit Winter Peak Savings (kW) | Achievable Economic TRC Potential | 0 | 0 | 0 | 0 | 0 | 0 | 0 | 0 | 0 | 0 | 0 | 0 | 0 | 0 | 0 | 0 | 0 | 0 | 0 | 0 | 0 | 0
F4_Industrial_Petroleum_New_Space Heating_Natural Gas_Thermostat - Programmable_A_Achievable Economic TRC Potential | F4 | Industrial | Petroleum | New | Space Heating | Natural Gas | Thermostat - Programmable | A | Standalone Impact on Baseline Energy (%) | Achievable Economic TRC Potential | bar: 2019 to 2040
F5_Industrial_Petroleum_New_Space Heating_Natural Gas_Thermostat - Programmable_A_Achievable Economic TRC Potential | F5 | Industrial | Petroleum | New | Space Heating | Natural Gas | Thermostat - Programmable | A | Standalone Impact on Baseline Summer Peak (%) | Achievable Economic TRC Potential | bar: 2019 to 2040
F6_Industrial_Petroleum_New_Space Heating_Natural Gas_Thermostat - Programmable_A_Achievable Economic TRC Potential | F6 | Industrial | Petroleum | New | Space Heating | Natural Gas | Thermostat - Programmable | A | Standalone Impact on Baseline Winter Peak (%) | Achievable Economic TRC Potential | bar: 2019 to 2040
F7_Industrial_Petroleum_New_Space Heating_Natural Gas_Thermostat - Programmable_A_Achievable Economic TRC Potential | F7 | Industrial | Petroleum | New | Space Heating | Natural Gas | Thermostat - Programmable | A | Incremental Energy Savings (MWh or mTherms) | Achievable Economic TRC Potential | 0 | 0 | 0 | 0 | 0 | 0 | 0 | 0 | 0 | 0 | 0 | 0 | 0 | 0 | 0 | 0 | 0 | 0 | 0 | 0 | 0 | 0
F8_Industrial_Petroleum_New_Space Heating_Natural Gas_Thermostat - Programmable_A_Achievable Economic TRC Potential | F8 | Industrial | Petroleum | New | Space Heating | Natural Gas | Thermostat - Programmable | A | Incremental Summer Peak Savings (MW) | Achievable Economic TRC Potential | 0 | 0 | 0 | 0 | 0 | 0 | 0 | 0 | 0 | 0 | 0 | 0 | 0 | 0 | 0 | 0 | 0 | 0 | 0 | 0 | 0 | 0
F9_Industrial_Petroleum_New_Space Heating_Natural Gas_Thermostat - Programmable_A_Achievable Economic TRC Potential | F9 | Industrial | Petroleum | New | Space Heating | Natural Gas | Thermostat - Programmable | A | Incremental Winter Peak Savings (MW) | Achievable Economic TRC Potential | 0 | 0 | 0 | 0 | 0 | 0 | 0 | 0 | 0 | 0 | 0 | 0 | 0 | 0 | 0 | 0 | 0 | 0 | 0 | 0 | 0 | 0
F10_Industrial_Petroleum_New_Space Heating_Natural Gas_Thermostat - Programmable_A_Achievable Economic TRC Potential | F10 | Industrial | Petroleum | New | Space Heating | Natural Gas | Thermostat - Programmable | A | Cumulative Energy Savings (MWh or mTherms) | Achievable Economic TRC Potential | 0 | 0 | 0 | 0 | 0 | 0 | 0 | 0 | 0 | 0 | 0 | 0 | 0 | 0 | 0 | 0 | 0 | 0 | 0 | 0 | 0 | 0
F11_Industrial_Petroleum_New_Space Heating_Natural Gas_Thermostat - Programmable_A_Achievable Economic TRC Potential | F11 | Industrial | Petroleum | New | Space Heating | Natural Gas | Thermostat - Programmable | A | Cumulative Summer Peak Savings (MW) | Achievable Economic TRC Potential | 0 | 0 | 0 | 0 | 0 | 0 | 0 | 0 | 0 | 0 | 0 | 0 | 0 | 0 | 0 | 0 | 0 | 0 | 0 | 0 | 0 | 0
F12_Industrial_Petroleum_New_Space Heating_Natural Gas_Thermostat - Programmable_A_Achievable Economic TRC Potential | F12 | Industrial | Petroleum | New | Space Heating | Natural Gas | Thermostat - Programmable | A | Cumulative Winter Peak Savings (MW) | Achievable Economic TRC Potential | 0 | 0 | 0 | 0 | 0 | 0 | 0 | 0 | 0 | 0 | 0 | 0 | 0 | 0 | 0 | 0 | 0 | 0 | 0 | 0 | 0 | 0
F13_Industrial_Petroleum_New_Space Heating_Natural Gas_Thermostat - Programmable_A_Achievable Economic TRC Potential | F13 | Industrial | Petroleum | New | Space Heating | Natural Gas | Thermostat - Programmable | A | Purchases (Incremental) | Achievable Economic TRC Potential | 0 | 0 | 0 | 0 | 0 | 0 | 0 | 0 | 0 | 0 | 0 | 0 | 0 | 0 | 0 | 0 | 0 | 0 | 0 | 0 | 0 | 0
F14_Industrial_Petroleum_New_Space Heating_Natural Gas_Thermostat - Programmable_A_Achievable Economic TRC Potential | F14 | Industrial | Petroleum | New | Space Heating | Natural Gas | Thermostat - Programmable | A | Purchases (Cumulative) | Achievable Economic TRC Potential | 0 | 0 | 0 | 0 | 0 | 0 | 0 | 0 | 0 | 0 | 0 | 0 | 0 | 0 | 0 | 0 | 0 | 0 | 0 | 0 | 0 | 0
F1_Industrial_Petroleum_New_Space Heating_Natural Gas_ENERGY STAR Connected Thermostat_A_Achievable Economic TRC Potential | F1 | Industrial | Petroleum | New | Space Heating | Natural Gas | ENERGY STAR Connected Thermostat | A | Original Unit Energy Savings (kWh or therms) | Achievable Economic TRC Potential | 0 | 0 | 0.013981 | 0.013981 | 0.013981 | 0.013981 | 0.013981 | 0.013981 | 0.013981 | 0.013981 | 0.013981 | 0.013981 | 0.013981 | 0.013981 | 0.013981 | 0.013981 | 0.013981 | 0.013981 | 0.013981 | 0.013981 | 0.013981 | 0.013981
F2_Industrial_Petroleum_New_Space Heating_Natural Gas_ENERGY STAR Connected Thermostat_A_Achievable Economic TRC Potential | F2 | Industrial | Petroleum | New | Space Heating | Natural Gas | ENERGY STAR Connected Thermostat | A | Original Unit Summer Peak Savings (kW) | Achievable Economic TRC Potential | 0 | 0 | 0 | 0 | 0 | 0 | 0 | 0 | 0 | 0 | 0 | 0 | 0 | 0 | 0 | 0 | 0 | 0 | 0 | 0 | 0 | 0
F3_Industrial_Petroleum_New_Space Heating_Natural Gas_ENERGY STAR Connected Thermostat_A_Achievable Economic TRC Potential | F3 | Industrial | Petroleum | New | Space Heating | Natural Gas | ENERGY STAR Connected Thermostat | A | Original Unit Winter Peak Savings (kW) | Achievable Economic TRC Potential | 0 | 0 | 0 | 0 | 0 | 0 | 0 | 0 | 0 | 0 | 0 | 0 | 0 | 0 | 0 | 0 | 0 | 0 | 0 | 0 | 0 | 0
F4_Industrial_Petroleum_New_Space Heating_Natural Gas_ENERGY STAR Connected Thermostat_A_Achievable Economic TRC Potential | F4 | Industrial | Petroleum | New | Space Heating | Natural Gas | ENERGY STAR Connected Thermostat | A | Standalone Impact on Baseline Energy (%) | Achievable Economic TRC Potential | bar: 2019 to 2040
F5_Industrial_Petroleum_New_Space Heating_Natural Gas_ENERGY STAR Connected Thermostat_A_Achievable Economic TRC Potential | F5 | Industrial | Petroleum | New | Space Heating | Natural Gas | ENERGY STAR Connected Thermostat | A | Standalone Impact on Baseline Summer Peak (%) | Achievable Economic TRC Potential | bar: 2019 to 2040
F6_Industrial_Petroleum_New_Space Heating_Natural Gas_ENERGY STAR Connected Thermostat_A_Achievable Economic TRC Potential | F6 | Industrial | Petroleum | New | Space Heating | Natural Gas | ENERGY STAR Connected Thermostat | A | Standalone Impact on Baseline Winter Peak (%) | Achievable Economic TRC Potential | bar: 2019 to 2040
F7_Industrial_Petroleum_New_Space Heating_Natural Gas_ENERGY STAR Connected Thermostat_A_Achievable Economic TRC Potential | F7 | Industrial | Petroleum | New | Space Heating | Natural Gas | ENERGY STAR Connected Thermostat | A | Incremental Energy Savings (MWh or mTherms) | Achievable Economic TRC Potential | 0 | 0 | 0 | 0 | 0 | 0 | 0 | 0 | 0 | 0 | 0 | 0 | 0 | 0 | 0 | 0 | 0 | 0 | 0 | 0 | 0 | 0
F8_Industrial_Petroleum_New_Space Heating_Natural Gas_ENERGY STAR Connected Thermostat_A_Achievable Economic TRC Potential | F8 | Industrial | Petroleum | New | Space Heating | Natural Gas | ENERGY STAR Connected Thermostat | A | Incremental Summer Peak Savings (MW) | Achievable Economic TRC Potential | 0 | 0 | 0 | 0 | 0 | 0 | 0 | 0 | 0 | 0 | 0 | 0 | 0 | 0 | 0 | 0 | 0 | 0 | 0 | 0 | 0 | 0
F9_Industrial_Petroleum_New_Space Heating_Natural Gas_ENERGY STAR Connected Thermostat_A_Achievable Economic TRC Potential | F9 | Industrial | Petroleum | New | Space Heating | Natural Gas | ENERGY STAR Connected Thermostat | A | Incremental Winter Peak Savings (MW) | Achievable Economic TRC Potential | 0 | 0 | 0 | 0 | 0 | 0 | 0 | 0 | 0 | 0 | 0 | 0 | 0 | 0 | 0 | 0 | 0 | 0 | 0 | 0 | 0 | 0
F10_Industrial_Petroleum_New_Space Heating_Natural Gas_ENERGY STAR Connected Thermostat_A_Achievable Economic TRC Potential | F10 | Industrial | Petroleum | New | Space Heating | Natural Gas | ENERGY STAR Connected Thermostat | A | Cumulative Energy Savings (MWh or mTherms) | Achievable Economic TRC Potential | 0 | 0 | 0 | 0 | 0 | 0 | 0 | 0 | 0 | 0 | 0 | 0 | 0 | 0 | 0 | 0 | 0 | 0 | 0 | 0 | 0 | 0
F11_Industrial_Petroleum_New_Space Heating_Natural Gas_ENERGY STAR Connected Thermostat_A_Achievable Economic TRC Potential | F11 | Industrial | Petroleum | New | Space Heating | Natural Gas | ENERGY STAR Connected Thermostat | A | Cumulative Summer Peak Savings (MW) | Achievable Economic TRC Potential | 0 | 0 | 0 | 0 | 0 | 0 | 0 | 0 | 0 | 0 | 0 | 0 | 0 | 0 | 0 | 0 | 0 | 0 | 0 | 0 | 0 | 0
F12_Industrial_Petroleum_New_Space Heating_Natural Gas_ENERGY STAR Connected Thermostat_A_Achievable Economic TRC Potential | F12 | Industrial | Petroleum | New | Space Heating | Natural Gas | ENERGY STAR Connected Thermostat | A | Cumulative Winter Peak Savings (MW) | Achievable Economic TRC Potential | 0 | 0 | 0 | 0 | 0 | 0 | 0 | 0 | 0 | 0 | 0 | 0 | 0 | 0 | 0 | 0 | 0 | 0 | 0 | 0 | 0 | 0
F13_Industrial_Petroleum_New_Space Heating_Natural Gas_ENERGY STAR Connected Thermostat_A_Achievable Economic TRC Potential | F13 | Industrial | Petroleum | New | Space Heating | Natural Gas | ENERGY STAR Connected Thermostat | A | Purchases (Incremental) | Achievable Economic TRC Potential | 0 | 0 | 0 | 0 | 0 | 0 | 0 | 0 | 0 | 0 | 0 | 0 | 0 | 0 | 0 | 0 | 0 | 0 | 0 | 0 | 0 | 0
F14_Industrial_Petroleum_New_Space Heating_Natural Gas_ENERGY STAR Connected Thermostat_A_Achievable Economic TRC Potential | F14 | Industrial | Petroleum | New | Space Heating | Natural Gas | ENERGY STAR Connected Thermostat | A | Purchases (Cumulative) | Achievable Economic TRC Potential | 0 | 0 | 0 | 0 | 0 | 0 | 0 | 0 | 0 | 0 | 0 | 0 | 0 | 0 | 0 | 0 | 0 | 0 | 0 | 0 | 0 | 0
F1_Industrial_Petroleum_New_Space Heating_Natural Gas_Destratification Fans (HVLS)_A_Achievable Economic TRC Potential | F1 | Industrial | Petroleum | New | Space Heating | Natural Gas | Destratification Fans (HVLS) | A | Original Unit Energy Savings (kWh or therms) | Achievable Economic TRC Potential | 0 | 0 | 0.013981 | 0.013981 | 0.013981 | 0.013981 | 0.013981 | 0.013981 | 0.013981 | 0.013981 | 0.013981 | 0.013981 | 0.013981 | 0.013981 | 0.013981 | 0.013981 | 0.013981 | 0.013981 | 0.013981 | 0.013981 | 0.013981 | 0.013981
F2_Industrial_Petroleum_New_Space Heating_Natural Gas_Destratification Fans (HVLS)_A_Achievable Economic TRC Potential | F2 | Industrial | Petroleum | New | Space Heating | Natural Gas | Destratification Fans (HVLS) | A | Original Unit Summer Peak Savings (kW) | Achievable Economic TRC Potential | 0 | 0 | 0 | 0 | 0 | 0 | 0 | 0 | 0 | 0 | 0 | 0 | 0 | 0 | 0 | 0 | 0 | 0 | 0 | 0 | 0 | 0
F3_Industrial_Petroleum_New_Space Heating_Natural Gas_Destratification Fans (HVLS)_A_Achievable Economic TRC Potential | F3 | Industrial | Petroleum | New | Space Heating | Natural Gas | Destratification Fans (HVLS) | A | Original Unit Winter Peak Savings (kW) | Achievable Economic TRC Potential | 0 | 0 | 0 | 0 | 0 | 0 | 0 | 0 | 0 | 0 | 0 | 0 | 0 | 0 | 0 | 0 | 0 | 0 | 0 | 0 | 0 | 0
F4_Industrial_Petroleum_New_Space Heating_Natural Gas_Destratification Fans (HVLS)_A_Achievable Economic TRC Potential | F4 | Industrial | Petroleum | New | Space Heating | Natural Gas | Destratification Fans (HVLS) | A | Standalone Impact on Baseline Energy (%) | Achievable Economic TRC Potential | bar: 2019 to 2040
F5_Industrial_Petroleum_New_Space Heating_Natural Gas_Destratification Fans (HVLS)_A_Achievable Economic TRC Potential | F5 | Industrial | Petroleum | New | Space Heating | Natural Gas | Destratification Fans (HVLS) | A | Standalone Impact on Baseline Summer Peak (%) | Achievable Economic TRC Potential | bar: 2019 to 2040
F6_Industrial_Petroleum_New_Space Heating_Natural Gas_Destratification Fans (HVLS)_A_Achievable Economic TRC Potential | F6 | Industrial | Petroleum | New | Space Heating | Natural Gas | Destratification Fans (HVLS) | A | Standalone Impact on Baseline Winter Peak (%) | Achievable Economic TRC Potential | bar: 2019 to 2040
F7_Industrial_Petroleum_New_Space Heating_Natural Gas_Destratification Fans (HVLS)_A_Achievable Economic TRC Potential | F7 | Industrial | Petroleum | New | Space Heating | Natural Gas | Destratification Fans (HVLS) | A | Incremental Energy Savings (MWh or mTherms) | Achievable Economic TRC Potential | 0 | 0 | 0 | 0 | 0 | 0 | 0 | 0 | 0 | 0 | 0 | 0 | 0 | 0 | 0 | 0 | 0 | 0 | 0 | 0 | 0 | 0
F8_Industrial_Petroleum_New_Space Heating_Natural Gas_Destratification Fans (HVLS)_A_Achievable Economic TRC Potential | F8 | Industrial | Petroleum | New | Space Heating | Natural Gas | Destratification Fans (HVLS) | A | Incremental Summer Peak Savings (MW) | Achievable Economic TRC Potential | 0 | 0 | 0 | 0 | 0 | 0 | 0 | 0 | 0 | 0 | 0 | 0 | 0 | 0 | 0 | 0 | 0 | 0 | 0 | 0 | 0 | 0
F9_Industrial_Petroleum_New_Space Heating_Natural Gas_Destratification Fans (HVLS)_A_Achievable Economic TRC Potential | F9 | Industrial | Petroleum | New | Space Heating | Natural Gas | Destratification Fans (HVLS) | A | Incremental Winter Peak Savings (MW) | Achievable Economic TRC Potential | 0 | 0 | 0 | 0 | 0 | 0 | 0 | 0 | 0 | 0 | 0 | 0 | 0 | 0 | 0 | 0 | 0 | 0 | 0 | 0 | 0 | 0
F10_Industrial_Petroleum_New_Space Heating_Natural Gas_Destratification Fans (HVLS)_A_Achievable Economic TRC Potential | F10 | Industrial | Petroleum | New | Space Heating | Natural Gas | Destratification Fans (HVLS) | A | Cumulative Energy Savings (MWh or mTherms) | Achievable Economic TRC Potential | 0 | 0 | 0 | 0 | 0 | 0 | 0 | 0 | 0 | 0 | 0 | 0 | 0 | 0 | 0 | 0 | 0 | 0 | 0 | 0 | 0 | 0
F11_Industrial_Petroleum_New_Space Heating_Natural Gas_Destratification Fans (HVLS)_A_Achievable Economic TRC Potential | F11 | Industrial | Petroleum | New | Space Heating | Natural Gas | Destratification Fans (HVLS) | A | Cumulative Summer Peak Savings (MW) | Achievable Economic TRC Potential | 0 | 0 | 0 | 0 | 0 | 0 | 0 | 0 | 0 | 0 | 0 | 0 | 0 | 0 | 0 | 0 | 0 | 0 | 0 | 0 | 0 | 0
F12_Industrial_Petroleum_New_Space Heating_Natural Gas_Destratification Fans (HVLS)_A_Achievable Economic TRC Potential | F12 | Industrial | Petroleum | New | Space Heating | Natural Gas | Destratification Fans (HVLS) | A | Cumulative Winter Peak Savings (MW) | Achievable Economic TRC Potential | 0 | 0 | 0 | 0 | 0 | 0 | 0 | 0 | 0 | 0 | 0 | 0 | 0 | 0 | 0 | 0 | 0 | 0 | 0 | 0 | 0 | 0
F13_Industrial_Petroleum_New_Space Heating_Natural Gas_Destratification Fans (HVLS)_A_Achievable Economic TRC Potential | F13 | Industrial | Petroleum | New | Space Heating | Natural Gas | Destratification Fans (HVLS) | A | Purchases (Incremental) | Achievable Economic TRC Potential | 0 | 0 | 0 | 0 | 0 | 0 | 0 | 0 | 0 | 0 | 0 | 0 | 0 | 0 | 0 | 0 | 0 | 0 | 0 | 0 | 0 | 0
F14_Industrial_Petroleum_New_Space Heating_Natural Gas_Destratification Fans (HVLS)_A_Achievable Economic TRC Potential | F14 | Industrial | Petroleum | New | Space Heating | Natural Gas | Destratification Fans (HVLS) | A | Purchases (Cumulative) | Achievable Economic TRC Potential | 0 | 0 | 0 | 0 | 0 | 0 | 0 | 0 | 0 | 0 | 0 | 0 | 0 | 0 | 0 | 0 | 0 | 0 | 0 | 0 | 0 | 0
F1_Industrial_Petroleum_New_Space Heating_Natural Gas_Gas Boiler - Insulate Steam Lines/Condensate Tank_A_Achievable Economic TRC Potential | F1 | Industrial | Petroleum | New | Space Heating | Natural Gas | Gas Boiler - Insulate Steam Lines/Condensate Tank | A | Original Unit Energy Savings (kWh or therms) | Achievable Economic TRC Potential | 0 | 0 | 1102.0954 | 1102.0954 | 1102.0954 | 1102.0954 | 1102.0954 | 1102.0954 | 1102.0954 | 1102.0954 | 1102.0954 | 1102.0954 | 1102.0954 | 1102.0954 | 1102.0954 | 1102.0954 | 1102.0954 | 1102.0954 | 1102.0954 | 1102.0954 | 1102.0954 | 1102.0954
F2_Industrial_Petroleum_New_Space Heating_Natural Gas_Gas Boiler - Insulate Steam Lines/Condensate Tank_A_Achievable Economic TRC Potential | F2 | Industrial | Petroleum | New | Space Heating | Natural Gas | Gas Boiler - Insulate Steam Lines/Condensate Tank | A | Original Unit Summer Peak Savings (kW) | Achievable Economic TRC Potential | 0 | 0 | 0 | 0 | 0 | 0 | 0 | 0 | 0 | 0 | 0 | 0 | 0 | 0 | 0 | 0 | 0 | 0 | 0 | 0 | 0 | 0
F3_Industrial_Petroleum_New_Space Heating_Natural Gas_Gas Boiler - Insulate Steam Lines/Condensate Tank_A_Achievable Economic TRC Potential | F3 | Industrial | Petroleum | New | Space Heating | Natural Gas | Gas Boiler - Insulate Steam Lines/Condensate Tank | A | Original Unit Winter Peak Savings (kW) | Achievable Economic TRC Potential | 0 | 0 | 0 | 0 | 0 | 0 | 0 | 0 | 0 | 0 | 0 | 0 | 0 | 0 | 0 | 0 | 0 | 0 | 0 | 0 | 0 | 0
F4_Industrial_Petroleum_New_Space Heating_Natural Gas_Gas Boiler - Insulate Steam Lines/Condensate Tank_A_Achievable Economic TRC Potential | F4 | Industrial | Petroleum | New | Space Heating | Natural Gas | Gas Boiler - Insulate Steam Lines/Condensate Tank | A | Standalone Impact on Baseline Energy (%) | Achievable Economic TRC Potential | 0% | 0% | 0.01122% | 0.01765% | 0.0236% | 0.0289% | 0.03632% | 0.04274% | 0.04902% | 0.05461% | 0.06152% | 0.06762% | 0.07372% | 0.07897% | 0.08609% | 0.09219% | 0.09823% | 0.1034% | 0.1106% | 0.1168% | 0.123% | 0.1292%
F5_Industrial_Petroleum_New_Space Heating_Natural Gas_Gas Boiler - Insulate Steam Lines/Condensate Tank_A_Achievable Economic TRC Potential | F5 | Industrial | Petroleum | New | Space Heating | Natural Gas | Gas Boiler - Insulate Steam Lines/Condensate Tank | A | Standalone Impact on Baseline Summer Peak (%) | Achievable Economic TRC Potential | bar: 2019 to 2040
F6_Industrial_Petroleum_New_Space Heating_Natural Gas_Gas Boiler - Insulate Steam Lines/Condensate Tank_A_Achievable Economic TRC Potential | F6 | Industrial | Petroleum | New | Space Heating | Natural Gas | Gas Boiler - Insulate Steam Lines/Condensate Tank | A | Standalone Impact on Baseline Winter Peak (%) | Achievable Economic TRC Potential | bar: 2019 to 2040
F7_Industrial_Petroleum_New_Space Heating_Natural Gas_Gas Boiler - Insulate Steam Lines/Condensate Tank_A_Achievable Economic TRC Potential | F7 | Industrial | Petroleum | New | Space Heating | Natural Gas | Gas Boiler - Insulate Steam Lines/Condensate Tank | A | Incremental Energy Savings (MWh or mTherms) | Achievable Economic TRC Potential | 0 | 0 | 3.0304e-05 | 5.2887e-05 | 7.5413e-05 | 0.00010066 | 0.00011587 | 0.00013352 | 0.00015095 | 0.00017056 | 0.00018516 | 0.00020195 | 0.00021853 | 0.00023775 | 0.0002508 | 0.00026665 | 0.0002825 | 0.00030094 | 0.00031313 | 0.00032814 | 0.00034275 | 0.00035731
F8_Industrial_Petroleum_New_Space Heating_Natural Gas_Gas Boiler - Insulate Steam Lines/Condensate Tank_A_Achievable Economic TRC Potential | F8 | Industrial | Petroleum | New | Space Heating | Natural Gas | Gas Boiler - Insulate Steam Lines/Condensate Tank | A | Incremental Summer Peak Savings (MW) | Achievable Economic TRC Potential | 0 | 0 | 0 | 0 | 0 | 0 | 0 | 0 | 0 | 0 | 0 | 0 | 0 | 0 | 0 | 0 | 0 | 0 | 0 | 0 | 0 | 0
F9_Industrial_Petroleum_New_Space Heating_Natural Gas_Gas Boiler - Insulate Steam Lines/Condensate Tank_A_Achievable Economic TRC Potential | F9 | Industrial | Petroleum | New | Space Heating | Natural Gas | Gas Boiler - Insulate Steam Lines/Condensate Tank | A | Incremental Winter Peak Savings (MW) | Achievable Economic TRC Potential | 0 | 0 | 0 | 0 | 0 | 0 | 0 | 0 | 0 | 0 | 0 | 0 | 0 | 0 | 0 | 0 | 0 | 0 | 0 | 0 | 0 | 0
F10_Industrial_Petroleum_New_Space Heating_Natural Gas_Gas Boiler - Insulate Steam Lines/Condensate Tank_A_Achievable Economic TRC Potential | F10 | Industrial | Petroleum | New | Space Heating | Natural Gas | Gas Boiler - Insulate Steam Lines/Condensate Tank | A | Cumulative Energy Savings (MWh or mTherms) | Achievable Economic TRC Potential | 0 | 0 | 3.0304e-05 | 8.3191e-05 | 0.0001586 | 0.00025927 | 0.00037514 | 0.00050866 | 0.00065961 | 0.00083016 | 0.0010153 | 0.0012173 | 0.0014358 | 0.0016735 | 0.0019243 | 0.002191 | 0.0024735 | 0.0027744 | 0.0030876 | 0.0034157 | 0.0037585 | 0.0041158
F11_Industrial_Petroleum_New_Space Heating_Natural Gas_Gas Boiler - Insulate Steam Lines/Condensate Tank_A_Achievable Economic TRC Potential | F11 | Industrial | Petroleum | New | Space Heating | Natural Gas | Gas Boiler - Insulate Steam Lines/Condensate Tank | A | Cumulative Summer Peak Savings (MW) | Achievable Economic TRC Potential | 0 | 0 | 0 | 0 | 0 | 0 | 0 | 0 | 0 | 0 | 0 | 0 | 0 | 0 | 0 | 0 | 0 | 0 | 0 | 0 | 0 | 0
F12_Industrial_Petroleum_New_Space Heating_Natural Gas_Gas Boiler - Insulate Steam Lines/Condensate Tank_A_Achievable Economic TRC Potential | F12 | Industrial | Petroleum | New | Space Heating | Natural Gas | Gas Boiler - Insulate Steam Lines/Condensate Tank | A | Cumulative Winter Peak Savings (MW) | Achievable Economic TRC Potential | 0 | 0 | 0 | 0 | 0 | 0 | 0 | 0 | 0 | 0 | 0 | 0 | 0 | 0 | 0 | 0 | 0 | 0 | 0 | 0 | 0 | 0
F13_Industrial_Petroleum_New_Space Heating_Natural Gas_Gas Boiler - Insulate Steam Lines/Condensate Tank_A_Achievable Economic TRC Potential | F13 | Industrial | Petroleum | New | Space Heating | Natural Gas | Gas Boiler - Insulate Steam Lines/Condensate Tank | A | Purchases (Incremental) | Achievable Economic TRC Potential | 0 | 0 | 2.7497e-05 | 4.7987e-05 | 6.8427e-05 | 9.1337e-05 | 0.00010513 | 0.00012115 | 0.00013697 | 0.00015476 | 0.00016801 | 0.00018324 | 0.00019828 | 0.00021572 | 0.00022756 | 0.00024195 | 0.00025633 | 0.00027307 | 0.00028412 | 0.00029774 | 0.000311 | 0.00032421
F14_Industrial_Petroleum_New_Space Heating_Natural Gas_Gas Boiler - Insulate Steam Lines/Condensate Tank_A_Achievable Economic TRC Potential | F14 | Industrial | Petroleum | New | Space Heating | Natural Gas | Gas Boiler - Insulate Steam Lines/Condensate Tank | A | Purchases (Cumulative) | Achievable Economic TRC Potential | 0 | 0 | 2.7497e-05 | 7.5484e-05 | 0.00014391 | 0.00023525 | 0.00034038 | 0.00046154 | 0.0005985 | 0.00075326 | 0.00092127 | 0.0011045 | 0.0013028 | 0.0015185 | 0.0017461 | 0.001988 | 0.0022444 | 0.0025174 | 0.0028015 | 0.0030993 | 0.0034103 | 0.0037345
F1_Industrial_Petroleum_New_Process_Natural Gas_Gas Boiler - Insulate Steam Lines/Condensate Tank_A_Achievable Economic TRC Potential | F1 | Industrial | Petroleum | New | Process | Natural Gas | Gas Boiler - Insulate Steam Lines/Condensate Tank | A | Original Unit Energy Savings (kWh or therms) | Achievable Economic TRC Potential | 0 | 0 | 5813.0737 | 5813.0737 | 5813.0737 | 5813.0737 | 5813.0737 | 5813.0737 | 5813.0737 | 5813.0737 | 5813.0737 | 5813.0737 | 5813.0737 | 5813.0737 | 5813.0737 | 5813.0737 | 5813.0737 | 5813.0737 | 5813.0737 | 5813.0737 | 5813.0737 | 5813.0737
F2_Industrial_Petroleum_New_Process_Natural Gas_Gas Boiler - Insulate Steam Lines/Condensate Tank_A_Achievable Economic TRC Potential | F2 | Industrial | Petroleum | New | Process | Natural Gas | Gas Boiler - Insulate Steam Lines/Condensate Tank | A | Original Unit Summer Peak Savings (kW) | Achievable Economic TRC Potential | 0 | 0 | 0 | 0 | 0 | 0 | 0 | 0 | 0 | 0 | 0 | 0 | 0 | 0 | 0 | 0 | 0 | 0 | 0 | 0 | 0 | 0
F3_Industrial_Petroleum_New_Process_Natural Gas_Gas Boiler - Insulate Steam Lines/Condensate Tank_A_Achievable Economic TRC Potential | F3 | Industrial | Petroleum | New | Process | Natural Gas | Gas Boiler - Insulate Steam Lines/Condensate Tank | A | Original Unit Winter Peak Savings (kW) | Achievable Economic TRC Potential | 0 | 0 | 0 | 0 | 0 | 0 | 0 | 0 | 0 | 0 | 0 | 0 | 0 | 0 | 0 | 0 | 0 | 0 | 0 | 0 | 0 | 0
F4_Industrial_Petroleum_New_Process_Natural Gas_Gas Boiler - Insulate Steam Lines/Condensate Tank_A_Achievable Economic TRC Potential | F4 | Industrial | Petroleum | New | Process | Natural Gas | Gas Boiler - Insulate Steam Lines/Condensate Tank | A | Standalone Impact on Baseline Energy (%) | Achievable Economic TRC Potential | 0% | 0% | 0.01727% | 0.02716% | 0.03632% | 0.04447% | 0.0559% | 0.06578% | 0.07545% | 0.08405% | 0.09469% | 0.1041% | 0.1135% | 0.1215% | 0.1325% | 0.1419% | 0.1512% | 0.1592% | 0.1703% | 0.1797% | 0.1893% | 0.1989%
F5_Industrial_Petroleum_New_Process_Natural Gas_Gas Boiler - Insulate Steam Lines/Condensate Tank_A_Achievable Economic TRC Potential | F5 | Industrial | Petroleum | New | Process | Natural Gas | Gas Boiler - Insulate Steam Lines/Condensate Tank | A | Standalone Impact on Baseline Summer Peak (%) | Achievable Economic TRC Potential | bar: 2019 to 2040
F6_Industrial_Petroleum_New_Process_Natural Gas_Gas Boiler - Insulate Steam Lines/Condensate Tank_A_Achievable Economic TRC Potential | F6 | Industrial | Petroleum | New | Process | Natural Gas | Gas Boiler - Insulate Steam Lines/Condensate Tank | A | Standalone Impact on Baseline Winter Peak (%) | Achievable Economic TRC Potential | bar: 2019 to 2040
F7_Industrial_Petroleum_New_Process_Natural Gas_Gas Boiler - Insulate Steam Lines/Condensate Tank_A_Achievable Economic TRC Potential | F7 | Industrial | Petroleum | New | Process | Natural Gas | Gas Boiler - Insulate Steam Lines/Condensate Tank | A | Incremental Energy Savings (MWh or mTherms) | Achievable Economic TRC Potential | 0 | 0 | 0.012693 | 0.022153 | 0.031588 | 0.042164 | 0.048534 | 0.055928 | 0.063228 | 0.071441 | 0.077557 | 0.084592 | 0.091533 | 0.099586 | 0.10505 | 0.11169 | 0.11833 | 0.12606 | 0.13116 | 0.13745 | 0.14357 | 0.14967
F8_Industrial_Petroleum_New_Process_Natural Gas_Gas Boiler - Insulate Steam Lines/Condensate Tank_A_Achievable Economic TRC Potential | F8 | Industrial | Petroleum | New | Process | Natural Gas | Gas Boiler - Insulate Steam Lines/Condensate Tank | A | Incremental Summer Peak Savings (MW) | Achievable Economic TRC Potential | 0 | 0 | 0 | 0 | 0 | 0 | 0 | 0 | 0 | 0 | 0 | 0 | 0 | 0 | 0 | 0 | 0 | 0 | 0 | 0 | 0 | 0
F9_Industrial_Petroleum_New_Process_Natural Gas_Gas Boiler - Insulate Steam Lines/Condensate Tank_A_Achievable Economic TRC Potential | F9 | Industrial | Petroleum | New | Process | Natural Gas | Gas Boiler - Insulate Steam Lines/Condensate Tank | A | Incremental Winter Peak Savings (MW) | Achievable Economic TRC Potential | 0 | 0 | 0 | 0 | 0 | 0 | 0 | 0 | 0 | 0 | 0 | 0 | 0 | 0 | 0 | 0 | 0 | 0 | 0 | 0 | 0 | 0
F10_Industrial_Petroleum_New_Process_Natural Gas_Gas Boiler - Insulate Steam Lines/Condensate Tank_A_Achievable Economic TRC Potential | F10 | Industrial | Petroleum | New | Process | Natural Gas | Gas Boiler - Insulate Steam Lines/Condensate Tank | A | Cumulative Energy Savings (MWh or mTherms) | Achievable Economic TRC Potential | 0 | 0 | 0.012693 | 0.034846 | 0.066434 | 0.1086 | 0.15713 | 0.21306 | 0.27629 | 0.34773 | 0.42529 | 0.50988 | 0.60141 | 0.701 | 0.80605 | 0.91774 | 1.0361 | 1.1621 | 1.2933 | 1.4307 | 1.5743 | 1.724
F11_Industrial_Petroleum_New_Process_Natural Gas_Gas Boiler - Insulate Steam Lines/Condensate Tank_A_Achievable Economic TRC Potential | F11 | Industrial | Petroleum | New | Process | Natural Gas | Gas Boiler - Insulate Steam Lines/Condensate Tank | A | Cumulative Summer Peak Savings (MW) | Achievable Economic TRC Potential | 0 | 0 | 0 | 0 | 0 | 0 | 0 | 0 | 0 | 0 | 0 | 0 | 0 | 0 | 0 | 0 | 0 | 0 | 0 | 0 | 0 | 0
F12_Industrial_Petroleum_New_Process_Natural Gas_Gas Boiler - Insulate Steam Lines/Condensate Tank_A_Achievable Economic TRC Potential | F12 | Industrial | Petroleum | New | Process | Natural Gas | Gas Boiler - Insulate Steam Lines/Condensate Tank | A | Cumulative Winter Peak Savings (MW) | Achievable Economic TRC Potential | 0 | 0 | 0 | 0 | 0 | 0 | 0 | 0 | 0 | 0 | 0 | 0 | 0 | 0 | 0 | 0 | 0 | 0 | 0 | 0 | 0 | 0
F13_Industrial_Petroleum_New_Process_Natural Gas_Gas Boiler - Insulate Steam Lines/Condensate Tank_A_Achievable Economic TRC Potential | F13 | Industrial | Petroleum | New | Process | Natural Gas | Gas Boiler - Insulate Steam Lines/Condensate Tank | A | Purchases (Incremental) | Achievable Economic TRC Potential | 0 | 0 | 0.0021836 | 0.0038108 | 0.005434 | 0.0072534 | 0.0083491 | 0.009621 | 0.010877 | 0.01229 | 0.013342 | 0.014552 | 0.015746 | 0.017131 | 0.018071 | 0.019214 | 0.020356 | 0.021685 | 0.022563 | 0.023645 | 0.024697 | 0.025746
F14_Industrial_Petroleum_New_Process_Natural Gas_Gas Boiler - Insulate Steam Lines/Condensate Tank_A_Achievable Economic TRC Potential | F14 | Industrial | Petroleum | New | Process | Natural Gas | Gas Boiler - Insulate Steam Lines/Condensate Tank | A | Purchases (Cumulative) | Achievable Economic TRC Potential | 0 | 0 | 0.0021836 | 0.0059944 | 0.011428 | 0.018682 | 0.027031 | 0.036652 | 0.047529 | 0.059819 | 0.07316 | 0.087712 | 0.10346 | 0.12059 | 0.13866 | 0.15788 | 0.17823 | 0.19992 | 0.22248 | 0.24612 | 0.27082 | 0.29657
F1_Industrial_Petroleum_New_Space Heating_Natural Gas_Gas Boiler - Insulate Hot Water Lines_A_Achievable Economic TRC Potential | F1 | Industrial | Petroleum | New | Space Heating | Natural Gas | Gas Boiler - Insulate Hot Water Lines | A | Original Unit Energy Savings (kWh or therms) | Achievable Economic TRC Potential | 0 | 0 | 1245.7145 | 1245.7145 | 1245.7145 | 1245.7145 | 1245.7145 | 1245.7145 | 1245.7145 | 1245.7145 | 1245.7145 | 1245.7145 | 1245.7145 | 1245.7145 | 1245.7145 | 1245.7145 | 1245.7145 | 1245.7145 | 1245.7145 | 1245.7145 | 1245.7145 | 1245.7145
F2_Industrial_Petroleum_New_Space Heating_Natural Gas_Gas Boiler - Insulate Hot Water Lines_A_Achievable Economic TRC Potential | F2 | Industrial | Petroleum | New | Space Heating | Natural Gas | Gas Boiler - Insulate Hot Water Lines | A | Original Unit Summer Peak Savings (kW) | Achievable Economic TRC Potential | 0 | 0 | 0 | 0 | 0 | 0 | 0 | 0 | 0 | 0 | 0 | 0 | 0 | 0 | 0 | 0 | 0 | 0 | 0 | 0 | 0 | 0
F3_Industrial_Petroleum_New_Space Heating_Natural Gas_Gas Boiler - Insulate Hot Water Lines_A_Achievable Economic TRC Potential | F3 | Industrial | Petroleum | New | Space Heating | Natural Gas | Gas Boiler - Insulate Hot Water Lines | A | Original Unit Winter Peak Savings (kW) | Achievable Economic TRC Potential | 0 | 0 | 0 | 0 | 0 | 0 | 0 | 0 | 0 | 0 | 0 | 0 | 0 | 0 | 0 | 0 | 0 | 0 | 0 | 0 | 0 | 0
F4_Industrial_Petroleum_New_Space Heating_Natural Gas_Gas Boiler - Insulate Hot Water Lines_A_Achievable Economic TRC Potential | F4 | Industrial | Petroleum | New | Space Heating | Natural Gas | Gas Boiler - Insulate Hot Water Lines | A | Standalone Impact on Baseline Energy (%) | Achievable Economic TRC Potential | 0% | 0% | 0.01268% | 0.01995% | 0.02667% | 0.03266% | 0.04106% | 0.04831% | 0.05541% | 0.06173% | 0.06954% | 0.07644% | 0.08332% | 0.08927% | 0.0973% | 0.1042% | 0.111% | 0.1169% | 0.125% | 0.132% | 0.1391% | 0.1461%
F5_Industrial_Petroleum_New_Space Heating_Natural Gas_Gas Boiler - Insulate Hot Water Lines_A_Achievable Economic TRC Potential | F5 | Industrial | Petroleum | New | Space Heating | Natural Gas | Gas Boiler - Insulate Hot Water Lines | A | Standalone Impact on Baseline Summer Peak (%) | Achievable Economic TRC Potential | bar: 2019 to 2040
F6_Industrial_Petroleum_New_Space Heating_Natural Gas_Gas Boiler - Insulate Hot Water Lines_A_Achievable Economic TRC Potential | F6 | Industrial | Petroleum | New | Space Heating | Natural Gas | Gas Boiler - Insulate Hot Water Lines | A | Standalone Impact on Baseline Winter Peak (%) | Achievable Economic TRC Potential | bar: 2019 to 2040
F7_Industrial_Petroleum_New_Space Heating_Natural Gas_Gas Boiler - Insulate Hot Water Lines_A_Achievable Economic TRC Potential | F7 | Industrial | Petroleum | New | Space Heating | Natural Gas | Gas Boiler - Insulate Hot Water Lines | A | Incremental Energy Savings (MWh or mTherms) | Achievable Economic TRC Potential | 0 | 0 | 3.4253e-05 | 5.9778e-05 | 8.5241e-05 | 0.00011378 | 0.00013097 | 0.00015092 | 0.00017062 | 0.00019278 | 0.00020929 | 0.00022827 | 0.000247 | 0.00026873 | 0.00028348 | 0.0003014 | 0.00031931 | 0.00034016 | 0.00035393 | 0.0003709 | 0.00038741 | 0.00040387
F8_Industrial_Petroleum_New_Space Heating_Natural Gas_Gas Boiler - Insulate Hot Water Lines_A_Achievable Economic TRC Potential | F8 | Industrial | Petroleum | New | Space Heating | Natural Gas | Gas Boiler - Insulate Hot Water Lines | A | Incremental Summer Peak Savings (MW) | Achievable Economic TRC Potential | 0 | 0 | 0 | 0 | 0 | 0 | 0 | 0 | 0 | 0 | 0 | 0 | 0 | 0 | 0 | 0 | 0 | 0 | 0 | 0 | 0 | 0
F9_Industrial_Petroleum_New_Space Heating_Natural Gas_Gas Boiler - Insulate Hot Water Lines_A_Achievable Economic TRC Potential | F9 | Industrial | Petroleum | New | Space Heating | Natural Gas | Gas Boiler - Insulate Hot Water Lines | A | Incremental Winter Peak Savings (MW) | Achievable Economic TRC Potential | 0 | 0 | 0 | 0 | 0 | 0 | 0 | 0 | 0 | 0 | 0 | 0 | 0 | 0 | 0 | 0 | 0 | 0 | 0 | 0 | 0 | 0
F10_Industrial_Petroleum_New_Space Heating_Natural Gas_Gas Boiler - Insulate Hot Water Lines_A_Achievable Economic TRC Potential | F10 | Industrial | Petroleum | New | Space Heating | Natural Gas | Gas Boiler - Insulate Hot Water Lines | A | Cumulative Energy Savings (MWh or mTherms) | Achievable Economic TRC Potential | 0 | 0 | 3.4253e-05 | 9.4032e-05 | 0.00017927 | 0.00029305 | 0.00042402 | 0.00057494 | 0.00074556 | 0.00093835 | 0.0011476 | 0.0013759 | 0.0016229 | 0.0018916 | 0.0021751 | 0.0024765 | 0.0027958 | 0.003136 | 0.0034899 | 0.0038608 | 0.0042482 | 0.0046521
F11_Industrial_Petroleum_New_Space Heating_Natural Gas_Gas Boiler - Insulate Hot Water Lines_A_Achievable Economic TRC Potential | F11 | Industrial | Petroleum | New | Space Heating | Natural Gas | Gas Boiler - Insulate Hot Water Lines | A | Cumulative Summer Peak Savings (MW) | Achievable Economic TRC Potential | 0 | 0 | 0 | 0 | 0 | 0 | 0 | 0 | 0 | 0 | 0 | 0 | 0 | 0 | 0 | 0 | 0 | 0 | 0 | 0 | 0 | 0
F12_Industrial_Petroleum_New_Space Heating_Natural Gas_Gas Boiler - Insulate Hot Water Lines_A_Achievable Economic TRC Potential | F12 | Industrial | Petroleum | New | Space Heating | Natural Gas | Gas Boiler - Insulate Hot Water Lines | A | Cumulative Winter Peak Savings (MW) | Achievable Economic TRC Potential | 0 | 0 | 0 | 0 | 0 | 0 | 0 | 0 | 0 | 0 | 0 | 0 | 0 | 0 | 0 | 0 | 0 | 0 | 0 | 0 | 0 | 0
F13_Industrial_Petroleum_New_Space Heating_Natural Gas_Gas Boiler - Insulate Hot Water Lines_A_Achievable Economic TRC Potential | F13 | Industrial | Petroleum | New | Space Heating | Natural Gas | Gas Boiler - Insulate Hot Water Lines | A | Purchases (Incremental) | Achievable Economic TRC Potential | 0 | 0 | 2.7497e-05 | 4.7987e-05 | 6.8427e-05 | 9.1337e-05 | 0.00010513 | 0.00012115 | 0.00013697 | 0.00015476 | 0.00016801 | 0.00018324 | 0.00019828 | 0.00021572 | 0.00022756 | 0.00024195 | 0.00025633 | 0.00027307 | 0.00028412 | 0.00029774 | 0.000311 | 0.00032421
F14_Industrial_Petroleum_New_Space Heating_Natural Gas_Gas Boiler - Insulate Hot Water Lines_A_Achievable Economic TRC Potential | F14 | Industrial | Petroleum | New | Space Heating | Natural Gas | Gas Boiler - Insulate Hot Water Lines | A | Purchases (Cumulative) | Achievable Economic TRC Potential | 0 | 0 | 2.7497e-05 | 7.5484e-05 | 0.00014391 | 0.00023525 | 0.00034038 | 0.00046154 | 0.0005985 | 0.00075326 | 0.00092127 | 0.0011045 | 0.0013028 | 0.0015185 | 0.0017461 | 0.001988 | 0.0022444 | 0.0025174 | 0.0028015 | 0.0030993 | 0.0034103 | 0.0037345
F1_Industrial_Petroleum_New_Process_Natural Gas_Gas Boiler - Insulate Hot Water Lines_A_Achievable Economic TRC Potential | F1 | Industrial | Petroleum | New | Process | Natural Gas | Gas Boiler - Insulate Hot Water Lines | A | Original Unit Energy Savings (kWh or therms) | Achievable Economic TRC Potential | 0 | 0 | 6570.6015 | 6570.6015 | 6570.6015 | 6570.6015 | 6570.6015 | 6570.6015 | 6570.6015 | 6570.6015 | 6570.6015 | 6570.6015 | 6570.6015 | 6570.6015 | 6570.6015 | 6570.6015 | 6570.6015 | 6570.6015 | 6570.6015 | 6570.6015 | 6570.6015 | 6570.6015
F2_Industrial_Petroleum_New_Process_Natural Gas_Gas Boiler - Insulate Hot Water Lines_A_Achievable Economic TRC Potential | F2 | Industrial | Petroleum | New | Process | Natural Gas | Gas Boiler - Insulate Hot Water Lines | A | Original Unit Summer Peak Savings (kW) | Achievable Economic TRC Potential | 0 | 0 | 0 | 0 | 0 | 0 | 0 | 0 | 0 | 0 | 0 | 0 | 0 | 0 | 0 | 0 | 0 | 0 | 0 | 0 | 0 | 0
F3_Industrial_Petroleum_New_Process_Natural Gas_Gas Boiler - Insulate Hot Water Lines_A_Achievable Economic TRC Potential | F3 | Industrial | Petroleum | New | Process | Natural Gas | Gas Boiler - Insulate Hot Water Lines | A | Original Unit Winter Peak Savings (kW) | Achievable Economic TRC Potential | 0 | 0 | 0 | 0 | 0 | 0 | 0 | 0 | 0 | 0 | 0 | 0 | 0 | 0 | 0 | 0 | 0 | 0 | 0 | 0 | 0 | 0
F4_Industrial_Petroleum_New_Process_Natural Gas_Gas Boiler - Insulate Hot Water Lines_A_Achievable Economic TRC Potential | F4 | Industrial | Petroleum | New | Process | Natural Gas | Gas Boiler - Insulate Hot Water Lines | A | Standalone Impact on Baseline Energy (%) | Achievable Economic TRC Potential | 0% | 0% | 0.01952% | 0.0307% | 0.04105% | 0.05027% | 0.06319% | 0.07435% | 0.08528% | 0.095% | 0.107% | 0.1176% | 0.1282% | 0.1374% | 0.1498% | 0.1604% | 0.1709% | 0.1799% | 0.1924% | 0.2032% | 0.214% | 0.2248%
F5_Industrial_Petroleum_New_Process_Natural Gas_Gas Boiler - Insulate Hot Water Lines_A_Achievable Economic TRC Potential | F5 | Industrial | Petroleum | New | Process | Natural Gas | Gas Boiler - Insulate Hot Water Lines | A | Standalone Impact on Baseline Summer Peak (%) | Achievable Economic TRC Potential | bar: 2019 to 2040
F6_Industrial_Petroleum_New_Process_Natural Gas_Gas Boiler - Insulate Hot Water Lines_A_Achievable Economic TRC Potential | F6 | Industrial | Petroleum | New | Process | Natural Gas | Gas Boiler - Insulate Hot Water Lines | A | Standalone Impact on Baseline Winter Peak (%) | Achievable Economic TRC Potential | bar: 2019 to 2040
F7_Industrial_Petroleum_New_Process_Natural Gas_Gas Boiler - Insulate Hot Water Lines_A_Achievable Economic TRC Potential | F7 | Industrial | Petroleum | New | Process | Natural Gas | Gas Boiler - Insulate Hot Water Lines | A | Incremental Energy Savings (MWh or mTherms) | Achievable Economic TRC Potential | 0 | 0 | 0.014348 | 0.025039 | 0.035705 | 0.047659 | 0.054858 | 0.063216 | 0.071468 | 0.08075 | 0.087664 | 0.095615 | 0.10346 | 0.11256 | 0.11874 | 0.12625 | 0.13375 | 0.14248 | 0.14825 | 0.15536 | 0.16227 | 0.16917
F8_Industrial_Petroleum_New_Process_Natural Gas_Gas Boiler - Insulate Hot Water Lines_A_Achievable Economic TRC Potential | F8 | Industrial | Petroleum | New | Process | Natural Gas | Gas Boiler - Insulate Hot Water Lines | A | Incremental Summer Peak Savings (MW) | Achievable Economic TRC Potential | 0 | 0 | 0 | 0 | 0 | 0 | 0 | 0 | 0 | 0 | 0 | 0 | 0 | 0 | 0 | 0 | 0 | 0 | 0 | 0 | 0 | 0
F9_Industrial_Petroleum_New_Process_Natural Gas_Gas Boiler - Insulate Hot Water Lines_A_Achievable Economic TRC Potential | F9 | Industrial | Petroleum | New | Process | Natural Gas | Gas Boiler - Insulate Hot Water Lines | A | Incremental Winter Peak Savings (MW) | Achievable Economic TRC Potential | 0 | 0 | 0 | 0 | 0 | 0 | 0 | 0 | 0 | 0 | 0 | 0 | 0 | 0 | 0 | 0 | 0 | 0 | 0 | 0 | 0 | 0
F10_Industrial_Petroleum_New_Process_Natural Gas_Gas Boiler - Insulate Hot Water Lines_A_Achievable Economic TRC Potential | F10 | Industrial | Petroleum | New | Process | Natural Gas | Gas Boiler - Insulate Hot Water Lines | A | Cumulative Energy Savings (MWh or mTherms) | Achievable Economic TRC Potential | 0 | 0 | 0.014348 | 0.039387 | 0.075092 | 0.12275 | 0.17761 | 0.24083 | 0.31229 | 0.39304 | 0.48071 | 0.57632 | 0.67978 | 0.79235 | 0.91109 | 1.0373 | 1.1711 | 1.3136 | 1.4618 | 1.6172 | 1.7795 | 1.9486
F11_Industrial_Petroleum_New_Process_Natural Gas_Gas Boiler - Insulate Hot Water Lines_A_Achievable Economic TRC Potential | F11 | Industrial | Petroleum | New | Process | Natural Gas | Gas Boiler - Insulate Hot Water Lines | A | Cumulative Summer Peak Savings (MW) | Achievable Economic TRC Potential | 0 | 0 | 0 | 0 | 0 | 0 | 0 | 0 | 0 | 0 | 0 | 0 | 0 | 0 | 0 | 0 | 0 | 0 | 0 | 0 | 0 | 0
F12_Industrial_Petroleum_New_Process_Natural Gas_Gas Boiler - Insulate Hot Water Lines_A_Achievable Economic TRC Potential | F12 | Industrial | Petroleum | New | Process | Natural Gas | Gas Boiler - Insulate Hot Water Lines | A | Cumulative Winter Peak Savings (MW) | Achievable Economic TRC Potential | 0 | 0 | 0 | 0 | 0 | 0 | 0 | 0 | 0 | 0 | 0 | 0 | 0 | 0 | 0 | 0 | 0 | 0 | 0 | 0 | 0 | 0
F13_Industrial_Petroleum_New_Process_Natural Gas_Gas Boiler - Insulate Hot Water Lines_A_Achievable Economic TRC Potential | F13 | Industrial | Petroleum | New | Process | Natural Gas | Gas Boiler - Insulate Hot Water Lines | A | Purchases (Incremental) | Achievable Economic TRC Potential | 0 | 0 | 0.0021836 | 0.0038108 | 0.005434 | 0.0072534 | 0.0083491 | 0.009621 | 0.010877 | 0.01229 | 0.013342 | 0.014552 | 0.015746 | 0.017131 | 0.018071 | 0.019214 | 0.020356 | 0.021685 | 0.022563 | 0.023645 | 0.024697 | 0.025746
F14_Industrial_Petroleum_New_Process_Natural Gas_Gas Boiler - Insulate Hot Water Lines_A_Achievable Economic TRC Potential | F14 | Industrial | Petroleum | New | Process | Natural Gas | Gas Boiler - Insulate Hot Water Lines | A | Purchases (Cumulative) | Achievable Economic TRC Potential | 0 | 0 | 0.0021836 | 0.0059944 | 0.011428 | 0.018682 | 0.027031 | 0.036652 | 0.047529 | 0.059819 | 0.07316 | 0.087712 | 0.10346 | 0.12059 | 0.13866 | 0.15788 | 0.17823 | 0.19992 | 0.22248 | 0.24612 | 0.27082 | 0.29657
F1_Industrial_Petroleum_New_Process_Natural Gas_Process - Insulate Heated Process Fluids_A_Achievable Economic TRC Potential | F1 | Industrial | Petroleum | New | Process | Natural Gas | Process - Insulate Heated Process Fluids | A | Original Unit Energy Savings (kWh or therms) | Achievable Economic TRC Potential | 0 | 0 | 11059.7224 | 11059.7224 | 11059.7224 | 11059.7224 | 11059.7224 | 11059.7224 | 11059.7224 | 11059.7224 | 11059.7224 | 11059.7224 | 11059.7224 | 11059.7224 | 11059.7224 | 11059.7224 | 11059.7224 | 11059.7224 | 11059.7224 | 11059.7224 | 11059.7224 | 11059.7224
F2_Industrial_Petroleum_New_Process_Natural Gas_Process - Insulate Heated Process Fluids_A_Achievable Economic TRC Potential | F2 | Industrial | Petroleum | New | Process | Natural Gas | Process - Insulate Heated Process Fluids | A | Original Unit Summer Peak Savings (kW) | Achievable Economic TRC Potential | 0 | 0 | 0 | 0 | 0 | 0 | 0 | 0 | 0 | 0 | 0 | 0 | 0 | 0 | 0 | 0 | 0 | 0 | 0 | 0 | 0 | 0
F3_Industrial_Petroleum_New_Process_Natural Gas_Process - Insulate Heated Process Fluids_A_Achievable Economic TRC Potential | F3 | Industrial | Petroleum | New | Process | Natural Gas | Process - Insulate Heated Process Fluids | A | Original Unit Winter Peak Savings (kW) | Achievable Economic TRC Potential | 0 | 0 | 0 | 0 | 0 | 0 | 0 | 0 | 0 | 0 | 0 | 0 | 0 | 0 | 0 | 0 | 0 | 0 | 0 | 0 | 0 | 0
F4_Industrial_Petroleum_New_Process_Natural Gas_Process - Insulate Heated Process Fluids_A_Achievable Economic TRC Potential | F4 | Industrial | Petroleum | New | Process | Natural Gas | Process - Insulate Heated Process Fluids | A | Standalone Impact on Baseline Energy (%) | Achievable Economic TRC Potential | 0% | 0% | 0.07186% | 0.113% | 0.1511% | 0.1851% | 0.2327% | 0.2666% | 0.2875% | 0.2959% | 0.3057% | 0.3067% | 0.3047% | 0.297% | 0.2951% | 0.2884% | 0.2809% | 0.2706% | 0.2602% | 0.2483% | 0.2377% | 0.228%
F5_Industrial_Petroleum_New_Process_Natural Gas_Process - Insulate Heated Process Fluids_A_Achievable Economic TRC Potential | F5 | Industrial | Petroleum | New | Process | Natural Gas | Process - Insulate Heated Process Fluids | A | Standalone Impact on Baseline Summer Peak (%) | Achievable Economic TRC Potential | bar: 2019 to 2040
F6_Industrial_Petroleum_New_Process_Natural Gas_Process - Insulate Heated Process Fluids_A_Achievable Economic TRC Potential | F6 | Industrial | Petroleum | New | Process | Natural Gas | Process - Insulate Heated Process Fluids | A | Standalone Impact on Baseline Winter Peak (%) | Achievable Economic TRC Potential | bar: 2019 to 2040
F7_Industrial_Petroleum_New_Process_Natural Gas_Process - Insulate Heated Process Fluids_A_Achievable Economic TRC Potential | F7 | Industrial | Petroleum | New | Process | Natural Gas | Process - Insulate Heated Process Fluids | A | Incremental Energy Savings (MWh or mTherms) | Achievable Economic TRC Potential | 0 | 0 | 0.052828 | 0.092195 | 0.13147 | 0.17548 | 0.20199 | 0.20949 | 0.18947 | 0.17126 | 0.14874 | 0.12978 | 0.11235 | 0.097783 | 0.082519 | 0.07019 | 0.059488 | 0.050698 | 0.0003598 | 0.00013466 | 4.795e-05 | 1.63e-05
F8_Industrial_Petroleum_New_Process_Natural Gas_Process - Insulate Heated Process Fluids_A_Achievable Economic TRC Potential | F8 | Industrial | Petroleum | New | Process | Natural Gas | Process - Insulate Heated Process Fluids | A | Incremental Summer Peak Savings (MW) | Achievable Economic TRC Potential | 0 | 0 | 0 | 0 | 0 | 0 | 0 | 0 | 0 | 0 | 0 | 0 | 0 | 0 | 0 | 0 | 0 | 0 | 0 | 0 | 0 | 0
F9_Industrial_Petroleum_New_Process_Natural Gas_Process - Insulate Heated Process Fluids_A_Achievable Economic TRC Potential | F9 | Industrial | Petroleum | New | Process | Natural Gas | Process - Insulate Heated Process Fluids | A | Incremental Winter Peak Savings (MW) | Achievable Economic TRC Potential | 0 | 0 | 0 | 0 | 0 | 0 | 0 | 0 | 0 | 0 | 0 | 0 | 0 | 0 | 0 | 0 | 0 | 0 | 0 | 0 | 0 | 0
F10_Industrial_Petroleum_New_Process_Natural Gas_Process - Insulate Heated Process Fluids_A_Achievable Economic TRC Potential | F10 | Industrial | Petroleum | New | Process | Natural Gas | Process - Insulate Heated Process Fluids | A | Cumulative Energy Savings (MWh or mTherms) | Achievable Economic TRC Potential | 0 | 0 | 0.052828 | 0.14502 | 0.27649 | 0.45197 | 0.65396 | 0.86345 | 1.0529 | 1.2242 | 1.3729 | 1.5027 | 1.615 | 1.7128 | 1.7953 | 1.8655 | 1.925 | 1.9757 | 1.9761 | 1.9762 | 1.9763 | 1.9763
F11_Industrial_Petroleum_New_Process_Natural Gas_Process - Insulate Heated Process Fluids_A_Achievable Economic TRC Potential | F11 | Industrial | Petroleum | New | Process | Natural Gas | Process - Insulate Heated Process Fluids | A | Cumulative Summer Peak Savings (MW) | Achievable Economic TRC Potential | 0 | 0 | 0 | 0 | 0 | 0 | 0 | 0 | 0 | 0 | 0 | 0 | 0 | 0 | 0 | 0 | 0 | 0 | 0 | 0 | 0 | 0
F12_Industrial_Petroleum_New_Process_Natural Gas_Process - Insulate Heated Process Fluids_A_Achievable Economic TRC Potential | F12 | Industrial | Petroleum | New | Process | Natural Gas | Process - Insulate Heated Process Fluids | A | Cumulative Winter Peak Savings (MW) | Achievable Economic TRC Potential | 0 | 0 | 0 | 0 | 0 | 0 | 0 | 0 | 0 | 0 | 0 | 0 | 0 | 0 | 0 | 0 | 0 | 0 | 0 | 0 | 0 | 0
F13_Industrial_Petroleum_New_Process_Natural Gas_Process - Insulate Heated Process Fluids_A_Achievable Economic TRC Potential | F13 | Industrial | Petroleum | New | Process | Natural Gas | Process - Insulate Heated Process Fluids | A | Purchases (Incremental) | Achievable Economic TRC Potential | 0 | 0 | 0.0047766 | 0.0083361 | 0.011887 | 0.015867 | 0.018264 | 0.018941 | 0.017131 | 0.015485 | 0.013449 | 0.011735 | 0.010158 | 0.0088414 | 0.0074613 | 0.0063464 | 0.0053788 | 0.004584 | 3.2532e-05 | 1.2176e-05 | 4.3356e-06 | 1.4738e-06
F14_Industrial_Petroleum_New_Process_Natural Gas_Process - Insulate Heated Process Fluids_A_Achievable Economic TRC Potential | F14 | Industrial | Petroleum | New | Process | Natural Gas | Process - Insulate Heated Process Fluids | A | Purchases (Cumulative) | Achievable Economic TRC Potential | 0 | 0 | 0.0047766 | 0.013113 | 0.025 | 0.040866 | 0.05913 | 0.078071 | 0.095202 | 0.11069 | 0.12414 | 0.13587 | 0.14603 | 0.15487 | 0.16233 | 0.16868 | 0.17406 | 0.17864 | 0.17867 | 0.17869 | 0.17869 | 0.17869
F1_Industrial_Petroleum_New_Process_Natural Gas_Process Heat Recovery_A_Achievable Economic TRC Potential | F1 | Industrial | Petroleum | New | Process | Natural Gas | Process Heat Recovery | A | Original Unit Energy Savings (kWh or therms) | Achievable Economic TRC Potential | 0 | 0 | 33.7751 | 33.7751 | 33.7751 | 33.7751 | 33.7751 | 33.7751 | 33.7751 | 33.7751 | 33.7751 | 33.7751 | 33.7751 | 33.7751 | 33.7751 | 33.7751 | 33.7751 | 33.7751 | 33.7751 | 33.7751 | 33.7751 | 33.7751
F2_Industrial_Petroleum_New_Process_Natural Gas_Process Heat Recovery_A_Achievable Economic TRC Potential | F2 | Industrial | Petroleum | New | Process | Natural Gas | Process Heat Recovery | A | Original Unit Summer Peak Savings (kW) | Achievable Economic TRC Potential | 0 | 0 | 0 | 0 | 0 | 0 | 0 | 0 | 0 | 0 | 0 | 0 | 0 | 0 | 0 | 0 | 0 | 0 | 0 | 0 | 0 | 0
F3_Industrial_Petroleum_New_Process_Natural Gas_Process Heat Recovery_A_Achievable Economic TRC Potential | F3 | Industrial | Petroleum | New | Process | Natural Gas | Process Heat Recovery | A | Original Unit Winter Peak Savings (kW) | Achievable Economic TRC Potential | 0 | 0 | 0 | 0 | 0 | 0 | 0 | 0 | 0 | 0 | 0 | 0 | 0 | 0 | 0 | 0 | 0 | 0 | 0 | 0 | 0 | 0
F4_Industrial_Petroleum_New_Process_Natural Gas_Process Heat Recovery_A_Achievable Economic TRC Potential | F4 | Industrial | Petroleum | New | Process | Natural Gas | Process Heat Recovery | A | Standalone Impact on Baseline Energy (%) | Achievable Economic TRC Potential | bar: 2019 to 2040
F5_Industrial_Petroleum_New_Process_Natural Gas_Process Heat Recovery_A_Achievable Economic TRC Potential | F5 | Industrial | Petroleum | New | Process | Natural Gas | Process Heat Recovery | A | Standalone Impact on Baseline Summer Peak (%) | Achievable Economic TRC Potential | bar: 2019 to 2040
F6_Industrial_Petroleum_New_Process_Natural Gas_Process Heat Recovery_A_Achievable Economic TRC Potential | F6 | Industrial | Petroleum | New | Process | Natural Gas | Process Heat Recovery | A | Standalone Impact on Baseline Winter Peak (%) | Achievable Economic TRC Potential | bar: 2019 to 2040
F7_Industrial_Petroleum_New_Process_Natural Gas_Process Heat Recovery_A_Achievable Economic TRC Potential | F7 | Industrial | Petroleum | New | Process | Natural Gas | Process Heat Recovery | A | Incremental Energy Savings (MWh or mTherms) | Achievable Economic TRC Potential | 0 | 0 | 0 | 0 | 0 | 0 | 0 | 0 | 0 | 0 | 0 | 0 | 0 | 0 | 0 | 0 | 0 | 0 | 0 | 0 | 0 | 0
F8_Industrial_Petroleum_New_Process_Natural Gas_Process Heat Recovery_A_Achievable Economic TRC Potential | F8 | Industrial | Petroleum | New | Process | Natural Gas | Process Heat Recovery | A | Incremental Summer Peak Savings (MW) | Achievable Economic TRC Potential | 0 | 0 | 0 | 0 | 0 | 0 | 0 | 0 | 0 | 0 | 0 | 0 | 0 | 0 | 0 | 0 | 0 | 0 | 0 | 0 | 0 | 0
F9_Industrial_Petroleum_New_Process_Natural Gas_Process Heat Recovery_A_Achievable Economic TRC Potential | F9 | Industrial | Petroleum | New | Process | Natural Gas | Process Heat Recovery | A | Incremental Winter Peak Savings (MW) | Achievable Economic TRC Potential | 0 | 0 | 0 | 0 | 0 | 0 | 0 | 0 | 0 | 0 | 0 | 0 | 0 | 0 | 0 | 0 | 0 | 0 | 0 | 0 | 0 | 0
F10_Industrial_Petroleum_New_Process_Natural Gas_Process Heat Recovery_A_Achievable Economic TRC Potential | F10 | Industrial | Petroleum | New | Process | Natural Gas | Process Heat Recovery | A | Cumulative Energy Savings (MWh or mTherms) | Achievable Economic TRC Potential | 0 | 0 | 0 | 0 | 0 | 0 | 0 | 0 | 0 | 0 | 0 | 0 | 0 | 0 | 0 | 0 | 0 | 0 | 0 | 0 | 0 | 0
F11_Industrial_Petroleum_New_Process_Natural Gas_Process Heat Recovery_A_Achievable Economic TRC Potential | F11 | Industrial | Petroleum | New | Process | Natural Gas | Process Heat Recovery | A | Cumulative Summer Peak Savings (MW) | Achievable Economic TRC Potential | 0 | 0 | 0 | 0 | 0 | 0 | 0 | 0 | 0 | 0 | 0 | 0 | 0 | 0 | 0 | 0 | 0 | 0 | 0 | 0 | 0 | 0
F12_Industrial_Petroleum_New_Process_Natural Gas_Process Heat Recovery_A_Achievable Economic TRC Potential | F12 | Industrial | Petroleum | New | Process | Natural Gas | Process Heat Recovery | A | Cumulative Winter Peak Savings (MW) | Achievable Economic TRC Potential | 0 | 0 | 0 | 0 | 0 | 0 | 0 | 0 | 0 | 0 | 0 | 0 | 0 | 0 | 0 | 0 | 0 | 0 | 0 | 0 | 0 | 0
F13_Industrial_Petroleum_New_Process_Natural Gas_Process Heat Recovery_A_Achievable Economic TRC Potential | F13 | Industrial | Petroleum | New | Process | Natural Gas | Process Heat Recovery | A | Purchases (Incremental) | Achievable Economic TRC Potential | 0 | 0 | 0 | 0 | 0 | 0 | 0 | 0 | 0 | 0 | 0 | 0 | 0 | 0 | 0 | 0 | 0 | 0 | 0 | 0 | 0 | 0
F14_Industrial_Petroleum_New_Process_Natural Gas_Process Heat Recovery_A_Achievable Economic TRC Potential | F14 | Industrial | Petroleum | New | Process | Natural Gas | Process Heat Recovery | A | Purchases (Cumulative) | Achievable Economic TRC Potential | 0 | 0 | 0 | 0 | 0 | 0 | 0 | 0 | 0 | 0 | 0 | 0 | 0 | 0 | 0 | 0 | 0 | 0 | 0 | 0 | 0 | 0
F1_Industrial_Petroleum_New_Space Heating_Natural Gas_Building Automation System_A_Achievable Economic TRC Potential | F1 | Industrial | Petroleum | New | Space Heating | Natural Gas | Building Automation System | A | Original Unit Energy Savings (kWh or therms) | Achievable Economic TRC Potential | 0 | 0 | 0.013981 | 0.013981 | 0.013981 | 0.013981 | 0.013981 | 0.013981 | 0.013981 | 0.013981 | 0.013981 | 0.013981 | 0.013981 | 0.013981 | 0.013981 | 0.013981 | 0.013981 | 0.013981 | 0.013981 | 0.013981 | 0.013981 | 0.013981
F2_Industrial_Petroleum_New_Space Heating_Natural Gas_Building Automation System_A_Achievable Economic TRC Potential | F2 | Industrial | Petroleum | New | Space Heating | Natural Gas | Building Automation System | A | Original Unit Summer Peak Savings (kW) | Achievable Economic TRC Potential | 0 | 0 | 0 | 0 | 0 | 0 | 0 | 0 | 0 | 0 | 0 | 0 | 0 | 0 | 0 | 0 | 0 | 0 | 0 | 0 | 0 | 0
F3_Industrial_Petroleum_New_Space Heating_Natural Gas_Building Automation System_A_Achievable Economic TRC Potential | F3 | Industrial | Petroleum | New | Space Heating | Natural Gas | Building Automation System | A | Original Unit Winter Peak Savings (kW) | Achievable Economic TRC Potential | 0 | 0 | 0 | 0 | 0 | 0 | 0 | 0 | 0 | 0 | 0 | 0 | 0 | 0 | 0 | 0 | 0 | 0 | 0 | 0 | 0 | 0
F4_Industrial_Petroleum_New_Space Heating_Natural Gas_Building Automation System_A_Achievable Economic TRC Potential | F4 | Industrial | Petroleum | New | Space Heating | Natural Gas | Building Automation System | A | Standalone Impact on Baseline Energy (%) | Achievable Economic TRC Potential | 0% | 0% | 0.01308% | 0.03364% | 0.07001% | 0.128% | 0.2258% | 0.3601% | 0.5418% | 0.7689% | 1.066% | 1.4% | 1.767% | 2.128% | 2.523% | 2.85% | 3.11% | 3.265% | 3.398% | 3.416% | 3.365% | 3.268%
F5_Industrial_Petroleum_New_Space Heating_Natural Gas_Building Automation System_A_Achievable Economic TRC Potential | F5 | Industrial | Petroleum | New | Space Heating | Natural Gas | Building Automation System | A | Standalone Impact on Baseline Summer Peak (%) | Achievable Economic TRC Potential | bar: 2019 to 2040
F6_Industrial_Petroleum_New_Space Heating_Natural Gas_Building Automation System_A_Achievable Economic TRC Potential | F6 | Industrial | Petroleum | New | Space Heating | Natural Gas | Building Automation System | A | Standalone Impact on Baseline Winter Peak (%) | Achievable Economic TRC Potential | bar: 2019 to 2040
F7_Industrial_Petroleum_New_Space Heating_Natural Gas_Building Automation System_A_Achievable Economic TRC Potential | F7 | Industrial | Petroleum | New | Space Heating | Natural Gas | Building Automation System | A | Incremental Energy Savings (MWh or mTherms) | Achievable Economic TRC Potential | 0 | 0 | 3.5326e-05 | 0.00012323 | 0.00031201 | 0.00067745 | 0.0011836 | 0.0019534 | 0.0030041 | 0.0044002 | 0.0059082 | 0.0075991 | 0.0092253 | 0.010677 | 0.01131 | 0.011336 | 0.010559 | 0.0093025 | 0.0074017 | 0.0053699 | 0.0035835 | 0.0024363
F8_Industrial_Petroleum_New_Space Heating_Natural Gas_Building Automation System_A_Achievable Economic TRC Potential | F8 | Industrial | Petroleum | New | Space Heating | Natural Gas | Building Automation System | A | Incremental Summer Peak Savings (MW) | Achievable Economic TRC Potential | 0 | 0 | 0 | 0 | 0 | 0 | 0 | 0 | 0 | 0 | 0 | 0 | 0 | 0 | 0 | 0 | 0 | 0 | 0 | 0 | 0 | 0
F9_Industrial_Petroleum_New_Space Heating_Natural Gas_Building Automation System_A_Achievable Economic TRC Potential | F9 | Industrial | Petroleum | New | Space Heating | Natural Gas | Building Automation System | A | Incremental Winter Peak Savings (MW) | Achievable Economic TRC Potential | 0 | 0 | 0 | 0 | 0 | 0 | 0 | 0 | 0 | 0 | 0 | 0 | 0 | 0 | 0 | 0 | 0 | 0 | 0 | 0 | 0 | 0
F10_Industrial_Petroleum_New_Space Heating_Natural Gas_Building Automation System_A_Achievable Economic TRC Potential | F10 | Industrial | Petroleum | New | Space Heating | Natural Gas | Building Automation System | A | Cumulative Energy Savings (MWh or mTherms) | Achievable Economic TRC Potential | 0 | 0 | 3.5326e-05 | 0.00015856 | 0.00047057 | 0.001148 | 0.0023316 | 0.0042851 | 0.0072891 | 0.011689 | 0.017598 | 0.025197 | 0.034422 | 0.045099 | 0.05641 | 0.067746 | 0.078305 | 0.087572 | 0.09485 | 0.099908 | 0.10281 | 0.10407
F11_Industrial_Petroleum_New_Space Heating_Natural Gas_Building Automation System_A_Achievable Economic TRC Potential | F11 | Industrial | Petroleum | New | Space Heating | Natural Gas | Building Automation System | A | Cumulative Summer Peak Savings (MW) | Achievable Economic TRC Potential | 0 | 0 | 0 | 0 | 0 | 0 | 0 | 0 | 0 | 0 | 0 | 0 | 0 | 0 | 0 | 0 | 0 | 0 | 0 | 0 | 0 | 0
F12_Industrial_Petroleum_New_Space Heating_Natural Gas_Building Automation System_A_Achievable Economic TRC Potential | F12 | Industrial | Petroleum | New | Space Heating | Natural Gas | Building Automation System | A | Cumulative Winter Peak Savings (MW) | Achievable Economic TRC Potential | 0 | 0 | 0 | 0 | 0 | 0 | 0 | 0 | 0 | 0 | 0 | 0 | 0 | 0 | 0 | 0 | 0 | 0 | 0 | 0 | 0 | 0
F13_Industrial_Petroleum_New_Space Heating_Natural Gas_Building Automation System_A_Achievable Economic TRC Potential | F13 | Industrial | Petroleum | New | Space Heating | Natural Gas | Building Automation System | A | Purchases (Incremental) | Achievable Economic TRC Potential | 0 | 0 | 2.5268 | 8.8147 | 22.3174 | 48.4566 | 84.6609 | 139.7249 | 214.8751 | 314.7351 | 422.6009 | 543.5488 | 659.8676 | 763.7281 | 809.0037 | 810.841 | 755.2733 | 665.3865 | 529.4253 | 384.0991 | 256.3186 | 174.2663
F14_Industrial_Petroleum_New_Space Heating_Natural Gas_Building Automation System_A_Achievable Economic TRC Potential | F14 | Industrial | Petroleum | New | Space Heating | Natural Gas | Building Automation System | A | Purchases (Cumulative) | Achievable Economic TRC Potential | 0 | 0 | 2.5268 | 11.3415 | 33.6589 | 82.1155 | 166.7764 | 306.5013 | 521.3764 | 836.1115 | 1258.7124 | 1802.2613 | 2462.1288 | 3225.8569 | 4034.8607 | 4845.7017 | 5600.975 | 6263.8347 | 6784.4453 | 7146.227 | 7354.089 | 7443.6943
F1_Industrial_Petroleum_New_Space Heating_Natural Gas_Steam System Efficiency Improvements_A_Achievable Economic TRC Potential | F1 | Industrial | Petroleum | New | Space Heating | Natural Gas | Steam System Efficiency Improvements | A | Original Unit Energy Savings (kWh or therms) | Achievable Economic TRC Potential | 0 | 0 | 0.13322 | 0.13322 | 0.13322 | 0.13322 | 0.13322 | 0.13322 | 0.13322 | 0.13322 | 0.13322 | 0.13322 | 0.13322 | 0.13322 | 0.13322 | 0.13322 | 0.13322 | 0.13322 | 0.13322 | 0.13322 | 0.13322 | 0.13322
F2_Industrial_Petroleum_New_Space Heating_Natural Gas_Steam System Efficiency Improvements_A_Achievable Economic TRC Potential | F2 | Industrial | Petroleum | New | Space Heating | Natural Gas | Steam System Efficiency Improvements | A | Original Unit Summer Peak Savings (kW) | Achievable Economic TRC Potential | 0 | 0 | 0 | 0 | 0 | 0 | 0 | 0 | 0 | 0 | 0 | 0 | 0 | 0 | 0 | 0 | 0 | 0 | 0 | 0 | 0 | 0
F3_Industrial_Petroleum_New_Space Heating_Natural Gas_Steam System Efficiency Improvements_A_Achievable Economic TRC Potential | F3 | Industrial | Petroleum | New | Space Heating | Natural Gas | Steam System Efficiency Improvements | A | Original Unit Winter Peak Savings (kW) | Achievable Economic TRC Potential | 0 | 0 | 0 | 0 | 0 | 0 | 0 | 0 | 0 | 0 | 0 | 0 | 0 | 0 | 0 | 0 | 0 | 0 | 0 | 0 | 0 | 0
F4_Industrial_Petroleum_New_Space Heating_Natural Gas_Steam System Efficiency Improvements_A_Achievable Economic TRC Potential | F4 | Industrial | Petroleum | New | Space Heating | Natural Gas | Steam System Efficiency Improvements | A | Standalone Impact on Baseline Energy (%) | Achievable Economic TRC Potential | 0% | 0% | 0.001811% | 0.004659% | 0.009696% | 0.01772% | 0.03127% | 0.04946% | 0.0734% | 0.1022% | 0.138% | 0.1759% | 0.2143% | 0.2471% | 0.2771% | 0.2922% | 0.2921% | 0.2744% | 0.2637% | 0.2517% | 0.241% | 0.2311%
F5_Industrial_Petroleum_New_Space Heating_Natural Gas_Steam System Efficiency Improvements_A_Achievable Economic TRC Potential | F5 | Industrial | Petroleum | New | Space Heating | Natural Gas | Steam System Efficiency Improvements | A | Standalone Impact on Baseline Summer Peak (%) | Achievable Economic TRC Potential | bar: 2019 to 2040
F6_Industrial_Petroleum_New_Space Heating_Natural Gas_Steam System Efficiency Improvements_A_Achievable Economic TRC Potential | F6 | Industrial | Petroleum | New | Space Heating | Natural Gas | Steam System Efficiency Improvements | A | Standalone Impact on Baseline Winter Peak (%) | Achievable Economic TRC Potential | bar: 2019 to 2040
F7_Industrial_Petroleum_New_Space Heating_Natural Gas_Steam System Efficiency Improvements_A_Achievable Economic TRC Potential | F7 | Industrial | Petroleum | New | Space Heating | Natural Gas | Steam System Efficiency Improvements | A | Incremental Energy Savings (MWh or mTherms) | Achievable Economic TRC Potential | 0 | 0 | 4.8925e-06 | 1.7068e-05 | 4.3213e-05 | 9.3825e-05 | 0.00016393 | 0.00027055 | 0.00041606 | 0.00060941 | 0.00081827 | 0.0010525 | 0.0012777 | 0.0014788 | 0.0015665 | 0.00157 | 0.0014624 | 0.0012884 | 0.0014959 | 0.0016097 | 0.0016638 | 0.0016263
F8_Industrial_Petroleum_New_Space Heating_Natural Gas_Steam System Efficiency Improvements_A_Achievable Economic TRC Potential | F8 | Industrial | Petroleum | New | Space Heating | Natural Gas | Steam System Efficiency Improvements | A | Incremental Summer Peak Savings (MW) | Achievable Economic TRC Potential | 0 | 0 | 0 | 0 | 0 | 0 | 0 | 0 | 0 | 0 | 0 | 0 | 0 | 0 | 0 | 0 | 0 | 0 | 0 | 0 | 0 | 0
F9_Industrial_Petroleum_New_Space Heating_Natural Gas_Steam System Efficiency Improvements_A_Achievable Economic TRC Potential | F9 | Industrial | Petroleum | New | Space Heating | Natural Gas | Steam System Efficiency Improvements | A | Incremental Winter Peak Savings (MW) | Achievable Economic TRC Potential | 0 | 0 | 0 | 0 | 0 | 0 | 0 | 0 | 0 | 0 | 0 | 0 | 0 | 0 | 0 | 0 | 0 | 0 | 0 | 0 | 0 | 0
F10_Industrial_Petroleum_New_Space Heating_Natural Gas_Steam System Efficiency Improvements_A_Achievable Economic TRC Potential | F10 | Industrial | Petroleum | New | Space Heating | Natural Gas | Steam System Efficiency Improvements | A | Cumulative Energy Savings (MWh or mTherms) | Achievable Economic TRC Potential | 0 | 0 | 4.8925e-06 | 2.196e-05 | 6.5173e-05 | 0.000159 | 0.00032292 | 0.00058858 | 0.00098757 | 0.0015538 | 0.0022782 | 0.0031667 | 0.0041739 | 0.0052366 | 0.0061937 | 0.0069454 | 0.0073554 | 0.0073611 | 0.0073611 | 0.0073611 | 0.0073611 | 0.0073611
F11_Industrial_Petroleum_New_Space Heating_Natural Gas_Steam System Efficiency Improvements_A_Achievable Economic TRC Potential | F11 | Industrial | Petroleum | New | Space Heating | Natural Gas | Steam System Efficiency Improvements | A | Cumulative Summer Peak Savings (MW) | Achievable Economic TRC Potential | 0 | 0 | 0 | 0 | 0 | 0 | 0 | 0 | 0 | 0 | 0 | 0 | 0 | 0 | 0 | 0 | 0 | 0 | 0 | 0 | 0 | 0
F12_Industrial_Petroleum_New_Space Heating_Natural Gas_Steam System Efficiency Improvements_A_Achievable Economic TRC Potential | F12 | Industrial | Petroleum | New | Space Heating | Natural Gas | Steam System Efficiency Improvements | A | Cumulative Winter Peak Savings (MW) | Achievable Economic TRC Potential | 0 | 0 | 0 | 0 | 0 | 0 | 0 | 0 | 0 | 0 | 0 | 0 | 0 | 0 | 0 | 0 | 0 | 0 | 0 | 0 | 0 | 0
F13_Industrial_Petroleum_New_Space Heating_Natural Gas_Steam System Efficiency Improvements_A_Achievable Economic TRC Potential | F13 | Industrial | Petroleum | New | Space Heating | Natural Gas | Steam System Efficiency Improvements | A | Purchases (Incremental) | Achievable Economic TRC Potential | 0 | 0 | 0.036725 | 0.12811 | 0.32436 | 0.70428 | 1.2305 | 2.0308 | 3.123 | 4.5744 | 6.1421 | 7.9 | 9.5906 | 11.1001 | 11.7582 | 11.7849 | 10.9773 | 9.6708 | 11.2282 | 12.0825 | 12.4892 | 12.2077
F14_Industrial_Petroleum_New_Space Heating_Natural Gas_Steam System Efficiency Improvements_A_Achievable Economic TRC Potential | F14 | Industrial | Petroleum | New | Space Heating | Natural Gas | Steam System Efficiency Improvements | A | Purchases (Cumulative) | Achievable Economic TRC Potential | 0 | 0 | 0.036725 | 0.16484 | 0.4892 | 1.1935 | 2.424 | 4.418 | 7.4129 | 11.663 | 17.1008 | 23.7704 | 31.3302 | 39.3073 | 46.4911 | 52.1338 | 55.211 | 55.2545 | 55.2545 | 55.2545 | 55.2545 | 55.2545
F1_Industrial_Petroleum_New_Process_Natural Gas_Steam System Efficiency Improvements_A_Achievable Economic TRC Potential | F1 | Industrial | Petroleum | New | Process | Natural Gas | Steam System Efficiency Improvements | A | Original Unit Energy Savings (kWh or therms) | Achievable Economic TRC Potential | 0 | 0 | 0.70269 | 0.70269 | 0.70269 | 0.70269 | 0.70269 | 0.70269 | 0.70269 | 0.70269 | 0.70269 | 0.70269 | 0.70269 | 0.70269 | 0.70269 | 0.70269 | 0.70269 | 0.70269 | 0.70269 | 0.70269 | 0.70269 | 0.70269
F2_Industrial_Petroleum_New_Process_Natural Gas_Steam System Efficiency Improvements_A_Achievable Economic TRC Potential | F2 | Industrial | Petroleum | New | Process | Natural Gas | Steam System Efficiency Improvements | A | Original Unit Summer Peak Savings (kW) | Achievable Economic TRC Potential | 0 | 0 | 0 | 0 | 0 | 0 | 0 | 0 | 0 | 0 | 0 | 0 | 0 | 0 | 0 | 0 | 0 | 0 | 0 | 0 | 0 | 0
F3_Industrial_Petroleum_New_Process_Natural Gas_Steam System Efficiency Improvements_A_Achievable Economic TRC Potential | F3 | Industrial | Petroleum | New | Process | Natural Gas | Steam System Efficiency Improvements | A | Original Unit Winter Peak Savings (kW) | Achievable Economic TRC Potential | 0 | 0 | 0 | 0 | 0 | 0 | 0 | 0 | 0 | 0 | 0 | 0 | 0 | 0 | 0 | 0 | 0 | 0 | 0 | 0 | 0 | 0
F4_Industrial_Petroleum_New_Process_Natural Gas_Steam System Efficiency Improvements_A_Achievable Economic TRC Potential | F4 | Industrial | Petroleum | New | Process | Natural Gas | Steam System Efficiency Improvements | A | Standalone Impact on Baseline Energy (%) | Achievable Economic TRC Potential | bar: 2019 to 2040
F5_Industrial_Petroleum_New_Process_Natural Gas_Steam System Efficiency Improvements_A_Achievable Economic TRC Potential | F5 | Industrial | Petroleum | New | Process | Natural Gas | Steam System Efficiency Improvements | A | Standalone Impact on Baseline Summer Peak (%) | Achievable Economic TRC Potential | bar: 2019 to 2040
F6_Industrial_Petroleum_New_Process_Natural Gas_Steam System Efficiency Improvements_A_Achievable Economic TRC Potential | F6 | Industrial | Petroleum | New | Process | Natural Gas | Steam System Efficiency Improvements | A | Standalone Impact on Baseline Winter Peak (%) | Achievable Economic TRC Potential | bar: 2019 to 2040
F7_Industrial_Petroleum_New_Process_Natural Gas_Steam System Efficiency Improvements_A_Achievable Economic TRC Potential | F7 | Industrial | Petroleum | New | Process | Natural Gas | Steam System Efficiency Improvements | A | Incremental Energy Savings (MWh or mTherms) | Achievable Economic TRC Potential | 0 | 0 | 0 | 0 | 0 | 0 | 0 | 0 | 0 | 0 | 0 | 0 | 0 | 0 | 0 | 0 | 0 | 0 | 0 | 0 | 0 | 0
F8_Industrial_Petroleum_New_Process_Natural Gas_Steam System Efficiency Improvements_A_Achievable Economic TRC Potential | F8 | Industrial | Petroleum | New | Process | Natural Gas | Steam System Efficiency Improvements | A | Incremental Summer Peak Savings (MW) | Achievable Economic TRC Potential | 0 | 0 | 0 | 0 | 0 | 0 | 0 | 0 | 0 | 0 | 0 | 0 | 0 | 0 | 0 | 0 | 0 | 0 | 0 | 0 | 0 | 0
F9_Industrial_Petroleum_New_Process_Natural Gas_Steam System Efficiency Improvements_A_Achievable Economic TRC Potential | F9 | Industrial | Petroleum | New | Process | Natural Gas | Steam System Efficiency Improvements | A | Incremental Winter Peak Savings (MW) | Achievable Economic TRC Potential | 0 | 0 | 0 | 0 | 0 | 0 | 0 | 0 | 0 | 0 | 0 | 0 | 0 | 0 | 0 | 0 | 0 | 0 | 0 | 0 | 0 | 0
F10_Industrial_Petroleum_New_Process_Natural Gas_Steam System Efficiency Improvements_A_Achievable Economic TRC Potential | F10 | Industrial | Petroleum | New | Process | Natural Gas | Steam System Efficiency Improvements | A | Cumulative Energy Savings (MWh or mTherms) | Achievable Economic TRC Potential | 0 | 0 | 0 | 0 | 0 | 0 | 0 | 0 | 0 | 0 | 0 | 0 | 0 | 0 | 0 | 0 | 0 | 0 | 0 | 0 | 0 | 0
F11_Industrial_Petroleum_New_Process_Natural Gas_Steam System Efficiency Improvements_A_Achievable Economic TRC Potential | F11 | Industrial | Petroleum | New | Process | Natural Gas | Steam System Efficiency Improvements | A | Cumulative Summer Peak Savings (MW) | Achievable Economic TRC Potential | 0 | 0 | 0 | 0 | 0 | 0 | 0 | 0 | 0 | 0 | 0 | 0 | 0 | 0 | 0 | 0 | 0 | 0 | 0 | 0 | 0 | 0
F12_Industrial_Petroleum_New_Process_Natural Gas_Steam System Efficiency Improvements_A_Achievable Economic TRC Potential | F12 | Industrial | Petroleum | New | Process | Natural Gas | Steam System Efficiency Improvements | A | Cumulative Winter Peak Savings (MW) | Achievable Economic TRC Potential | 0 | 0 | 0 | 0 | 0 | 0 | 0 | 0 | 0 | 0 | 0 | 0 | 0 | 0 | 0 | 0 | 0 | 0 | 0 | 0 | 0 | 0
F13_Industrial_Petroleum_New_Process_Natural Gas_Steam System Efficiency Improvements_A_Achievable Economic TRC Potential | F13 | Industrial | Petroleum | New | Process | Natural Gas | Steam System Efficiency Improvements | A | Purchases (Incremental) | Achievable Economic TRC Potential | 0 | 0 | 0 | 0 | 0 | 0 | 0 | 0 | 0 | 0 | 0 | 0 | 0 | 0 | 0 | 0 | 0 | 0 | 0 | 0 | 0 | 0
F14_Industrial_Petroleum_New_Process_Natural Gas_Steam System Efficiency Improvements_A_Achievable Economic TRC Potential | F14 | Industrial | Petroleum | New | Process | Natural Gas | Steam System Efficiency Improvements | A | Purchases (Cumulative) | Achievable Economic TRC Potential | 0 | 0 | 0 | 0 | 0 | 0 | 0 | 0 | 0 | 0 | 0 | 0 | 0 | 0 | 0 | 0 | 0 | 0 | 0 | 0 | 0 | 0
F1_Industrial_Petroleum_New_Space Heating_Natural Gas_Strategic Energy Management_A_Achievable Economic TRC Potential | F1 | Industrial | Petroleum | New | Space Heating | Natural Gas | Strategic Energy Management | A | Original Unit Energy Savings (kWh or therms) | Achievable Economic TRC Potential | 0 | 0 | 731.763 | 731.763 | 731.763 | 731.763 | 731.763 | 731.763 | 731.763 | 731.763 | 731.763 | 731.763 | 731.763 | 731.763 | 731.763 | 731.763 | 731.763 | 731.763 | 731.763 | 731.763 | 731.763 | 731.763
F2_Industrial_Petroleum_New_Space Heating_Natural Gas_Strategic Energy Management_A_Achievable Economic TRC Potential | F2 | Industrial | Petroleum | New | Space Heating | Natural Gas | Strategic Energy Management | A | Original Unit Summer Peak Savings (kW) | Achievable Economic TRC Potential | 0 | 0 | 0 | 0 | 0 | 0 | 0 | 0 | 0 | 0 | 0 | 0 | 0 | 0 | 0 | 0 | 0 | 0 | 0 | 0 | 0 | 0
F3_Industrial_Petroleum_New_Space Heating_Natural Gas_Strategic Energy Management_A_Achievable Economic TRC Potential | F3 | Industrial | Petroleum | New | Space Heating | Natural Gas | Strategic Energy Management | A | Original Unit Winter Peak Savings (kW) | Achievable Economic TRC Potential | 0 | 0 | 0 | 0 | 0 | 0 | 0 | 0 | 0 | 0 | 0 | 0 | 0 | 0 | 0 | 0 | 0 | 0 | 0 | 0 | 0 | 0
F4_Industrial_Petroleum_New_Space Heating_Natural Gas_Strategic Energy Management_A_Achievable Economic TRC Potential | F4 | Industrial | Petroleum | New | Space Heating | Natural Gas | Strategic Energy Management | A | Standalone Impact on Baseline Energy (%) | Achievable Economic TRC Potential | 0% | 0% | 0.08224% | 0.1294% | 0.173% | 0.2118% | 0.2663% | 0.2946% | 0.314% | 0.3238% | 0.3358% | 0.3429% | 0.3489% | 0.3507% | 0.3588% | 0.3626% | 0.3657% | 0.3575% | 0.3495% | 0.334% | 0.3198% | 0.3067%
F5_Industrial_Petroleum_New_Space Heating_Natural Gas_Strategic Energy Management_A_Achievable Economic TRC Potential | F5 | Industrial | Petroleum | New | Space Heating | Natural Gas | Strategic Energy Management | A | Standalone Impact on Baseline Summer Peak (%) | Achievable Economic TRC Potential | bar: 2019 to 2040
F6_Industrial_Petroleum_New_Space Heating_Natural Gas_Strategic Energy Management_A_Achievable Economic TRC Potential | F6 | Industrial | Petroleum | New | Space Heating | Natural Gas | Strategic Energy Management | A | Standalone Impact on Baseline Winter Peak (%) | Achievable Economic TRC Potential | bar: 2019 to 2040
F7_Industrial_Petroleum_New_Space Heating_Natural Gas_Strategic Energy Management_A_Achievable Economic TRC Potential | F7 | Industrial | Petroleum | New | Space Heating | Natural Gas | Strategic Energy Management | A | Incremental Energy Savings (MWh or mTherms) | Achievable Economic TRC Potential | 0 | 0 | 0.00022213 | 0.00038766 | 0.00055278 | 0.00073786 | 0.00084932 | 0.00097871 | 0.0011065 | 0.0012502 | 0.0013572 | 0.0014803 | 0.0016018 | 0.0017427 | 0.0018383 | 0.0019546 | 0.0020707 | 0.0022059 | 0.0022952 | 0.0024053 | 0.0026924 | 0.00292
F8_Industrial_Petroleum_New_Space Heating_Natural Gas_Strategic Energy Management_A_Achievable Economic TRC Potential | F8 | Industrial | Petroleum | New | Space Heating | Natural Gas | Strategic Energy Management | A | Incremental Summer Peak Savings (MW) | Achievable Economic TRC Potential | 0 | 0 | 0 | 0 | 0 | 0 | 0 | 0 | 0 | 0 | 0 | 0 | 0 | 0 | 0 | 0 | 0 | 0 | 0 | 0 | 0 | 0
F9_Industrial_Petroleum_New_Space Heating_Natural Gas_Strategic Energy Management_A_Achievable Economic TRC Potential | F9 | Industrial | Petroleum | New | Space Heating | Natural Gas | Strategic Energy Management | A | Incremental Winter Peak Savings (MW) | Achievable Economic TRC Potential | 0 | 0 | 0 | 0 | 0 | 0 | 0 | 0 | 0 | 0 | 0 | 0 | 0 | 0 | 0 | 0 | 0 | 0 | 0 | 0 | 0 | 0
F10_Industrial_Petroleum_New_Space Heating_Natural Gas_Strategic Energy Management_A_Achievable Economic TRC Potential | F10 | Industrial | Petroleum | New | Space Heating | Natural Gas | Strategic Energy Management | A | Cumulative Energy Savings (MWh or mTherms) | Achievable Economic TRC Potential | 0 | 0 | 0.00022213 | 0.00060979 | 0.0011626 | 0.0019004 | 0.0027497 | 0.0035063 | 0.0042251 | 0.0049225 | 0.0055419 | 0.0061729 | 0.006796 | 0.0074322 | 0.0080203 | 0.0086177 | 0.0092081 | 0.0095901 | 0.009755 | 0.0097691 | 0.0097691 | 0.0097691
F11_Industrial_Petroleum_New_Space Heating_Natural Gas_Strategic Energy Management_A_Achievable Economic TRC Potential | F11 | Industrial | Petroleum | New | Space Heating | Natural Gas | Strategic Energy Management | A | Cumulative Summer Peak Savings (MW) | Achievable Economic TRC Potential | 0 | 0 | 0 | 0 | 0 | 0 | 0 | 0 | 0 | 0 | 0 | 0 | 0 | 0 | 0 | 0 | 0 | 0 | 0 | 0 | 0 | 0
F12_Industrial_Petroleum_New_Space Heating_Natural Gas_Strategic Energy Management_A_Achievable Economic TRC Potential | F12 | Industrial | Petroleum | New | Space Heating | Natural Gas | Strategic Energy Management | A | Cumulative Winter Peak Savings (MW) | Achievable Economic TRC Potential | 0 | 0 | 0 | 0 | 0 | 0 | 0 | 0 | 0 | 0 | 0 | 0 | 0 | 0 | 0 | 0 | 0 | 0 | 0 | 0 | 0 | 0
F13_Industrial_Petroleum_New_Space Heating_Natural Gas_Strategic Energy Management_A_Achievable Economic TRC Potential | F13 | Industrial | Petroleum | New | Space Heating | Natural Gas | Strategic Energy Management | A | Purchases (Incremental) | Achievable Economic TRC Potential | 0 | 0 | 0.00030355 | 0.00052976 | 0.00075541 | 0.0010083 | 0.0011606 | 0.0013375 | 0.0015121 | 0.0017084 | 0.0018547 | 0.0020229 | 0.0021889 | 0.0023815 | 0.0025122 | 0.002671 | 0.0028298 | 0.0030145 | 0.0031366 | 0.003287 | 0.0036794 | 0.0039904
F14_Industrial_Petroleum_New_Space Heating_Natural Gas_Strategic Energy Management_A_Achievable Economic TRC Potential | F14 | Industrial | Petroleum | New | Space Heating | Natural Gas | Strategic Energy Management | A | Purchases (Cumulative) | Achievable Economic TRC Potential | 0 | 0 | 0.00030355 | 0.00083331 | 0.0015887 | 0.002597 | 0.0037577 | 0.0047916 | 0.0057739 | 0.0067269 | 0.0075733 | 0.0084356 | 0.0092871 | 0.010157 | 0.01096 | 0.011777 | 0.012583 | 0.013105 | 0.013331 | 0.01335 | 0.01335 | 0.01335
F1_Industrial_Petroleum_New_Process_Natural Gas_Strategic Energy Management_A_Achievable Economic TRC Potential | F1 | Industrial | Petroleum | New | Process | Natural Gas | Strategic Energy Management | A | Original Unit Energy Savings (kWh or therms) | Achievable Economic TRC Potential | 0 | 0 | 769.0432 | 769.0432 | 769.0432 | 769.0432 | 769.0432 | 769.0432 | 769.0432 | 769.0432 | 769.0432 | 769.0432 | 769.0432 | 769.0432 | 769.0432 | 769.0432 | 769.0432 | 769.0432 | 769.0432 | 769.0432 | 769.0432 | 769.0432
F2_Industrial_Petroleum_New_Process_Natural Gas_Strategic Energy Management_A_Achievable Economic TRC Potential | F2 | Industrial | Petroleum | New | Process | Natural Gas | Strategic Energy Management | A | Original Unit Summer Peak Savings (kW) | Achievable Economic TRC Potential | 0 | 0 | 0 | 0 | 0 | 0 | 0 | 0 | 0 | 0 | 0 | 0 | 0 | 0 | 0 | 0 | 0 | 0 | 0 | 0 | 0 | 0
F3_Industrial_Petroleum_New_Process_Natural Gas_Strategic Energy Management_A_Achievable Economic TRC Potential | F3 | Industrial | Petroleum | New | Process | Natural Gas | Strategic Energy Management | A | Original Unit Winter Peak Savings (kW) | Achievable Economic TRC Potential | 0 | 0 | 0 | 0 | 0 | 0 | 0 | 0 | 0 | 0 | 0 | 0 | 0 | 0 | 0 | 0 | 0 | 0 | 0 | 0 | 0 | 0
F4_Industrial_Petroleum_New_Process_Natural Gas_Strategic Energy Management_A_Achievable Economic TRC Potential | F4 | Industrial | Petroleum | New | Process | Natural Gas | Strategic Energy Management | A | Standalone Impact on Baseline Energy (%) | Achievable Economic TRC Potential | 0% | 0% | 0.08224% | 0.1294% | 0.173% | 0.2118% | 0.2663% | 0.2946% | 0.314% | 0.3238% | 0.3358% | 0.3429% | 0.3489% | 0.3507% | 0.3588% | 0.3626% | 0.3657% | 0.3575% | 0.3495% | 0.334% | 0.3198% | 0.3067%
F5_Industrial_Petroleum_New_Process_Natural Gas_Strategic Energy Management_A_Achievable Economic TRC Potential | F5 | Industrial | Petroleum | New | Process | Natural Gas | Strategic Energy Management | A | Standalone Impact on Baseline Summer Peak (%) | Achievable Economic TRC Potential | bar: 2019 to 2040
F6_Industrial_Petroleum_New_Process_Natural Gas_Strategic Energy Management_A_Achievable Economic TRC Potential | F6 | Industrial | Petroleum | New | Process | Natural Gas | Strategic Energy Management | A | Standalone Impact on Baseline Winter Peak (%) | Achievable Economic TRC Potential | bar: 2019 to 2040
F7_Industrial_Petroleum_New_Process_Natural Gas_Strategic Energy Management_A_Achievable Economic TRC Potential | F7 | Industrial | Petroleum | New | Process | Natural Gas | Strategic Energy Management | A | Incremental Energy Savings (MWh or mTherms) | Achievable Economic TRC Potential | 0 | 0 | 0.060454 | 0.1055 | 0.15044 | 0.20081 | 0.23115 | 0.26636 | 0.30113 | 0.34025 | 0.36938 | 0.40288 | 0.43594 | 0.47429 | 0.50032 | 0.53195 | 0.56356 | 0.60036 | 0.62467 | 0.65462 | 0.73277 | 0.79471
F8_Industrial_Petroleum_New_Process_Natural Gas_Strategic Energy Management_A_Achievable Economic TRC Potential | F8 | Industrial | Petroleum | New | Process | Natural Gas | Strategic Energy Management | A | Incremental Summer Peak Savings (MW) | Achievable Economic TRC Potential | 0 | 0 | 0 | 0 | 0 | 0 | 0 | 0 | 0 | 0 | 0 | 0 | 0 | 0 | 0 | 0 | 0 | 0 | 0 | 0 | 0 | 0
F9_Industrial_Petroleum_New_Process_Natural Gas_Strategic Energy Management_A_Achievable Economic TRC Potential | F9 | Industrial | Petroleum | New | Process | Natural Gas | Strategic Energy Management | A | Incremental Winter Peak Savings (MW) | Achievable Economic TRC Potential | 0 | 0 | 0 | 0 | 0 | 0 | 0 | 0 | 0 | 0 | 0 | 0 | 0 | 0 | 0 | 0 | 0 | 0 | 0 | 0 | 0 | 0
F10_Industrial_Petroleum_New_Process_Natural Gas_Strategic Energy Management_A_Achievable Economic TRC Potential | F10 | Industrial | Petroleum | New | Process | Natural Gas | Strategic Energy Management | A | Cumulative Energy Savings (MWh or mTherms) | Achievable Economic TRC Potential | 0 | 0 | 0.060454 | 0.16596 | 0.3164 | 0.51722 | 0.74837 | 0.95427 | 1.1499 | 1.3397 | 1.5083 | 1.68 | 1.8496 | 2.0227 | 2.1828 | 2.3454 | 2.5061 | 2.61 | 2.6549 | 2.6588 | 2.6588 | 2.6588
F11_Industrial_Petroleum_New_Process_Natural Gas_Strategic Energy Management_A_Achievable Economic TRC Potential | F11 | Industrial | Petroleum | New | Process | Natural Gas | Strategic Energy Management | A | Cumulative Summer Peak Savings (MW) | Achievable Economic TRC Potential | 0 | 0 | 0 | 0 | 0 | 0 | 0 | 0 | 0 | 0 | 0 | 0 | 0 | 0 | 0 | 0 | 0 | 0 | 0 | 0 | 0 | 0
F12_Industrial_Petroleum_New_Process_Natural Gas_Strategic Energy Management_A_Achievable Economic TRC Potential | F12 | Industrial | Petroleum | New | Process | Natural Gas | Strategic Energy Management | A | Cumulative Winter Peak Savings (MW) | Achievable Economic TRC Potential | 0 | 0 | 0 | 0 | 0 | 0 | 0 | 0 | 0 | 0 | 0 | 0 | 0 | 0 | 0 | 0 | 0 | 0 | 0 | 0 | 0 | 0
F13_Industrial_Petroleum_New_Process_Natural Gas_Strategic Energy Management_A_Achievable Economic TRC Potential | F13 | Industrial | Petroleum | New | Process | Natural Gas | Strategic Energy Management | A | Purchases (Incremental) | Achievable Economic TRC Potential | 0 | 0 | 0.07861 | 0.13719 | 0.19562 | 0.26112 | 0.30057 | 0.34636 | 0.39157 | 0.44243 | 0.48031 | 0.52387 | 0.56686 | 0.61673 | 0.65057 | 0.69171 | 0.73281 | 0.78066 | 0.81226 | 0.85121 | 0.95283 | 1.0334
F14_Industrial_Petroleum_New_Process_Natural Gas_Strategic Energy Management_A_Achievable Economic TRC Potential | F14 | Industrial | Petroleum | New | Process | Natural Gas | Strategic Energy Management | A | Purchases (Cumulative) | Achievable Economic TRC Potential | 0 | 0 | 0.07861 | 0.2158 | 0.41142 | 0.67255 | 0.97311 | 1.2409 | 1.4952 | 1.742 | 1.9612 | 2.1845 | 2.405 | 2.6302 | 2.8383 | 3.0497 | 3.2587 | 3.3939 | 3.4522 | 3.4572 | 3.4572 | 3.4572
F1_Industrial_Petroleum_New_Miscellaneous_Natural Gas_Strategic Energy Management_A_Achievable Economic TRC Potential | F1 | Industrial | Petroleum | New | Miscellaneous | Natural Gas | Strategic Energy Management | A | Original Unit Energy Savings (kWh or therms) | Achievable Economic TRC Potential | 0 | 0 | 160.7723 | 160.7723 | 160.7723 | 160.7723 | 160.7723 | 160.7723 | 160.7723 | 160.7723 | 160.7723 | 160.7723 | 160.7723 | 160.7723 | 160.7723 | 160.7723 | 160.7723 | 160.7723 | 160.7723 | 160.7723 | 160.7723 | 160.7723
F2_Industrial_Petroleum_New_Miscellaneous_Natural Gas_Strategic Energy Management_A_Achievable Economic TRC Potential | F2 | Industrial | Petroleum | New | Miscellaneous | Natural Gas | Strategic Energy Management | A | Original Unit Summer Peak Savings (kW) | Achievable Economic TRC Potential | 0 | 0 | 0 | 0 | 0 | 0 | 0 | 0 | 0 | 0 | 0 | 0 | 0 | 0 | 0 | 0 | 0 | 0 | 0 | 0 | 0 | 0
F3_Industrial_Petroleum_New_Miscellaneous_Natural Gas_Strategic Energy Management_A_Achievable Economic TRC Potential | F3 | Industrial | Petroleum | New | Miscellaneous | Natural Gas | Strategic Energy Management | A | Original Unit Winter Peak Savings (kW) | Achievable Economic TRC Potential | 0 | 0 | 0 | 0 | 0 | 0 | 0 | 0 | 0 | 0 | 0 | 0 | 0 | 0 | 0 | 0 | 0 | 0 | 0 | 0 | 0 | 0
F4_Industrial_Petroleum_New_Miscellaneous_Natural Gas_Strategic Energy Management_A_Achievable Economic TRC Potential | F4 | Industrial | Petroleum | New | Miscellaneous | Natural Gas | Strategic Energy Management | A | Standalone Impact on Baseline Energy (%) | Achievable Economic TRC Potential | 0% | 0% | 0.08224% | 0.1294% | 0.173% | 0.2118% | 0.2663% | 0.2946% | 0.314% | 0.3238% | 0.3358% | 0.3429% | 0.3489% | 0.3507% | 0.3588% | 0.3626% | 0.3657% | 0.3575% | 0.3495% | 0.334% | 0.3198% | 0.3067%
F5_Industrial_Petroleum_New_Miscellaneous_Natural Gas_Strategic Energy Management_A_Achievable Economic TRC Potential | F5 | Industrial | Petroleum | New | Miscellaneous | Natural Gas | Strategic Energy Management | A | Standalone Impact on Baseline Summer Peak (%) | Achievable Economic TRC Potential | bar: 2019 to 2040
F6_Industrial_Petroleum_New_Miscellaneous_Natural Gas_Strategic Energy Management_A_Achievable Economic TRC Potential | F6 | Industrial | Petroleum | New | Miscellaneous | Natural Gas | Strategic Energy Management | A | Standalone Impact on Baseline Winter Peak (%) | Achievable Economic TRC Potential | bar: 2019 to 2040
F7_Industrial_Petroleum_New_Miscellaneous_Natural Gas_Strategic Energy Management_A_Achievable Economic TRC Potential | F7 | Industrial | Petroleum | New | Miscellaneous | Natural Gas | Strategic Energy Management | A | Incremental Energy Savings (MWh or mTherms) | Achievable Economic TRC Potential | 0 | 0 | 0.0031596 | 0.0055141 | 0.0078628 | 0.010495 | 0.012081 | 0.013921 | 0.015738 | 0.017783 | 0.019305 | 0.021056 | 0.022784 | 0.024788 | 0.026148 | 0.027802 | 0.029454 | 0.031377 | 0.032647 | 0.034213 | 0.038297 | 0.041535
F8_Industrial_Petroleum_New_Miscellaneous_Natural Gas_Strategic Energy Management_A_Achievable Economic TRC Potential | F8 | Industrial | Petroleum | New | Miscellaneous | Natural Gas | Strategic Energy Management | A | Incremental Summer Peak Savings (MW) | Achievable Economic TRC Potential | 0 | 0 | 0 | 0 | 0 | 0 | 0 | 0 | 0 | 0 | 0 | 0 | 0 | 0 | 0 | 0 | 0 | 0 | 0 | 0 | 0 | 0
F9_Industrial_Petroleum_New_Miscellaneous_Natural Gas_Strategic Energy Management_A_Achievable Economic TRC Potential | F9 | Industrial | Petroleum | New | Miscellaneous | Natural Gas | Strategic Energy Management | A | Incremental Winter Peak Savings (MW) | Achievable Economic TRC Potential | 0 | 0 | 0 | 0 | 0 | 0 | 0 | 0 | 0 | 0 | 0 | 0 | 0 | 0 | 0 | 0 | 0 | 0 | 0 | 0 | 0 | 0
F10_Industrial_Petroleum_New_Miscellaneous_Natural Gas_Strategic Energy Management_A_Achievable Economic TRC Potential | F10 | Industrial | Petroleum | New | Miscellaneous | Natural Gas | Strategic Energy Management | A | Cumulative Energy Savings (MWh or mTherms) | Achievable Economic TRC Potential | 0 | 0 | 0.0031596 | 0.0086736 | 0.016536 | 0.027032 | 0.039112 | 0.049874 | 0.060098 | 0.070018 | 0.078828 | 0.087803 | 0.096666 | 0.10572 | 0.11408 | 0.12258 | 0.13098 | 0.13641 | 0.13875 | 0.13896 | 0.13896 | 0.13896
F11_Industrial_Petroleum_New_Miscellaneous_Natural Gas_Strategic Energy Management_A_Achievable Economic TRC Potential | F11 | Industrial | Petroleum | New | Miscellaneous | Natural Gas | Strategic Energy Management | A | Cumulative Summer Peak Savings (MW) | Achievable Economic TRC Potential | 0 | 0 | 0 | 0 | 0 | 0 | 0 | 0 | 0 | 0 | 0 | 0 | 0 | 0 | 0 | 0 | 0 | 0 | 0 | 0 | 0 | 0
F12_Industrial_Petroleum_New_Miscellaneous_Natural Gas_Strategic Energy Management_A_Achievable Economic TRC Potential | F12 | Industrial | Petroleum | New | Miscellaneous | Natural Gas | Strategic Energy Management | A | Cumulative Winter Peak Savings (MW) | Achievable Economic TRC Potential | 0 | 0 | 0 | 0 | 0 | 0 | 0 | 0 | 0 | 0 | 0 | 0 | 0 | 0 | 0 | 0 | 0 | 0 | 0 | 0 | 0 | 0
F13_Industrial_Petroleum_New_Miscellaneous_Natural Gas_Strategic Energy Management_A_Achievable Economic TRC Potential | F13 | Industrial | Petroleum | New | Miscellaneous | Natural Gas | Strategic Energy Management | A | Purchases (Incremental) | Achievable Economic TRC Potential | 0 | 0 | 0.019652 | 0.034297 | 0.048906 | 0.06528 | 0.075142 | 0.086589 | 0.097893 | 0.11061 | 0.12008 | 0.13097 | 0.14172 | 0.15418 | 0.16264 | 0.17293 | 0.1832 | 0.19516 | 0.20307 | 0.2128 | 0.23821 | 0.25834
F14_Industrial_Petroleum_New_Miscellaneous_Natural Gas_Strategic Energy Management_A_Achievable Economic TRC Potential | F14 | Industrial | Petroleum | New | Miscellaneous | Natural Gas | Strategic Energy Management | A | Purchases (Cumulative) | Achievable Economic TRC Potential | 0 | 0 | 0.019652 | 0.05395 | 0.10286 | 0.16814 | 0.24328 | 0.31021 | 0.37381 | 0.43551 | 0.49031 | 0.54613 | 0.60126 | 0.65755 | 0.70958 | 0.76243 | 0.81467 | 0.84847 | 0.86305 | 0.86431 | 0.86431 | 0.86431
F1_Industrial_Petroleum_New_Space Heating_Natural Gas_Commissioning_A_Achievable Economic TRC Potential | F1 | Industrial | Petroleum | New | Space Heating | Natural Gas | Commissioning | A | Original Unit Energy Savings (kWh or therms) | Achievable Economic TRC Potential | 0 | 0 | 15.7714 | 15.7714 | 15.7714 | 15.7714 | 15.7714 | 15.7714 | 15.7714 | 15.7714 | 15.7714 | 15.7714 | 15.7714 | 15.7714 | 15.7714 | 15.7714 | 15.7714 | 15.7714 | 15.7714 | 15.7714 | 15.7714 | 15.7714
F2_Industrial_Petroleum_New_Space Heating_Natural Gas_Commissioning_A_Achievable Economic TRC Potential | F2 | Industrial | Petroleum | New | Space Heating | Natural Gas | Commissioning | A | Original Unit Summer Peak Savings (kW) | Achievable Economic TRC Potential | 0 | 0 | 0 | 0 | 0 | 0 | 0 | 0 | 0 | 0 | 0 | 0 | 0 | 0 | 0 | 0 | 0 | 0 | 0 | 0 | 0 | 0
F3_Industrial_Petroleum_New_Space Heating_Natural Gas_Commissioning_A_Achievable Economic TRC Potential | F3 | Industrial | Petroleum | New | Space Heating | Natural Gas | Commissioning | A | Original Unit Winter Peak Savings (kW) | Achievable Economic TRC Potential | 0 | 0 | 0 | 0 | 0 | 0 | 0 | 0 | 0 | 0 | 0 | 0 | 0 | 0 | 0 | 0 | 0 | 0 | 0 | 0 | 0 | 0
F4_Industrial_Petroleum_New_Space Heating_Natural Gas_Commissioning_A_Achievable Economic TRC Potential | F4 | Industrial | Petroleum | New | Space Heating | Natural Gas | Commissioning | A | Standalone Impact on Baseline Energy (%) | Achievable Economic TRC Potential | bar: 2019 to 2040
F5_Industrial_Petroleum_New_Space Heating_Natural Gas_Commissioning_A_Achievable Economic TRC Potential | F5 | Industrial | Petroleum | New | Space Heating | Natural Gas | Commissioning | A | Standalone Impact on Baseline Summer Peak (%) | Achievable Economic TRC Potential | bar: 2019 to 2040
F6_Industrial_Petroleum_New_Space Heating_Natural Gas_Commissioning_A_Achievable Economic TRC Potential | F6 | Industrial | Petroleum | New | Space Heating | Natural Gas | Commissioning | A | Standalone Impact on Baseline Winter Peak (%) | Achievable Economic TRC Potential | bar: 2019 to 2040
F7_Industrial_Petroleum_New_Space Heating_Natural Gas_Commissioning_A_Achievable Economic TRC Potential | F7 | Industrial | Petroleum | New | Space Heating | Natural Gas | Commissioning | A | Incremental Energy Savings (MWh or mTherms) | Achievable Economic TRC Potential | 0 | 0 | 0 | 0 | 0 | 0 | 0 | 0 | 0 | 0 | 0 | 0 | 0 | 0 | 0 | 0 | 0 | 0 | 0 | 0 | 0 | 0
F8_Industrial_Petroleum_New_Space Heating_Natural Gas_Commissioning_A_Achievable Economic TRC Potential | F8 | Industrial | Petroleum | New | Space Heating | Natural Gas | Commissioning | A | Incremental Summer Peak Savings (MW) | Achievable Economic TRC Potential | 0 | 0 | 0 | 0 | 0 | 0 | 0 | 0 | 0 | 0 | 0 | 0 | 0 | 0 | 0 | 0 | 0 | 0 | 0 | 0 | 0 | 0
F9_Industrial_Petroleum_New_Space Heating_Natural Gas_Commissioning_A_Achievable Economic TRC Potential | F9 | Industrial | Petroleum | New | Space Heating | Natural Gas | Commissioning | A | Incremental Winter Peak Savings (MW) | Achievable Economic TRC Potential | 0 | 0 | 0 | 0 | 0 | 0 | 0 | 0 | 0 | 0 | 0 | 0 | 0 | 0 | 0 | 0 | 0 | 0 | 0 | 0 | 0 | 0
F10_Industrial_Petroleum_New_Space Heating_Natural Gas_Commissioning_A_Achievable Economic TRC Potential | F10 | Industrial | Petroleum | New | Space Heating | Natural Gas | Commissioning | A | Cumulative Energy Savings (MWh or mTherms) | Achievable Economic TRC Potential | 0 | 0 | 0 | 0 | 0 | 0 | 0 | 0 | 0 | 0 | 0 | 0 | 0 | 0 | 0 | 0 | 0 | 0 | 0 | 0 | 0 | 0
F11_Industrial_Petroleum_New_Space Heating_Natural Gas_Commissioning_A_Achievable Economic TRC Potential | F11 | Industrial | Petroleum | New | Space Heating | Natural Gas | Commissioning | A | Cumulative Summer Peak Savings (MW) | Achievable Economic TRC Potential | 0 | 0 | 0 | 0 | 0 | 0 | 0 | 0 | 0 | 0 | 0 | 0 | 0 | 0 | 0 | 0 | 0 | 0 | 0 | 0 | 0 | 0
F12_Industrial_Petroleum_New_Space Heating_Natural Gas_Commissioning_A_Achievable Economic TRC Potential | F12 | Industrial | Petroleum | New | Space Heating | Natural Gas | Commissioning | A | Cumulative Winter Peak Savings (MW) | Achievable Economic TRC Potential | 0 | 0 | 0 | 0 | 0 | 0 | 0 | 0 | 0 | 0 | 0 | 0 | 0 | 0 | 0 | 0 | 0 | 0 | 0 | 0 | 0 | 0
F13_Industrial_Petroleum_New_Space Heating_Natural Gas_Commissioning_A_Achievable Economic TRC Potential | F13 | Industrial | Petroleum | New | Space Heating | Natural Gas | Commissioning | A | Purchases (Incremental) | Achievable Economic TRC Potential | 0 | 0 | 0 | 0 | 0 | 0 | 0 | 0 | 0 | 0 | 0 | 0 | 0 | 0 | 0 | 0 | 0 | 0 | 0 | 0 | 0 | 0
F14_Industrial_Petroleum_New_Space Heating_Natural Gas_Commissioning_A_Achievable Economic TRC Potential | F14 | Industrial | Petroleum | New | Space Heating | Natural Gas | Commissioning | A | Purchases (Cumulative) | Achievable Economic TRC Potential | 0 | 0 | 0 | 0 | 0 | 0 | 0 | 0 | 0 | 0 | 0 | 0 | 0 | 0 | 0 | 0 | 0 | 0 | 0 | 0 | 0 | 0
F1_Industrial_Petroleum_New_Process_Natural Gas_Commissioning_A_Achievable Economic TRC Potential | F1 | Industrial | Petroleum | New | Process | Natural Gas | Commissioning | A | Original Unit Energy Savings (kWh or therms) | Achievable Economic TRC Potential | 0 | 0 | 4292.3343 | 4292.3343 | 4292.3343 | 4292.3343 | 4292.3343 | 4292.3343 | 4292.3343 | 4292.3343 | 4292.3343 | 4292.3343 | 4292.3343 | 4292.3343 | 4292.3343 | 4292.3343 | 4292.3343 | 4292.3343 | 4292.3343 | 4292.3343 | 4292.3343 | 4292.3343
F2_Industrial_Petroleum_New_Process_Natural Gas_Commissioning_A_Achievable Economic TRC Potential | F2 | Industrial | Petroleum | New | Process | Natural Gas | Commissioning | A | Original Unit Summer Peak Savings (kW) | Achievable Economic TRC Potential | 0 | 0 | 0 | 0 | 0 | 0 | 0 | 0 | 0 | 0 | 0 | 0 | 0 | 0 | 0 | 0 | 0 | 0 | 0 | 0 | 0 | 0
F3_Industrial_Petroleum_New_Process_Natural Gas_Commissioning_A_Achievable Economic TRC Potential | F3 | Industrial | Petroleum | New | Process | Natural Gas | Commissioning | A | Original Unit Winter Peak Savings (kW) | Achievable Economic TRC Potential | 0 | 0 | 0 | 0 | 0 | 0 | 0 | 0 | 0 | 0 | 0 | 0 | 0 | 0 | 0 | 0 | 0 | 0 | 0 | 0 | 0 | 0
F4_Industrial_Petroleum_New_Process_Natural Gas_Commissioning_A_Achievable Economic TRC Potential | F4 | Industrial | Petroleum | New | Process | Natural Gas | Commissioning | A | Standalone Impact on Baseline Energy (%) | Achievable Economic TRC Potential | bar: 2019 to 2040
F5_Industrial_Petroleum_New_Process_Natural Gas_Commissioning_A_Achievable Economic TRC Potential | F5 | Industrial | Petroleum | New | Process | Natural Gas | Commissioning | A | Standalone Impact on Baseline Summer Peak (%) | Achievable Economic TRC Potential | bar: 2019 to 2040
F6_Industrial_Petroleum_New_Process_Natural Gas_Commissioning_A_Achievable Economic TRC Potential | F6 | Industrial | Petroleum | New | Process | Natural Gas | Commissioning | A | Standalone Impact on Baseline Winter Peak (%) | Achievable Economic TRC Potential | bar: 2019 to 2040
F7_Industrial_Petroleum_New_Process_Natural Gas_Commissioning_A_Achievable Economic TRC Potential | F7 | Industrial | Petroleum | New | Process | Natural Gas | Commissioning | A | Incremental Energy Savings (MWh or mTherms) | Achievable Economic TRC Potential | 0 | 0 | 0 | 0 | 0 | 0 | 0 | 0 | 0 | 0 | 0 | 0 | 0 | 0 | 0 | 0 | 0 | 0 | 0 | 0 | 0 | 0
F8_Industrial_Petroleum_New_Process_Natural Gas_Commissioning_A_Achievable Economic TRC Potential | F8 | Industrial | Petroleum | New | Process | Natural Gas | Commissioning | A | Incremental Summer Peak Savings (MW) | Achievable Economic TRC Potential | 0 | 0 | 0 | 0 | 0 | 0 | 0 | 0 | 0 | 0 | 0 | 0 | 0 | 0 | 0 | 0 | 0 | 0 | 0 | 0 | 0 | 0
F9_Industrial_Petroleum_New_Process_Natural Gas_Commissioning_A_Achievable Economic TRC Potential | F9 | Industrial | Petroleum | New | Process | Natural Gas | Commissioning | A | Incremental Winter Peak Savings (MW) | Achievable Economic TRC Potential | 0 | 0 | 0 | 0 | 0 | 0 | 0 | 0 | 0 | 0 | 0 | 0 | 0 | 0 | 0 | 0 | 0 | 0 | 0 | 0 | 0 | 0
F10_Industrial_Petroleum_New_Process_Natural Gas_Commissioning_A_Achievable Economic TRC Potential | F10 | Industrial | Petroleum | New | Process | Natural Gas | Commissioning | A | Cumulative Energy Savings (MWh or mTherms) | Achievable Economic TRC Potential | 0 | 0 | 0 | 0 | 0 | 0 | 0 | 0 | 0 | 0 | 0 | 0 | 0 | 0 | 0 | 0 | 0 | 0 | 0 | 0 | 0 | 0
F11_Industrial_Petroleum_New_Process_Natural Gas_Commissioning_A_Achievable Economic TRC Potential | F11 | Industrial | Petroleum | New | Process | Natural Gas | Commissioning | A | Cumulative Summer Peak Savings (MW) | Achievable Economic TRC Potential | 0 | 0 | 0 | 0 | 0 | 0 | 0 | 0 | 0 | 0 | 0 | 0 | 0 | 0 | 0 | 0 | 0 | 0 | 0 | 0 | 0 | 0
F12_Industrial_Petroleum_New_Process_Natural Gas_Commissioning_A_Achievable Economic TRC Potential | F12 | Industrial | Petroleum | New | Process | Natural Gas | Commissioning | A | Cumulative Winter Peak Savings (MW) | Achievable Economic TRC Potential | 0 | 0 | 0 | 0 | 0 | 0 | 0 | 0 | 0 | 0 | 0 | 0 | 0 | 0 | 0 | 0 | 0 | 0 | 0 | 0 | 0 | 0
F13_Industrial_Petroleum_New_Process_Natural Gas_Commissioning_A_Achievable Economic TRC Potential | F13 | Industrial | Petroleum | New | Process | Natural Gas | Commissioning | A | Purchases (Incremental) | Achievable Economic TRC Potential | 0 | 0 | 0 | 0 | 0 | 0 | 0 | 0 | 0 | 0 | 0 | 0 | 0 | 0 | 0 | 0 | 0 | 0 | 0 | 0 | 0 | 0
F14_Industrial_Petroleum_New_Process_Natural Gas_Commissioning_A_Achievable Economic TRC Potential | F14 | Industrial | Petroleum | New | Process | Natural Gas | Commissioning | A | Purchases (Cumulative) | Achievable Economic TRC Potential | 0 | 0 | 0 | 0 | 0 | 0 | 0 | 0 | 0 | 0 | 0 | 0 | 0 | 0 | 0 | 0 | 0 | 0 | 0 | 0 | 0 | 0
F1_Industrial_Petroleum_New_Space Heating_Natural Gas_Retrocommissioning_A_Achievable Economic TRC Potential | F1 | Industrial | Petroleum | New | Space Heating | Natural Gas | Retrocommissioning | A | Original Unit Energy Savings (kWh or therms) | Achievable Economic TRC Potential | 0 | 0 | 0 | 0 | 0 | 0 | 0 | 0 | 0 | 0 | 0 | 0 | 0 | 0 | 0 | 0 | 0 | 0 | 0 | 0 | 0 | 0
F2_Industrial_Petroleum_New_Space Heating_Natural Gas_Retrocommissioning_A_Achievable Economic TRC Potential | F2 | Industrial | Petroleum | New | Space Heating | Natural Gas | Retrocommissioning | A | Original Unit Summer Peak Savings (kW) | Achievable Economic TRC Potential | 0 | 0 | 0 | 0 | 0 | 0 | 0 | 0 | 0 | 0 | 0 | 0 | 0 | 0 | 0 | 0 | 0 | 0 | 0 | 0 | 0 | 0
F3_Industrial_Petroleum_New_Space Heating_Natural Gas_Retrocommissioning_A_Achievable Economic TRC Potential | F3 | Industrial | Petroleum | New | Space Heating | Natural Gas | Retrocommissioning | A | Original Unit Winter Peak Savings (kW) | Achievable Economic TRC Potential | 0 | 0 | 0 | 0 | 0 | 0 | 0 | 0 | 0 | 0 | 0 | 0 | 0 | 0 | 0 | 0 | 0 | 0 | 0 | 0 | 0 | 0
F4_Industrial_Petroleum_New_Space Heating_Natural Gas_Retrocommissioning_A_Achievable Economic TRC Potential | F4 | Industrial | Petroleum | New | Space Heating | Natural Gas | Retrocommissioning | A | Standalone Impact on Baseline Energy (%) | Achievable Economic TRC Potential | bar: 2019 to 2040
F5_Industrial_Petroleum_New_Space Heating_Natural Gas_Retrocommissioning_A_Achievable Economic TRC Potential | F5 | Industrial | Petroleum | New | Space Heating | Natural Gas | Retrocommissioning | A | Standalone Impact on Baseline Summer Peak (%) | Achievable Economic TRC Potential | bar: 2019 to 2040
F6_Industrial_Petroleum_New_Space Heating_Natural Gas_Retrocommissioning_A_Achievable Economic TRC Potential | F6 | Industrial | Petroleum | New | Space Heating | Natural Gas | Retrocommissioning | A | Standalone Impact on Baseline Winter Peak (%) | Achievable Economic TRC Potential | bar: 2019 to 2040
F7_Industrial_Petroleum_New_Space Heating_Natural Gas_Retrocommissioning_A_Achievable Economic TRC Potential | F7 | Industrial | Petroleum | New | Space Heating | Natural Gas | Retrocommissioning | A | Incremental Energy Savings (MWh or mTherms) | Achievable Economic TRC Potential | 0 | 0 | 0 | 0 | 0 | 0 | 0 | 0 | 0 | 0 | 0 | 0 | 0 | 0 | 0 | 0 | 0 | 0 | 0 | 0 | 0 | 0
F8_Industrial_Petroleum_New_Space Heating_Natural Gas_Retrocommissioning_A_Achievable Economic TRC Potential | F8 | Industrial | Petroleum | New | Space Heating | Natural Gas | Retrocommissioning | A | Incremental Summer Peak Savings (MW) | Achievable Economic TRC Potential | 0 | 0 | 0 | 0 | 0 | 0 | 0 | 0 | 0 | 0 | 0 | 0 | 0 | 0 | 0 | 0 | 0 | 0 | 0 | 0 | 0 | 0
F9_Industrial_Petroleum_New_Space Heating_Natural Gas_Retrocommissioning_A_Achievable Economic TRC Potential | F9 | Industrial | Petroleum | New | Space Heating | Natural Gas | Retrocommissioning | A | Incremental Winter Peak Savings (MW) | Achievable Economic TRC Potential | 0 | 0 | 0 | 0 | 0 | 0 | 0 | 0 | 0 | 0 | 0 | 0 | 0 | 0 | 0 | 0 | 0 | 0 | 0 | 0 | 0 | 0
F10_Industrial_Petroleum_New_Space Heating_Natural Gas_Retrocommissioning_A_Achievable Economic TRC Potential | F10 | Industrial | Petroleum | New | Space Heating | Natural Gas | Retrocommissioning | A | Cumulative Energy Savings (MWh or mTherms) | Achievable Economic TRC Potential | 0 | 0 | 0 | 0 | 0 | 0 | 0 | 0 | 0 | 0 | 0 | 0 | 0 | 0 | 0 | 0 | 0 | 0 | 0 | 0 | 0 | 0
F11_Industrial_Petroleum_New_Space Heating_Natural Gas_Retrocommissioning_A_Achievable Economic TRC Potential | F11 | Industrial | Petroleum | New | Space Heating | Natural Gas | Retrocommissioning | A | Cumulative Summer Peak Savings (MW) | Achievable Economic TRC Potential | 0 | 0 | 0 | 0 | 0 | 0 | 0 | 0 | 0 | 0 | 0 | 0 | 0 | 0 | 0 | 0 | 0 | 0 | 0 | 0 | 0 | 0
F12_Industrial_Petroleum_New_Space Heating_Natural Gas_Retrocommissioning_A_Achievable Economic TRC Potential | F12 | Industrial | Petroleum | New | Space Heating | Natural Gas | Retrocommissioning | A | Cumulative Winter Peak Savings (MW) | Achievable Economic TRC Potential | 0 | 0 | 0 | 0 | 0 | 0 | 0 | 0 | 0 | 0 | 0 | 0 | 0 | 0 | 0 | 0 | 0 | 0 | 0 | 0 | 0 | 0
F13_Industrial_Petroleum_New_Space Heating_Natural Gas_Retrocommissioning_A_Achievable Economic TRC Potential | F13 | Industrial | Petroleum | New | Space Heating | Natural Gas | Retrocommissioning | A | Purchases (Incremental) | Achievable Economic TRC Potential | 0 | 0 | 0 | 0 | 0 | 0 | 0 | 0 | 0 | 0 | 0 | 0 | 0 | 0 | 0 | 0 | 0 | 0 | 0 | 0 | 0 | 0
F14_Industrial_Petroleum_New_Space Heating_Natural Gas_Retrocommissioning_A_Achievable Economic TRC Potential | F14 | Industrial | Petroleum | New | Space Heating | Natural Gas | Retrocommissioning | A | Purchases (Cumulative) | Achievable Economic TRC Potential | 0 | 0 | 0 | 0 | 0 | 0 | 0 | 0 | 0 | 0 | 0 | 0 | 0 | 0 | 0 | 0 | 0 | 0 | 0 | 0 | 0 | 0
F1_Industrial_Petroleum_New_Process_Natural Gas_Retrocommissioning_A_Achievable Economic TRC Potential | F1 | Industrial | Petroleum | New | Process | Natural Gas | Retrocommissioning | A | Original Unit Energy Savings (kWh or therms) | Achievable Economic TRC Potential | 0 | 0 | 0 | 0 | 0 | 0 | 0 | 0 | 0 | 0 | 0 | 0 | 0 | 0 | 0 | 0 | 0 | 0 | 0 | 0 | 0 | 0
F2_Industrial_Petroleum_New_Process_Natural Gas_Retrocommissioning_A_Achievable Economic TRC Potential | F2 | Industrial | Petroleum | New | Process | Natural Gas | Retrocommissioning | A | Original Unit Summer Peak Savings (kW) | Achievable Economic TRC Potential | 0 | 0 | 0 | 0 | 0 | 0 | 0 | 0 | 0 | 0 | 0 | 0 | 0 | 0 | 0 | 0 | 0 | 0 | 0 | 0 | 0 | 0
F3_Industrial_Petroleum_New_Process_Natural Gas_Retrocommissioning_A_Achievable Economic TRC Potential | F3 | Industrial | Petroleum | New | Process | Natural Gas | Retrocommissioning | A | Original Unit Winter Peak Savings (kW) | Achievable Economic TRC Potential | 0 | 0 | 0 | 0 | 0 | 0 | 0 | 0 | 0 | 0 | 0 | 0 | 0 | 0 | 0 | 0 | 0 | 0 | 0 | 0 | 0 | 0
F4_Industrial_Petroleum_New_Process_Natural Gas_Retrocommissioning_A_Achievable Economic TRC Potential | F4 | Industrial | Petroleum | New | Process | Natural Gas | Retrocommissioning | A | Standalone Impact on Baseline Energy (%) | Achievable Economic TRC Potential | bar: 2019 to 2040
F5_Industrial_Petroleum_New_Process_Natural Gas_Retrocommissioning_A_Achievable Economic TRC Potential | F5 | Industrial | Petroleum | New | Process | Natural Gas | Retrocommissioning | A | Standalone Impact on Baseline Summer Peak (%) | Achievable Economic TRC Potential | bar: 2019 to 2040
F6_Industrial_Petroleum_New_Process_Natural Gas_Retrocommissioning_A_Achievable Economic TRC Potential | F6 | Industrial | Petroleum | New | Process | Natural Gas | Retrocommissioning | A | Standalone Impact on Baseline Winter Peak (%) | Achievable Economic TRC Potential | bar: 2019 to 2040
F7_Industrial_Petroleum_New_Process_Natural Gas_Retrocommissioning_A_Achievable Economic TRC Potential | F7 | Industrial | Petroleum | New | Process | Natural Gas | Retrocommissioning | A | Incremental Energy Savings (MWh or mTherms) | Achievable Economic TRC Potential | 0 | 0 | 0 | 0 | 0 | 0 | 0 | 0 | 0 | 0 | 0 | 0 | 0 | 0 | 0 | 0 | 0 | 0 | 0 | 0 | 0 | 0
F8_Industrial_Petroleum_New_Process_Natural Gas_Retrocommissioning_A_Achievable Economic TRC Potential | F8 | Industrial | Petroleum | New | Process | Natural Gas | Retrocommissioning | A | Incremental Summer Peak Savings (MW) | Achievable Economic TRC Potential | 0 | 0 | 0 | 0 | 0 | 0 | 0 | 0 | 0 | 0 | 0 | 0 | 0 | 0 | 0 | 0 | 0 | 0 | 0 | 0 | 0 | 0
F9_Industrial_Petroleum_New_Process_Natural Gas_Retrocommissioning_A_Achievable Economic TRC Potential | F9 | Industrial | Petroleum | New | Process | Natural Gas | Retrocommissioning | A | Incremental Winter Peak Savings (MW) | Achievable Economic TRC Potential | 0 | 0 | 0 | 0 | 0 | 0 | 0 | 0 | 0 | 0 | 0 | 0 | 0 | 0 | 0 | 0 | 0 | 0 | 0 | 0 | 0 | 0
F10_Industrial_Petroleum_New_Process_Natural Gas_Retrocommissioning_A_Achievable Economic TRC Potential | F10 | Industrial | Petroleum | New | Process | Natural Gas | Retrocommissioning | A | Cumulative Energy Savings (MWh or mTherms) | Achievable Economic TRC Potential | 0 | 0 | 0 | 0 | 0 | 0 | 0 | 0 | 0 | 0 | 0 | 0 | 0 | 0 | 0 | 0 | 0 | 0 | 0 | 0 | 0 | 0
F11_Industrial_Petroleum_New_Process_Natural Gas_Retrocommissioning_A_Achievable Economic TRC Potential | F11 | Industrial | Petroleum | New | Process | Natural Gas | Retrocommissioning | A | Cumulative Summer Peak Savings (MW) | Achievable Economic TRC Potential | 0 | 0 | 0 | 0 | 0 | 0 | 0 | 0 | 0 | 0 | 0 | 0 | 0 | 0 | 0 | 0 | 0 | 0 | 0 | 0 | 0 | 0
F12_Industrial_Petroleum_New_Process_Natural Gas_Retrocommissioning_A_Achievable Economic TRC Potential | F12 | Industrial | Petroleum | New | Process | Natural Gas | Retrocommissioning | A | Cumulative Winter Peak Savings (MW) | Achievable Economic TRC Potential | 0 | 0 | 0 | 0 | 0 | 0 | 0 | 0 | 0 | 0 | 0 | 0 | 0 | 0 | 0 | 0 | 0 | 0 | 0 | 0 | 0 | 0
F13_Industrial_Petroleum_New_Process_Natural Gas_Retrocommissioning_A_Achievable Economic TRC Potential | F13 | Industrial | Petroleum | New | Process | Natural Gas | Retrocommissioning | A | Purchases (Incremental) | Achievable Economic TRC Potential | 0 | 0 | 0 | 0 | 0 | 0 | 0 | 0 | 0 | 0 | 0 | 0 | 0 | 0 | 0 | 0 | 0 | 0 | 0 | 0 | 0 | 0
F14_Industrial_Petroleum_New_Process_Natural Gas_Retrocommissioning_A_Achievable Economic TRC Potential | F14 | Industrial | Petroleum | New | Process | Natural Gas | Retrocommissioning | A | Purchases (Cumulative) | Achievable Economic TRC Potential | 0 | 0 | 0 | 0 | 0 | 0 | 0 | 0 | 0 | 0 | 0 | 0 | 0 | 0 | 0 | 0 | 0 | 0 | 0 | 0 | 0 | 0
F1_Industrial_Paper and Printing_Existing_Space Heating_Natural Gas_Insulation - Roof/Ceiling_A_Achievable Economic TRC Potential | F1 | Industrial | Paper and Printing | Existing | Space Heating | Natural Gas | Insulation - Roof/Ceiling | A | Original Unit Energy Savings (kWh or therms) | Achievable Economic TRC Potential | 0 | 0 | 0.083035 | 0.082838 | 0.082641 | 0.082447 | 0.082256 | 0.08207 | 0.08189 | 0.081718 | 0.081553 | 0.081398 | 0.081252 | 0.081115 | 0.080985 | 0.080863 | 0.080748 | 0.08064 | 0.080538 | 0.080442 | 0.080353 | 0.080269
F2_Industrial_Paper and Printing_Existing_Space Heating_Natural Gas_Insulation - Roof/Ceiling_A_Achievable Economic TRC Potential | F2 | Industrial | Paper and Printing | Existing | Space Heating | Natural Gas | Insulation - Roof/Ceiling | A | Original Unit Summer Peak Savings (kW) | Achievable Economic TRC Potential | 0 | 0 | 0 | 0 | 0 | 0 | 0 | 0 | 0 | 0 | 0 | 0 | 0 | 0 | 0 | 0 | 0 | 0 | 0 | 0 | 0 | 0
F3_Industrial_Paper and Printing_Existing_Space Heating_Natural Gas_Insulation - Roof/Ceiling_A_Achievable Economic TRC Potential | F3 | Industrial | Paper and Printing | Existing | Space Heating | Natural Gas | Insulation - Roof/Ceiling | A | Original Unit Winter Peak Savings (kW) | Achievable Economic TRC Potential | 0 | 0 | 0 | 0 | 0 | 0 | 0 | 0 | 0 | 0 | 0 | 0 | 0 | 0 | 0 | 0 | 0 | 0 | 0 | 0 | 0 | 0
F4_Industrial_Paper and Printing_Existing_Space Heating_Natural Gas_Insulation - Roof/Ceiling_A_Achievable Economic TRC Potential | F4 | Industrial | Paper and Printing | Existing | Space Heating | Natural Gas | Insulation - Roof/Ceiling | A | Standalone Impact on Baseline Energy (%) | Achievable Economic TRC Potential | 0% | 0% | 0.3143% | 0.8697% | 1.74% | 2.969% | 4.545% | 6.403% | 8.431% | 10.49% | 12.47% | 14.25% | 15.79% | 17.06% | 18.1% | 18.94% | 19.61% | 20.18% | 20.66% | 21.12% | 21.49% | 21.86%
F5_Industrial_Paper and Printing_Existing_Space Heating_Natural Gas_Insulation - Roof/Ceiling_A_Achievable Economic TRC Potential | F5 | Industrial | Paper and Printing | Existing | Space Heating | Natural Gas | Insulation - Roof/Ceiling | A | Standalone Impact on Baseline Summer Peak (%) | Achievable Economic TRC Potential | bar: 2019 to 2040
F6_Industrial_Paper and Printing_Existing_Space Heating_Natural Gas_Insulation - Roof/Ceiling_A_Achievable Economic TRC Potential | F6 | Industrial | Paper and Printing | Existing | Space Heating | Natural Gas | Insulation - Roof/Ceiling | A | Standalone Impact on Baseline Winter Peak (%) | Achievable Economic TRC Potential | bar: 2019 to 2040
F7_Industrial_Paper and Printing_Existing_Space Heating_Natural Gas_Insulation - Roof/Ceiling_A_Achievable Economic TRC Potential | F7 | Industrial | Paper and Printing | Existing | Space Heating | Natural Gas | Insulation - Roof/Ceiling | A | Incremental Energy Savings (MWh or mTherms) | Achievable Economic TRC Potential | 0 | 0 | 0.21629 | 0.3711 | 0.56596 | 0.77686 | 0.96943 | 1.109 | 1.1711 | 1.1485 | 1.0513 | 0.90235 | 0.72899 | 0.55627 | 0.40217 | 0.27625 | 0.18073 | 0.11288 | 0.067439 | 0.044821 | 0 | 0
F8_Industrial_Paper and Printing_Existing_Space Heating_Natural Gas_Insulation - Roof/Ceiling_A_Achievable Economic TRC Potential | F8 | Industrial | Paper and Printing | Existing | Space Heating | Natural Gas | Insulation - Roof/Ceiling | A | Incremental Summer Peak Savings (MW) | Achievable Economic TRC Potential | 0 | 0 | 0 | 0 | 0 | 0 | 0 | 0 | 0 | 0 | 0 | 0 | 0 | 0 | 0 | 0 | 0 | 0 | 0 | 0 | 0 | 0
F9_Industrial_Paper and Printing_Existing_Space Heating_Natural Gas_Insulation - Roof/Ceiling_A_Achievable Economic TRC Potential | F9 | Industrial | Paper and Printing | Existing | Space Heating | Natural Gas | Insulation - Roof/Ceiling | A | Incremental Winter Peak Savings (MW) | Achievable Economic TRC Potential | 0 | 0 | 0 | 0 | 0 | 0 | 0 | 0 | 0 | 0 | 0 | 0 | 0 | 0 | 0 | 0 | 0 | 0 | 0 | 0 | 0 | 0
F10_Industrial_Paper and Printing_Existing_Space Heating_Natural Gas_Insulation - Roof/Ceiling_A_Achievable Economic TRC Potential | F10 | Industrial | Paper and Printing | Existing | Space Heating | Natural Gas | Insulation - Roof/Ceiling | A | Cumulative Energy Savings (MWh or mTherms) | Achievable Economic TRC Potential | 0 | 0 | 0.21629 | 0.58687 | 1.1514 | 1.9256 | 2.8906 | 3.993 | 5.1554 | 6.293 | 7.3317 | 8.2202 | 8.9344 | 9.4755 | 9.8625 | 10.1239 | 10.2903 | 10.3894 | 10.4437 | 10.4761 | 10.4645 | 10.4535
F11_Industrial_Paper and Printing_Existing_Space Heating_Natural Gas_Insulation - Roof/Ceiling_A_Achievable Economic TRC Potential | F11 | Industrial | Paper and Printing | Existing | Space Heating | Natural Gas | Insulation - Roof/Ceiling | A | Cumulative Summer Peak Savings (MW) | Achievable Economic TRC Potential | 0 | 0 | 0 | 0 | 0 | 0 | 0 | 0 | 0 | 0 | 0 | 0 | 0 | 0 | 0 | 0 | 0 | 0 | 0 | 0 | 0 | 0
F12_Industrial_Paper and Printing_Existing_Space Heating_Natural Gas_Insulation - Roof/Ceiling_A_Achievable Economic TRC Potential | F12 | Industrial | Paper and Printing | Existing | Space Heating | Natural Gas | Insulation - Roof/Ceiling | A | Cumulative Winter Peak Savings (MW) | Achievable Economic TRC Potential | 0 | 0 | 0 | 0 | 0 | 0 | 0 | 0 | 0 | 0 | 0 | 0 | 0 | 0 | 0 | 0 | 0 | 0 | 0 | 0 | 0 | 0
F13_Industrial_Paper and Printing_Existing_Space Heating_Natural Gas_Insulation - Roof/Ceiling_A_Achievable Economic TRC Potential | F13 | Industrial | Paper and Printing | Existing | Space Heating | Natural Gas | Insulation - Roof/Ceiling | A | Purchases (Incremental) | Achievable Economic TRC Potential | 0 | 0 | 2604.7988 | 4479.8048 | 6848.4373 | 9422.5051 | 11785.5158 | 13512.7034 | 14301.2432 | 14054.67 | 12891.5249 | 11085.6001 | 8971.9157 | 6857.8436 | 4966.0247 | 3416.2825 | 2238.254 | 1399.7858 | 837.3531 | 557.183 | 0 | 0
F14_Industrial_Paper and Printing_Existing_Space Heating_Natural Gas_Insulation - Roof/Ceiling_A_Achievable Economic TRC Potential | F14 | Industrial | Paper and Printing | Existing | Space Heating | Natural Gas | Insulation - Roof/Ceiling | A | Purchases (Cumulative) | Achievable Economic TRC Potential | 0 | 0 | 2604.7988 | 7084.6037 | 13933.0409 | 23355.546 | 35141.0618 | 48653.7653 | 62955.0084 | 77009.6784 | 89901.2034 | 100986.8034 | 109958.7191 | 116816.5627 | 121782.5874 | 125198.8699 | 127437.1239 | 128836.9098 | 129674.2629 | 130231.4459 | 130231.4459 | 130231.4459
F1_Industrial_Paper and Printing_Existing_Space Heating_Natural Gas_Insulation - Wall Cavity_A_Achievable Economic TRC Potential | F1 | Industrial | Paper and Printing | Existing | Space Heating | Natural Gas | Insulation - Wall Cavity | A | Original Unit Energy Savings (kWh or therms) | Achievable Economic TRC Potential | 0 | 0 | 0.018165 | 0.018122 | 0.018079 | 0.018037 | 0.017995 | 0.017954 | 0.017915 | 0.017877 | 0.017841 | 0.017807 | 0.017775 | 0.017745 | 0.017717 | 0.01769 | 0.017665 | 0.017641 | 0.017619 | 0.017598 | 0.017579 | 0.01756
F2_Industrial_Paper and Printing_Existing_Space Heating_Natural Gas_Insulation - Wall Cavity_A_Achievable Economic TRC Potential | F2 | Industrial | Paper and Printing | Existing | Space Heating | Natural Gas | Insulation - Wall Cavity | A | Original Unit Summer Peak Savings (kW) | Achievable Economic TRC Potential | 0 | 0 | 0 | 0 | 0 | 0 | 0 | 0 | 0 | 0 | 0 | 0 | 0 | 0 | 0 | 0 | 0 | 0 | 0 | 0 | 0 | 0
F3_Industrial_Paper and Printing_Existing_Space Heating_Natural Gas_Insulation - Wall Cavity_A_Achievable Economic TRC Potential | F3 | Industrial | Paper and Printing | Existing | Space Heating | Natural Gas | Insulation - Wall Cavity | A | Original Unit Winter Peak Savings (kW) | Achievable Economic TRC Potential | 0 | 0 | 0 | 0 | 0 | 0 | 0 | 0 | 0 | 0 | 0 | 0 | 0 | 0 | 0 | 0 | 0 | 0 | 0 | 0 | 0 | 0
F4_Industrial_Paper and Printing_Existing_Space Heating_Natural Gas_Insulation - Wall Cavity_A_Achievable Economic TRC Potential | F4 | Industrial | Paper and Printing | Existing | Space Heating | Natural Gas | Insulation - Wall Cavity | A | Standalone Impact on Baseline Energy (%) | Achievable Economic TRC Potential | 0% | 0% | 0.06875% | 0.1903% | 0.3808% | 0.6494% | 0.9943% | 1.401% | 1.844% | 2.296% | 2.727% | 3.117% | 3.453% | 3.733% | 3.96% | 4.143% | 4.291% | 4.414% | 4.521% | 4.62% | 4.701% | 4.783%
F5_Industrial_Paper and Printing_Existing_Space Heating_Natural Gas_Insulation - Wall Cavity_A_Achievable Economic TRC Potential | F5 | Industrial | Paper and Printing | Existing | Space Heating | Natural Gas | Insulation - Wall Cavity | A | Standalone Impact on Baseline Summer Peak (%) | Achievable Economic TRC Potential | bar: 2019 to 2040
F6_Industrial_Paper and Printing_Existing_Space Heating_Natural Gas_Insulation - Wall Cavity_A_Achievable Economic TRC Potential | F6 | Industrial | Paper and Printing | Existing | Space Heating | Natural Gas | Insulation - Wall Cavity | A | Standalone Impact on Baseline Winter Peak (%) | Achievable Economic TRC Potential | bar: 2019 to 2040
F7_Industrial_Paper and Printing_Existing_Space Heating_Natural Gas_Insulation - Wall Cavity_A_Achievable Economic TRC Potential | F7 | Industrial | Paper and Printing | Existing | Space Heating | Natural Gas | Insulation - Wall Cavity | A | Incremental Energy Savings (MWh or mTherms) | Achievable Economic TRC Potential | 0 | 0 | 0.047317 | 0.081184 | 0.12381 | 0.16995 | 0.21208 | 0.24261 | 0.2562 | 0.25126 | 0.23 | 0.1974 | 0.15948 | 0.12169 | 0.087982 | 0.060434 | 0.039539 | 0.024694 | 0.014753 | 0.0098054 | 0 | 0
F8_Industrial_Paper and Printing_Existing_Space Heating_Natural Gas_Insulation - Wall Cavity_A_Achievable Economic TRC Potential | F8 | Industrial | Paper and Printing | Existing | Space Heating | Natural Gas | Insulation - Wall Cavity | A | Incremental Summer Peak Savings (MW) | Achievable Economic TRC Potential | 0 | 0 | 0 | 0 | 0 | 0 | 0 | 0 | 0 | 0 | 0 | 0 | 0 | 0 | 0 | 0 | 0 | 0 | 0 | 0 | 0 | 0
F9_Industrial_Paper and Printing_Existing_Space Heating_Natural Gas_Insulation - Wall Cavity_A_Achievable Economic TRC Potential | F9 | Industrial | Paper and Printing | Existing | Space Heating | Natural Gas | Insulation - Wall Cavity | A | Incremental Winter Peak Savings (MW) | Achievable Economic TRC Potential | 0 | 0 | 0 | 0 | 0 | 0 | 0 | 0 | 0 | 0 | 0 | 0 | 0 | 0 | 0 | 0 | 0 | 0 | 0 | 0 | 0 | 0
F10_Industrial_Paper and Printing_Existing_Space Heating_Natural Gas_Insulation - Wall Cavity_A_Achievable Economic TRC Potential | F10 | Industrial | Paper and Printing | Existing | Space Heating | Natural Gas | Insulation - Wall Cavity | A | Cumulative Energy Savings (MWh or mTherms) | Achievable Economic TRC Potential | 0 | 0 | 0.047317 | 0.12839 | 0.2519 | 0.42126 | 0.63236 | 0.87354 | 1.1278 | 1.3767 | 1.6039 | 1.7983 | 1.9545 | 2.0729 | 2.1576 | 2.2148 | 2.2512 | 2.2728 | 2.2847 | 2.2918 | 2.2893 | 2.2869
F11_Industrial_Paper and Printing_Existing_Space Heating_Natural Gas_Insulation - Wall Cavity_A_Achievable Economic TRC Potential | F11 | Industrial | Paper and Printing | Existing | Space Heating | Natural Gas | Insulation - Wall Cavity | A | Cumulative Summer Peak Savings (MW) | Achievable Economic TRC Potential | 0 | 0 | 0 | 0 | 0 | 0 | 0 | 0 | 0 | 0 | 0 | 0 | 0 | 0 | 0 | 0 | 0 | 0 | 0 | 0 | 0 | 0
F12_Industrial_Paper and Printing_Existing_Space Heating_Natural Gas_Insulation - Wall Cavity_A_Achievable Economic TRC Potential | F12 | Industrial | Paper and Printing | Existing | Space Heating | Natural Gas | Insulation - Wall Cavity | A | Cumulative Winter Peak Savings (MW) | Achievable Economic TRC Potential | 0 | 0 | 0 | 0 | 0 | 0 | 0 | 0 | 0 | 0 | 0 | 0 | 0 | 0 | 0 | 0 | 0 | 0 | 0 | 0 | 0 | 0
F13_Industrial_Paper and Printing_Existing_Space Heating_Natural Gas_Insulation - Wall Cavity_A_Achievable Economic TRC Potential | F13 | Industrial | Paper and Printing | Existing | Space Heating | Natural Gas | Insulation - Wall Cavity | A | Purchases (Incremental) | Achievable Economic TRC Potential | 0 | 0 | 2604.7988 | 4479.8048 | 6848.4373 | 9422.5051 | 11785.5158 | 13512.7034 | 14301.2432 | 14054.67 | 12891.5249 | 11085.6001 | 8971.9157 | 6857.8436 | 4966.0247 | 3416.2825 | 2238.254 | 1399.7858 | 837.3531 | 557.183 | 0 | 0
F14_Industrial_Paper and Printing_Existing_Space Heating_Natural Gas_Insulation - Wall Cavity_A_Achievable Economic TRC Potential | F14 | Industrial | Paper and Printing | Existing | Space Heating | Natural Gas | Insulation - Wall Cavity | A | Purchases (Cumulative) | Achievable Economic TRC Potential | 0 | 0 | 2604.7988 | 7084.6037 | 13933.0409 | 23355.546 | 35141.0618 | 48653.7653 | 62955.0084 | 77009.6784 | 89901.2034 | 100986.8034 | 109958.7191 | 116816.5627 | 121782.5874 | 125198.8699 | 127437.1239 | 128836.9098 | 129674.2629 | 130231.4459 | 130231.4459 | 130231.4459
F1_Industrial_Paper and Printing_Existing_Space Heating_Natural Gas_Insulation - Ducting_A_Achievable Economic TRC Potential | F1 | Industrial | Paper and Printing | Existing | Space Heating | Natural Gas | Insulation - Ducting | A | Original Unit Energy Savings (kWh or therms) | Achievable Economic TRC Potential | 0 | 0 | 0.0014398 | 0.0014319 | 0.0014239 | 0.0014161 | 0.0014083 | 0.0014008 | 0.0013935 | 0.0013865 | 0.0013799 | 0.0013736 | 0.0013677 | 0.0013622 | 0.001357 | 0.0013521 | 0.0013475 | 0.0013431 | 0.001339 | 0.0013352 | 0.0013316 | 0.0013281
F2_Industrial_Paper and Printing_Existing_Space Heating_Natural Gas_Insulation - Ducting_A_Achievable Economic TRC Potential | F2 | Industrial | Paper and Printing | Existing | Space Heating | Natural Gas | Insulation - Ducting | A | Original Unit Summer Peak Savings (kW) | Achievable Economic TRC Potential | 0 | 0 | 0 | 0 | 0 | 0 | 0 | 0 | 0 | 0 | 0 | 0 | 0 | 0 | 0 | 0 | 0 | 0 | 0 | 0 | 0 | 0
F3_Industrial_Paper and Printing_Existing_Space Heating_Natural Gas_Insulation - Ducting_A_Achievable Economic TRC Potential | F3 | Industrial | Paper and Printing | Existing | Space Heating | Natural Gas | Insulation - Ducting | A | Original Unit Winter Peak Savings (kW) | Achievable Economic TRC Potential | 0 | 0 | 0 | 0 | 0 | 0 | 0 | 0 | 0 | 0 | 0 | 0 | 0 | 0 | 0 | 0 | 0 | 0 | 0 | 0 | 0 | 0
F4_Industrial_Paper and Printing_Existing_Space Heating_Natural Gas_Insulation - Ducting_A_Achievable Economic TRC Potential | F4 | Industrial | Paper and Printing | Existing | Space Heating | Natural Gas | Insulation - Ducting | A | Standalone Impact on Baseline Energy (%) | Achievable Economic TRC Potential | bar: 2019 to 2040
F5_Industrial_Paper and Printing_Existing_Space Heating_Natural Gas_Insulation - Ducting_A_Achievable Economic TRC Potential | F5 | Industrial | Paper and Printing | Existing | Space Heating | Natural Gas | Insulation - Ducting | A | Standalone Impact on Baseline Summer Peak (%) | Achievable Economic TRC Potential | bar: 2019 to 2040
F6_Industrial_Paper and Printing_Existing_Space Heating_Natural Gas_Insulation - Ducting_A_Achievable Economic TRC Potential | F6 | Industrial | Paper and Printing | Existing | Space Heating | Natural Gas | Insulation - Ducting | A | Standalone Impact on Baseline Winter Peak (%) | Achievable Economic TRC Potential | bar: 2019 to 2040
F7_Industrial_Paper and Printing_Existing_Space Heating_Natural Gas_Insulation - Ducting_A_Achievable Economic TRC Potential | F7 | Industrial | Paper and Printing | Existing | Space Heating | Natural Gas | Insulation - Ducting | A | Incremental Energy Savings (MWh or mTherms) | Achievable Economic TRC Potential | 0 | 0 | 0 | 0 | 0 | 0 | 0 | 0 | 0 | 0 | 0 | 0 | 0 | 0 | 0 | 0 | 0 | 0 | 0 | 0 | 0 | 0
F8_Industrial_Paper and Printing_Existing_Space Heating_Natural Gas_Insulation - Ducting_A_Achievable Economic TRC Potential | F8 | Industrial | Paper and Printing | Existing | Space Heating | Natural Gas | Insulation - Ducting | A | Incremental Summer Peak Savings (MW) | Achievable Economic TRC Potential | 0 | 0 | 0 | 0 | 0 | 0 | 0 | 0 | 0 | 0 | 0 | 0 | 0 | 0 | 0 | 0 | 0 | 0 | 0 | 0 | 0 | 0
F9_Industrial_Paper and Printing_Existing_Space Heating_Natural Gas_Insulation - Ducting_A_Achievable Economic TRC Potential | F9 | Industrial | Paper and Printing | Existing | Space Heating | Natural Gas | Insulation - Ducting | A | Incremental Winter Peak Savings (MW) | Achievable Economic TRC Potential | 0 | 0 | 0 | 0 | 0 | 0 | 0 | 0 | 0 | 0 | 0 | 0 | 0 | 0 | 0 | 0 | 0 | 0 | 0 | 0 | 0 | 0
F10_Industrial_Paper and Printing_Existing_Space Heating_Natural Gas_Insulation - Ducting_A_Achievable Economic TRC Potential | F10 | Industrial | Paper and Printing | Existing | Space Heating | Natural Gas | Insulation - Ducting | A | Cumulative Energy Savings (MWh or mTherms) | Achievable Economic TRC Potential | 0 | 0 | 0 | 0 | 0 | 0 | 0 | 0 | 0 | 0 | 0 | 0 | 0 | 0 | 0 | 0 | 0 | 0 | 0 | 0 | 0 | 0
F11_Industrial_Paper and Printing_Existing_Space Heating_Natural Gas_Insulation - Ducting_A_Achievable Economic TRC Potential | F11 | Industrial | Paper and Printing | Existing | Space Heating | Natural Gas | Insulation - Ducting | A | Cumulative Summer Peak Savings (MW) | Achievable Economic TRC Potential | 0 | 0 | 0 | 0 | 0 | 0 | 0 | 0 | 0 | 0 | 0 | 0 | 0 | 0 | 0 | 0 | 0 | 0 | 0 | 0 | 0 | 0
F12_Industrial_Paper and Printing_Existing_Space Heating_Natural Gas_Insulation - Ducting_A_Achievable Economic TRC Potential | F12 | Industrial | Paper and Printing | Existing | Space Heating | Natural Gas | Insulation - Ducting | A | Cumulative Winter Peak Savings (MW) | Achievable Economic TRC Potential | 0 | 0 | 0 | 0 | 0 | 0 | 0 | 0 | 0 | 0 | 0 | 0 | 0 | 0 | 0 | 0 | 0 | 0 | 0 | 0 | 0 | 0
F13_Industrial_Paper and Printing_Existing_Space Heating_Natural Gas_Insulation - Ducting_A_Achievable Economic TRC Potential | F13 | Industrial | Paper and Printing | Existing | Space Heating | Natural Gas | Insulation - Ducting | A | Purchases (Incremental) | Achievable Economic TRC Potential | 0 | 0 | 0 | 0 | 0 | 0 | 0 | 0 | 0 | 0 | 0 | 0 | 0 | 0 | 0 | 0 | 0 | 0 | 0 | 0 | 0 | 0
F14_Industrial_Paper and Printing_Existing_Space Heating_Natural Gas_Insulation - Ducting_A_Achievable Economic TRC Potential | F14 | Industrial | Paper and Printing | Existing | Space Heating | Natural Gas | Insulation - Ducting | A | Purchases (Cumulative) | Achievable Economic TRC Potential | 0 | 0 | 0 | 0 | 0 | 0 | 0 | 0 | 0 | 0 | 0 | 0 | 0 | 0 | 0 | 0 | 0 | 0 | 0 | 0 | 0 | 0
F1_Industrial_Paper and Printing_Existing_Space Heating_Natural Gas_HVAC - Duct Repair and Sealing_A_Achievable Economic TRC Potential | F1 | Industrial | Paper and Printing | Existing | Space Heating | Natural Gas | HVAC - Duct Repair and Sealing | A | Original Unit Energy Savings (kWh or therms) | Achievable Economic TRC Potential | 0 | 0 | 0.0040723 | 0.0040498 | 0.0040273 | 0.004005 | 0.0039832 | 0.0039618 | 0.0039412 | 0.0039215 | 0.0039027 | 0.003885 | 0.0038683 | 0.0038527 | 0.0038379 | 0.0038241 | 0.003811 | 0.0037987 | 0.0037871 | 0.0037763 | 0.003766 | 0.0037564
F2_Industrial_Paper and Printing_Existing_Space Heating_Natural Gas_HVAC - Duct Repair and Sealing_A_Achievable Economic TRC Potential | F2 | Industrial | Paper and Printing | Existing | Space Heating | Natural Gas | HVAC - Duct Repair and Sealing | A | Original Unit Summer Peak Savings (kW) | Achievable Economic TRC Potential | 0 | 0 | 0 | 0 | 0 | 0 | 0 | 0 | 0 | 0 | 0 | 0 | 0 | 0 | 0 | 0 | 0 | 0 | 0 | 0 | 0 | 0
F3_Industrial_Paper and Printing_Existing_Space Heating_Natural Gas_HVAC - Duct Repair and Sealing_A_Achievable Economic TRC Potential | F3 | Industrial | Paper and Printing | Existing | Space Heating | Natural Gas | HVAC - Duct Repair and Sealing | A | Original Unit Winter Peak Savings (kW) | Achievable Economic TRC Potential | 0 | 0 | 0 | 0 | 0 | 0 | 0 | 0 | 0 | 0 | 0 | 0 | 0 | 0 | 0 | 0 | 0 | 0 | 0 | 0 | 0 | 0
F4_Industrial_Paper and Printing_Existing_Space Heating_Natural Gas_HVAC - Duct Repair and Sealing_A_Achievable Economic TRC Potential | F4 | Industrial | Paper and Printing | Existing | Space Heating | Natural Gas | HVAC - Duct Repair and Sealing | A | Standalone Impact on Baseline Energy (%) | Achievable Economic TRC Potential | bar: 2019 to 2040
F5_Industrial_Paper and Printing_Existing_Space Heating_Natural Gas_HVAC - Duct Repair and Sealing_A_Achievable Economic TRC Potential | F5 | Industrial | Paper and Printing | Existing | Space Heating | Natural Gas | HVAC - Duct Repair and Sealing | A | Standalone Impact on Baseline Summer Peak (%) | Achievable Economic TRC Potential | bar: 2019 to 2040
F6_Industrial_Paper and Printing_Existing_Space Heating_Natural Gas_HVAC - Duct Repair and Sealing_A_Achievable Economic TRC Potential | F6 | Industrial | Paper and Printing | Existing | Space Heating | Natural Gas | HVAC - Duct Repair and Sealing | A | Standalone Impact on Baseline Winter Peak (%) | Achievable Economic TRC Potential | bar: 2019 to 2040
F7_Industrial_Paper and Printing_Existing_Space Heating_Natural Gas_HVAC - Duct Repair and Sealing_A_Achievable Economic TRC Potential | F7 | Industrial | Paper and Printing | Existing | Space Heating | Natural Gas | HVAC - Duct Repair and Sealing | A | Incremental Energy Savings (MWh or mTherms) | Achievable Economic TRC Potential | 0 | 0 | 0 | 0 | 0 | 0 | 0 | 0 | 0 | 0 | 0 | 0 | 0 | 0 | 0 | 0 | 0 | 0 | 0 | 0 | 0 | 0
F8_Industrial_Paper and Printing_Existing_Space Heating_Natural Gas_HVAC - Duct Repair and Sealing_A_Achievable Economic TRC Potential | F8 | Industrial | Paper and Printing | Existing | Space Heating | Natural Gas | HVAC - Duct Repair and Sealing | A | Incremental Summer Peak Savings (MW) | Achievable Economic TRC Potential | 0 | 0 | 0 | 0 | 0 | 0 | 0 | 0 | 0 | 0 | 0 | 0 | 0 | 0 | 0 | 0 | 0 | 0 | 0 | 0 | 0 | 0
F9_Industrial_Paper and Printing_Existing_Space Heating_Natural Gas_HVAC - Duct Repair and Sealing_A_Achievable Economic TRC Potential | F9 | Industrial | Paper and Printing | Existing | Space Heating | Natural Gas | HVAC - Duct Repair and Sealing | A | Incremental Winter Peak Savings (MW) | Achievable Economic TRC Potential | 0 | 0 | 0 | 0 | 0 | 0 | 0 | 0 | 0 | 0 | 0 | 0 | 0 | 0 | 0 | 0 | 0 | 0 | 0 | 0 | 0 | 0
F10_Industrial_Paper and Printing_Existing_Space Heating_Natural Gas_HVAC - Duct Repair and Sealing_A_Achievable Economic TRC Potential | F10 | Industrial | Paper and Printing | Existing | Space Heating | Natural Gas | HVAC - Duct Repair and Sealing | A | Cumulative Energy Savings (MWh or mTherms) | Achievable Economic TRC Potential | 0 | 0 | 0 | 0 | 0 | 0 | 0 | 0 | 0 | 0 | 0 | 0 | 0 | 0 | 0 | 0 | 0 | 0 | 0 | 0 | 0 | 0
F11_Industrial_Paper and Printing_Existing_Space Heating_Natural Gas_HVAC - Duct Repair and Sealing_A_Achievable Economic TRC Potential | F11 | Industrial | Paper and Printing | Existing | Space Heating | Natural Gas | HVAC - Duct Repair and Sealing | A | Cumulative Summer Peak Savings (MW) | Achievable Economic TRC Potential | 0 | 0 | 0 | 0 | 0 | 0 | 0 | 0 | 0 | 0 | 0 | 0 | 0 | 0 | 0 | 0 | 0 | 0 | 0 | 0 | 0 | 0
F12_Industrial_Paper and Printing_Existing_Space Heating_Natural Gas_HVAC - Duct Repair and Sealing_A_Achievable Economic TRC Potential | F12 | Industrial | Paper and Printing | Existing | Space Heating | Natural Gas | HVAC - Duct Repair and Sealing | A | Cumulative Winter Peak Savings (MW) | Achievable Economic TRC Potential | 0 | 0 | 0 | 0 | 0 | 0 | 0 | 0 | 0 | 0 | 0 | 0 | 0 | 0 | 0 | 0 | 0 | 0 | 0 | 0 | 0 | 0
F13_Industrial_Paper and Printing_Existing_Space Heating_Natural Gas_HVAC - Duct Repair and Sealing_A_Achievable Economic TRC Potential | F13 | Industrial | Paper and Printing | Existing | Space Heating | Natural Gas | HVAC - Duct Repair and Sealing | A | Purchases (Incremental) | Achievable Economic TRC Potential | 0 | 0 | 0 | 0 | 0 | 0 | 0 | 0 | 0 | 0 | 0 | 0 | 0 | 0 | 0 | 0 | 0 | 0 | 0 | 0 | 0 | 0
F14_Industrial_Paper and Printing_Existing_Space Heating_Natural Gas_HVAC - Duct Repair and Sealing_A_Achievable Economic TRC Potential | F14 | Industrial | Paper and Printing | Existing | Space Heating | Natural Gas | HVAC - Duct Repair and Sealing | A | Purchases (Cumulative) | Achievable Economic TRC Potential | 0 | 0 | 0 | 0 | 0 | 0 | 0 | 0 | 0 | 0 | 0 | 0 | 0 | 0 | 0 | 0 | 0 | 0 | 0 | 0 | 0 | 0
F1_Industrial_Paper and Printing_Existing_Space Heating_Natural Gas_Windows - High Efficiency_A_Achievable Economic TRC Potential | F1 | Industrial | Paper and Printing | Existing | Space Heating | Natural Gas | Windows - High Efficiency | A | Original Unit Energy Savings (kWh or therms) | Achievable Economic TRC Potential | 0 | 0 | 0.0077675 | 0.0077491 | 0.0077307 | 0.0077125 | 0.0076946 | 0.0076772 | 0.0076604 | 0.0076442 | 0.0076289 | 0.0076144 | 0.0076007 | 0.0075878 | 0.0075757 | 0.0075643 | 0.0075535 | 0.0075434 | 0.0075339 | 0.007525 | 0.0075166 | 0.0075087
F2_Industrial_Paper and Printing_Existing_Space Heating_Natural Gas_Windows - High Efficiency_A_Achievable Economic TRC Potential | F2 | Industrial | Paper and Printing | Existing | Space Heating | Natural Gas | Windows - High Efficiency | A | Original Unit Summer Peak Savings (kW) | Achievable Economic TRC Potential | 0 | 0 | 0 | 0 | 0 | 0 | 0 | 0 | 0 | 0 | 0 | 0 | 0 | 0 | 0 | 0 | 0 | 0 | 0 | 0 | 0 | 0
F3_Industrial_Paper and Printing_Existing_Space Heating_Natural Gas_Windows - High Efficiency_A_Achievable Economic TRC Potential | F3 | Industrial | Paper and Printing | Existing | Space Heating | Natural Gas | Windows - High Efficiency | A | Original Unit Winter Peak Savings (kW) | Achievable Economic TRC Potential | 0 | 0 | 0 | 0 | 0 | 0 | 0 | 0 | 0 | 0 | 0 | 0 | 0 | 0 | 0 | 0 | 0 | 0 | 0 | 0 | 0 | 0
F4_Industrial_Paper and Printing_Existing_Space Heating_Natural Gas_Windows - High Efficiency_A_Achievable Economic TRC Potential | F4 | Industrial | Paper and Printing | Existing | Space Heating | Natural Gas | Windows - High Efficiency | A | Standalone Impact on Baseline Energy (%) | Achievable Economic TRC Potential | bar: 2019 to 2040
F5_Industrial_Paper and Printing_Existing_Space Heating_Natural Gas_Windows - High Efficiency_A_Achievable Economic TRC Potential | F5 | Industrial | Paper and Printing | Existing | Space Heating | Natural Gas | Windows - High Efficiency | A | Standalone Impact on Baseline Summer Peak (%) | Achievable Economic TRC Potential | bar: 2019 to 2040
F6_Industrial_Paper and Printing_Existing_Space Heating_Natural Gas_Windows - High Efficiency_A_Achievable Economic TRC Potential | F6 | Industrial | Paper and Printing | Existing | Space Heating | Natural Gas | Windows - High Efficiency | A | Standalone Impact on Baseline Winter Peak (%) | Achievable Economic TRC Potential | bar: 2019 to 2040
F7_Industrial_Paper and Printing_Existing_Space Heating_Natural Gas_Windows - High Efficiency_A_Achievable Economic TRC Potential | F7 | Industrial | Paper and Printing | Existing | Space Heating | Natural Gas | Windows - High Efficiency | A | Incremental Energy Savings (MWh or mTherms) | Achievable Economic TRC Potential | 0 | 0 | 0 | 0 | 0 | 0 | 0 | 0 | 0 | 0 | 0 | 0 | 0 | 0 | 0 | 0 | 0 | 0 | 0 | 0 | 0 | 0
F8_Industrial_Paper and Printing_Existing_Space Heating_Natural Gas_Windows - High Efficiency_A_Achievable Economic TRC Potential | F8 | Industrial | Paper and Printing | Existing | Space Heating | Natural Gas | Windows - High Efficiency | A | Incremental Summer Peak Savings (MW) | Achievable Economic TRC Potential | 0 | 0 | 0 | 0 | 0 | 0 | 0 | 0 | 0 | 0 | 0 | 0 | 0 | 0 | 0 | 0 | 0 | 0 | 0 | 0 | 0 | 0
F9_Industrial_Paper and Printing_Existing_Space Heating_Natural Gas_Windows - High Efficiency_A_Achievable Economic TRC Potential | F9 | Industrial | Paper and Printing | Existing | Space Heating | Natural Gas | Windows - High Efficiency | A | Incremental Winter Peak Savings (MW) | Achievable Economic TRC Potential | 0 | 0 | 0 | 0 | 0 | 0 | 0 | 0 | 0 | 0 | 0 | 0 | 0 | 0 | 0 | 0 | 0 | 0 | 0 | 0 | 0 | 0
F10_Industrial_Paper and Printing_Existing_Space Heating_Natural Gas_Windows - High Efficiency_A_Achievable Economic TRC Potential | F10 | Industrial | Paper and Printing | Existing | Space Heating | Natural Gas | Windows - High Efficiency | A | Cumulative Energy Savings (MWh or mTherms) | Achievable Economic TRC Potential | 0 | 0 | 0 | 0 | 0 | 0 | 0 | 0 | 0 | 0 | 0 | 0 | 0 | 0 | 0 | 0 | 0 | 0 | 0 | 0 | 0 | 0
F11_Industrial_Paper and Printing_Existing_Space Heating_Natural Gas_Windows - High Efficiency_A_Achievable Economic TRC Potential | F11 | Industrial | Paper and Printing | Existing | Space Heating | Natural Gas | Windows - High Efficiency | A | Cumulative Summer Peak Savings (MW) | Achievable Economic TRC Potential | 0 | 0 | 0 | 0 | 0 | 0 | 0 | 0 | 0 | 0 | 0 | 0 | 0 | 0 | 0 | 0 | 0 | 0 | 0 | 0 | 0 | 0
F12_Industrial_Paper and Printing_Existing_Space Heating_Natural Gas_Windows - High Efficiency_A_Achievable Economic TRC Potential | F12 | Industrial | Paper and Printing | Existing | Space Heating | Natural Gas | Windows - High Efficiency | A | Cumulative Winter Peak Savings (MW) | Achievable Economic TRC Potential | 0 | 0 | 0 | 0 | 0 | 0 | 0 | 0 | 0 | 0 | 0 | 0 | 0 | 0 | 0 | 0 | 0 | 0 | 0 | 0 | 0 | 0
F13_Industrial_Paper and Printing_Existing_Space Heating_Natural Gas_Windows - High Efficiency_A_Achievable Economic TRC Potential | F13 | Industrial | Paper and Printing | Existing | Space Heating | Natural Gas | Windows - High Efficiency | A | Purchases (Incremental) | Achievable Economic TRC Potential | 0 | 0 | 0 | 0 | 0 | 0 | 0 | 0 | 0 | 0 | 0 | 0 | 0 | 0 | 0 | 0 | 0 | 0 | 0 | 0 | 0 | 0
F14_Industrial_Paper and Printing_Existing_Space Heating_Natural Gas_Windows - High Efficiency_A_Achievable Economic TRC Potential | F14 | Industrial | Paper and Printing | Existing | Space Heating | Natural Gas | Windows - High Efficiency | A | Purchases (Cumulative) | Achievable Economic TRC Potential | 0 | 0 | 0 | 0 | 0 | 0 | 0 | 0 | 0 | 0 | 0 | 0 | 0 | 0 | 0 | 0 | 0 | 0 | 0 | 0 | 0 | 0
F1_Industrial_Paper and Printing_Existing_Space Heating_Natural Gas_Gas Boiler - Maintenance_A_Achievable Economic TRC Potential | F1 | Industrial | Paper and Printing | Existing | Space Heating | Natural Gas | Gas Boiler - Maintenance | A | Original Unit Energy Savings (kWh or therms) | Achievable Economic TRC Potential | 0 | 0 | 101.1284 | 100.8746 | 100.6259 | 100.3831 | 100.1466 | 99.917 | 99.6945 | 99.4797 | 99.2729 | 99.0744 | 98.8845 | 98.7034 | 98.5315 | 98.3689 | 98.2158 | 98.0725 | 97.939 | 97.8156 | 97.7023 | 97.5993
F2_Industrial_Paper and Printing_Existing_Space Heating_Natural Gas_Gas Boiler - Maintenance_A_Achievable Economic TRC Potential | F2 | Industrial | Paper and Printing | Existing | Space Heating | Natural Gas | Gas Boiler - Maintenance | A | Original Unit Summer Peak Savings (kW) | Achievable Economic TRC Potential | 0 | 0 | 0 | 0 | 0 | 0 | 0 | 0 | 0 | 0 | 0 | 0 | 0 | 0 | 0 | 0 | 0 | 0 | 0 | 0 | 0 | 0
F3_Industrial_Paper and Printing_Existing_Space Heating_Natural Gas_Gas Boiler - Maintenance_A_Achievable Economic TRC Potential | F3 | Industrial | Paper and Printing | Existing | Space Heating | Natural Gas | Gas Boiler - Maintenance | A | Original Unit Winter Peak Savings (kW) | Achievable Economic TRC Potential | 0 | 0 | 0 | 0 | 0 | 0 | 0 | 0 | 0 | 0 | 0 | 0 | 0 | 0 | 0 | 0 | 0 | 0 | 0 | 0 | 0 | 0
F4_Industrial_Paper and Printing_Existing_Space Heating_Natural Gas_Gas Boiler - Maintenance_A_Achievable Economic TRC Potential | F4 | Industrial | Paper and Printing | Existing | Space Heating | Natural Gas | Gas Boiler - Maintenance | A | Standalone Impact on Baseline Energy (%) | Achievable Economic TRC Potential | 0% | 0% | 0.004189% | 0.007197% | 0.009355% | 0.0111% | 0.01268% | 0.0141% | 0.01538% | 0.01652% | 0.01754% | 0.01847% | 0.01931% | 0.02004% | 0.0207% | 0.02131% | 0.02187% | 0.02242% | 0.02295% | 0.02347% | 0.02398% | 0.02448%
F5_Industrial_Paper and Printing_Existing_Space Heating_Natural Gas_Gas Boiler - Maintenance_A_Achievable Economic TRC Potential | F5 | Industrial | Paper and Printing | Existing | Space Heating | Natural Gas | Gas Boiler - Maintenance | A | Standalone Impact on Baseline Summer Peak (%) | Achievable Economic TRC Potential | bar: 2019 to 2040
F6_Industrial_Paper and Printing_Existing_Space Heating_Natural Gas_Gas Boiler - Maintenance_A_Achievable Economic TRC Potential | F6 | Industrial | Paper and Printing | Existing | Space Heating | Natural Gas | Gas Boiler - Maintenance | A | Standalone Impact on Baseline Winter Peak (%) | Achievable Economic TRC Potential | bar: 2019 to 2040
F7_Industrial_Paper and Printing_Existing_Space Heating_Natural Gas_Gas Boiler - Maintenance_A_Achievable Economic TRC Potential | F7 | Industrial | Paper and Printing | Existing | Space Heating | Natural Gas | Gas Boiler - Maintenance | A | Incremental Energy Savings (MWh or mTherms) | Achievable Economic TRC Potential | 0 | 0 | 0.0028828 | 0.0019808 | 0.0013443 | 0.0010264 | 0.00088169 | 0.00074809 | 0.00062842 | 0.00052357 | 0.00043322 | 0.00035636 | 0.00029167 | 0.00022283 | 0.00017025 | 0.00013009 | 9.9413e-05 | 8.9578e-05 | 6.8802e-05 | 5.8151e-05 | 4.7876e-05 | 3.7962e-05
F8_Industrial_Paper and Printing_Existing_Space Heating_Natural Gas_Gas Boiler - Maintenance_A_Achievable Economic TRC Potential | F8 | Industrial | Paper and Printing | Existing | Space Heating | Natural Gas | Gas Boiler - Maintenance | A | Incremental Summer Peak Savings (MW) | Achievable Economic TRC Potential | 0 | 0 | 0 | 0 | 0 | 0 | 0 | 0 | 0 | 0 | 0 | 0 | 0 | 0 | 0 | 0 | 0 | 0 | 0 | 0 | 0 | 0
F9_Industrial_Paper and Printing_Existing_Space Heating_Natural Gas_Gas Boiler - Maintenance_A_Achievable Economic TRC Potential | F9 | Industrial | Paper and Printing | Existing | Space Heating | Natural Gas | Gas Boiler - Maintenance | A | Incremental Winter Peak Savings (MW) | Achievable Economic TRC Potential | 0 | 0 | 0 | 0 | 0 | 0 | 0 | 0 | 0 | 0 | 0 | 0 | 0 | 0 | 0 | 0 | 0 | 0 | 0 | 0 | 0 | 0
F10_Industrial_Paper and Printing_Existing_Space Heating_Natural Gas_Gas Boiler - Maintenance_A_Achievable Economic TRC Potential | F10 | Industrial | Paper and Printing | Existing | Space Heating | Natural Gas | Gas Boiler - Maintenance | A | Cumulative Energy Savings (MWh or mTherms) | Achievable Economic TRC Potential | 0 | 0 | 0.0028828 | 0.0048564 | 0.0061887 | 0.0072002 | 0.0080649 | 0.0087945 | 0.0094034 | 0.0099067 | 0.010319 | 0.010655 | 0.010926 | 0.011129 | 0.01128 | 0.011391 | 0.011473 | 0.011546 | 0.011599 | 0.011643 | 0.011677 | 0.011703
F11_Industrial_Paper and Printing_Existing_Space Heating_Natural Gas_Gas Boiler - Maintenance_A_Achievable Economic TRC Potential | F11 | Industrial | Paper and Printing | Existing | Space Heating | Natural Gas | Gas Boiler - Maintenance | A | Cumulative Summer Peak Savings (MW) | Achievable Economic TRC Potential | 0 | 0 | 0 | 0 | 0 | 0 | 0 | 0 | 0 | 0 | 0 | 0 | 0 | 0 | 0 | 0 | 0 | 0 | 0 | 0 | 0 | 0
F12_Industrial_Paper and Printing_Existing_Space Heating_Natural Gas_Gas Boiler - Maintenance_A_Achievable Economic TRC Potential | F12 | Industrial | Paper and Printing | Existing | Space Heating | Natural Gas | Gas Boiler - Maintenance | A | Cumulative Winter Peak Savings (MW) | Achievable Economic TRC Potential | 0 | 0 | 0 | 0 | 0 | 0 | 0 | 0 | 0 | 0 | 0 | 0 | 0 | 0 | 0 | 0 | 0 | 0 | 0 | 0 | 0 | 0
F13_Industrial_Paper and Printing_Existing_Space Heating_Natural Gas_Gas Boiler - Maintenance_A_Achievable Economic TRC Potential | F13 | Industrial | Paper and Printing | Existing | Space Heating | Natural Gas | Gas Boiler - Maintenance | A | Purchases (Incremental) | Achievable Economic TRC Potential | 0 | 0 | 0.028507 | 0.019636 | 0.013359 | 0.010225 | 0.008804 | 0.0074871 | 0.0063035 | 0.0052631 | 0.0043639 | 0.0035969 | 0.0029496 | 0.0022576 | 0.0017279 | 0.0013225 | 0.0010122 | 0.00091338 | 0.0007025 | 0.0005945 | 0.00049002 | 0.00038896
F14_Industrial_Paper and Printing_Existing_Space Heating_Natural Gas_Gas Boiler - Maintenance_A_Achievable Economic TRC Potential | F14 | Industrial | Paper and Printing | Existing | Space Heating | Natural Gas | Gas Boiler - Maintenance | A | Purchases (Cumulative) | Achievable Economic TRC Potential | 0 | 0 | 0.028507 | 0.048143 | 0.061502 | 0.071727 | 0.080531 | 0.088018 | 0.094322 | 0.099585 | 0.10395 | 0.10755 | 0.1105 | 0.11275 | 0.11448 | 0.1158 | 0.11682 | 0.11773 | 0.11843 | 0.11903 | 0.11952 | 0.1199
F1_Industrial_Paper and Printing_Existing_Process_Natural Gas_Gas Boiler - Maintenance_A_Achievable Economic TRC Potential | F1 | Industrial | Paper and Printing | Existing | Process | Natural Gas | Gas Boiler - Maintenance | A | Original Unit Energy Savings (kWh or therms) | Achievable Economic TRC Potential | 0 | 0 | 55.8015 | 55.8015 | 55.8015 | 55.8015 | 55.8015 | 55.8015 | 55.8015 | 55.8015 | 55.8015 | 55.8015 | 55.8015 | 55.8015 | 55.8015 | 55.8015 | 55.8015 | 55.8015 | 55.8015 | 55.8015 | 55.8015 | 55.8015
F2_Industrial_Paper and Printing_Existing_Process_Natural Gas_Gas Boiler - Maintenance_A_Achievable Economic TRC Potential | F2 | Industrial | Paper and Printing | Existing | Process | Natural Gas | Gas Boiler - Maintenance | A | Original Unit Summer Peak Savings (kW) | Achievable Economic TRC Potential | 0 | 0 | 0 | 0 | 0 | 0 | 0 | 0 | 0 | 0 | 0 | 0 | 0 | 0 | 0 | 0 | 0 | 0 | 0 | 0 | 0 | 0
F3_Industrial_Paper and Printing_Existing_Process_Natural Gas_Gas Boiler - Maintenance_A_Achievable Economic TRC Potential | F3 | Industrial | Paper and Printing | Existing | Process | Natural Gas | Gas Boiler - Maintenance | A | Original Unit Winter Peak Savings (kW) | Achievable Economic TRC Potential | 0 | 0 | 0 | 0 | 0 | 0 | 0 | 0 | 0 | 0 | 0 | 0 | 0 | 0 | 0 | 0 | 0 | 0 | 0 | 0 | 0 | 0
F4_Industrial_Paper and Printing_Existing_Process_Natural Gas_Gas Boiler - Maintenance_A_Achievable Economic TRC Potential | F4 | Industrial | Paper and Printing | Existing | Process | Natural Gas | Gas Boiler - Maintenance | A | Standalone Impact on Baseline Energy (%) | Achievable Economic TRC Potential | 0% | 0% | 0.01983% | 0.03407% | 0.04429% | 0.05256% | 0.06004% | 0.06678% | 0.07282% | 0.07823% | 0.08309% | 0.08747% | 0.09145% | 0.09495% | 0.0981% | 0.101% | 0.1036% | 0.1063% | 0.1088% | 0.1113% | 0.1137% | 0.116%
F5_Industrial_Paper and Printing_Existing_Process_Natural Gas_Gas Boiler - Maintenance_A_Achievable Economic TRC Potential | F5 | Industrial | Paper and Printing | Existing | Process | Natural Gas | Gas Boiler - Maintenance | A | Standalone Impact on Baseline Summer Peak (%) | Achievable Economic TRC Potential | bar: 2019 to 2040
F6_Industrial_Paper and Printing_Existing_Process_Natural Gas_Gas Boiler - Maintenance_A_Achievable Economic TRC Potential | F6 | Industrial | Paper and Printing | Existing | Process | Natural Gas | Gas Boiler - Maintenance | A | Standalone Impact on Baseline Winter Peak (%) | Achievable Economic TRC Potential | bar: 2019 to 2040
F7_Industrial_Paper and Printing_Existing_Process_Natural Gas_Gas Boiler - Maintenance_A_Achievable Economic TRC Potential | F7 | Industrial | Paper and Printing | Existing | Process | Natural Gas | Gas Boiler - Maintenance | A | Incremental Energy Savings (MWh or mTherms) | Achievable Economic TRC Potential | 0 | 0 | 0.063474 | 0.043723 | 0.029746 | 0.022767 | 0.019603 | 0.016671 | 0.014036 | 0.011719 | 0.0097169 | 0.0080091 | 0.0065678 | 0.0050268 | 0.0038474 | 0.0029447 | 0.0022538 | 0.0020338 | 0.0015642 | 0.0013237 | 0.0010911 | 0.00086607
F8_Industrial_Paper and Printing_Existing_Process_Natural Gas_Gas Boiler - Maintenance_A_Achievable Economic TRC Potential | F8 | Industrial | Paper and Printing | Existing | Process | Natural Gas | Gas Boiler - Maintenance | A | Incremental Summer Peak Savings (MW) | Achievable Economic TRC Potential | 0 | 0 | 0 | 0 | 0 | 0 | 0 | 0 | 0 | 0 | 0 | 0 | 0 | 0 | 0 | 0 | 0 | 0 | 0 | 0 | 0 | 0
F9_Industrial_Paper and Printing_Existing_Process_Natural Gas_Gas Boiler - Maintenance_A_Achievable Economic TRC Potential | F9 | Industrial | Paper and Printing | Existing | Process | Natural Gas | Gas Boiler - Maintenance | A | Incremental Winter Peak Savings (MW) | Achievable Economic TRC Potential | 0 | 0 | 0 | 0 | 0 | 0 | 0 | 0 | 0 | 0 | 0 | 0 | 0 | 0 | 0 | 0 | 0 | 0 | 0 | 0 | 0 | 0
F10_Industrial_Paper and Printing_Existing_Process_Natural Gas_Gas Boiler - Maintenance_A_Achievable Economic TRC Potential | F10 | Industrial | Paper and Printing | Existing | Process | Natural Gas | Gas Boiler - Maintenance | A | Cumulative Energy Savings (MWh or mTherms) | Achievable Economic TRC Potential | 0 | 0 | 0.063474 | 0.1072 | 0.13694 | 0.15971 | 0.17931 | 0.19599 | 0.21002 | 0.22174 | 0.23146 | 0.23947 | 0.24603 | 0.25106 | 0.25491 | 0.25785 | 0.26011 | 0.26214 | 0.2637 | 0.26503 | 0.26612 | 0.26699
F11_Industrial_Paper and Printing_Existing_Process_Natural Gas_Gas Boiler - Maintenance_A_Achievable Economic TRC Potential | F11 | Industrial | Paper and Printing | Existing | Process | Natural Gas | Gas Boiler - Maintenance | A | Cumulative Summer Peak Savings (MW) | Achievable Economic TRC Potential | 0 | 0 | 0 | 0 | 0 | 0 | 0 | 0 | 0 | 0 | 0 | 0 | 0 | 0 | 0 | 0 | 0 | 0 | 0 | 0 | 0 | 0
F12_Industrial_Paper and Printing_Existing_Process_Natural Gas_Gas Boiler - Maintenance_A_Achievable Economic TRC Potential | F12 | Industrial | Paper and Printing | Existing | Process | Natural Gas | Gas Boiler - Maintenance | A | Cumulative Winter Peak Savings (MW) | Achievable Economic TRC Potential | 0 | 0 | 0 | 0 | 0 | 0 | 0 | 0 | 0 | 0 | 0 | 0 | 0 | 0 | 0 | 0 | 0 | 0 | 0 | 0 | 0 | 0
F13_Industrial_Paper and Printing_Existing_Process_Natural Gas_Gas Boiler - Maintenance_A_Achievable Economic TRC Potential | F13 | Industrial | Paper and Printing | Existing | Process | Natural Gas | Gas Boiler - Maintenance | A | Purchases (Incremental) | Achievable Economic TRC Potential | 0 | 0 | 1.1375 | 0.78355 | 0.53307 | 0.408 | 0.35131 | 0.29876 | 0.25153 | 0.21001 | 0.17413 | 0.14353 | 0.1177 | 0.090084 | 0.068948 | 0.052771 | 0.040389 | 0.036447 | 0.028032 | 0.023722 | 0.019553 | 0.015521
F14_Industrial_Paper and Printing_Existing_Process_Natural Gas_Gas Boiler - Maintenance_A_Achievable Economic TRC Potential | F14 | Industrial | Paper and Printing | Existing | Process | Natural Gas | Gas Boiler - Maintenance | A | Purchases (Cumulative) | Achievable Economic TRC Potential | 0 | 0 | 1.1375 | 1.921 | 2.4541 | 2.8621 | 3.2134 | 3.5122 | 3.7637 | 3.9737 | 4.1479 | 4.2914 | 4.4091 | 4.4992 | 4.5681 | 4.6209 | 4.6613 | 4.6977 | 4.7258 | 4.7495 | 4.769 | 4.7846
F1_Industrial_Paper and Printing_Existing_Space Heating_Natural Gas_Gas Furnace - Maintenance_A_Achievable Economic TRC Potential | F1 | Industrial | Paper and Printing | Existing | Space Heating | Natural Gas | Gas Furnace - Maintenance | A | Original Unit Energy Savings (kWh or therms) | Achievable Economic TRC Potential | 0 | 0 | 0.0093975 | 0.0093456 | 0.0092937 | 0.0092423 | 0.0091918 | 0.0091426 | 0.0090951 | 0.0090495 | 0.0090061 | 0.0089653 | 0.0089269 | 0.0088907 | 0.0088567 | 0.0088247 | 0.0087946 | 0.0087662 | 0.0087395 | 0.0087144 | 0.0086907 | 0.0086685
F2_Industrial_Paper and Printing_Existing_Space Heating_Natural Gas_Gas Furnace - Maintenance_A_Achievable Economic TRC Potential | F2 | Industrial | Paper and Printing | Existing | Space Heating | Natural Gas | Gas Furnace - Maintenance | A | Original Unit Summer Peak Savings (kW) | Achievable Economic TRC Potential | 0 | 0 | 0 | 0 | 0 | 0 | 0 | 0 | 0 | 0 | 0 | 0 | 0 | 0 | 0 | 0 | 0 | 0 | 0 | 0 | 0 | 0
F3_Industrial_Paper and Printing_Existing_Space Heating_Natural Gas_Gas Furnace - Maintenance_A_Achievable Economic TRC Potential | F3 | Industrial | Paper and Printing | Existing | Space Heating | Natural Gas | Gas Furnace - Maintenance | A | Original Unit Winter Peak Savings (kW) | Achievable Economic TRC Potential | 0 | 0 | 0 | 0 | 0 | 0 | 0 | 0 | 0 | 0 | 0 | 0 | 0 | 0 | 0 | 0 | 0 | 0 | 0 | 0 | 0 | 0
F4_Industrial_Paper and Printing_Existing_Space Heating_Natural Gas_Gas Furnace - Maintenance_A_Achievable Economic TRC Potential | F4 | Industrial | Paper and Printing | Existing | Space Heating | Natural Gas | Gas Furnace - Maintenance | A | Standalone Impact on Baseline Energy (%) | Achievable Economic TRC Potential | bar: 2019 to 2040
F5_Industrial_Paper and Printing_Existing_Space Heating_Natural Gas_Gas Furnace - Maintenance_A_Achievable Economic TRC Potential | F5 | Industrial | Paper and Printing | Existing | Space Heating | Natural Gas | Gas Furnace - Maintenance | A | Standalone Impact on Baseline Summer Peak (%) | Achievable Economic TRC Potential | bar: 2019 to 2040
F6_Industrial_Paper and Printing_Existing_Space Heating_Natural Gas_Gas Furnace - Maintenance_A_Achievable Economic TRC Potential | F6 | Industrial | Paper and Printing | Existing | Space Heating | Natural Gas | Gas Furnace - Maintenance | A | Standalone Impact on Baseline Winter Peak (%) | Achievable Economic TRC Potential | bar: 2019 to 2040
F7_Industrial_Paper and Printing_Existing_Space Heating_Natural Gas_Gas Furnace - Maintenance_A_Achievable Economic TRC Potential | F7 | Industrial | Paper and Printing | Existing | Space Heating | Natural Gas | Gas Furnace - Maintenance | A | Incremental Energy Savings (MWh or mTherms) | Achievable Economic TRC Potential | 0 | 0 | 0 | 0 | 0 | 0 | 0 | 0 | 0 | 0 | 0 | 0 | 0 | 0 | 0 | 0 | 0 | 0 | 0 | 0 | 0 | 0
F8_Industrial_Paper and Printing_Existing_Space Heating_Natural Gas_Gas Furnace - Maintenance_A_Achievable Economic TRC Potential | F8 | Industrial | Paper and Printing | Existing | Space Heating | Natural Gas | Gas Furnace - Maintenance | A | Incremental Summer Peak Savings (MW) | Achievable Economic TRC Potential | 0 | 0 | 0 | 0 | 0 | 0 | 0 | 0 | 0 | 0 | 0 | 0 | 0 | 0 | 0 | 0 | 0 | 0 | 0 | 0 | 0 | 0
F9_Industrial_Paper and Printing_Existing_Space Heating_Natural Gas_Gas Furnace - Maintenance_A_Achievable Economic TRC Potential | F9 | Industrial | Paper and Printing | Existing | Space Heating | Natural Gas | Gas Furnace - Maintenance | A | Incremental Winter Peak Savings (MW) | Achievable Economic TRC Potential | 0 | 0 | 0 | 0 | 0 | 0 | 0 | 0 | 0 | 0 | 0 | 0 | 0 | 0 | 0 | 0 | 0 | 0 | 0 | 0 | 0 | 0
F10_Industrial_Paper and Printing_Existing_Space Heating_Natural Gas_Gas Furnace - Maintenance_A_Achievable Economic TRC Potential | F10 | Industrial | Paper and Printing | Existing | Space Heating | Natural Gas | Gas Furnace - Maintenance | A | Cumulative Energy Savings (MWh or mTherms) | Achievable Economic TRC Potential | 0 | 0 | 0 | 0 | 0 | 0 | 0 | 0 | 0 | 0 | 0 | 0 | 0 | 0 | 0 | 0 | 0 | 0 | 0 | 0 | 0 | 0
F11_Industrial_Paper and Printing_Existing_Space Heating_Natural Gas_Gas Furnace - Maintenance_A_Achievable Economic TRC Potential | F11 | Industrial | Paper and Printing | Existing | Space Heating | Natural Gas | Gas Furnace - Maintenance | A | Cumulative Summer Peak Savings (MW) | Achievable Economic TRC Potential | 0 | 0 | 0 | 0 | 0 | 0 | 0 | 0 | 0 | 0 | 0 | 0 | 0 | 0 | 0 | 0 | 0 | 0 | 0 | 0 | 0 | 0
F12_Industrial_Paper and Printing_Existing_Space Heating_Natural Gas_Gas Furnace - Maintenance_A_Achievable Economic TRC Potential | F12 | Industrial | Paper and Printing | Existing | Space Heating | Natural Gas | Gas Furnace - Maintenance | A | Cumulative Winter Peak Savings (MW) | Achievable Economic TRC Potential | 0 | 0 | 0 | 0 | 0 | 0 | 0 | 0 | 0 | 0 | 0 | 0 | 0 | 0 | 0 | 0 | 0 | 0 | 0 | 0 | 0 | 0
F13_Industrial_Paper and Printing_Existing_Space Heating_Natural Gas_Gas Furnace - Maintenance_A_Achievable Economic TRC Potential | F13 | Industrial | Paper and Printing | Existing | Space Heating | Natural Gas | Gas Furnace - Maintenance | A | Purchases (Incremental) | Achievable Economic TRC Potential | 0 | 0 | 0 | 0 | 0 | 0 | 0 | 0 | 0 | 0 | 0 | 0 | 0 | 0 | 0 | 0 | 0 | 0 | 0 | 0 | 0 | 0
F14_Industrial_Paper and Printing_Existing_Space Heating_Natural Gas_Gas Furnace - Maintenance_A_Achievable Economic TRC Potential | F14 | Industrial | Paper and Printing | Existing | Space Heating | Natural Gas | Gas Furnace - Maintenance | A | Purchases (Cumulative) | Achievable Economic TRC Potential | 0 | 0 | 0 | 0 | 0 | 0 | 0 | 0 | 0 | 0 | 0 | 0 | 0 | 0 | 0 | 0 | 0 | 0 | 0 | 0 | 0 | 0
F1_Industrial_Paper and Printing_Existing_Space Heating_Natural Gas_Gas Boiler - Hot Water Reset_A_Achievable Economic TRC Potential | F1 | Industrial | Paper and Printing | Existing | Space Heating | Natural Gas | Gas Boiler - Hot Water Reset | A | Original Unit Energy Savings (kWh or therms) | Achievable Economic TRC Potential | 0 | 0 | 367.7397 | 366.8166 | 365.9125 | 365.0296 | 364.1696 | 363.3345 | 362.5256 | 361.7445 | 360.9924 | 360.2705 | 359.5799 | 358.9215 | 358.2963 | 357.705 | 357.1484 | 356.6271 | 356.1418 | 355.693 | 355.2811 | 354.9067
F2_Industrial_Paper and Printing_Existing_Space Heating_Natural Gas_Gas Boiler - Hot Water Reset_A_Achievable Economic TRC Potential | F2 | Industrial | Paper and Printing | Existing | Space Heating | Natural Gas | Gas Boiler - Hot Water Reset | A | Original Unit Summer Peak Savings (kW) | Achievable Economic TRC Potential | 0 | 0 | 0 | 0 | 0 | 0 | 0 | 0 | 0 | 0 | 0 | 0 | 0 | 0 | 0 | 0 | 0 | 0 | 0 | 0 | 0 | 0
F3_Industrial_Paper and Printing_Existing_Space Heating_Natural Gas_Gas Boiler - Hot Water Reset_A_Achievable Economic TRC Potential | F3 | Industrial | Paper and Printing | Existing | Space Heating | Natural Gas | Gas Boiler - Hot Water Reset | A | Original Unit Winter Peak Savings (kW) | Achievable Economic TRC Potential | 0 | 0 | 0 | 0 | 0 | 0 | 0 | 0 | 0 | 0 | 0 | 0 | 0 | 0 | 0 | 0 | 0 | 0 | 0 | 0 | 0 | 0
F4_Industrial_Paper and Printing_Existing_Space Heating_Natural Gas_Gas Boiler - Hot Water Reset_A_Achievable Economic TRC Potential | F4 | Industrial | Paper and Printing | Existing | Space Heating | Natural Gas | Gas Boiler - Hot Water Reset | A | Standalone Impact on Baseline Energy (%) | Achievable Economic TRC Potential | 0% | 0% | 0.007402% | 0.01662% | 0.02803% | 0.04143% | 0.05687% | 0.07508% | 0.09527% | 0.1162% | 0.1364% | 0.1544% | 0.1692% | 0.1801% | 0.1879% | 0.1934% | 0.1977% | 0.2015% | 0.2052% | 0.2088% | 0.2124% | 0.2161%
F5_Industrial_Paper and Printing_Existing_Space Heating_Natural Gas_Gas Boiler - Hot Water Reset_A_Achievable Economic TRC Potential | F5 | Industrial | Paper and Printing | Existing | Space Heating | Natural Gas | Gas Boiler - Hot Water Reset | A | Standalone Impact on Baseline Summer Peak (%) | Achievable Economic TRC Potential | bar: 2019 to 2040
F6_Industrial_Paper and Printing_Existing_Space Heating_Natural Gas_Gas Boiler - Hot Water Reset_A_Achievable Economic TRC Potential | F6 | Industrial | Paper and Printing | Existing | Space Heating | Natural Gas | Gas Boiler - Hot Water Reset | A | Standalone Impact on Baseline Winter Peak (%) | Achievable Economic TRC Potential | bar: 2019 to 2040
F7_Industrial_Paper and Printing_Existing_Space Heating_Natural Gas_Gas Boiler - Hot Water Reset_A_Achievable Economic TRC Potential | F7 | Industrial | Paper and Printing | Existing | Space Heating | Natural Gas | Gas Boiler - Hot Water Reset | A | Incremental Energy Savings (MWh or mTherms) | Achievable Economic TRC Potential | 0 | 0 | 0.0050946 | 0.0061321 | 0.0073563 | 0.0083721 | 0.0093627 | 0.010733 | 0.011545 | 0.011566 | 0.010689 | 0.0090118 | 0.0068404 | 0.0044409 | 0.0025297 | 0.001195 | 0.0004961 | 0.00017703 | 5.4269e-05 | 1.161e-05 | 1.8732e-06 | 2.2074e-07
F8_Industrial_Paper and Printing_Existing_Space Heating_Natural Gas_Gas Boiler - Hot Water Reset_A_Achievable Economic TRC Potential | F8 | Industrial | Paper and Printing | Existing | Space Heating | Natural Gas | Gas Boiler - Hot Water Reset | A | Incremental Summer Peak Savings (MW) | Achievable Economic TRC Potential | 0 | 0 | 0 | 0 | 0 | 0 | 0 | 0 | 0 | 0 | 0 | 0 | 0 | 0 | 0 | 0 | 0 | 0 | 0 | 0 | 0 | 0
F9_Industrial_Paper and Printing_Existing_Space Heating_Natural Gas_Gas Boiler - Hot Water Reset_A_Achievable Economic TRC Potential | F9 | Industrial | Paper and Printing | Existing | Space Heating | Natural Gas | Gas Boiler - Hot Water Reset | A | Incremental Winter Peak Savings (MW) | Achievable Economic TRC Potential | 0 | 0 | 0 | 0 | 0 | 0 | 0 | 0 | 0 | 0 | 0 | 0 | 0 | 0 | 0 | 0 | 0 | 0 | 0 | 0 | 0 | 0
F10_Industrial_Paper and Printing_Existing_Space Heating_Natural Gas_Gas Boiler - Hot Water Reset_A_Achievable Economic TRC Potential | F10 | Industrial | Paper and Printing | Existing | Space Heating | Natural Gas | Gas Boiler - Hot Water Reset | A | Cumulative Energy Savings (MWh or mTherms) | Achievable Economic TRC Potential | 0 | 0 | 0.0050946 | 0.011214 | 0.018543 | 0.02687 | 0.036169 | 0.046819 | 0.05826 | 0.0697 | 0.080245 | 0.089096 | 0.095766 | 0.10003 | 0.10239 | 0.10341 | 0.10375 | 0.10377 | 0.10369 | 0.10357 | 0.10345 | 0.10334
F11_Industrial_Paper and Printing_Existing_Space Heating_Natural Gas_Gas Boiler - Hot Water Reset_A_Achievable Economic TRC Potential | F11 | Industrial | Paper and Printing | Existing | Space Heating | Natural Gas | Gas Boiler - Hot Water Reset | A | Cumulative Summer Peak Savings (MW) | Achievable Economic TRC Potential | 0 | 0 | 0 | 0 | 0 | 0 | 0 | 0 | 0 | 0 | 0 | 0 | 0 | 0 | 0 | 0 | 0 | 0 | 0 | 0 | 0 | 0
F12_Industrial_Paper and Printing_Existing_Space Heating_Natural Gas_Gas Boiler - Hot Water Reset_A_Achievable Economic TRC Potential | F12 | Industrial | Paper and Printing | Existing | Space Heating | Natural Gas | Gas Boiler - Hot Water Reset | A | Cumulative Winter Peak Savings (MW) | Achievable Economic TRC Potential | 0 | 0 | 0 | 0 | 0 | 0 | 0 | 0 | 0 | 0 | 0 | 0 | 0 | 0 | 0 | 0 | 0 | 0 | 0 | 0 | 0 | 0
F13_Industrial_Paper and Printing_Existing_Space Heating_Natural Gas_Gas Boiler - Hot Water Reset_A_Achievable Economic TRC Potential | F13 | Industrial | Paper and Printing | Existing | Space Heating | Natural Gas | Gas Boiler - Hot Water Reset | A | Purchases (Incremental) | Achievable Economic TRC Potential | 0 | 0 | 0.013854 | 0.016717 | 0.020104 | 0.022935 | 0.02571 | 0.029539 | 0.031846 | 0.031972 | 0.029611 | 0.025014 | 0.019023 | 0.012373 | 0.0070604 | 0.0033408 | 0.0013891 | 0.0004964 | 0.00015238 | 3.264e-05 | 5.2725e-06 | 6.2197e-07
F14_Industrial_Paper and Printing_Existing_Space Heating_Natural Gas_Gas Boiler - Hot Water Reset_A_Achievable Economic TRC Potential | F14 | Industrial | Paper and Printing | Existing | Space Heating | Natural Gas | Gas Boiler - Hot Water Reset | A | Purchases (Cumulative) | Achievable Economic TRC Potential | 0 | 0 | 0.013854 | 0.030571 | 0.050675 | 0.07361 | 0.09932 | 0.12886 | 0.16071 | 0.19268 | 0.22229 | 0.2473 | 0.26633 | 0.2787 | 0.28576 | 0.2891 | 0.29049 | 0.29099 | 0.29114 | 0.29117 | 0.29118 | 0.29118
F1_Industrial_Paper and Printing_Existing_Process_Natural Gas_Gas Boiler - Hot Water Reset_A_Achievable Economic TRC Potential | F1 | Industrial | Paper and Printing | Existing | Process | Natural Gas | Gas Boiler - Hot Water Reset | A | Original Unit Energy Savings (kWh or therms) | Achievable Economic TRC Potential | 0 | 0 | 101.4573 | 101.4573 | 101.4573 | 101.4573 | 101.4573 | 101.4573 | 101.4573 | 101.4573 | 101.4573 | 101.4573 | 101.4573 | 101.4573 | 101.4573 | 101.4573 | 101.4573 | 101.4573 | 101.4573 | 101.4573 | 101.4573 | 101.4573
F2_Industrial_Paper and Printing_Existing_Process_Natural Gas_Gas Boiler - Hot Water Reset_A_Achievable Economic TRC Potential | F2 | Industrial | Paper and Printing | Existing | Process | Natural Gas | Gas Boiler - Hot Water Reset | A | Original Unit Summer Peak Savings (kW) | Achievable Economic TRC Potential | 0 | 0 | 0 | 0 | 0 | 0 | 0 | 0 | 0 | 0 | 0 | 0 | 0 | 0 | 0 | 0 | 0 | 0 | 0 | 0 | 0 | 0
F3_Industrial_Paper and Printing_Existing_Process_Natural Gas_Gas Boiler - Hot Water Reset_A_Achievable Economic TRC Potential | F3 | Industrial | Paper and Printing | Existing | Process | Natural Gas | Gas Boiler - Hot Water Reset | A | Original Unit Winter Peak Savings (kW) | Achievable Economic TRC Potential | 0 | 0 | 0 | 0 | 0 | 0 | 0 | 0 | 0 | 0 | 0 | 0 | 0 | 0 | 0 | 0 | 0 | 0 | 0 | 0 | 0 | 0
F4_Industrial_Paper and Printing_Existing_Process_Natural Gas_Gas Boiler - Hot Water Reset_A_Achievable Economic TRC Potential | F4 | Industrial | Paper and Printing | Existing | Process | Natural Gas | Gas Boiler - Hot Water Reset | A | Standalone Impact on Baseline Energy (%) | Achievable Economic TRC Potential | 0% | 0% | 0.01752% | 0.03934% | 0.06635% | 0.09807% | 0.1346% | 0.1778% | 0.2256% | 0.2752% | 0.3231% | 0.3657% | 0.4008% | 0.4267% | 0.4452% | 0.4583% | 0.4686% | 0.4776% | 0.4863% | 0.4949% | 0.5035% | 0.5124%
F5_Industrial_Paper and Printing_Existing_Process_Natural Gas_Gas Boiler - Hot Water Reset_A_Achievable Economic TRC Potential | F5 | Industrial | Paper and Printing | Existing | Process | Natural Gas | Gas Boiler - Hot Water Reset | A | Standalone Impact on Baseline Summer Peak (%) | Achievable Economic TRC Potential | bar: 2019 to 2040
F6_Industrial_Paper and Printing_Existing_Process_Natural Gas_Gas Boiler - Hot Water Reset_A_Achievable Economic TRC Potential | F6 | Industrial | Paper and Printing | Existing | Process | Natural Gas | Gas Boiler - Hot Water Reset | A | Standalone Impact on Baseline Winter Peak (%) | Achievable Economic TRC Potential | bar: 2019 to 2040
F7_Industrial_Paper and Printing_Existing_Process_Natural Gas_Gas Boiler - Hot Water Reset_A_Achievable Economic TRC Potential | F7 | Industrial | Paper and Printing | Existing | Process | Natural Gas | Gas Boiler - Hot Water Reset | A | Incremental Energy Savings (MWh or mTherms) | Achievable Economic TRC Potential | 0 | 0 | 0.056087 | 0.067678 | 0.08139 | 0.092852 | 0.10408 | 0.11959 | 0.12893 | 0.12944 | 0.11988 | 0.10127 | 0.077014 | 0.050091 | 0.028584 | 0.013525 | 0.0056235 | 0.0020097 | 0.00061691 | 0.00013214 | 2.1346e-05 | 2.518e-06
F8_Industrial_Paper and Printing_Existing_Process_Natural Gas_Gas Boiler - Hot Water Reset_A_Achievable Economic TRC Potential | F8 | Industrial | Paper and Printing | Existing | Process | Natural Gas | Gas Boiler - Hot Water Reset | A | Incremental Summer Peak Savings (MW) | Achievable Economic TRC Potential | 0 | 0 | 0 | 0 | 0 | 0 | 0 | 0 | 0 | 0 | 0 | 0 | 0 | 0 | 0 | 0 | 0 | 0 | 0 | 0 | 0 | 0
F9_Industrial_Paper and Printing_Existing_Process_Natural Gas_Gas Boiler - Hot Water Reset_A_Achievable Economic TRC Potential | F9 | Industrial | Paper and Printing | Existing | Process | Natural Gas | Gas Boiler - Hot Water Reset | A | Incremental Winter Peak Savings (MW) | Achievable Economic TRC Potential | 0 | 0 | 0 | 0 | 0 | 0 | 0 | 0 | 0 | 0 | 0 | 0 | 0 | 0 | 0 | 0 | 0 | 0 | 0 | 0 | 0 | 0
F10_Industrial_Paper and Printing_Existing_Process_Natural Gas_Gas Boiler - Hot Water Reset_A_Achievable Economic TRC Potential | F10 | Industrial | Paper and Printing | Existing | Process | Natural Gas | Gas Boiler - Hot Water Reset | A | Cumulative Energy Savings (MWh or mTherms) | Achievable Economic TRC Potential | 0 | 0 | 0.056087 | 0.12376 | 0.20515 | 0.29801 | 0.40209 | 0.52168 | 0.65061 | 0.78005 | 0.89992 | 1.0012 | 1.0782 | 1.1283 | 1.1569 | 1.1704 | 1.176 | 1.178 | 1.1787 | 1.1788 | 1.1788 | 1.1788
F11_Industrial_Paper and Printing_Existing_Process_Natural Gas_Gas Boiler - Hot Water Reset_A_Achievable Economic TRC Potential | F11 | Industrial | Paper and Printing | Existing | Process | Natural Gas | Gas Boiler - Hot Water Reset | A | Cumulative Summer Peak Savings (MW) | Achievable Economic TRC Potential | 0 | 0 | 0 | 0 | 0 | 0 | 0 | 0 | 0 | 0 | 0 | 0 | 0 | 0 | 0 | 0 | 0 | 0 | 0 | 0 | 0 | 0
F12_Industrial_Paper and Printing_Existing_Process_Natural Gas_Gas Boiler - Hot Water Reset_A_Achievable Economic TRC Potential | F12 | Industrial | Paper and Printing | Existing | Process | Natural Gas | Gas Boiler - Hot Water Reset | A | Cumulative Winter Peak Savings (MW) | Achievable Economic TRC Potential | 0 | 0 | 0 | 0 | 0 | 0 | 0 | 0 | 0 | 0 | 0 | 0 | 0 | 0 | 0 | 0 | 0 | 0 | 0 | 0 | 0 | 0
F13_Industrial_Paper and Printing_Existing_Process_Natural Gas_Gas Boiler - Hot Water Reset_A_Achievable Economic TRC Potential | F13 | Industrial | Paper and Printing | Existing | Process | Natural Gas | Gas Boiler - Hot Water Reset | A | Purchases (Incremental) | Achievable Economic TRC Potential | 0 | 0 | 0.55281 | 0.66706 | 0.80221 | 0.91519 | 1.0259 | 1.1787 | 1.2708 | 1.2758 | 1.1816 | 0.99813 | 0.75908 | 0.49371 | 0.28173 | 0.13331 | 0.055428 | 0.019808 | 0.0060804 | 0.0013024 | 0.00021039 | 2.4818e-05
F14_Industrial_Paper and Printing_Existing_Process_Natural Gas_Gas Boiler - Hot Water Reset_A_Achievable Economic TRC Potential | F14 | Industrial | Paper and Printing | Existing | Process | Natural Gas | Gas Boiler - Hot Water Reset | A | Purchases (Cumulative) | Achievable Economic TRC Potential | 0 | 0 | 0.55281 | 1.2199 | 2.0221 | 2.9373 | 3.9632 | 5.1419 | 6.4126 | 7.6884 | 8.87 | 9.8681 | 10.6272 | 11.1209 | 11.4026 | 11.5359 | 11.5914 | 11.6112 | 11.6173 | 11.6186 | 11.6188 | 11.6188
F1_Industrial_Paper and Printing_Existing_Space Heating_Natural Gas_Steam Trap Maintenance_A_Achievable Economic TRC Potential | F1 | Industrial | Paper and Printing | Existing | Space Heating | Natural Gas | Steam Trap Maintenance | A | Original Unit Energy Savings (kWh or therms) | Achievable Economic TRC Potential | 0 | 0 | 129.9147 | 129.5886 | 129.2692 | 128.9573 | 128.6535 | 128.3584 | 128.0727 | 127.7967 | 127.531 | 127.276 | 127.032 | 126.7994 | 126.5786 | 126.3697 | 126.173 | 125.9889 | 125.8174 | 125.6589 | 125.5134 | 125.3811
F2_Industrial_Paper and Printing_Existing_Space Heating_Natural Gas_Steam Trap Maintenance_A_Achievable Economic TRC Potential | F2 | Industrial | Paper and Printing | Existing | Space Heating | Natural Gas | Steam Trap Maintenance | A | Original Unit Summer Peak Savings (kW) | Achievable Economic TRC Potential | 0 | 0 | 0 | 0 | 0 | 0 | 0 | 0 | 0 | 0 | 0 | 0 | 0 | 0 | 0 | 0 | 0 | 0 | 0 | 0 | 0 | 0
F3_Industrial_Paper and Printing_Existing_Space Heating_Natural Gas_Steam Trap Maintenance_A_Achievable Economic TRC Potential | F3 | Industrial | Paper and Printing | Existing | Space Heating | Natural Gas | Steam Trap Maintenance | A | Original Unit Winter Peak Savings (kW) | Achievable Economic TRC Potential | 0 | 0 | 0 | 0 | 0 | 0 | 0 | 0 | 0 | 0 | 0 | 0 | 0 | 0 | 0 | 0 | 0 | 0 | 0 | 0 | 0 | 0
F4_Industrial_Paper and Printing_Existing_Space Heating_Natural Gas_Steam Trap Maintenance_A_Achievable Economic TRC Potential | F4 | Industrial | Paper and Printing | Existing | Space Heating | Natural Gas | Steam Trap Maintenance | A | Standalone Impact on Baseline Energy (%) | Achievable Economic TRC Potential | 0% | 0% | 0.00146% | 0.002944% | 0.004455% | 0.005992% | 0.007556% | 0.009147% | 0.01077% | 0.01241% | 0.01409% | 0.01579% | 0.01753% | 0.01929% | 0.02108% | 0.02291% | 0.02477% | 0.02665% | 0.02858% | 0.03053% | 0.03252% | 0.03455%
F5_Industrial_Paper and Printing_Existing_Space Heating_Natural Gas_Steam Trap Maintenance_A_Achievable Economic TRC Potential | F5 | Industrial | Paper and Printing | Existing | Space Heating | Natural Gas | Steam Trap Maintenance | A | Standalone Impact on Baseline Summer Peak (%) | Achievable Economic TRC Potential | bar: 2019 to 2040
F6_Industrial_Paper and Printing_Existing_Space Heating_Natural Gas_Steam Trap Maintenance_A_Achievable Economic TRC Potential | F6 | Industrial | Paper and Printing | Existing | Space Heating | Natural Gas | Steam Trap Maintenance | A | Standalone Impact on Baseline Winter Peak (%) | Achievable Economic TRC Potential | bar: 2019 to 2040
F7_Industrial_Paper and Printing_Existing_Space Heating_Natural Gas_Steam Trap Maintenance_A_Achievable Economic TRC Potential | F7 | Industrial | Paper and Printing | Existing | Space Heating | Natural Gas | Steam Trap Maintenance | A | Incremental Energy Savings (MWh or mTherms) | Achievable Economic TRC Potential | 0 | 0 | 0.0010046 | 0.00098475 | 0.00096539 | 0.00094646 | 0.00092795 | 0.00090986 | 0.00089218 | 0.00087491 | 0.00085803 | 0.00084155 | 0.00082546 | 0.00080974 | 0.0007944 | 0.00077941 | 0.00076478 | 0.0007505 | 0.00073655 | 0.00072294 | 0.00070966 | 0.00069669
F8_Industrial_Paper and Printing_Existing_Space Heating_Natural Gas_Steam Trap Maintenance_A_Achievable Economic TRC Potential | F8 | Industrial | Paper and Printing | Existing | Space Heating | Natural Gas | Steam Trap Maintenance | A | Incremental Summer Peak Savings (MW) | Achievable Economic TRC Potential | 0 | 0 | 0 | 0 | 0 | 0 | 0 | 0 | 0 | 0 | 0 | 0 | 0 | 0 | 0 | 0 | 0 | 0 | 0 | 0 | 0 | 0
F9_Industrial_Paper and Printing_Existing_Space Heating_Natural Gas_Steam Trap Maintenance_A_Achievable Economic TRC Potential | F9 | Industrial | Paper and Printing | Existing | Space Heating | Natural Gas | Steam Trap Maintenance | A | Incremental Winter Peak Savings (MW) | Achievable Economic TRC Potential | 0 | 0 | 0 | 0 | 0 | 0 | 0 | 0 | 0 | 0 | 0 | 0 | 0 | 0 | 0 | 0 | 0 | 0 | 0 | 0 | 0 | 0
F10_Industrial_Paper and Printing_Existing_Space Heating_Natural Gas_Steam Trap Maintenance_A_Achievable Economic TRC Potential | F10 | Industrial | Paper and Printing | Existing | Space Heating | Natural Gas | Steam Trap Maintenance | A | Cumulative Energy Savings (MWh or mTherms) | Achievable Economic TRC Potential | 0 | 0 | 0.0010046 | 0.0019868 | 0.0029473 | 0.0038866 | 0.0048054 | 0.0057042 | 0.0065837 | 0.0074445 | 0.008287 | 0.009112 | 0.00992 | 0.010712 | 0.011487 | 0.012248 | 0.012993 | 0.013725 | 0.014443 | 0.015148 | 0.01584 | 0.01652
F11_Industrial_Paper and Printing_Existing_Space Heating_Natural Gas_Steam Trap Maintenance_A_Achievable Economic TRC Potential | F11 | Industrial | Paper and Printing | Existing | Space Heating | Natural Gas | Steam Trap Maintenance | A | Cumulative Summer Peak Savings (MW) | Achievable Economic TRC Potential | 0 | 0 | 0 | 0 | 0 | 0 | 0 | 0 | 0 | 0 | 0 | 0 | 0 | 0 | 0 | 0 | 0 | 0 | 0 | 0 | 0 | 0
F12_Industrial_Paper and Printing_Existing_Space Heating_Natural Gas_Steam Trap Maintenance_A_Achievable Economic TRC Potential | F12 | Industrial | Paper and Printing | Existing | Space Heating | Natural Gas | Steam Trap Maintenance | A | Cumulative Winter Peak Savings (MW) | Achievable Economic TRC Potential | 0 | 0 | 0 | 0 | 0 | 0 | 0 | 0 | 0 | 0 | 0 | 0 | 0 | 0 | 0 | 0 | 0 | 0 | 0 | 0 | 0 | 0
F13_Industrial_Paper and Printing_Existing_Space Heating_Natural Gas_Steam Trap Maintenance_A_Achievable Economic TRC Potential | F13 | Industrial | Paper and Printing | Existing | Space Heating | Natural Gas | Steam Trap Maintenance | A | Purchases (Incremental) | Achievable Economic TRC Potential | 0 | 0 | 0.0077324 | 0.0075991 | 0.0074681 | 0.0073393 | 0.0072128 | 0.0070884 | 0.0069662 | 0.0068461 | 0.006728 | 0.006612 | 0.006498 | 0.006386 | 0.0062759 | 0.0061677 | 0.0060614 | 0.0059569 | 0.0058542 | 0.0057532 | 0.005654 | 0.0055565
F14_Industrial_Paper and Printing_Existing_Space Heating_Natural Gas_Steam Trap Maintenance_A_Achievable Economic TRC Potential | F14 | Industrial | Paper and Printing | Existing | Space Heating | Natural Gas | Steam Trap Maintenance | A | Purchases (Cumulative) | Achievable Economic TRC Potential | 0 | 0 | 0.0077324 | 0.015331 | 0.0228 | 0.030139 | 0.037352 | 0.04444 | 0.051406 | 0.058252 | 0.06498 | 0.071592 | 0.07809 | 0.084476 | 0.090752 | 0.09692 | 0.10298 | 0.10894 | 0.11479 | 0.12055 | 0.1262 | 0.13176
F1_Industrial_Paper and Printing_Existing_Process_Natural Gas_Steam Trap Maintenance_A_Achievable Economic TRC Potential | F1 | Industrial | Paper and Printing | Existing | Process | Natural Gas | Steam Trap Maintenance | A | Original Unit Energy Savings (kWh or therms) | Achievable Economic TRC Potential | 0 | 0 | 71.6855 | 71.6855 | 71.6855 | 71.6855 | 71.6855 | 71.6855 | 71.6855 | 71.6855 | 71.6855 | 71.6855 | 71.6855 | 71.6855 | 71.6855 | 71.6855 | 71.6855 | 71.6855 | 71.6855 | 71.6855 | 71.6855 | 71.6855
F2_Industrial_Paper and Printing_Existing_Process_Natural Gas_Steam Trap Maintenance_A_Achievable Economic TRC Potential | F2 | Industrial | Paper and Printing | Existing | Process | Natural Gas | Steam Trap Maintenance | A | Original Unit Summer Peak Savings (kW) | Achievable Economic TRC Potential | 0 | 0 | 0 | 0 | 0 | 0 | 0 | 0 | 0 | 0 | 0 | 0 | 0 | 0 | 0 | 0 | 0 | 0 | 0 | 0 | 0 | 0
F3_Industrial_Paper and Printing_Existing_Process_Natural Gas_Steam Trap Maintenance_A_Achievable Economic TRC Potential | F3 | Industrial | Paper and Printing | Existing | Process | Natural Gas | Steam Trap Maintenance | A | Original Unit Winter Peak Savings (kW) | Achievable Economic TRC Potential | 0 | 0 | 0 | 0 | 0 | 0 | 0 | 0 | 0 | 0 | 0 | 0 | 0 | 0 | 0 | 0 | 0 | 0 | 0 | 0 | 0 | 0
F4_Industrial_Paper and Printing_Existing_Process_Natural Gas_Steam Trap Maintenance_A_Achievable Economic TRC Potential | F4 | Industrial | Paper and Printing | Existing | Process | Natural Gas | Steam Trap Maintenance | A | Standalone Impact on Baseline Energy (%) | Achievable Economic TRC Potential | 0% | 0% | 0.006909% | 0.01394% | 0.02109% | 0.02837% | 0.03578% | 0.04331% | 0.05098% | 0.05878% | 0.06672% | 0.0748% | 0.08302% | 0.09139% | 0.0999% | 0.1086% | 0.1174% | 0.1263% | 0.1355% | 0.1448% | 0.1542% | 0.1638%
F5_Industrial_Paper and Printing_Existing_Process_Natural Gas_Steam Trap Maintenance_A_Achievable Economic TRC Potential | F5 | Industrial | Paper and Printing | Existing | Process | Natural Gas | Steam Trap Maintenance | A | Standalone Impact on Baseline Summer Peak (%) | Achievable Economic TRC Potential | bar: 2019 to 2040
F6_Industrial_Paper and Printing_Existing_Process_Natural Gas_Steam Trap Maintenance_A_Achievable Economic TRC Potential | F6 | Industrial | Paper and Printing | Existing | Process | Natural Gas | Steam Trap Maintenance | A | Standalone Impact on Baseline Winter Peak (%) | Achievable Economic TRC Potential | bar: 2019 to 2040
F7_Industrial_Paper and Printing_Existing_Process_Natural Gas_Steam Trap Maintenance_A_Achievable Economic TRC Potential | F7 | Industrial | Paper and Printing | Existing | Process | Natural Gas | Steam Trap Maintenance | A | Incremental Energy Savings (MWh or mTherms) | Achievable Economic TRC Potential | 0 | 0 | 0.022118 | 0.021737 | 0.021362 | 0.020994 | 0.020632 | 0.020276 | 0.019926 | 0.019583 | 0.019245 | 0.018913 | 0.018587 | 0.018267 | 0.017952 | 0.017642 | 0.017338 | 0.017039 | 0.016746 | 0.016457 | 0.016173 | 0.015894
F8_Industrial_Paper and Printing_Existing_Process_Natural Gas_Steam Trap Maintenance_A_Achievable Economic TRC Potential | F8 | Industrial | Paper and Printing | Existing | Process | Natural Gas | Steam Trap Maintenance | A | Incremental Summer Peak Savings (MW) | Achievable Economic TRC Potential | 0 | 0 | 0 | 0 | 0 | 0 | 0 | 0 | 0 | 0 | 0 | 0 | 0 | 0 | 0 | 0 | 0 | 0 | 0 | 0 | 0 | 0
F9_Industrial_Paper and Printing_Existing_Process_Natural Gas_Steam Trap Maintenance_A_Achievable Economic TRC Potential | F9 | Industrial | Paper and Printing | Existing | Process | Natural Gas | Steam Trap Maintenance | A | Incremental Winter Peak Savings (MW) | Achievable Economic TRC Potential | 0 | 0 | 0 | 0 | 0 | 0 | 0 | 0 | 0 | 0 | 0 | 0 | 0 | 0 | 0 | 0 | 0 | 0 | 0 | 0 | 0 | 0
F10_Industrial_Paper and Printing_Existing_Process_Natural Gas_Steam Trap Maintenance_A_Achievable Economic TRC Potential | F10 | Industrial | Paper and Printing | Existing | Process | Natural Gas | Steam Trap Maintenance | A | Cumulative Energy Savings (MWh or mTherms) | Achievable Economic TRC Potential | 0 | 0 | 0.022118 | 0.043855 | 0.065217 | 0.086211 | 0.10684 | 0.12712 | 0.14705 | 0.16663 | 0.18587 | 0.20479 | 0.22337 | 0.24164 | 0.25959 | 0.27724 | 0.29457 | 0.31161 | 0.32836 | 0.34482 | 0.36099 | 0.37688
F11_Industrial_Paper and Printing_Existing_Process_Natural Gas_Steam Trap Maintenance_A_Achievable Economic TRC Potential | F11 | Industrial | Paper and Printing | Existing | Process | Natural Gas | Steam Trap Maintenance | A | Cumulative Summer Peak Savings (MW) | Achievable Economic TRC Potential | 0 | 0 | 0 | 0 | 0 | 0 | 0 | 0 | 0 | 0 | 0 | 0 | 0 | 0 | 0 | 0 | 0 | 0 | 0 | 0 | 0 | 0
F12_Industrial_Paper and Printing_Existing_Process_Natural Gas_Steam Trap Maintenance_A_Achievable Economic TRC Potential | F12 | Industrial | Paper and Printing | Existing | Process | Natural Gas | Steam Trap Maintenance | A | Cumulative Winter Peak Savings (MW) | Achievable Economic TRC Potential | 0 | 0 | 0 | 0 | 0 | 0 | 0 | 0 | 0 | 0 | 0 | 0 | 0 | 0 | 0 | 0 | 0 | 0 | 0 | 0 | 0 | 0
F13_Industrial_Paper and Printing_Existing_Process_Natural Gas_Steam Trap Maintenance_A_Achievable Economic TRC Potential | F13 | Industrial | Paper and Printing | Existing | Process | Natural Gas | Steam Trap Maintenance | A | Purchases (Incremental) | Achievable Economic TRC Potential | 0 | 0 | 0.30855 | 0.30323 | 0.298 | 0.29286 | 0.28781 | 0.28285 | 0.27797 | 0.27318 | 0.26847 | 0.26384 | 0.25929 | 0.25482 | 0.25043 | 0.24611 | 0.24187 | 0.2377 | 0.2336 | 0.22957 | 0.22561 | 0.22172
F14_Industrial_Paper and Printing_Existing_Process_Natural Gas_Steam Trap Maintenance_A_Achievable Economic TRC Potential | F14 | Industrial | Paper and Printing | Existing | Process | Natural Gas | Steam Trap Maintenance | A | Purchases (Cumulative) | Achievable Economic TRC Potential | 0 | 0 | 0.30855 | 0.61177 | 0.90977 | 1.2026 | 1.4904 | 1.7733 | 2.0513 | 2.3244 | 2.5929 | 2.8567 | 3.116 | 3.3709 | 3.6213 | 3.8674 | 4.1093 | 4.347 | 4.5806 | 4.8101 | 5.0357 | 5.2575
F1_Industrial_Paper and Printing_Existing_Space Heating_Natural Gas_Gas Boiler - High Turndown_A_Achievable Economic TRC Potential | F1 | Industrial | Paper and Printing | Existing | Space Heating | Natural Gas | Gas Boiler - High Turndown | A | Original Unit Energy Savings (kWh or therms) | Achievable Economic TRC Potential | 0 | 0 | 137.9024 | 137.5562 | 137.2172 | 136.8861 | 136.5636 | 136.2504 | 135.9471 | 135.6542 | 135.3721 | 135.1014 | 134.8425 | 134.5956 | 134.3611 | 134.1394 | 133.9307 | 133.7352 | 133.5532 | 133.3849 | 133.2304 | 133.09
F2_Industrial_Paper and Printing_Existing_Space Heating_Natural Gas_Gas Boiler - High Turndown_A_Achievable Economic TRC Potential | F2 | Industrial | Paper and Printing | Existing | Space Heating | Natural Gas | Gas Boiler - High Turndown | A | Original Unit Summer Peak Savings (kW) | Achievable Economic TRC Potential | 0 | 0 | 0 | 0 | 0 | 0 | 0 | 0 | 0 | 0 | 0 | 0 | 0 | 0 | 0 | 0 | 0 | 0 | 0 | 0 | 0 | 0
F3_Industrial_Paper and Printing_Existing_Space Heating_Natural Gas_Gas Boiler - High Turndown_A_Achievable Economic TRC Potential | F3 | Industrial | Paper and Printing | Existing | Space Heating | Natural Gas | Gas Boiler - High Turndown | A | Original Unit Winter Peak Savings (kW) | Achievable Economic TRC Potential | 0 | 0 | 0 | 0 | 0 | 0 | 0 | 0 | 0 | 0 | 0 | 0 | 0 | 0 | 0 | 0 | 0 | 0 | 0 | 0 | 0 | 0
F4_Industrial_Paper and Printing_Existing_Space Heating_Natural Gas_Gas Boiler - High Turndown_A_Achievable Economic TRC Potential | F4 | Industrial | Paper and Printing | Existing | Space Heating | Natural Gas | Gas Boiler - High Turndown | A | Standalone Impact on Baseline Energy (%) | Achievable Economic TRC Potential | bar: 2019 to 2040
F5_Industrial_Paper and Printing_Existing_Space Heating_Natural Gas_Gas Boiler - High Turndown_A_Achievable Economic TRC Potential | F5 | Industrial | Paper and Printing | Existing | Space Heating | Natural Gas | Gas Boiler - High Turndown | A | Standalone Impact on Baseline Summer Peak (%) | Achievable Economic TRC Potential | bar: 2019 to 2040
F6_Industrial_Paper and Printing_Existing_Space Heating_Natural Gas_Gas Boiler - High Turndown_A_Achievable Economic TRC Potential | F6 | Industrial | Paper and Printing | Existing | Space Heating | Natural Gas | Gas Boiler - High Turndown | A | Standalone Impact on Baseline Winter Peak (%) | Achievable Economic TRC Potential | bar: 2019 to 2040
F7_Industrial_Paper and Printing_Existing_Space Heating_Natural Gas_Gas Boiler - High Turndown_A_Achievable Economic TRC Potential | F7 | Industrial | Paper and Printing | Existing | Space Heating | Natural Gas | Gas Boiler - High Turndown | A | Incremental Energy Savings (MWh or mTherms) | Achievable Economic TRC Potential | 0 | 0 | 0 | 0 | 0 | 0 | 0 | 0 | 0 | 0 | 0 | 0 | 0 | 0 | 0 | 0 | 0 | 0 | 0 | 0 | 0 | 0
F8_Industrial_Paper and Printing_Existing_Space Heating_Natural Gas_Gas Boiler - High Turndown_A_Achievable Economic TRC Potential | F8 | Industrial | Paper and Printing | Existing | Space Heating | Natural Gas | Gas Boiler - High Turndown | A | Incremental Summer Peak Savings (MW) | Achievable Economic TRC Potential | 0 | 0 | 0 | 0 | 0 | 0 | 0 | 0 | 0 | 0 | 0 | 0 | 0 | 0 | 0 | 0 | 0 | 0 | 0 | 0 | 0 | 0
F9_Industrial_Paper and Printing_Existing_Space Heating_Natural Gas_Gas Boiler - High Turndown_A_Achievable Economic TRC Potential | F9 | Industrial | Paper and Printing | Existing | Space Heating | Natural Gas | Gas Boiler - High Turndown | A | Incremental Winter Peak Savings (MW) | Achievable Economic TRC Potential | 0 | 0 | 0 | 0 | 0 | 0 | 0 | 0 | 0 | 0 | 0 | 0 | 0 | 0 | 0 | 0 | 0 | 0 | 0 | 0 | 0 | 0
F10_Industrial_Paper and Printing_Existing_Space Heating_Natural Gas_Gas Boiler - High Turndown_A_Achievable Economic TRC Potential | F10 | Industrial | Paper and Printing | Existing | Space Heating | Natural Gas | Gas Boiler - High Turndown | A | Cumulative Energy Savings (MWh or mTherms) | Achievable Economic TRC Potential | 0 | 0 | 0 | 0 | 0 | 0 | 0 | 0 | 0 | 0 | 0 | 0 | 0 | 0 | 0 | 0 | 0 | 0 | 0 | 0 | 0 | 0
F11_Industrial_Paper and Printing_Existing_Space Heating_Natural Gas_Gas Boiler - High Turndown_A_Achievable Economic TRC Potential | F11 | Industrial | Paper and Printing | Existing | Space Heating | Natural Gas | Gas Boiler - High Turndown | A | Cumulative Summer Peak Savings (MW) | Achievable Economic TRC Potential | 0 | 0 | 0 | 0 | 0 | 0 | 0 | 0 | 0 | 0 | 0 | 0 | 0 | 0 | 0 | 0 | 0 | 0 | 0 | 0 | 0 | 0
F12_Industrial_Paper and Printing_Existing_Space Heating_Natural Gas_Gas Boiler - High Turndown_A_Achievable Economic TRC Potential | F12 | Industrial | Paper and Printing | Existing | Space Heating | Natural Gas | Gas Boiler - High Turndown | A | Cumulative Winter Peak Savings (MW) | Achievable Economic TRC Potential | 0 | 0 | 0 | 0 | 0 | 0 | 0 | 0 | 0 | 0 | 0 | 0 | 0 | 0 | 0 | 0 | 0 | 0 | 0 | 0 | 0 | 0
F13_Industrial_Paper and Printing_Existing_Space Heating_Natural Gas_Gas Boiler - High Turndown_A_Achievable Economic TRC Potential | F13 | Industrial | Paper and Printing | Existing | Space Heating | Natural Gas | Gas Boiler - High Turndown | A | Purchases (Incremental) | Achievable Economic TRC Potential | 0 | 0 | 0 | 0 | 0 | 0 | 0 | 0 | 0 | 0 | 0 | 0 | 0 | 0 | 0 | 0 | 0 | 0 | 0 | 0 | 0 | 0
F14_Industrial_Paper and Printing_Existing_Space Heating_Natural Gas_Gas Boiler - High Turndown_A_Achievable Economic TRC Potential | F14 | Industrial | Paper and Printing | Existing | Space Heating | Natural Gas | Gas Boiler - High Turndown | A | Purchases (Cumulative) | Achievable Economic TRC Potential | 0 | 0 | 0 | 0 | 0 | 0 | 0 | 0 | 0 | 0 | 0 | 0 | 0 | 0 | 0 | 0 | 0 | 0 | 0 | 0 | 0 | 0
F1_Industrial_Paper and Printing_Existing_Process_Natural Gas_Gas Boiler - High Turndown_A_Achievable Economic TRC Potential | F1 | Industrial | Paper and Printing | Existing | Process | Natural Gas | Gas Boiler - High Turndown | A | Original Unit Energy Savings (kWh or therms) | Achievable Economic TRC Potential | 0 | 0 | 76.093 | 76.093 | 76.093 | 76.093 | 76.093 | 76.093 | 76.093 | 76.093 | 76.093 | 76.093 | 76.093 | 76.093 | 76.093 | 76.093 | 76.093 | 76.093 | 76.093 | 76.093 | 76.093 | 76.093
F2_Industrial_Paper and Printing_Existing_Process_Natural Gas_Gas Boiler - High Turndown_A_Achievable Economic TRC Potential | F2 | Industrial | Paper and Printing | Existing | Process | Natural Gas | Gas Boiler - High Turndown | A | Original Unit Summer Peak Savings (kW) | Achievable Economic TRC Potential | 0 | 0 | 0 | 0 | 0 | 0 | 0 | 0 | 0 | 0 | 0 | 0 | 0 | 0 | 0 | 0 | 0 | 0 | 0 | 0 | 0 | 0
F3_Industrial_Paper and Printing_Existing_Process_Natural Gas_Gas Boiler - High Turndown_A_Achievable Economic TRC Potential | F3 | Industrial | Paper and Printing | Existing | Process | Natural Gas | Gas Boiler - High Turndown | A | Original Unit Winter Peak Savings (kW) | Achievable Economic TRC Potential | 0 | 0 | 0 | 0 | 0 | 0 | 0 | 0 | 0 | 0 | 0 | 0 | 0 | 0 | 0 | 0 | 0 | 0 | 0 | 0 | 0 | 0
F4_Industrial_Paper and Printing_Existing_Process_Natural Gas_Gas Boiler - High Turndown_A_Achievable Economic TRC Potential | F4 | Industrial | Paper and Printing | Existing | Process | Natural Gas | Gas Boiler - High Turndown | A | Standalone Impact on Baseline Energy (%) | Achievable Economic TRC Potential | bar: 2019 to 2040
F5_Industrial_Paper and Printing_Existing_Process_Natural Gas_Gas Boiler - High Turndown_A_Achievable Economic TRC Potential | F5 | Industrial | Paper and Printing | Existing | Process | Natural Gas | Gas Boiler - High Turndown | A | Standalone Impact on Baseline Summer Peak (%) | Achievable Economic TRC Potential | bar: 2019 to 2040
F6_Industrial_Paper and Printing_Existing_Process_Natural Gas_Gas Boiler - High Turndown_A_Achievable Economic TRC Potential | F6 | Industrial | Paper and Printing | Existing | Process | Natural Gas | Gas Boiler - High Turndown | A | Standalone Impact on Baseline Winter Peak (%) | Achievable Economic TRC Potential | bar: 2019 to 2040
F7_Industrial_Paper and Printing_Existing_Process_Natural Gas_Gas Boiler - High Turndown_A_Achievable Economic TRC Potential | F7 | Industrial | Paper and Printing | Existing | Process | Natural Gas | Gas Boiler - High Turndown | A | Incremental Energy Savings (MWh or mTherms) | Achievable Economic TRC Potential | 0 | 0 | 0 | 0 | 0 | 0 | 0 | 0 | 0 | 0 | 0 | 0 | 0 | 0 | 0 | 0 | 0 | 0 | 0 | 0 | 0 | 0
F8_Industrial_Paper and Printing_Existing_Process_Natural Gas_Gas Boiler - High Turndown_A_Achievable Economic TRC Potential | F8 | Industrial | Paper and Printing | Existing | Process | Natural Gas | Gas Boiler - High Turndown | A | Incremental Summer Peak Savings (MW) | Achievable Economic TRC Potential | 0 | 0 | 0 | 0 | 0 | 0 | 0 | 0 | 0 | 0 | 0 | 0 | 0 | 0 | 0 | 0 | 0 | 0 | 0 | 0 | 0 | 0
F9_Industrial_Paper and Printing_Existing_Process_Natural Gas_Gas Boiler - High Turndown_A_Achievable Economic TRC Potential | F9 | Industrial | Paper and Printing | Existing | Process | Natural Gas | Gas Boiler - High Turndown | A | Incremental Winter Peak Savings (MW) | Achievable Economic TRC Potential | 0 | 0 | 0 | 0 | 0 | 0 | 0 | 0 | 0 | 0 | 0 | 0 | 0 | 0 | 0 | 0 | 0 | 0 | 0 | 0 | 0 | 0
F10_Industrial_Paper and Printing_Existing_Process_Natural Gas_Gas Boiler - High Turndown_A_Achievable Economic TRC Potential | F10 | Industrial | Paper and Printing | Existing | Process | Natural Gas | Gas Boiler - High Turndown | A | Cumulative Energy Savings (MWh or mTherms) | Achievable Economic TRC Potential | 0 | 0 | 0 | 0 | 0 | 0 | 0 | 0 | 0 | 0 | 0 | 0 | 0 | 0 | 0 | 0 | 0 | 0 | 0 | 0 | 0 | 0
F11_Industrial_Paper and Printing_Existing_Process_Natural Gas_Gas Boiler - High Turndown_A_Achievable Economic TRC Potential | F11 | Industrial | Paper and Printing | Existing | Process | Natural Gas | Gas Boiler - High Turndown | A | Cumulative Summer Peak Savings (MW) | Achievable Economic TRC Potential | 0 | 0 | 0 | 0 | 0 | 0 | 0 | 0 | 0 | 0 | 0 | 0 | 0 | 0 | 0 | 0 | 0 | 0 | 0 | 0 | 0 | 0
F12_Industrial_Paper and Printing_Existing_Process_Natural Gas_Gas Boiler - High Turndown_A_Achievable Economic TRC Potential | F12 | Industrial | Paper and Printing | Existing | Process | Natural Gas | Gas Boiler - High Turndown | A | Cumulative Winter Peak Savings (MW) | Achievable Economic TRC Potential | 0 | 0 | 0 | 0 | 0 | 0 | 0 | 0 | 0 | 0 | 0 | 0 | 0 | 0 | 0 | 0 | 0 | 0 | 0 | 0 | 0 | 0
F13_Industrial_Paper and Printing_Existing_Process_Natural Gas_Gas Boiler - High Turndown_A_Achievable Economic TRC Potential | F13 | Industrial | Paper and Printing | Existing | Process | Natural Gas | Gas Boiler - High Turndown | A | Purchases (Incremental) | Achievable Economic TRC Potential | 0 | 0 | 0 | 0 | 0 | 0 | 0 | 0 | 0 | 0 | 0 | 0 | 0 | 0 | 0 | 0 | 0 | 0 | 0 | 0 | 0 | 0
F14_Industrial_Paper and Printing_Existing_Process_Natural Gas_Gas Boiler - High Turndown_A_Achievable Economic TRC Potential | F14 | Industrial | Paper and Printing | Existing | Process | Natural Gas | Gas Boiler - High Turndown | A | Purchases (Cumulative) | Achievable Economic TRC Potential | 0 | 0 | 0 | 0 | 0 | 0 | 0 | 0 | 0 | 0 | 0 | 0 | 0 | 0 | 0 | 0 | 0 | 0 | 0 | 0 | 0 | 0
F1_Industrial_Paper and Printing_Existing_Space Heating_Natural Gas_Gas Boiler - Burner Control Optimization_A_Achievable Economic TRC Potential | F1 | Industrial | Paper and Printing | Existing | Space Heating | Natural Gas | Gas Boiler - Burner Control Optimization | A | Original Unit Energy Savings (kWh or therms) | Achievable Economic TRC Potential | 0 | 0 | 39.9917 | 39.8913 | 39.793 | 39.697 | 39.6034 | 39.5126 | 39.4247 | 39.3397 | 39.2579 | 39.1794 | 39.1043 | 39.0327 | 38.9647 | 38.9004 | 38.8399 | 38.7832 | 38.7304 | 38.6816 | 38.6368 | 38.5961
F2_Industrial_Paper and Printing_Existing_Space Heating_Natural Gas_Gas Boiler - Burner Control Optimization_A_Achievable Economic TRC Potential | F2 | Industrial | Paper and Printing | Existing | Space Heating | Natural Gas | Gas Boiler - Burner Control Optimization | A | Original Unit Summer Peak Savings (kW) | Achievable Economic TRC Potential | 0 | 0 | 0 | 0 | 0 | 0 | 0 | 0 | 0 | 0 | 0 | 0 | 0 | 0 | 0 | 0 | 0 | 0 | 0 | 0 | 0 | 0
F3_Industrial_Paper and Printing_Existing_Space Heating_Natural Gas_Gas Boiler - Burner Control Optimization_A_Achievable Economic TRC Potential | F3 | Industrial | Paper and Printing | Existing | Space Heating | Natural Gas | Gas Boiler - Burner Control Optimization | A | Original Unit Winter Peak Savings (kW) | Achievable Economic TRC Potential | 0 | 0 | 0 | 0 | 0 | 0 | 0 | 0 | 0 | 0 | 0 | 0 | 0 | 0 | 0 | 0 | 0 | 0 | 0 | 0 | 0 | 0
F4_Industrial_Paper and Printing_Existing_Space Heating_Natural Gas_Gas Boiler - Burner Control Optimization_A_Achievable Economic TRC Potential | F4 | Industrial | Paper and Printing | Existing | Space Heating | Natural Gas | Gas Boiler - Burner Control Optimization | A | Standalone Impact on Baseline Energy (%) | Achievable Economic TRC Potential | bar: 2019 to 2040
F5_Industrial_Paper and Printing_Existing_Space Heating_Natural Gas_Gas Boiler - Burner Control Optimization_A_Achievable Economic TRC Potential | F5 | Industrial | Paper and Printing | Existing | Space Heating | Natural Gas | Gas Boiler - Burner Control Optimization | A | Standalone Impact on Baseline Summer Peak (%) | Achievable Economic TRC Potential | bar: 2019 to 2040
F6_Industrial_Paper and Printing_Existing_Space Heating_Natural Gas_Gas Boiler - Burner Control Optimization_A_Achievable Economic TRC Potential | F6 | Industrial | Paper and Printing | Existing | Space Heating | Natural Gas | Gas Boiler - Burner Control Optimization | A | Standalone Impact on Baseline Winter Peak (%) | Achievable Economic TRC Potential | bar: 2019 to 2040
F7_Industrial_Paper and Printing_Existing_Space Heating_Natural Gas_Gas Boiler - Burner Control Optimization_A_Achievable Economic TRC Potential | F7 | Industrial | Paper and Printing | Existing | Space Heating | Natural Gas | Gas Boiler - Burner Control Optimization | A | Incremental Energy Savings (MWh or mTherms) | Achievable Economic TRC Potential | 0 | 0 | 0 | 0 | 0 | 0 | 0 | 0 | 0 | 0 | 0 | 0 | 0 | 0 | 0 | 0 | 0 | 0 | 0 | 0 | 0 | 0
F8_Industrial_Paper and Printing_Existing_Space Heating_Natural Gas_Gas Boiler - Burner Control Optimization_A_Achievable Economic TRC Potential | F8 | Industrial | Paper and Printing | Existing | Space Heating | Natural Gas | Gas Boiler - Burner Control Optimization | A | Incremental Summer Peak Savings (MW) | Achievable Economic TRC Potential | 0 | 0 | 0 | 0 | 0 | 0 | 0 | 0 | 0 | 0 | 0 | 0 | 0 | 0 | 0 | 0 | 0 | 0 | 0 | 0 | 0 | 0
F9_Industrial_Paper and Printing_Existing_Space Heating_Natural Gas_Gas Boiler - Burner Control Optimization_A_Achievable Economic TRC Potential | F9 | Industrial | Paper and Printing | Existing | Space Heating | Natural Gas | Gas Boiler - Burner Control Optimization | A | Incremental Winter Peak Savings (MW) | Achievable Economic TRC Potential | 0 | 0 | 0 | 0 | 0 | 0 | 0 | 0 | 0 | 0 | 0 | 0 | 0 | 0 | 0 | 0 | 0 | 0 | 0 | 0 | 0 | 0
F10_Industrial_Paper and Printing_Existing_Space Heating_Natural Gas_Gas Boiler - Burner Control Optimization_A_Achievable Economic TRC Potential | F10 | Industrial | Paper and Printing | Existing | Space Heating | Natural Gas | Gas Boiler - Burner Control Optimization | A | Cumulative Energy Savings (MWh or mTherms) | Achievable Economic TRC Potential | 0 | 0 | 0 | 0 | 0 | 0 | 0 | 0 | 0 | 0 | 0 | 0 | 0 | 0 | 0 | 0 | 0 | 0 | 0 | 0 | 0 | 0
F11_Industrial_Paper and Printing_Existing_Space Heating_Natural Gas_Gas Boiler - Burner Control Optimization_A_Achievable Economic TRC Potential | F11 | Industrial | Paper and Printing | Existing | Space Heating | Natural Gas | Gas Boiler - Burner Control Optimization | A | Cumulative Summer Peak Savings (MW) | Achievable Economic TRC Potential | 0 | 0 | 0 | 0 | 0 | 0 | 0 | 0 | 0 | 0 | 0 | 0 | 0 | 0 | 0 | 0 | 0 | 0 | 0 | 0 | 0 | 0
F12_Industrial_Paper and Printing_Existing_Space Heating_Natural Gas_Gas Boiler - Burner Control Optimization_A_Achievable Economic TRC Potential | F12 | Industrial | Paper and Printing | Existing | Space Heating | Natural Gas | Gas Boiler - Burner Control Optimization | A | Cumulative Winter Peak Savings (MW) | Achievable Economic TRC Potential | 0 | 0 | 0 | 0 | 0 | 0 | 0 | 0 | 0 | 0 | 0 | 0 | 0 | 0 | 0 | 0 | 0 | 0 | 0 | 0 | 0 | 0
F13_Industrial_Paper and Printing_Existing_Space Heating_Natural Gas_Gas Boiler - Burner Control Optimization_A_Achievable Economic TRC Potential | F13 | Industrial | Paper and Printing | Existing | Space Heating | Natural Gas | Gas Boiler - Burner Control Optimization | A | Purchases (Incremental) | Achievable Economic TRC Potential | 0 | 0 | 0 | 0 | 0 | 0 | 0 | 0 | 0 | 0 | 0 | 0 | 0 | 0 | 0 | 0 | 0 | 0 | 0 | 0 | 0 | 0
F14_Industrial_Paper and Printing_Existing_Space Heating_Natural Gas_Gas Boiler - Burner Control Optimization_A_Achievable Economic TRC Potential | F14 | Industrial | Paper and Printing | Existing | Space Heating | Natural Gas | Gas Boiler - Burner Control Optimization | A | Purchases (Cumulative) | Achievable Economic TRC Potential | 0 | 0 | 0 | 0 | 0 | 0 | 0 | 0 | 0 | 0 | 0 | 0 | 0 | 0 | 0 | 0 | 0 | 0 | 0 | 0 | 0 | 0
F1_Industrial_Paper and Printing_Existing_Process_Natural Gas_Gas Boiler - Burner Control Optimization_A_Achievable Economic TRC Potential | F1 | Industrial | Paper and Printing | Existing | Process | Natural Gas | Gas Boiler - Burner Control Optimization | A | Original Unit Energy Savings (kWh or therms) | Achievable Economic TRC Potential | 0 | 0 | 22.067 | 22.067 | 22.067 | 22.067 | 22.067 | 22.067 | 22.067 | 22.067 | 22.067 | 22.067 | 22.067 | 22.067 | 22.067 | 22.067 | 22.067 | 22.067 | 22.067 | 22.067 | 22.067 | 22.067
F2_Industrial_Paper and Printing_Existing_Process_Natural Gas_Gas Boiler - Burner Control Optimization_A_Achievable Economic TRC Potential | F2 | Industrial | Paper and Printing | Existing | Process | Natural Gas | Gas Boiler - Burner Control Optimization | A | Original Unit Summer Peak Savings (kW) | Achievable Economic TRC Potential | 0 | 0 | 0 | 0 | 0 | 0 | 0 | 0 | 0 | 0 | 0 | 0 | 0 | 0 | 0 | 0 | 0 | 0 | 0 | 0 | 0 | 0
F3_Industrial_Paper and Printing_Existing_Process_Natural Gas_Gas Boiler - Burner Control Optimization_A_Achievable Economic TRC Potential | F3 | Industrial | Paper and Printing | Existing | Process | Natural Gas | Gas Boiler - Burner Control Optimization | A | Original Unit Winter Peak Savings (kW) | Achievable Economic TRC Potential | 0 | 0 | 0 | 0 | 0 | 0 | 0 | 0 | 0 | 0 | 0 | 0 | 0 | 0 | 0 | 0 | 0 | 0 | 0 | 0 | 0 | 0
F4_Industrial_Paper and Printing_Existing_Process_Natural Gas_Gas Boiler - Burner Control Optimization_A_Achievable Economic TRC Potential | F4 | Industrial | Paper and Printing | Existing | Process | Natural Gas | Gas Boiler - Burner Control Optimization | A | Standalone Impact on Baseline Energy (%) | Achievable Economic TRC Potential | bar: 2019 to 2040
F5_Industrial_Paper and Printing_Existing_Process_Natural Gas_Gas Boiler - Burner Control Optimization_A_Achievable Economic TRC Potential | F5 | Industrial | Paper and Printing | Existing | Process | Natural Gas | Gas Boiler - Burner Control Optimization | A | Standalone Impact on Baseline Summer Peak (%) | Achievable Economic TRC Potential | bar: 2019 to 2040
F6_Industrial_Paper and Printing_Existing_Process_Natural Gas_Gas Boiler - Burner Control Optimization_A_Achievable Economic TRC Potential | F6 | Industrial | Paper and Printing | Existing | Process | Natural Gas | Gas Boiler - Burner Control Optimization | A | Standalone Impact on Baseline Winter Peak (%) | Achievable Economic TRC Potential | bar: 2019 to 2040
F7_Industrial_Paper and Printing_Existing_Process_Natural Gas_Gas Boiler - Burner Control Optimization_A_Achievable Economic TRC Potential | F7 | Industrial | Paper and Printing | Existing | Process | Natural Gas | Gas Boiler - Burner Control Optimization | A | Incremental Energy Savings (MWh or mTherms) | Achievable Economic TRC Potential | 0 | 0 | 0 | 0 | 0 | 0 | 0 | 0 | 0 | 0 | 0 | 0 | 0 | 0 | 0 | 0 | 0 | 0 | 0 | 0 | 0 | 0
F8_Industrial_Paper and Printing_Existing_Process_Natural Gas_Gas Boiler - Burner Control Optimization_A_Achievable Economic TRC Potential | F8 | Industrial | Paper and Printing | Existing | Process | Natural Gas | Gas Boiler - Burner Control Optimization | A | Incremental Summer Peak Savings (MW) | Achievable Economic TRC Potential | 0 | 0 | 0 | 0 | 0 | 0 | 0 | 0 | 0 | 0 | 0 | 0 | 0 | 0 | 0 | 0 | 0 | 0 | 0 | 0 | 0 | 0
F9_Industrial_Paper and Printing_Existing_Process_Natural Gas_Gas Boiler - Burner Control Optimization_A_Achievable Economic TRC Potential | F9 | Industrial | Paper and Printing | Existing | Process | Natural Gas | Gas Boiler - Burner Control Optimization | A | Incremental Winter Peak Savings (MW) | Achievable Economic TRC Potential | 0 | 0 | 0 | 0 | 0 | 0 | 0 | 0 | 0 | 0 | 0 | 0 | 0 | 0 | 0 | 0 | 0 | 0 | 0 | 0 | 0 | 0
F10_Industrial_Paper and Printing_Existing_Process_Natural Gas_Gas Boiler - Burner Control Optimization_A_Achievable Economic TRC Potential | F10 | Industrial | Paper and Printing | Existing | Process | Natural Gas | Gas Boiler - Burner Control Optimization | A | Cumulative Energy Savings (MWh or mTherms) | Achievable Economic TRC Potential | 0 | 0 | 0 | 0 | 0 | 0 | 0 | 0 | 0 | 0 | 0 | 0 | 0 | 0 | 0 | 0 | 0 | 0 | 0 | 0 | 0 | 0
F11_Industrial_Paper and Printing_Existing_Process_Natural Gas_Gas Boiler - Burner Control Optimization_A_Achievable Economic TRC Potential | F11 | Industrial | Paper and Printing | Existing | Process | Natural Gas | Gas Boiler - Burner Control Optimization | A | Cumulative Summer Peak Savings (MW) | Achievable Economic TRC Potential | 0 | 0 | 0 | 0 | 0 | 0 | 0 | 0 | 0 | 0 | 0 | 0 | 0 | 0 | 0 | 0 | 0 | 0 | 0 | 0 | 0 | 0
F12_Industrial_Paper and Printing_Existing_Process_Natural Gas_Gas Boiler - Burner Control Optimization_A_Achievable Economic TRC Potential | F12 | Industrial | Paper and Printing | Existing | Process | Natural Gas | Gas Boiler - Burner Control Optimization | A | Cumulative Winter Peak Savings (MW) | Achievable Economic TRC Potential | 0 | 0 | 0 | 0 | 0 | 0 | 0 | 0 | 0 | 0 | 0 | 0 | 0 | 0 | 0 | 0 | 0 | 0 | 0 | 0 | 0 | 0
F13_Industrial_Paper and Printing_Existing_Process_Natural Gas_Gas Boiler - Burner Control Optimization_A_Achievable Economic TRC Potential | F13 | Industrial | Paper and Printing | Existing | Process | Natural Gas | Gas Boiler - Burner Control Optimization | A | Purchases (Incremental) | Achievable Economic TRC Potential | 0 | 0 | 0 | 0 | 0 | 0 | 0 | 0 | 0 | 0 | 0 | 0 | 0 | 0 | 0 | 0 | 0 | 0 | 0 | 0 | 0 | 0
F14_Industrial_Paper and Printing_Existing_Process_Natural Gas_Gas Boiler - Burner Control Optimization_A_Achievable Economic TRC Potential | F14 | Industrial | Paper and Printing | Existing | Process | Natural Gas | Gas Boiler - Burner Control Optimization | A | Purchases (Cumulative) | Achievable Economic TRC Potential | 0 | 0 | 0 | 0 | 0 | 0 | 0 | 0 | 0 | 0 | 0 | 0 | 0 | 0 | 0 | 0 | 0 | 0 | 0 | 0 | 0 | 0
F1_Industrial_Paper and Printing_Existing_Space Heating_Natural Gas_HVAC - Demand Controlled Ventilation_A_Achievable Economic TRC Potential | F1 | Industrial | Paper and Printing | Existing | Space Heating | Natural Gas | HVAC - Demand Controlled Ventilation | A | Original Unit Energy Savings (kWh or therms) | Achievable Economic TRC Potential | 0 | 0 | 0.076632 | 0.076208 | 0.075785 | 0.075366 | 0.074954 | 0.074553 | 0.074165 | 0.073793 | 0.07344 | 0.073107 | 0.072794 | 0.072499 | 0.072221 | 0.07196 | 0.071715 | 0.071483 | 0.071266 | 0.071061 | 0.070868 | 0.070686
F2_Industrial_Paper and Printing_Existing_Space Heating_Natural Gas_HVAC - Demand Controlled Ventilation_A_Achievable Economic TRC Potential | F2 | Industrial | Paper and Printing | Existing | Space Heating | Natural Gas | HVAC - Demand Controlled Ventilation | A | Original Unit Summer Peak Savings (kW) | Achievable Economic TRC Potential | 0 | 0 | 0 | 0 | 0 | 0 | 0 | 0 | 0 | 0 | 0 | 0 | 0 | 0 | 0 | 0 | 0 | 0 | 0 | 0 | 0 | 0
F3_Industrial_Paper and Printing_Existing_Space Heating_Natural Gas_HVAC - Demand Controlled Ventilation_A_Achievable Economic TRC Potential | F3 | Industrial | Paper and Printing | Existing | Space Heating | Natural Gas | HVAC - Demand Controlled Ventilation | A | Original Unit Winter Peak Savings (kW) | Achievable Economic TRC Potential | 0 | 0 | 0 | 0 | 0 | 0 | 0 | 0 | 0 | 0 | 0 | 0 | 0 | 0 | 0 | 0 | 0 | 0 | 0 | 0 | 0 | 0
F4_Industrial_Paper and Printing_Existing_Space Heating_Natural Gas_HVAC - Demand Controlled Ventilation_A_Achievable Economic TRC Potential | F4 | Industrial | Paper and Printing | Existing | Space Heating | Natural Gas | HVAC - Demand Controlled Ventilation | A | Standalone Impact on Baseline Energy (%) | Achievable Economic TRC Potential | 0% | 0% | 0.04258% | 0.08564% | 0.1292% | 0.1732% | 0.2177% | 0.2628% | 0.3084% | 0.3545% | 0.4013% | 0.4487% | 0.4967% | 0.5455% | 0.595% | 0.6452% | 0.6962% | 0.748% | 0.8005% | 0.854% | 0.9083% | 0.9634%
F5_Industrial_Paper and Printing_Existing_Space Heating_Natural Gas_HVAC - Demand Controlled Ventilation_A_Achievable Economic TRC Potential | F5 | Industrial | Paper and Printing | Existing | Space Heating | Natural Gas | HVAC - Demand Controlled Ventilation | A | Standalone Impact on Baseline Summer Peak (%) | Achievable Economic TRC Potential | bar: 2019 to 2040
F6_Industrial_Paper and Printing_Existing_Space Heating_Natural Gas_HVAC - Demand Controlled Ventilation_A_Achievable Economic TRC Potential | F6 | Industrial | Paper and Printing | Existing | Space Heating | Natural Gas | HVAC - Demand Controlled Ventilation | A | Standalone Impact on Baseline Winter Peak (%) | Achievable Economic TRC Potential | bar: 2019 to 2040
F7_Industrial_Paper and Printing_Existing_Space Heating_Natural Gas_HVAC - Demand Controlled Ventilation_A_Achievable Economic TRC Potential | F7 | Industrial | Paper and Printing | Existing | Space Heating | Natural Gas | HVAC - Demand Controlled Ventilation | A | Incremental Energy Savings (MWh or mTherms) | Achievable Economic TRC Potential | 0 | 0 | 0.029306 | 0.028641 | 0.027991 | 0.027357 | 0.026738 | 0.026137 | 0.025552 | 0.024986 | 0.024437 | 0.023907 | 0.023394 | 0.022898 | 0.022417 | 0.021951 | 0.021499 | 0.02106 | 0.020634 | 0.02022 | 0.019817 | 0.019426
F8_Industrial_Paper and Printing_Existing_Space Heating_Natural Gas_HVAC - Demand Controlled Ventilation_A_Achievable Economic TRC Potential | F8 | Industrial | Paper and Printing | Existing | Space Heating | Natural Gas | HVAC - Demand Controlled Ventilation | A | Incremental Summer Peak Savings (MW) | Achievable Economic TRC Potential | 0 | 0 | 0 | 0 | 0 | 0 | 0 | 0 | 0 | 0 | 0 | 0 | 0 | 0 | 0 | 0 | 0 | 0 | 0 | 0 | 0 | 0
F9_Industrial_Paper and Printing_Existing_Space Heating_Natural Gas_HVAC - Demand Controlled Ventilation_A_Achievable Economic TRC Potential | F9 | Industrial | Paper and Printing | Existing | Space Heating | Natural Gas | HVAC - Demand Controlled Ventilation | A | Incremental Winter Peak Savings (MW) | Achievable Economic TRC Potential | 0 | 0 | 0 | 0 | 0 | 0 | 0 | 0 | 0 | 0 | 0 | 0 | 0 | 0 | 0 | 0 | 0 | 0 | 0 | 0 | 0 | 0
F10_Industrial_Paper and Printing_Existing_Space Heating_Natural Gas_HVAC - Demand Controlled Ventilation_A_Achievable Economic TRC Potential | F10 | Industrial | Paper and Printing | Existing | Space Heating | Natural Gas | HVAC - Demand Controlled Ventilation | A | Cumulative Energy Savings (MWh or mTherms) | Achievable Economic TRC Potential | 0 | 0 | 0.029306 | 0.057785 | 0.085456 | 0.11234 | 0.13846 | 0.16386 | 0.18856 | 0.2126 | 0.23602 | 0.25886 | 0.28114 | 0.3029 | 0.32416 | 0.34494 | 0.36526 | 0.38514 | 0.4046 | 0.42366 | 0.44233 | 0.46062
F11_Industrial_Paper and Printing_Existing_Space Heating_Natural Gas_HVAC - Demand Controlled Ventilation_A_Achievable Economic TRC Potential | F11 | Industrial | Paper and Printing | Existing | Space Heating | Natural Gas | HVAC - Demand Controlled Ventilation | A | Cumulative Summer Peak Savings (MW) | Achievable Economic TRC Potential | 0 | 0 | 0 | 0 | 0 | 0 | 0 | 0 | 0 | 0 | 0 | 0 | 0 | 0 | 0 | 0 | 0 | 0 | 0 | 0 | 0 | 0
F12_Industrial_Paper and Printing_Existing_Space Heating_Natural Gas_HVAC - Demand Controlled Ventilation_A_Achievable Economic TRC Potential | F12 | Industrial | Paper and Printing | Existing | Space Heating | Natural Gas | HVAC - Demand Controlled Ventilation | A | Cumulative Winter Peak Savings (MW) | Achievable Economic TRC Potential | 0 | 0 | 0 | 0 | 0 | 0 | 0 | 0 | 0 | 0 | 0 | 0 | 0 | 0 | 0 | 0 | 0 | 0 | 0 | 0 | 0 | 0
F13_Industrial_Paper and Printing_Existing_Space Heating_Natural Gas_HVAC - Demand Controlled Ventilation_A_Achievable Economic TRC Potential | F13 | Industrial | Paper and Printing | Existing | Space Heating | Natural Gas | HVAC - Demand Controlled Ventilation | A | Purchases (Incremental) | Achievable Economic TRC Potential | 0 | 0 | 382.4268 | 375.8332 | 369.3534 | 362.9852 | 356.7268 | 350.5764 | 344.532 | 338.5917 | 332.754 | 327.0168 | 321.3786 | 315.8376 | 310.3921 | 305.0405 | 299.7812 | 294.6126 | 289.533 | 284.5411 | 279.6352 | 274.8139
F14_Industrial_Paper and Printing_Existing_Space Heating_Natural Gas_HVAC - Demand Controlled Ventilation_A_Achievable Economic TRC Potential | F14 | Industrial | Paper and Printing | Existing | Space Heating | Natural Gas | HVAC - Demand Controlled Ventilation | A | Purchases (Cumulative) | Achievable Economic TRC Potential | 0 | 0 | 382.4268 | 758.2601 | 1127.6134 | 1490.5986 | 1847.3255 | 2197.9018 | 2542.4338 | 2881.0255 | 3213.7795 | 3540.7963 | 3862.1749 | 4178.0125 | 4488.4046 | 4793.4452 | 5093.2264 | 5387.8389 | 5677.372 | 5961.9131 | 6241.5483 | 6516.3622
F1_Industrial_Paper and Printing_Existing_Space Heating_Natural Gas_Gas Boiler - Stack Economizer_A_Achievable Economic TRC Potential | F1 | Industrial | Paper and Printing | Existing | Space Heating | Natural Gas | Gas Boiler - Stack Economizer | A | Original Unit Energy Savings (kWh or therms) | Achievable Economic TRC Potential | 0 | 0 | 100.6687 | 100.416 | 100.1685 | 99.9268 | 99.6914 | 99.4628 | 99.2414 | 99.0275 | 98.8217 | 98.624 | 98.435 | 98.2548 | 98.0836 | 97.9217 | 97.7694 | 97.6267 | 97.4938 | 97.3709 | 97.2582 | 97.1557
F2_Industrial_Paper and Printing_Existing_Space Heating_Natural Gas_Gas Boiler - Stack Economizer_A_Achievable Economic TRC Potential | F2 | Industrial | Paper and Printing | Existing | Space Heating | Natural Gas | Gas Boiler - Stack Economizer | A | Original Unit Summer Peak Savings (kW) | Achievable Economic TRC Potential | 0 | 0 | 0 | 0 | 0 | 0 | 0 | 0 | 0 | 0 | 0 | 0 | 0 | 0 | 0 | 0 | 0 | 0 | 0 | 0 | 0 | 0
F3_Industrial_Paper and Printing_Existing_Space Heating_Natural Gas_Gas Boiler - Stack Economizer_A_Achievable Economic TRC Potential | F3 | Industrial | Paper and Printing | Existing | Space Heating | Natural Gas | Gas Boiler - Stack Economizer | A | Original Unit Winter Peak Savings (kW) | Achievable Economic TRC Potential | 0 | 0 | 0 | 0 | 0 | 0 | 0 | 0 | 0 | 0 | 0 | 0 | 0 | 0 | 0 | 0 | 0 | 0 | 0 | 0 | 0 | 0
F4_Industrial_Paper and Printing_Existing_Space Heating_Natural Gas_Gas Boiler - Stack Economizer_A_Achievable Economic TRC Potential | F4 | Industrial | Paper and Printing | Existing | Space Heating | Natural Gas | Gas Boiler - Stack Economizer | A | Standalone Impact on Baseline Energy (%) | Achievable Economic TRC Potential | bar: 2019 to 2040
F5_Industrial_Paper and Printing_Existing_Space Heating_Natural Gas_Gas Boiler - Stack Economizer_A_Achievable Economic TRC Potential | F5 | Industrial | Paper and Printing | Existing | Space Heating | Natural Gas | Gas Boiler - Stack Economizer | A | Standalone Impact on Baseline Summer Peak (%) | Achievable Economic TRC Potential | bar: 2019 to 2040
F6_Industrial_Paper and Printing_Existing_Space Heating_Natural Gas_Gas Boiler - Stack Economizer_A_Achievable Economic TRC Potential | F6 | Industrial | Paper and Printing | Existing | Space Heating | Natural Gas | Gas Boiler - Stack Economizer | A | Standalone Impact on Baseline Winter Peak (%) | Achievable Economic TRC Potential | bar: 2019 to 2040
F7_Industrial_Paper and Printing_Existing_Space Heating_Natural Gas_Gas Boiler - Stack Economizer_A_Achievable Economic TRC Potential | F7 | Industrial | Paper and Printing | Existing | Space Heating | Natural Gas | Gas Boiler - Stack Economizer | A | Incremental Energy Savings (MWh or mTherms) | Achievable Economic TRC Potential | 0 | 0 | 0 | 0 | 0 | 0 | 0 | 0 | 0 | 0 | 0 | 0 | 0 | 0 | 0 | 0 | 0 | 0 | 0 | 0 | 0 | 0
F8_Industrial_Paper and Printing_Existing_Space Heating_Natural Gas_Gas Boiler - Stack Economizer_A_Achievable Economic TRC Potential | F8 | Industrial | Paper and Printing | Existing | Space Heating | Natural Gas | Gas Boiler - Stack Economizer | A | Incremental Summer Peak Savings (MW) | Achievable Economic TRC Potential | 0 | 0 | 0 | 0 | 0 | 0 | 0 | 0 | 0 | 0 | 0 | 0 | 0 | 0 | 0 | 0 | 0 | 0 | 0 | 0 | 0 | 0
F9_Industrial_Paper and Printing_Existing_Space Heating_Natural Gas_Gas Boiler - Stack Economizer_A_Achievable Economic TRC Potential | F9 | Industrial | Paper and Printing | Existing | Space Heating | Natural Gas | Gas Boiler - Stack Economizer | A | Incremental Winter Peak Savings (MW) | Achievable Economic TRC Potential | 0 | 0 | 0 | 0 | 0 | 0 | 0 | 0 | 0 | 0 | 0 | 0 | 0 | 0 | 0 | 0 | 0 | 0 | 0 | 0 | 0 | 0
F10_Industrial_Paper and Printing_Existing_Space Heating_Natural Gas_Gas Boiler - Stack Economizer_A_Achievable Economic TRC Potential | F10 | Industrial | Paper and Printing | Existing | Space Heating | Natural Gas | Gas Boiler - Stack Economizer | A | Cumulative Energy Savings (MWh or mTherms) | Achievable Economic TRC Potential | 0 | 0 | 0 | 0 | 0 | 0 | 0 | 0 | 0 | 0 | 0 | 0 | 0 | 0 | 0 | 0 | 0 | 0 | 0 | 0 | 0 | 0
F11_Industrial_Paper and Printing_Existing_Space Heating_Natural Gas_Gas Boiler - Stack Economizer_A_Achievable Economic TRC Potential | F11 | Industrial | Paper and Printing | Existing | Space Heating | Natural Gas | Gas Boiler - Stack Economizer | A | Cumulative Summer Peak Savings (MW) | Achievable Economic TRC Potential | 0 | 0 | 0 | 0 | 0 | 0 | 0 | 0 | 0 | 0 | 0 | 0 | 0 | 0 | 0 | 0 | 0 | 0 | 0 | 0 | 0 | 0
F12_Industrial_Paper and Printing_Existing_Space Heating_Natural Gas_Gas Boiler - Stack Economizer_A_Achievable Economic TRC Potential | F12 | Industrial | Paper and Printing | Existing | Space Heating | Natural Gas | Gas Boiler - Stack Economizer | A | Cumulative Winter Peak Savings (MW) | Achievable Economic TRC Potential | 0 | 0 | 0 | 0 | 0 | 0 | 0 | 0 | 0 | 0 | 0 | 0 | 0 | 0 | 0 | 0 | 0 | 0 | 0 | 0 | 0 | 0
F13_Industrial_Paper and Printing_Existing_Space Heating_Natural Gas_Gas Boiler - Stack Economizer_A_Achievable Economic TRC Potential | F13 | Industrial | Paper and Printing | Existing | Space Heating | Natural Gas | Gas Boiler - Stack Economizer | A | Purchases (Incremental) | Achievable Economic TRC Potential | 0 | 0 | 0 | 0 | 0 | 0 | 0 | 0 | 0 | 0 | 0 | 0 | 0 | 0 | 0 | 0 | 0 | 0 | 0 | 0 | 0 | 0
F14_Industrial_Paper and Printing_Existing_Space Heating_Natural Gas_Gas Boiler - Stack Economizer_A_Achievable Economic TRC Potential | F14 | Industrial | Paper and Printing | Existing | Space Heating | Natural Gas | Gas Boiler - Stack Economizer | A | Purchases (Cumulative) | Achievable Economic TRC Potential | 0 | 0 | 0 | 0 | 0 | 0 | 0 | 0 | 0 | 0 | 0 | 0 | 0 | 0 | 0 | 0 | 0 | 0 | 0 | 0 | 0 | 0
F1_Industrial_Paper and Printing_Existing_Process_Natural Gas_Gas Boiler - Stack Economizer_A_Achievable Economic TRC Potential | F1 | Industrial | Paper and Printing | Existing | Process | Natural Gas | Gas Boiler - Stack Economizer | A | Original Unit Energy Savings (kWh or therms) | Achievable Economic TRC Potential | 0 | 0 | 73.0493 | 73.0493 | 73.0493 | 73.0493 | 73.0493 | 73.0493 | 73.0493 | 73.0493 | 73.0493 | 73.0493 | 73.0493 | 73.0493 | 73.0493 | 73.0493 | 73.0493 | 73.0493 | 73.0493 | 73.0493 | 73.0493 | 73.0493
F2_Industrial_Paper and Printing_Existing_Process_Natural Gas_Gas Boiler - Stack Economizer_A_Achievable Economic TRC Potential | F2 | Industrial | Paper and Printing | Existing | Process | Natural Gas | Gas Boiler - Stack Economizer | A | Original Unit Summer Peak Savings (kW) | Achievable Economic TRC Potential | 0 | 0 | 0 | 0 | 0 | 0 | 0 | 0 | 0 | 0 | 0 | 0 | 0 | 0 | 0 | 0 | 0 | 0 | 0 | 0 | 0 | 0
F3_Industrial_Paper and Printing_Existing_Process_Natural Gas_Gas Boiler - Stack Economizer_A_Achievable Economic TRC Potential | F3 | Industrial | Paper and Printing | Existing | Process | Natural Gas | Gas Boiler - Stack Economizer | A | Original Unit Winter Peak Savings (kW) | Achievable Economic TRC Potential | 0 | 0 | 0 | 0 | 0 | 0 | 0 | 0 | 0 | 0 | 0 | 0 | 0 | 0 | 0 | 0 | 0 | 0 | 0 | 0 | 0 | 0
F4_Industrial_Paper and Printing_Existing_Process_Natural Gas_Gas Boiler - Stack Economizer_A_Achievable Economic TRC Potential | F4 | Industrial | Paper and Printing | Existing | Process | Natural Gas | Gas Boiler - Stack Economizer | A | Standalone Impact on Baseline Energy (%) | Achievable Economic TRC Potential | bar: 2019 to 2040
F5_Industrial_Paper and Printing_Existing_Process_Natural Gas_Gas Boiler - Stack Economizer_A_Achievable Economic TRC Potential | F5 | Industrial | Paper and Printing | Existing | Process | Natural Gas | Gas Boiler - Stack Economizer | A | Standalone Impact on Baseline Summer Peak (%) | Achievable Economic TRC Potential | bar: 2019 to 2040
F6_Industrial_Paper and Printing_Existing_Process_Natural Gas_Gas Boiler - Stack Economizer_A_Achievable Economic TRC Potential | F6 | Industrial | Paper and Printing | Existing | Process | Natural Gas | Gas Boiler - Stack Economizer | A | Standalone Impact on Baseline Winter Peak (%) | Achievable Economic TRC Potential | bar: 2019 to 2040
F7_Industrial_Paper and Printing_Existing_Process_Natural Gas_Gas Boiler - Stack Economizer_A_Achievable Economic TRC Potential | F7 | Industrial | Paper and Printing | Existing | Process | Natural Gas | Gas Boiler - Stack Economizer | A | Incremental Energy Savings (MWh or mTherms) | Achievable Economic TRC Potential | 0 | 0 | 0 | 0 | 0 | 0 | 0 | 0 | 0 | 0 | 0 | 0 | 0 | 0 | 0 | 0 | 0 | 0 | 0 | 0 | 0 | 0
F8_Industrial_Paper and Printing_Existing_Process_Natural Gas_Gas Boiler - Stack Economizer_A_Achievable Economic TRC Potential | F8 | Industrial | Paper and Printing | Existing | Process | Natural Gas | Gas Boiler - Stack Economizer | A | Incremental Summer Peak Savings (MW) | Achievable Economic TRC Potential | 0 | 0 | 0 | 0 | 0 | 0 | 0 | 0 | 0 | 0 | 0 | 0 | 0 | 0 | 0 | 0 | 0 | 0 | 0 | 0 | 0 | 0
F9_Industrial_Paper and Printing_Existing_Process_Natural Gas_Gas Boiler - Stack Economizer_A_Achievable Economic TRC Potential | F9 | Industrial | Paper and Printing | Existing | Process | Natural Gas | Gas Boiler - Stack Economizer | A | Incremental Winter Peak Savings (MW) | Achievable Economic TRC Potential | 0 | 0 | 0 | 0 | 0 | 0 | 0 | 0 | 0 | 0 | 0 | 0 | 0 | 0 | 0 | 0 | 0 | 0 | 0 | 0 | 0 | 0
F10_Industrial_Paper and Printing_Existing_Process_Natural Gas_Gas Boiler - Stack Economizer_A_Achievable Economic TRC Potential | F10 | Industrial | Paper and Printing | Existing | Process | Natural Gas | Gas Boiler - Stack Economizer | A | Cumulative Energy Savings (MWh or mTherms) | Achievable Economic TRC Potential | 0 | 0 | 0 | 0 | 0 | 0 | 0 | 0 | 0 | 0 | 0 | 0 | 0 | 0 | 0 | 0 | 0 | 0 | 0 | 0 | 0 | 0
F11_Industrial_Paper and Printing_Existing_Process_Natural Gas_Gas Boiler - Stack Economizer_A_Achievable Economic TRC Potential | F11 | Industrial | Paper and Printing | Existing | Process | Natural Gas | Gas Boiler - Stack Economizer | A | Cumulative Summer Peak Savings (MW) | Achievable Economic TRC Potential | 0 | 0 | 0 | 0 | 0 | 0 | 0 | 0 | 0 | 0 | 0 | 0 | 0 | 0 | 0 | 0 | 0 | 0 | 0 | 0 | 0 | 0
F12_Industrial_Paper and Printing_Existing_Process_Natural Gas_Gas Boiler - Stack Economizer_A_Achievable Economic TRC Potential | F12 | Industrial | Paper and Printing | Existing | Process | Natural Gas | Gas Boiler - Stack Economizer | A | Cumulative Winter Peak Savings (MW) | Achievable Economic TRC Potential | 0 | 0 | 0 | 0 | 0 | 0 | 0 | 0 | 0 | 0 | 0 | 0 | 0 | 0 | 0 | 0 | 0 | 0 | 0 | 0 | 0 | 0
F13_Industrial_Paper and Printing_Existing_Process_Natural Gas_Gas Boiler - Stack Economizer_A_Achievable Economic TRC Potential | F13 | Industrial | Paper and Printing | Existing | Process | Natural Gas | Gas Boiler - Stack Economizer | A | Purchases (Incremental) | Achievable Economic TRC Potential | 0 | 0 | 0 | 0 | 0 | 0 | 0 | 0 | 0 | 0 | 0 | 0 | 0 | 0 | 0 | 0 | 0 | 0 | 0 | 0 | 0 | 0
F14_Industrial_Paper and Printing_Existing_Process_Natural Gas_Gas Boiler - Stack Economizer_A_Achievable Economic TRC Potential | F14 | Industrial | Paper and Printing | Existing | Process | Natural Gas | Gas Boiler - Stack Economizer | A | Purchases (Cumulative) | Achievable Economic TRC Potential | 0 | 0 | 0 | 0 | 0 | 0 | 0 | 0 | 0 | 0 | 0 | 0 | 0 | 0 | 0 | 0 | 0 | 0 | 0 | 0 | 0 | 0
F1_Industrial_Paper and Printing_Existing_Space Heating_Natural Gas_Gas Furnace Tube Inserts_A_Achievable Economic TRC Potential | F1 | Industrial | Paper and Printing | Existing | Space Heating | Natural Gas | Gas Furnace Tube Inserts | A | Original Unit Energy Savings (kWh or therms) | Achievable Economic TRC Potential | 0 | 0 | 0.088102 | 0.087615 | 0.087128 | 0.086647 | 0.086173 | 0.085712 | 0.085266 | 0.084839 | 0.084432 | 0.08405 | 0.08369 | 0.083351 | 0.083032 | 0.082732 | 0.082449 | 0.082183 | 0.081933 | 0.081697 | 0.081476 | 0.081267
F2_Industrial_Paper and Printing_Existing_Space Heating_Natural Gas_Gas Furnace Tube Inserts_A_Achievable Economic TRC Potential | F2 | Industrial | Paper and Printing | Existing | Space Heating | Natural Gas | Gas Furnace Tube Inserts | A | Original Unit Summer Peak Savings (kW) | Achievable Economic TRC Potential | 0 | 0 | 0 | 0 | 0 | 0 | 0 | 0 | 0 | 0 | 0 | 0 | 0 | 0 | 0 | 0 | 0 | 0 | 0 | 0 | 0 | 0
F3_Industrial_Paper and Printing_Existing_Space Heating_Natural Gas_Gas Furnace Tube Inserts_A_Achievable Economic TRC Potential | F3 | Industrial | Paper and Printing | Existing | Space Heating | Natural Gas | Gas Furnace Tube Inserts | A | Original Unit Winter Peak Savings (kW) | Achievable Economic TRC Potential | 0 | 0 | 0 | 0 | 0 | 0 | 0 | 0 | 0 | 0 | 0 | 0 | 0 | 0 | 0 | 0 | 0 | 0 | 0 | 0 | 0 | 0
F4_Industrial_Paper and Printing_Existing_Space Heating_Natural Gas_Gas Furnace Tube Inserts_A_Achievable Economic TRC Potential | F4 | Industrial | Paper and Printing | Existing | Space Heating | Natural Gas | Gas Furnace Tube Inserts | A | Standalone Impact on Baseline Energy (%) | Achievable Economic TRC Potential | bar: 2019 to 2040
F5_Industrial_Paper and Printing_Existing_Space Heating_Natural Gas_Gas Furnace Tube Inserts_A_Achievable Economic TRC Potential | F5 | Industrial | Paper and Printing | Existing | Space Heating | Natural Gas | Gas Furnace Tube Inserts | A | Standalone Impact on Baseline Summer Peak (%) | Achievable Economic TRC Potential | bar: 2019 to 2040
F6_Industrial_Paper and Printing_Existing_Space Heating_Natural Gas_Gas Furnace Tube Inserts_A_Achievable Economic TRC Potential | F6 | Industrial | Paper and Printing | Existing | Space Heating | Natural Gas | Gas Furnace Tube Inserts | A | Standalone Impact on Baseline Winter Peak (%) | Achievable Economic TRC Potential | bar: 2019 to 2040
F7_Industrial_Paper and Printing_Existing_Space Heating_Natural Gas_Gas Furnace Tube Inserts_A_Achievable Economic TRC Potential | F7 | Industrial | Paper and Printing | Existing | Space Heating | Natural Gas | Gas Furnace Tube Inserts | A | Incremental Energy Savings (MWh or mTherms) | Achievable Economic TRC Potential | 0 | 0 | 0 | 0 | 0 | 0 | 0 | 0 | 0 | 0 | 0 | 0 | 0 | 0 | 0 | 0 | 0 | 0 | 0 | 0 | 0 | 0
F8_Industrial_Paper and Printing_Existing_Space Heating_Natural Gas_Gas Furnace Tube Inserts_A_Achievable Economic TRC Potential | F8 | Industrial | Paper and Printing | Existing | Space Heating | Natural Gas | Gas Furnace Tube Inserts | A | Incremental Summer Peak Savings (MW) | Achievable Economic TRC Potential | 0 | 0 | 0 | 0 | 0 | 0 | 0 | 0 | 0 | 0 | 0 | 0 | 0 | 0 | 0 | 0 | 0 | 0 | 0 | 0 | 0 | 0
F9_Industrial_Paper and Printing_Existing_Space Heating_Natural Gas_Gas Furnace Tube Inserts_A_Achievable Economic TRC Potential | F9 | Industrial | Paper and Printing | Existing | Space Heating | Natural Gas | Gas Furnace Tube Inserts | A | Incremental Winter Peak Savings (MW) | Achievable Economic TRC Potential | 0 | 0 | 0 | 0 | 0 | 0 | 0 | 0 | 0 | 0 | 0 | 0 | 0 | 0 | 0 | 0 | 0 | 0 | 0 | 0 | 0 | 0
F10_Industrial_Paper and Printing_Existing_Space Heating_Natural Gas_Gas Furnace Tube Inserts_A_Achievable Economic TRC Potential | F10 | Industrial | Paper and Printing | Existing | Space Heating | Natural Gas | Gas Furnace Tube Inserts | A | Cumulative Energy Savings (MWh or mTherms) | Achievable Economic TRC Potential | 0 | 0 | 0 | 0 | 0 | 0 | 0 | 0 | 0 | 0 | 0 | 0 | 0 | 0 | 0 | 0 | 0 | 0 | 0 | 0 | 0 | 0
F11_Industrial_Paper and Printing_Existing_Space Heating_Natural Gas_Gas Furnace Tube Inserts_A_Achievable Economic TRC Potential | F11 | Industrial | Paper and Printing | Existing | Space Heating | Natural Gas | Gas Furnace Tube Inserts | A | Cumulative Summer Peak Savings (MW) | Achievable Economic TRC Potential | 0 | 0 | 0 | 0 | 0 | 0 | 0 | 0 | 0 | 0 | 0 | 0 | 0 | 0 | 0 | 0 | 0 | 0 | 0 | 0 | 0 | 0
F12_Industrial_Paper and Printing_Existing_Space Heating_Natural Gas_Gas Furnace Tube Inserts_A_Achievable Economic TRC Potential | F12 | Industrial | Paper and Printing | Existing | Space Heating | Natural Gas | Gas Furnace Tube Inserts | A | Cumulative Winter Peak Savings (MW) | Achievable Economic TRC Potential | 0 | 0 | 0 | 0 | 0 | 0 | 0 | 0 | 0 | 0 | 0 | 0 | 0 | 0 | 0 | 0 | 0 | 0 | 0 | 0 | 0 | 0
F13_Industrial_Paper and Printing_Existing_Space Heating_Natural Gas_Gas Furnace Tube Inserts_A_Achievable Economic TRC Potential | F13 | Industrial | Paper and Printing | Existing | Space Heating | Natural Gas | Gas Furnace Tube Inserts | A | Purchases (Incremental) | Achievable Economic TRC Potential | 0 | 0 | 0 | 0 | 0 | 0 | 0 | 0 | 0 | 0 | 0 | 0 | 0 | 0 | 0 | 0 | 0 | 0 | 0 | 0 | 0 | 0
F14_Industrial_Paper and Printing_Existing_Space Heating_Natural Gas_Gas Furnace Tube Inserts_A_Achievable Economic TRC Potential | F14 | Industrial | Paper and Printing | Existing | Space Heating | Natural Gas | Gas Furnace Tube Inserts | A | Purchases (Cumulative) | Achievable Economic TRC Potential | 0 | 0 | 0 | 0 | 0 | 0 | 0 | 0 | 0 | 0 | 0 | 0 | 0 | 0 | 0 | 0 | 0 | 0 | 0 | 0 | 0 | 0
F1_Industrial_Paper and Printing_Existing_Space Heating_Natural Gas_Space Heating - Heat Recovery Ventilator_A_Achievable Economic TRC Potential | F1 | Industrial | Paper and Printing | Existing | Space Heating | Natural Gas | Space Heating - Heat Recovery Ventilator | A | Original Unit Energy Savings (kWh or therms) | Achievable Economic TRC Potential | 0 | 0 | 0.01336 | 0.013329 | 0.013297 | 0.013266 | 0.013235 | 0.013205 | 0.013176 | 0.013148 | 0.013122 | 0.013097 | 0.013074 | 0.013051 | 0.013031 | 0.013011 | 0.012992 | 0.012975 | 0.012959 | 0.012943 | 0.012929 | 0.012915
F2_Industrial_Paper and Printing_Existing_Space Heating_Natural Gas_Space Heating - Heat Recovery Ventilator_A_Achievable Economic TRC Potential | F2 | Industrial | Paper and Printing | Existing | Space Heating | Natural Gas | Space Heating - Heat Recovery Ventilator | A | Original Unit Summer Peak Savings (kW) | Achievable Economic TRC Potential | 0 | 0 | 0 | 0 | 0 | 0 | 0 | 0 | 0 | 0 | 0 | 0 | 0 | 0 | 0 | 0 | 0 | 0 | 0 | 0 | 0 | 0
F3_Industrial_Paper and Printing_Existing_Space Heating_Natural Gas_Space Heating - Heat Recovery Ventilator_A_Achievable Economic TRC Potential | F3 | Industrial | Paper and Printing | Existing | Space Heating | Natural Gas | Space Heating - Heat Recovery Ventilator | A | Original Unit Winter Peak Savings (kW) | Achievable Economic TRC Potential | 0 | 0 | 0 | 0 | 0 | 0 | 0 | 0 | 0 | 0 | 0 | 0 | 0 | 0 | 0 | 0 | 0 | 0 | 0 | 0 | 0 | 0
F4_Industrial_Paper and Printing_Existing_Space Heating_Natural Gas_Space Heating - Heat Recovery Ventilator_A_Achievable Economic TRC Potential | F4 | Industrial | Paper and Printing | Existing | Space Heating | Natural Gas | Space Heating - Heat Recovery Ventilator | A | Standalone Impact on Baseline Energy (%) | Achievable Economic TRC Potential | bar: 2019 to 2040
F5_Industrial_Paper and Printing_Existing_Space Heating_Natural Gas_Space Heating - Heat Recovery Ventilator_A_Achievable Economic TRC Potential | F5 | Industrial | Paper and Printing | Existing | Space Heating | Natural Gas | Space Heating - Heat Recovery Ventilator | A | Standalone Impact on Baseline Summer Peak (%) | Achievable Economic TRC Potential | bar: 2019 to 2040
F6_Industrial_Paper and Printing_Existing_Space Heating_Natural Gas_Space Heating - Heat Recovery Ventilator_A_Achievable Economic TRC Potential | F6 | Industrial | Paper and Printing | Existing | Space Heating | Natural Gas | Space Heating - Heat Recovery Ventilator | A | Standalone Impact on Baseline Winter Peak (%) | Achievable Economic TRC Potential | bar: 2019 to 2040
F7_Industrial_Paper and Printing_Existing_Space Heating_Natural Gas_Space Heating - Heat Recovery Ventilator_A_Achievable Economic TRC Potential | F7 | Industrial | Paper and Printing | Existing | Space Heating | Natural Gas | Space Heating - Heat Recovery Ventilator | A | Incremental Energy Savings (MWh or mTherms) | Achievable Economic TRC Potential | 0 | 0 | 0 | 0 | 0 | 0 | 0 | 0 | 0 | 0 | 0 | 0 | 0 | 0 | 0 | 0 | 0 | 0 | 0 | 0 | 0 | 0
F8_Industrial_Paper and Printing_Existing_Space Heating_Natural Gas_Space Heating - Heat Recovery Ventilator_A_Achievable Economic TRC Potential | F8 | Industrial | Paper and Printing | Existing | Space Heating | Natural Gas | Space Heating - Heat Recovery Ventilator | A | Incremental Summer Peak Savings (MW) | Achievable Economic TRC Potential | 0 | 0 | 0 | 0 | 0 | 0 | 0 | 0 | 0 | 0 | 0 | 0 | 0 | 0 | 0 | 0 | 0 | 0 | 0 | 0 | 0 | 0
F9_Industrial_Paper and Printing_Existing_Space Heating_Natural Gas_Space Heating - Heat Recovery Ventilator_A_Achievable Economic TRC Potential | F9 | Industrial | Paper and Printing | Existing | Space Heating | Natural Gas | Space Heating - Heat Recovery Ventilator | A | Incremental Winter Peak Savings (MW) | Achievable Economic TRC Potential | 0 | 0 | 0 | 0 | 0 | 0 | 0 | 0 | 0 | 0 | 0 | 0 | 0 | 0 | 0 | 0 | 0 | 0 | 0 | 0 | 0 | 0
F10_Industrial_Paper and Printing_Existing_Space Heating_Natural Gas_Space Heating - Heat Recovery Ventilator_A_Achievable Economic TRC Potential | F10 | Industrial | Paper and Printing | Existing | Space Heating | Natural Gas | Space Heating - Heat Recovery Ventilator | A | Cumulative Energy Savings (MWh or mTherms) | Achievable Economic TRC Potential | 0 | 0 | 0 | 0 | 0 | 0 | 0 | 0 | 0 | 0 | 0 | 0 | 0 | 0 | 0 | 0 | 0 | 0 | 0 | 0 | 0 | 0
F11_Industrial_Paper and Printing_Existing_Space Heating_Natural Gas_Space Heating - Heat Recovery Ventilator_A_Achievable Economic TRC Potential | F11 | Industrial | Paper and Printing | Existing | Space Heating | Natural Gas | Space Heating - Heat Recovery Ventilator | A | Cumulative Summer Peak Savings (MW) | Achievable Economic TRC Potential | 0 | 0 | 0 | 0 | 0 | 0 | 0 | 0 | 0 | 0 | 0 | 0 | 0 | 0 | 0 | 0 | 0 | 0 | 0 | 0 | 0 | 0
F12_Industrial_Paper and Printing_Existing_Space Heating_Natural Gas_Space Heating - Heat Recovery Ventilator_A_Achievable Economic TRC Potential | F12 | Industrial | Paper and Printing | Existing | Space Heating | Natural Gas | Space Heating - Heat Recovery Ventilator | A | Cumulative Winter Peak Savings (MW) | Achievable Economic TRC Potential | 0 | 0 | 0 | 0 | 0 | 0 | 0 | 0 | 0 | 0 | 0 | 0 | 0 | 0 | 0 | 0 | 0 | 0 | 0 | 0 | 0 | 0
F13_Industrial_Paper and Printing_Existing_Space Heating_Natural Gas_Space Heating - Heat Recovery Ventilator_A_Achievable Economic TRC Potential | F13 | Industrial | Paper and Printing | Existing | Space Heating | Natural Gas | Space Heating - Heat Recovery Ventilator | A | Purchases (Incremental) | Achievable Economic TRC Potential | 0 | 0 | 0 | 0 | 0 | 0 | 0 | 0 | 0 | 0 | 0 | 0 | 0 | 0 | 0 | 0 | 0 | 0 | 0 | 0 | 0 | 0
F14_Industrial_Paper and Printing_Existing_Space Heating_Natural Gas_Space Heating - Heat Recovery Ventilator_A_Achievable Economic TRC Potential | F14 | Industrial | Paper and Printing | Existing | Space Heating | Natural Gas | Space Heating - Heat Recovery Ventilator | A | Purchases (Cumulative) | Achievable Economic TRC Potential | 0 | 0 | 0 | 0 | 0 | 0 | 0 | 0 | 0 | 0 | 0 | 0 | 0 | 0 | 0 | 0 | 0 | 0 | 0 | 0 | 0 | 0
F1_Industrial_Paper and Printing_Existing_Space Heating_Natural Gas_Thermostat - Programmable_A_Achievable Economic TRC Potential | F1 | Industrial | Paper and Printing | Existing | Space Heating | Natural Gas | Thermostat - Programmable | A | Original Unit Energy Savings (kWh or therms) | Achievable Economic TRC Potential | 0 | 0 | 0.0064634 | 0.006448 | 0.0064327 | 0.0064176 | 0.0064027 | 0.0063882 | 0.0063742 | 0.0063608 | 0.006348 | 0.006336 | 0.0063246 | 0.0063139 | 0.0063038 | 0.0062943 | 0.0062853 | 0.0062769 | 0.006269 | 0.0062616 | 0.0062546 | 0.006248
F2_Industrial_Paper and Printing_Existing_Space Heating_Natural Gas_Thermostat - Programmable_A_Achievable Economic TRC Potential | F2 | Industrial | Paper and Printing | Existing | Space Heating | Natural Gas | Thermostat - Programmable | A | Original Unit Summer Peak Savings (kW) | Achievable Economic TRC Potential | 0 | 0 | 0 | 0 | 0 | 0 | 0 | 0 | 0 | 0 | 0 | 0 | 0 | 0 | 0 | 0 | 0 | 0 | 0 | 0 | 0 | 0
F3_Industrial_Paper and Printing_Existing_Space Heating_Natural Gas_Thermostat - Programmable_A_Achievable Economic TRC Potential | F3 | Industrial | Paper and Printing | Existing | Space Heating | Natural Gas | Thermostat - Programmable | A | Original Unit Winter Peak Savings (kW) | Achievable Economic TRC Potential | 0 | 0 | 0 | 0 | 0 | 0 | 0 | 0 | 0 | 0 | 0 | 0 | 0 | 0 | 0 | 0 | 0 | 0 | 0 | 0 | 0 | 0
F4_Industrial_Paper and Printing_Existing_Space Heating_Natural Gas_Thermostat - Programmable_A_Achievable Economic TRC Potential | F4 | Industrial | Paper and Printing | Existing | Space Heating | Natural Gas | Thermostat - Programmable | A | Standalone Impact on Baseline Energy (%) | Achievable Economic TRC Potential | bar: 2019 to 2040
F5_Industrial_Paper and Printing_Existing_Space Heating_Natural Gas_Thermostat - Programmable_A_Achievable Economic TRC Potential | F5 | Industrial | Paper and Printing | Existing | Space Heating | Natural Gas | Thermostat - Programmable | A | Standalone Impact on Baseline Summer Peak (%) | Achievable Economic TRC Potential | bar: 2019 to 2040
F6_Industrial_Paper and Printing_Existing_Space Heating_Natural Gas_Thermostat - Programmable_A_Achievable Economic TRC Potential | F6 | Industrial | Paper and Printing | Existing | Space Heating | Natural Gas | Thermostat - Programmable | A | Standalone Impact on Baseline Winter Peak (%) | Achievable Economic TRC Potential | bar: 2019 to 2040
F7_Industrial_Paper and Printing_Existing_Space Heating_Natural Gas_Thermostat - Programmable_A_Achievable Economic TRC Potential | F7 | Industrial | Paper and Printing | Existing | Space Heating | Natural Gas | Thermostat - Programmable | A | Incremental Energy Savings (MWh or mTherms) | Achievable Economic TRC Potential | 0 | 0 | 0 | 0 | 0 | 0 | 0 | 0 | 0 | 0 | 0 | 0 | 0 | 0 | 0 | 0 | 0 | 0 | 0 | 0 | 0 | 0
F8_Industrial_Paper and Printing_Existing_Space Heating_Natural Gas_Thermostat - Programmable_A_Achievable Economic TRC Potential | F8 | Industrial | Paper and Printing | Existing | Space Heating | Natural Gas | Thermostat - Programmable | A | Incremental Summer Peak Savings (MW) | Achievable Economic TRC Potential | 0 | 0 | 0 | 0 | 0 | 0 | 0 | 0 | 0 | 0 | 0 | 0 | 0 | 0 | 0 | 0 | 0 | 0 | 0 | 0 | 0 | 0
F9_Industrial_Paper and Printing_Existing_Space Heating_Natural Gas_Thermostat - Programmable_A_Achievable Economic TRC Potential | F9 | Industrial | Paper and Printing | Existing | Space Heating | Natural Gas | Thermostat - Programmable | A | Incremental Winter Peak Savings (MW) | Achievable Economic TRC Potential | 0 | 0 | 0 | 0 | 0 | 0 | 0 | 0 | 0 | 0 | 0 | 0 | 0 | 0 | 0 | 0 | 0 | 0 | 0 | 0 | 0 | 0
F10_Industrial_Paper and Printing_Existing_Space Heating_Natural Gas_Thermostat - Programmable_A_Achievable Economic TRC Potential | F10 | Industrial | Paper and Printing | Existing | Space Heating | Natural Gas | Thermostat - Programmable | A | Cumulative Energy Savings (MWh or mTherms) | Achievable Economic TRC Potential | 0 | 0 | 0 | 0 | 0 | 0 | 0 | 0 | 0 | 0 | 0 | 0 | 0 | 0 | 0 | 0 | 0 | 0 | 0 | 0 | 0 | 0
F11_Industrial_Paper and Printing_Existing_Space Heating_Natural Gas_Thermostat - Programmable_A_Achievable Economic TRC Potential | F11 | Industrial | Paper and Printing | Existing | Space Heating | Natural Gas | Thermostat - Programmable | A | Cumulative Summer Peak Savings (MW) | Achievable Economic TRC Potential | 0 | 0 | 0 | 0 | 0 | 0 | 0 | 0 | 0 | 0 | 0 | 0 | 0 | 0 | 0 | 0 | 0 | 0 | 0 | 0 | 0 | 0
F12_Industrial_Paper and Printing_Existing_Space Heating_Natural Gas_Thermostat - Programmable_A_Achievable Economic TRC Potential | F12 | Industrial | Paper and Printing | Existing | Space Heating | Natural Gas | Thermostat - Programmable | A | Cumulative Winter Peak Savings (MW) | Achievable Economic TRC Potential | 0 | 0 | 0 | 0 | 0 | 0 | 0 | 0 | 0 | 0 | 0 | 0 | 0 | 0 | 0 | 0 | 0 | 0 | 0 | 0 | 0 | 0
F13_Industrial_Paper and Printing_Existing_Space Heating_Natural Gas_Thermostat - Programmable_A_Achievable Economic TRC Potential | F13 | Industrial | Paper and Printing | Existing | Space Heating | Natural Gas | Thermostat - Programmable | A | Purchases (Incremental) | Achievable Economic TRC Potential | 0 | 0 | 0 | 0 | 0 | 0 | 0 | 0 | 0 | 0 | 0 | 0 | 0 | 0 | 0 | 0 | 0 | 0 | 0 | 0 | 0 | 0
F14_Industrial_Paper and Printing_Existing_Space Heating_Natural Gas_Thermostat - Programmable_A_Achievable Economic TRC Potential | F14 | Industrial | Paper and Printing | Existing | Space Heating | Natural Gas | Thermostat - Programmable | A | Purchases (Cumulative) | Achievable Economic TRC Potential | 0 | 0 | 0 | 0 | 0 | 0 | 0 | 0 | 0 | 0 | 0 | 0 | 0 | 0 | 0 | 0 | 0 | 0 | 0 | 0 | 0 | 0
F1_Industrial_Paper and Printing_Existing_Space Heating_Natural Gas_ENERGY STAR Connected Thermostat_A_Achievable Economic TRC Potential | F1 | Industrial | Paper and Printing | Existing | Space Heating | Natural Gas | ENERGY STAR Connected Thermostat | A | Original Unit Energy Savings (kWh or therms) | Achievable Economic TRC Potential | 0 | 0 | 0.015624 | 0.015587 | 0.01555 | 0.015514 | 0.015478 | 0.015443 | 0.015409 | 0.015376 | 0.015345 | 0.015316 | 0.015289 | 0.015263 | 0.015238 | 0.015215 | 0.015194 | 0.015173 | 0.015154 | 0.015136 | 0.01512 | 0.015104
F2_Industrial_Paper and Printing_Existing_Space Heating_Natural Gas_ENERGY STAR Connected Thermostat_A_Achievable Economic TRC Potential | F2 | Industrial | Paper and Printing | Existing | Space Heating | Natural Gas | ENERGY STAR Connected Thermostat | A | Original Unit Summer Peak Savings (kW) | Achievable Economic TRC Potential | 0 | 0 | 0 | 0 | 0 | 0 | 0 | 0 | 0 | 0 | 0 | 0 | 0 | 0 | 0 | 0 | 0 | 0 | 0 | 0 | 0 | 0
F3_Industrial_Paper and Printing_Existing_Space Heating_Natural Gas_ENERGY STAR Connected Thermostat_A_Achievable Economic TRC Potential | F3 | Industrial | Paper and Printing | Existing | Space Heating | Natural Gas | ENERGY STAR Connected Thermostat | A | Original Unit Winter Peak Savings (kW) | Achievable Economic TRC Potential | 0 | 0 | 0 | 0 | 0 | 0 | 0 | 0 | 0 | 0 | 0 | 0 | 0 | 0 | 0 | 0 | 0 | 0 | 0 | 0 | 0 | 0
F4_Industrial_Paper and Printing_Existing_Space Heating_Natural Gas_ENERGY STAR Connected Thermostat_A_Achievable Economic TRC Potential | F4 | Industrial | Paper and Printing | Existing | Space Heating | Natural Gas | ENERGY STAR Connected Thermostat | A | Standalone Impact on Baseline Energy (%) | Achievable Economic TRC Potential | bar: 2019 to 2040
F5_Industrial_Paper and Printing_Existing_Space Heating_Natural Gas_ENERGY STAR Connected Thermostat_A_Achievable Economic TRC Potential | F5 | Industrial | Paper and Printing | Existing | Space Heating | Natural Gas | ENERGY STAR Connected Thermostat | A | Standalone Impact on Baseline Summer Peak (%) | Achievable Economic TRC Potential | bar: 2019 to 2040
F6_Industrial_Paper and Printing_Existing_Space Heating_Natural Gas_ENERGY STAR Connected Thermostat_A_Achievable Economic TRC Potential | F6 | Industrial | Paper and Printing | Existing | Space Heating | Natural Gas | ENERGY STAR Connected Thermostat | A | Standalone Impact on Baseline Winter Peak (%) | Achievable Economic TRC Potential | bar: 2019 to 2040
F7_Industrial_Paper and Printing_Existing_Space Heating_Natural Gas_ENERGY STAR Connected Thermostat_A_Achievable Economic TRC Potential | F7 | Industrial | Paper and Printing | Existing | Space Heating | Natural Gas | ENERGY STAR Connected Thermostat | A | Incremental Energy Savings (MWh or mTherms) | Achievable Economic TRC Potential | 0 | 0 | 0 | 0 | 0 | 0 | 0 | 0 | 0 | 0 | 0 | 0 | 0 | 0 | 0 | 0 | 0 | 0 | 0 | 0 | 0 | 0
F8_Industrial_Paper and Printing_Existing_Space Heating_Natural Gas_ENERGY STAR Connected Thermostat_A_Achievable Economic TRC Potential | F8 | Industrial | Paper and Printing | Existing | Space Heating | Natural Gas | ENERGY STAR Connected Thermostat | A | Incremental Summer Peak Savings (MW) | Achievable Economic TRC Potential | 0 | 0 | 0 | 0 | 0 | 0 | 0 | 0 | 0 | 0 | 0 | 0 | 0 | 0 | 0 | 0 | 0 | 0 | 0 | 0 | 0 | 0
F9_Industrial_Paper and Printing_Existing_Space Heating_Natural Gas_ENERGY STAR Connected Thermostat_A_Achievable Economic TRC Potential | F9 | Industrial | Paper and Printing | Existing | Space Heating | Natural Gas | ENERGY STAR Connected Thermostat | A | Incremental Winter Peak Savings (MW) | Achievable Economic TRC Potential | 0 | 0 | 0 | 0 | 0 | 0 | 0 | 0 | 0 | 0 | 0 | 0 | 0 | 0 | 0 | 0 | 0 | 0 | 0 | 0 | 0 | 0
F10_Industrial_Paper and Printing_Existing_Space Heating_Natural Gas_ENERGY STAR Connected Thermostat_A_Achievable Economic TRC Potential | F10 | Industrial | Paper and Printing | Existing | Space Heating | Natural Gas | ENERGY STAR Connected Thermostat | A | Cumulative Energy Savings (MWh or mTherms) | Achievable Economic TRC Potential | 0 | 0 | 0 | 0 | 0 | 0 | 0 | 0 | 0 | 0 | 0 | 0 | 0 | 0 | 0 | 0 | 0 | 0 | 0 | 0 | 0 | 0
F11_Industrial_Paper and Printing_Existing_Space Heating_Natural Gas_ENERGY STAR Connected Thermostat_A_Achievable Economic TRC Potential | F11 | Industrial | Paper and Printing | Existing | Space Heating | Natural Gas | ENERGY STAR Connected Thermostat | A | Cumulative Summer Peak Savings (MW) | Achievable Economic TRC Potential | 0 | 0 | 0 | 0 | 0 | 0 | 0 | 0 | 0 | 0 | 0 | 0 | 0 | 0 | 0 | 0 | 0 | 0 | 0 | 0 | 0 | 0
F12_Industrial_Paper and Printing_Existing_Space Heating_Natural Gas_ENERGY STAR Connected Thermostat_A_Achievable Economic TRC Potential | F12 | Industrial | Paper and Printing | Existing | Space Heating | Natural Gas | ENERGY STAR Connected Thermostat | A | Cumulative Winter Peak Savings (MW) | Achievable Economic TRC Potential | 0 | 0 | 0 | 0 | 0 | 0 | 0 | 0 | 0 | 0 | 0 | 0 | 0 | 0 | 0 | 0 | 0 | 0 | 0 | 0 | 0 | 0
F13_Industrial_Paper and Printing_Existing_Space Heating_Natural Gas_ENERGY STAR Connected Thermostat_A_Achievable Economic TRC Potential | F13 | Industrial | Paper and Printing | Existing | Space Heating | Natural Gas | ENERGY STAR Connected Thermostat | A | Purchases (Incremental) | Achievable Economic TRC Potential | 0 | 0 | 0 | 0 | 0 | 0 | 0 | 0 | 0 | 0 | 0 | 0 | 0 | 0 | 0 | 0 | 0 | 0 | 0 | 0 | 0 | 0
F14_Industrial_Paper and Printing_Existing_Space Heating_Natural Gas_ENERGY STAR Connected Thermostat_A_Achievable Economic TRC Potential | F14 | Industrial | Paper and Printing | Existing | Space Heating | Natural Gas | ENERGY STAR Connected Thermostat | A | Purchases (Cumulative) | Achievable Economic TRC Potential | 0 | 0 | 0 | 0 | 0 | 0 | 0 | 0 | 0 | 0 | 0 | 0 | 0 | 0 | 0 | 0 | 0 | 0 | 0 | 0 | 0 | 0
F1_Industrial_Paper and Printing_Existing_Space Heating_Natural Gas_Destratification Fans (HVLS)_A_Achievable Economic TRC Potential | F1 | Industrial | Paper and Printing | Existing | Space Heating | Natural Gas | Destratification Fans (HVLS) | A | Original Unit Energy Savings (kWh or therms) | Achievable Economic TRC Potential | 0 | 0 | 0.015624 | 0.015587 | 0.01555 | 0.015514 | 0.015478 | 0.015443 | 0.015409 | 0.015376 | 0.015345 | 0.015316 | 0.015289 | 0.015263 | 0.015238 | 0.015215 | 0.015194 | 0.015173 | 0.015154 | 0.015136 | 0.01512 | 0.015104
F2_Industrial_Paper and Printing_Existing_Space Heating_Natural Gas_Destratification Fans (HVLS)_A_Achievable Economic TRC Potential | F2 | Industrial | Paper and Printing | Existing | Space Heating | Natural Gas | Destratification Fans (HVLS) | A | Original Unit Summer Peak Savings (kW) | Achievable Economic TRC Potential | 0 | 0 | 0 | 0 | 0 | 0 | 0 | 0 | 0 | 0 | 0 | 0 | 0 | 0 | 0 | 0 | 0 | 0 | 0 | 0 | 0 | 0
F3_Industrial_Paper and Printing_Existing_Space Heating_Natural Gas_Destratification Fans (HVLS)_A_Achievable Economic TRC Potential | F3 | Industrial | Paper and Printing | Existing | Space Heating | Natural Gas | Destratification Fans (HVLS) | A | Original Unit Winter Peak Savings (kW) | Achievable Economic TRC Potential | 0 | 0 | 0 | 0 | 0 | 0 | 0 | 0 | 0 | 0 | 0 | 0 | 0 | 0 | 0 | 0 | 0 | 0 | 0 | 0 | 0 | 0
F4_Industrial_Paper and Printing_Existing_Space Heating_Natural Gas_Destratification Fans (HVLS)_A_Achievable Economic TRC Potential | F4 | Industrial | Paper and Printing | Existing | Space Heating | Natural Gas | Destratification Fans (HVLS) | A | Standalone Impact on Baseline Energy (%) | Achievable Economic TRC Potential | bar: 2019 to 2040
F5_Industrial_Paper and Printing_Existing_Space Heating_Natural Gas_Destratification Fans (HVLS)_A_Achievable Economic TRC Potential | F5 | Industrial | Paper and Printing | Existing | Space Heating | Natural Gas | Destratification Fans (HVLS) | A | Standalone Impact on Baseline Summer Peak (%) | Achievable Economic TRC Potential | bar: 2019 to 2040
F6_Industrial_Paper and Printing_Existing_Space Heating_Natural Gas_Destratification Fans (HVLS)_A_Achievable Economic TRC Potential | F6 | Industrial | Paper and Printing | Existing | Space Heating | Natural Gas | Destratification Fans (HVLS) | A | Standalone Impact on Baseline Winter Peak (%) | Achievable Economic TRC Potential | bar: 2019 to 2040
F7_Industrial_Paper and Printing_Existing_Space Heating_Natural Gas_Destratification Fans (HVLS)_A_Achievable Economic TRC Potential | F7 | Industrial | Paper and Printing | Existing | Space Heating | Natural Gas | Destratification Fans (HVLS) | A | Incremental Energy Savings (MWh or mTherms) | Achievable Economic TRC Potential | 0 | 0 | 0 | 0 | 0 | 0 | 0 | 0 | 0 | 0 | 0 | 0 | 0 | 0 | 0 | 0 | 0 | 0 | 0 | 0 | 0 | 0
F8_Industrial_Paper and Printing_Existing_Space Heating_Natural Gas_Destratification Fans (HVLS)_A_Achievable Economic TRC Potential | F8 | Industrial | Paper and Printing | Existing | Space Heating | Natural Gas | Destratification Fans (HVLS) | A | Incremental Summer Peak Savings (MW) | Achievable Economic TRC Potential | 0 | 0 | 0 | 0 | 0 | 0 | 0 | 0 | 0 | 0 | 0 | 0 | 0 | 0 | 0 | 0 | 0 | 0 | 0 | 0 | 0 | 0
F9_Industrial_Paper and Printing_Existing_Space Heating_Natural Gas_Destratification Fans (HVLS)_A_Achievable Economic TRC Potential | F9 | Industrial | Paper and Printing | Existing | Space Heating | Natural Gas | Destratification Fans (HVLS) | A | Incremental Winter Peak Savings (MW) | Achievable Economic TRC Potential | 0 | 0 | 0 | 0 | 0 | 0 | 0 | 0 | 0 | 0 | 0 | 0 | 0 | 0 | 0 | 0 | 0 | 0 | 0 | 0 | 0 | 0
F10_Industrial_Paper and Printing_Existing_Space Heating_Natural Gas_Destratification Fans (HVLS)_A_Achievable Economic TRC Potential | F10 | Industrial | Paper and Printing | Existing | Space Heating | Natural Gas | Destratification Fans (HVLS) | A | Cumulative Energy Savings (MWh or mTherms) | Achievable Economic TRC Potential | 0 | 0 | 0 | 0 | 0 | 0 | 0 | 0 | 0 | 0 | 0 | 0 | 0 | 0 | 0 | 0 | 0 | 0 | 0 | 0 | 0 | 0
F11_Industrial_Paper and Printing_Existing_Space Heating_Natural Gas_Destratification Fans (HVLS)_A_Achievable Economic TRC Potential | F11 | Industrial | Paper and Printing | Existing | Space Heating | Natural Gas | Destratification Fans (HVLS) | A | Cumulative Summer Peak Savings (MW) | Achievable Economic TRC Potential | 0 | 0 | 0 | 0 | 0 | 0 | 0 | 0 | 0 | 0 | 0 | 0 | 0 | 0 | 0 | 0 | 0 | 0 | 0 | 0 | 0 | 0
F12_Industrial_Paper and Printing_Existing_Space Heating_Natural Gas_Destratification Fans (HVLS)_A_Achievable Economic TRC Potential | F12 | Industrial | Paper and Printing | Existing | Space Heating | Natural Gas | Destratification Fans (HVLS) | A | Cumulative Winter Peak Savings (MW) | Achievable Economic TRC Potential | 0 | 0 | 0 | 0 | 0 | 0 | 0 | 0 | 0 | 0 | 0 | 0 | 0 | 0 | 0 | 0 | 0 | 0 | 0 | 0 | 0 | 0
F13_Industrial_Paper and Printing_Existing_Space Heating_Natural Gas_Destratification Fans (HVLS)_A_Achievable Economic TRC Potential | F13 | Industrial | Paper and Printing | Existing | Space Heating | Natural Gas | Destratification Fans (HVLS) | A | Purchases (Incremental) | Achievable Economic TRC Potential | 0 | 0 | 0 | 0 | 0 | 0 | 0 | 0 | 0 | 0 | 0 | 0 | 0 | 0 | 0 | 0 | 0 | 0 | 0 | 0 | 0 | 0
F14_Industrial_Paper and Printing_Existing_Space Heating_Natural Gas_Destratification Fans (HVLS)_A_Achievable Economic TRC Potential | F14 | Industrial | Paper and Printing | Existing | Space Heating | Natural Gas | Destratification Fans (HVLS) | A | Purchases (Cumulative) | Achievable Economic TRC Potential | 0 | 0 | 0 | 0 | 0 | 0 | 0 | 0 | 0 | 0 | 0 | 0 | 0 | 0 | 0 | 0 | 0 | 0 | 0 | 0 | 0 | 0
F1_Industrial_Paper and Printing_Existing_Space Heating_Natural Gas_Gas Boiler - Insulate Steam Lines/Condensate Tank_A_Achievable Economic TRC Potential | F1 | Industrial | Paper and Printing | Existing | Space Heating | Natural Gas | Gas Boiler - Insulate Steam Lines/Condensate Tank | A | Original Unit Energy Savings (kWh or therms) | Achievable Economic TRC Potential | 0 | 0 | 1095.2062 | 1092.457 | 1089.7645 | 1087.1349 | 1084.5739 | 1082.0865 | 1079.6775 | 1077.3512 | 1075.1113 | 1072.9614 | 1070.9046 | 1068.9439 | 1067.0818 | 1065.3209 | 1063.6632 | 1062.1107 | 1060.6653 | 1059.3285 | 1058.1019 | 1056.9868
F2_Industrial_Paper and Printing_Existing_Space Heating_Natural Gas_Gas Boiler - Insulate Steam Lines/Condensate Tank_A_Achievable Economic TRC Potential | F2 | Industrial | Paper and Printing | Existing | Space Heating | Natural Gas | Gas Boiler - Insulate Steam Lines/Condensate Tank | A | Original Unit Summer Peak Savings (kW) | Achievable Economic TRC Potential | 0 | 0 | 0 | 0 | 0 | 0 | 0 | 0 | 0 | 0 | 0 | 0 | 0 | 0 | 0 | 0 | 0 | 0 | 0 | 0 | 0 | 0
F3_Industrial_Paper and Printing_Existing_Space Heating_Natural Gas_Gas Boiler - Insulate Steam Lines/Condensate Tank_A_Achievable Economic TRC Potential | F3 | Industrial | Paper and Printing | Existing | Space Heating | Natural Gas | Gas Boiler - Insulate Steam Lines/Condensate Tank | A | Original Unit Winter Peak Savings (kW) | Achievable Economic TRC Potential | 0 | 0 | 0 | 0 | 0 | 0 | 0 | 0 | 0 | 0 | 0 | 0 | 0 | 0 | 0 | 0 | 0 | 0 | 0 | 0 | 0 | 0
F4_Industrial_Paper and Printing_Existing_Space Heating_Natural Gas_Gas Boiler - Insulate Steam Lines/Condensate Tank_A_Achievable Economic TRC Potential | F4 | Industrial | Paper and Printing | Existing | Space Heating | Natural Gas | Gas Boiler - Insulate Steam Lines/Condensate Tank | A | Standalone Impact on Baseline Energy (%) | Achievable Economic TRC Potential | 0% | 0% | 0.005127% | 0.01034% | 0.01565% | 0.02105% | 0.02654% | 0.03213% | 0.03782% | 0.0436% | 0.04949% | 0.05548% | 0.06157% | 0.06776% | 0.07406% | 0.08047% | 0.08699% | 0.09363% | 0.1004% | 0.1073% | 0.1142% | 0.1214%
F5_Industrial_Paper and Printing_Existing_Space Heating_Natural Gas_Gas Boiler - Insulate Steam Lines/Condensate Tank_A_Achievable Economic TRC Potential | F5 | Industrial | Paper and Printing | Existing | Space Heating | Natural Gas | Gas Boiler - Insulate Steam Lines/Condensate Tank | A | Standalone Impact on Baseline Summer Peak (%) | Achievable Economic TRC Potential | bar: 2019 to 2040
F6_Industrial_Paper and Printing_Existing_Space Heating_Natural Gas_Gas Boiler - Insulate Steam Lines/Condensate Tank_A_Achievable Economic TRC Potential | F6 | Industrial | Paper and Printing | Existing | Space Heating | Natural Gas | Gas Boiler - Insulate Steam Lines/Condensate Tank | A | Standalone Impact on Baseline Winter Peak (%) | Achievable Economic TRC Potential | bar: 2019 to 2040
F7_Industrial_Paper and Printing_Existing_Space Heating_Natural Gas_Gas Boiler - Insulate Steam Lines/Condensate Tank_A_Achievable Economic TRC Potential | F7 | Industrial | Paper and Printing | Existing | Space Heating | Natural Gas | Gas Boiler - Insulate Steam Lines/Condensate Tank | A | Incremental Energy Savings (MWh or mTherms) | Achievable Economic TRC Potential | 0 | 0 | 0.0035286 | 0.003459 | 0.003391 | 0.0033245 | 0.0032595 | 0.0031959 | 0.0031338 | 0.0030732 | 0.0030139 | 0.002956 | 0.0028995 | 0.0028443 | 0.0027904 | 0.0027377 | 0.0026864 | 0.0026362 | 0.0025872 | 0.0025394 | 0.0024927 | 0.0024472
F8_Industrial_Paper and Printing_Existing_Space Heating_Natural Gas_Gas Boiler - Insulate Steam Lines/Condensate Tank_A_Achievable Economic TRC Potential | F8 | Industrial | Paper and Printing | Existing | Space Heating | Natural Gas | Gas Boiler - Insulate Steam Lines/Condensate Tank | A | Incremental Summer Peak Savings (MW) | Achievable Economic TRC Potential | 0 | 0 | 0 | 0 | 0 | 0 | 0 | 0 | 0 | 0 | 0 | 0 | 0 | 0 | 0 | 0 | 0 | 0 | 0 | 0 | 0 | 0
F9_Industrial_Paper and Printing_Existing_Space Heating_Natural Gas_Gas Boiler - Insulate Steam Lines/Condensate Tank_A_Achievable Economic TRC Potential | F9 | Industrial | Paper and Printing | Existing | Space Heating | Natural Gas | Gas Boiler - Insulate Steam Lines/Condensate Tank | A | Incremental Winter Peak Savings (MW) | Achievable Economic TRC Potential | 0 | 0 | 0 | 0 | 0 | 0 | 0 | 0 | 0 | 0 | 0 | 0 | 0 | 0 | 0 | 0 | 0 | 0 | 0 | 0 | 0 | 0
F10_Industrial_Paper and Printing_Existing_Space Heating_Natural Gas_Gas Boiler - Insulate Steam Lines/Condensate Tank_A_Achievable Economic TRC Potential | F10 | Industrial | Paper and Printing | Existing | Space Heating | Natural Gas | Gas Boiler - Insulate Steam Lines/Condensate Tank | A | Cumulative Energy Savings (MWh or mTherms) | Achievable Economic TRC Potential | 0 | 0 | 0.0035286 | 0.0069787 | 0.010353 | 0.013652 | 0.016879 | 0.020037 | 0.023126 | 0.026149 | 0.029109 | 0.032007 | 0.034845 | 0.037625 | 0.04035 | 0.043021 | 0.045641 | 0.04821 | 0.050732 | 0.053207 | 0.055638 | 0.058027
F11_Industrial_Paper and Printing_Existing_Space Heating_Natural Gas_Gas Boiler - Insulate Steam Lines/Condensate Tank_A_Achievable Economic TRC Potential | F11 | Industrial | Paper and Printing | Existing | Space Heating | Natural Gas | Gas Boiler - Insulate Steam Lines/Condensate Tank | A | Cumulative Summer Peak Savings (MW) | Achievable Economic TRC Potential | 0 | 0 | 0 | 0 | 0 | 0 | 0 | 0 | 0 | 0 | 0 | 0 | 0 | 0 | 0 | 0 | 0 | 0 | 0 | 0 | 0 | 0
F12_Industrial_Paper and Printing_Existing_Space Heating_Natural Gas_Gas Boiler - Insulate Steam Lines/Condensate Tank_A_Achievable Economic TRC Potential | F12 | Industrial | Paper and Printing | Existing | Space Heating | Natural Gas | Gas Boiler - Insulate Steam Lines/Condensate Tank | A | Cumulative Winter Peak Savings (MW) | Achievable Economic TRC Potential | 0 | 0 | 0 | 0 | 0 | 0 | 0 | 0 | 0 | 0 | 0 | 0 | 0 | 0 | 0 | 0 | 0 | 0 | 0 | 0 | 0 | 0
F13_Industrial_Paper and Printing_Existing_Space Heating_Natural Gas_Gas Boiler - Insulate Steam Lines/Condensate Tank_A_Achievable Economic TRC Potential | F13 | Industrial | Paper and Printing | Existing | Space Heating | Natural Gas | Gas Boiler - Insulate Steam Lines/Condensate Tank | A | Purchases (Incremental) | Achievable Economic TRC Potential | 0 | 0 | 0.0032218 | 0.0031663 | 0.0031117 | 0.003058 | 0.0030053 | 0.0029535 | 0.0029026 | 0.0028525 | 0.0028034 | 0.002755 | 0.0027075 | 0.0026608 | 0.002615 | 0.0025699 | 0.0025256 | 0.002482 | 0.0024392 | 0.0023972 | 0.0023558 | 0.0023152
F14_Industrial_Paper and Printing_Existing_Space Heating_Natural Gas_Gas Boiler - Insulate Steam Lines/Condensate Tank_A_Achievable Economic TRC Potential | F14 | Industrial | Paper and Printing | Existing | Space Heating | Natural Gas | Gas Boiler - Insulate Steam Lines/Condensate Tank | A | Purchases (Cumulative) | Achievable Economic TRC Potential | 0 | 0 | 0.0032218 | 0.0063881 | 0.0094998 | 0.012558 | 0.015563 | 0.018517 | 0.021419 | 0.024272 | 0.027075 | 0.02983 | 0.032538 | 0.035199 | 0.037813 | 0.040383 | 0.042909 | 0.045391 | 0.04783 | 0.050227 | 0.052583 | 0.054898
F1_Industrial_Paper and Printing_Existing_Process_Natural Gas_Gas Boiler - Insulate Steam Lines/Condensate Tank_A_Achievable Economic TRC Potential | F1 | Industrial | Paper and Printing | Existing | Process | Natural Gas | Gas Boiler - Insulate Steam Lines/Condensate Tank | A | Original Unit Energy Savings (kWh or therms) | Achievable Economic TRC Potential | 0 | 0 | 604.3224 | 604.3224 | 604.3224 | 604.3224 | 604.3224 | 604.3224 | 604.3224 | 604.3224 | 604.3224 | 604.3224 | 604.3224 | 604.3224 | 604.3224 | 604.3224 | 604.3224 | 604.3224 | 604.3224 | 604.3224 | 604.3224 | 604.3224
F2_Industrial_Paper and Printing_Existing_Process_Natural Gas_Gas Boiler - Insulate Steam Lines/Condensate Tank_A_Achievable Economic TRC Potential | F2 | Industrial | Paper and Printing | Existing | Process | Natural Gas | Gas Boiler - Insulate Steam Lines/Condensate Tank | A | Original Unit Summer Peak Savings (kW) | Achievable Economic TRC Potential | 0 | 0 | 0 | 0 | 0 | 0 | 0 | 0 | 0 | 0 | 0 | 0 | 0 | 0 | 0 | 0 | 0 | 0 | 0 | 0 | 0 | 0
F3_Industrial_Paper and Printing_Existing_Process_Natural Gas_Gas Boiler - Insulate Steam Lines/Condensate Tank_A_Achievable Economic TRC Potential | F3 | Industrial | Paper and Printing | Existing | Process | Natural Gas | Gas Boiler - Insulate Steam Lines/Condensate Tank | A | Original Unit Winter Peak Savings (kW) | Achievable Economic TRC Potential | 0 | 0 | 0 | 0 | 0 | 0 | 0 | 0 | 0 | 0 | 0 | 0 | 0 | 0 | 0 | 0 | 0 | 0 | 0 | 0 | 0 | 0
F4_Industrial_Paper and Printing_Existing_Process_Natural Gas_Gas Boiler - Insulate Steam Lines/Condensate Tank_A_Achievable Economic TRC Potential | F4 | Industrial | Paper and Printing | Existing | Process | Natural Gas | Gas Boiler - Insulate Steam Lines/Condensate Tank | A | Standalone Impact on Baseline Energy (%) | Achievable Economic TRC Potential | 0% | 0% | 0.02427% | 0.04896% | 0.07409% | 0.09965% | 0.1257% | 0.1521% | 0.1791% | 0.2065% | 0.2344% | 0.2628% | 0.2916% | 0.321% | 0.3509% | 0.3813% | 0.4123% | 0.4438% | 0.4758% | 0.5085% | 0.5416% | 0.5754%
F5_Industrial_Paper and Printing_Existing_Process_Natural Gas_Gas Boiler - Insulate Steam Lines/Condensate Tank_A_Achievable Economic TRC Potential | F5 | Industrial | Paper and Printing | Existing | Process | Natural Gas | Gas Boiler - Insulate Steam Lines/Condensate Tank | A | Standalone Impact on Baseline Summer Peak (%) | Achievable Economic TRC Potential | bar: 2019 to 2040
F6_Industrial_Paper and Printing_Existing_Process_Natural Gas_Gas Boiler - Insulate Steam Lines/Condensate Tank_A_Achievable Economic TRC Potential | F6 | Industrial | Paper and Printing | Existing | Process | Natural Gas | Gas Boiler - Insulate Steam Lines/Condensate Tank | A | Standalone Impact on Baseline Winter Peak (%) | Achievable Economic TRC Potential | bar: 2019 to 2040
F7_Industrial_Paper and Printing_Existing_Process_Natural Gas_Gas Boiler - Insulate Steam Lines/Condensate Tank_A_Achievable Economic TRC Potential | F7 | Industrial | Paper and Printing | Existing | Process | Natural Gas | Gas Boiler - Insulate Steam Lines/Condensate Tank | A | Incremental Energy Savings (MWh or mTherms) | Achievable Economic TRC Potential | 0 | 0 | 0.077692 | 0.076352 | 0.075036 | 0.073742 | 0.072471 | 0.071221 | 0.069993 | 0.068787 | 0.067601 | 0.066435 | 0.06529 | 0.064164 | 0.063058 | 0.061971 | 0.060902 | 0.059852 | 0.05882 | 0.057806 | 0.056809 | 0.05583
F8_Industrial_Paper and Printing_Existing_Process_Natural Gas_Gas Boiler - Insulate Steam Lines/Condensate Tank_A_Achievable Economic TRC Potential | F8 | Industrial | Paper and Printing | Existing | Process | Natural Gas | Gas Boiler - Insulate Steam Lines/Condensate Tank | A | Incremental Summer Peak Savings (MW) | Achievable Economic TRC Potential | 0 | 0 | 0 | 0 | 0 | 0 | 0 | 0 | 0 | 0 | 0 | 0 | 0 | 0 | 0 | 0 | 0 | 0 | 0 | 0 | 0 | 0
F9_Industrial_Paper and Printing_Existing_Process_Natural Gas_Gas Boiler - Insulate Steam Lines/Condensate Tank_A_Achievable Economic TRC Potential | F9 | Industrial | Paper and Printing | Existing | Process | Natural Gas | Gas Boiler - Insulate Steam Lines/Condensate Tank | A | Incremental Winter Peak Savings (MW) | Achievable Economic TRC Potential | 0 | 0 | 0 | 0 | 0 | 0 | 0 | 0 | 0 | 0 | 0 | 0 | 0 | 0 | 0 | 0 | 0 | 0 | 0 | 0 | 0 | 0
F10_Industrial_Paper and Printing_Existing_Process_Natural Gas_Gas Boiler - Insulate Steam Lines/Condensate Tank_A_Achievable Economic TRC Potential | F10 | Industrial | Paper and Printing | Existing | Process | Natural Gas | Gas Boiler - Insulate Steam Lines/Condensate Tank | A | Cumulative Energy Savings (MWh or mTherms) | Achievable Economic TRC Potential | 0 | 0 | 0.077692 | 0.15404 | 0.22908 | 0.30282 | 0.37529 | 0.44651 | 0.51651 | 0.5853 | 0.6529 | 0.71933 | 0.78462 | 0.84878 | 0.91184 | 0.97381 | 1.0347 | 1.0946 | 1.1534 | 1.2112 | 1.268 | 1.3238
F11_Industrial_Paper and Printing_Existing_Process_Natural Gas_Gas Boiler - Insulate Steam Lines/Condensate Tank_A_Achievable Economic TRC Potential | F11 | Industrial | Paper and Printing | Existing | Process | Natural Gas | Gas Boiler - Insulate Steam Lines/Condensate Tank | A | Cumulative Summer Peak Savings (MW) | Achievable Economic TRC Potential | 0 | 0 | 0 | 0 | 0 | 0 | 0 | 0 | 0 | 0 | 0 | 0 | 0 | 0 | 0 | 0 | 0 | 0 | 0 | 0 | 0 | 0
F12_Industrial_Paper and Printing_Existing_Process_Natural Gas_Gas Boiler - Insulate Steam Lines/Condensate Tank_A_Achievable Economic TRC Potential | F12 | Industrial | Paper and Printing | Existing | Process | Natural Gas | Gas Boiler - Insulate Steam Lines/Condensate Tank | A | Cumulative Winter Peak Savings (MW) | Achievable Economic TRC Potential | 0 | 0 | 0 | 0 | 0 | 0 | 0 | 0 | 0 | 0 | 0 | 0 | 0 | 0 | 0 | 0 | 0 | 0 | 0 | 0 | 0 | 0
F13_Industrial_Paper and Printing_Existing_Process_Natural Gas_Gas Boiler - Insulate Steam Lines/Condensate Tank_A_Achievable Economic TRC Potential | F13 | Industrial | Paper and Printing | Existing | Process | Natural Gas | Gas Boiler - Insulate Steam Lines/Condensate Tank | A | Purchases (Incremental) | Achievable Economic TRC Potential | 0 | 0 | 0.12856 | 0.12634 | 0.12417 | 0.12202 | 0.11992 | 0.11785 | 0.11582 | 0.11382 | 0.11186 | 0.10993 | 0.10804 | 0.10618 | 0.10434 | 0.10255 | 0.10078 | 0.09904 | 0.097332 | 0.095654 | 0.094005 | 0.092384
F14_Industrial_Paper and Printing_Existing_Process_Natural Gas_Gas Boiler - Insulate Steam Lines/Condensate Tank_A_Achievable Economic TRC Potential | F14 | Industrial | Paper and Printing | Existing | Process | Natural Gas | Gas Boiler - Insulate Steam Lines/Condensate Tank | A | Purchases (Cumulative) | Achievable Economic TRC Potential | 0 | 0 | 0.12856 | 0.2549 | 0.37907 | 0.50109 | 0.62102 | 0.73887 | 0.85469 | 0.96851 | 1.0804 | 1.1903 | 1.2983 | 1.4045 | 1.5089 | 1.6114 | 1.7122 | 1.8112 | 1.9086 | 2.0042 | 2.0982 | 2.1906
F1_Industrial_Paper and Printing_Existing_Space Heating_Natural Gas_Gas Boiler - Insulate Hot Water Lines_A_Achievable Economic TRC Potential | F1 | Industrial | Paper and Printing | Existing | Space Heating | Natural Gas | Gas Boiler - Insulate Hot Water Lines | A | Original Unit Energy Savings (kWh or therms) | Achievable Economic TRC Potential | 0 | 0 | 1237.9275 | 1234.82 | 1231.7766 | 1228.8043 | 1225.9096 | 1223.0981 | 1220.3752 | 1217.7457 | 1215.2139 | 1212.7838 | 1210.459 | 1208.2427 | 1206.1381 | 1204.1476 | 1202.2739 | 1200.5191 | 1198.8853 | 1197.3744 | 1195.9879 | 1194.7275
F2_Industrial_Paper and Printing_Existing_Space Heating_Natural Gas_Gas Boiler - Insulate Hot Water Lines_A_Achievable Economic TRC Potential | F2 | Industrial | Paper and Printing | Existing | Space Heating | Natural Gas | Gas Boiler - Insulate Hot Water Lines | A | Original Unit Summer Peak Savings (kW) | Achievable Economic TRC Potential | 0 | 0 | 0 | 0 | 0 | 0 | 0 | 0 | 0 | 0 | 0 | 0 | 0 | 0 | 0 | 0 | 0 | 0 | 0 | 0 | 0 | 0
F3_Industrial_Paper and Printing_Existing_Space Heating_Natural Gas_Gas Boiler - Insulate Hot Water Lines_A_Achievable Economic TRC Potential | F3 | Industrial | Paper and Printing | Existing | Space Heating | Natural Gas | Gas Boiler - Insulate Hot Water Lines | A | Original Unit Winter Peak Savings (kW) | Achievable Economic TRC Potential | 0 | 0 | 0 | 0 | 0 | 0 | 0 | 0 | 0 | 0 | 0 | 0 | 0 | 0 | 0 | 0 | 0 | 0 | 0 | 0 | 0 | 0
F4_Industrial_Paper and Printing_Existing_Space Heating_Natural Gas_Gas Boiler - Insulate Hot Water Lines_A_Achievable Economic TRC Potential | F4 | Industrial | Paper and Printing | Existing | Space Heating | Natural Gas | Gas Boiler - Insulate Hot Water Lines | A | Standalone Impact on Baseline Energy (%) | Achievable Economic TRC Potential | 0% | 0% | 0.01159% | 0.02338% | 0.03537% | 0.04758% | 0.06% | 0.07264% | 0.08549% | 0.09857% | 0.1119% | 0.1254% | 0.1392% | 0.1532% | 0.1674% | 0.1819% | 0.1967% | 0.2117% | 0.2269% | 0.2425% | 0.2583% | 0.2744%
F5_Industrial_Paper and Printing_Existing_Space Heating_Natural Gas_Gas Boiler - Insulate Hot Water Lines_A_Achievable Economic TRC Potential | F5 | Industrial | Paper and Printing | Existing | Space Heating | Natural Gas | Gas Boiler - Insulate Hot Water Lines | A | Standalone Impact on Baseline Summer Peak (%) | Achievable Economic TRC Potential | bar: 2019 to 2040
F6_Industrial_Paper and Printing_Existing_Space Heating_Natural Gas_Gas Boiler - Insulate Hot Water Lines_A_Achievable Economic TRC Potential | F6 | Industrial | Paper and Printing | Existing | Space Heating | Natural Gas | Gas Boiler - Insulate Hot Water Lines | A | Standalone Impact on Baseline Winter Peak (%) | Achievable Economic TRC Potential | bar: 2019 to 2040
F7_Industrial_Paper and Printing_Existing_Space Heating_Natural Gas_Gas Boiler - Insulate Hot Water Lines_A_Achievable Economic TRC Potential | F7 | Industrial | Paper and Printing | Existing | Space Heating | Natural Gas | Gas Boiler - Insulate Hot Water Lines | A | Incremental Energy Savings (MWh or mTherms) | Achievable Economic TRC Potential | 0 | 0 | 0.0079768 | 0.0078196 | 0.0076658 | 0.0075155 | 0.0073685 | 0.0072248 | 0.0070845 | 0.0069473 | 0.0068133 | 0.0066825 | 0.0065547 | 0.0064299 | 0.006308 | 0.006189 | 0.0060728 | 0.0059594 | 0.0058487 | 0.0057406 | 0.0056351 | 0.0055321
F8_Industrial_Paper and Printing_Existing_Space Heating_Natural Gas_Gas Boiler - Insulate Hot Water Lines_A_Achievable Economic TRC Potential | F8 | Industrial | Paper and Printing | Existing | Space Heating | Natural Gas | Gas Boiler - Insulate Hot Water Lines | A | Incremental Summer Peak Savings (MW) | Achievable Economic TRC Potential | 0 | 0 | 0 | 0 | 0 | 0 | 0 | 0 | 0 | 0 | 0 | 0 | 0 | 0 | 0 | 0 | 0 | 0 | 0 | 0 | 0 | 0
F9_Industrial_Paper and Printing_Existing_Space Heating_Natural Gas_Gas Boiler - Insulate Hot Water Lines_A_Achievable Economic TRC Potential | F9 | Industrial | Paper and Printing | Existing | Space Heating | Natural Gas | Gas Boiler - Insulate Hot Water Lines | A | Incremental Winter Peak Savings (MW) | Achievable Economic TRC Potential | 0 | 0 | 0 | 0 | 0 | 0 | 0 | 0 | 0 | 0 | 0 | 0 | 0 | 0 | 0 | 0 | 0 | 0 | 0 | 0 | 0 | 0
F10_Industrial_Paper and Printing_Existing_Space Heating_Natural Gas_Gas Boiler - Insulate Hot Water Lines_A_Achievable Economic TRC Potential | F10 | Industrial | Paper and Printing | Existing | Space Heating | Natural Gas | Gas Boiler - Insulate Hot Water Lines | A | Cumulative Energy Savings (MWh or mTherms) | Achievable Economic TRC Potential | 0 | 0 | 0.0079768 | 0.015776 | 0.023403 | 0.030862 | 0.038158 | 0.045295 | 0.052279 | 0.059114 | 0.065804 | 0.072355 | 0.078771 | 0.085057 | 0.091217 | 0.097255 | 0.10318 | 0.10899 | 0.11469 | 0.12028 | 0.12578 | 0.13118
F11_Industrial_Paper and Printing_Existing_Space Heating_Natural Gas_Gas Boiler - Insulate Hot Water Lines_A_Achievable Economic TRC Potential | F11 | Industrial | Paper and Printing | Existing | Space Heating | Natural Gas | Gas Boiler - Insulate Hot Water Lines | A | Cumulative Summer Peak Savings (MW) | Achievable Economic TRC Potential | 0 | 0 | 0 | 0 | 0 | 0 | 0 | 0 | 0 | 0 | 0 | 0 | 0 | 0 | 0 | 0 | 0 | 0 | 0 | 0 | 0 | 0
F12_Industrial_Paper and Printing_Existing_Space Heating_Natural Gas_Gas Boiler - Insulate Hot Water Lines_A_Achievable Economic TRC Potential | F12 | Industrial | Paper and Printing | Existing | Space Heating | Natural Gas | Gas Boiler - Insulate Hot Water Lines | A | Cumulative Winter Peak Savings (MW) | Achievable Economic TRC Potential | 0 | 0 | 0 | 0 | 0 | 0 | 0 | 0 | 0 | 0 | 0 | 0 | 0 | 0 | 0 | 0 | 0 | 0 | 0 | 0 | 0 | 0
F13_Industrial_Paper and Printing_Existing_Space Heating_Natural Gas_Gas Boiler - Insulate Hot Water Lines_A_Achievable Economic TRC Potential | F13 | Industrial | Paper and Printing | Existing | Space Heating | Natural Gas | Gas Boiler - Insulate Hot Water Lines | A | Purchases (Incremental) | Achievable Economic TRC Potential | 0 | 0 | 0.0064437 | 0.0063326 | 0.0062234 | 0.0061161 | 0.0060106 | 0.005907 | 0.0058052 | 0.0057051 | 0.0056067 | 0.00551 | 0.005415 | 0.0053217 | 0.0052299 | 0.0051398 | 0.0050511 | 0.004964 | 0.0048785 | 0.0047943 | 0.0047117 | 0.0046305
F14_Industrial_Paper and Printing_Existing_Space Heating_Natural Gas_Gas Boiler - Insulate Hot Water Lines_A_Achievable Economic TRC Potential | F14 | Industrial | Paper and Printing | Existing | Space Heating | Natural Gas | Gas Boiler - Insulate Hot Water Lines | A | Purchases (Cumulative) | Achievable Economic TRC Potential | 0 | 0 | 0.0064437 | 0.012776 | 0.019 | 0.025116 | 0.031126 | 0.037033 | 0.042838 | 0.048544 | 0.05415 | 0.05966 | 0.065075 | 0.070397 | 0.075627 | 0.080767 | 0.085818 | 0.090782 | 0.09566 | 0.10045 | 0.10517 | 0.1098
F1_Industrial_Paper and Printing_Existing_Process_Natural Gas_Gas Boiler - Insulate Hot Water Lines_A_Achievable Economic TRC Potential | F1 | Industrial | Paper and Printing | Existing | Process | Natural Gas | Gas Boiler - Insulate Hot Water Lines | A | Original Unit Energy Savings (kWh or therms) | Achievable Economic TRC Potential | 0 | 0 | 683.0744 | 683.0744 | 683.0744 | 683.0744 | 683.0744 | 683.0744 | 683.0744 | 683.0744 | 683.0744 | 683.0744 | 683.0744 | 683.0744 | 683.0744 | 683.0744 | 683.0744 | 683.0744 | 683.0744 | 683.0744 | 683.0744 | 683.0744
F2_Industrial_Paper and Printing_Existing_Process_Natural Gas_Gas Boiler - Insulate Hot Water Lines_A_Achievable Economic TRC Potential | F2 | Industrial | Paper and Printing | Existing | Process | Natural Gas | Gas Boiler - Insulate Hot Water Lines | A | Original Unit Summer Peak Savings (kW) | Achievable Economic TRC Potential | 0 | 0 | 0 | 0 | 0 | 0 | 0 | 0 | 0 | 0 | 0 | 0 | 0 | 0 | 0 | 0 | 0 | 0 | 0 | 0 | 0 | 0
F3_Industrial_Paper and Printing_Existing_Process_Natural Gas_Gas Boiler - Insulate Hot Water Lines_A_Achievable Economic TRC Potential | F3 | Industrial | Paper and Printing | Existing | Process | Natural Gas | Gas Boiler - Insulate Hot Water Lines | A | Original Unit Winter Peak Savings (kW) | Achievable Economic TRC Potential | 0 | 0 | 0 | 0 | 0 | 0 | 0 | 0 | 0 | 0 | 0 | 0 | 0 | 0 | 0 | 0 | 0 | 0 | 0 | 0 | 0 | 0
F4_Industrial_Paper and Printing_Existing_Process_Natural Gas_Gas Boiler - Insulate Hot Water Lines_A_Achievable Economic TRC Potential | F4 | Industrial | Paper and Printing | Existing | Process | Natural Gas | Gas Boiler - Insulate Hot Water Lines | A | Standalone Impact on Baseline Energy (%) | Achievable Economic TRC Potential | 0% | 0% | 0.05486% | 0.1107% | 0.1675% | 0.2253% | 0.2841% | 0.3439% | 0.4048% | 0.4668% | 0.5298% | 0.594% | 0.6593% | 0.7257% | 0.7933% | 0.8621% | 0.932% | 1.003% | 1.076% | 1.149% | 1.224% | 1.301%
F5_Industrial_Paper and Printing_Existing_Process_Natural Gas_Gas Boiler - Insulate Hot Water Lines_A_Achievable Economic TRC Potential | F5 | Industrial | Paper and Printing | Existing | Process | Natural Gas | Gas Boiler - Insulate Hot Water Lines | A | Standalone Impact on Baseline Summer Peak (%) | Achievable Economic TRC Potential | bar: 2019 to 2040
F6_Industrial_Paper and Printing_Existing_Process_Natural Gas_Gas Boiler - Insulate Hot Water Lines_A_Achievable Economic TRC Potential | F6 | Industrial | Paper and Printing | Existing | Process | Natural Gas | Gas Boiler - Insulate Hot Water Lines | A | Standalone Impact on Baseline Winter Peak (%) | Achievable Economic TRC Potential | bar: 2019 to 2040
F7_Industrial_Paper and Printing_Existing_Process_Natural Gas_Gas Boiler - Insulate Hot Water Lines_A_Achievable Economic TRC Potential | F7 | Industrial | Paper and Printing | Existing | Process | Natural Gas | Gas Boiler - Insulate Hot Water Lines | A | Incremental Energy Savings (MWh or mTherms) | Achievable Economic TRC Potential | 0 | 0 | 0.17563 | 0.1726 | 0.16963 | 0.1667 | 0.16383 | 0.16101 | 0.15823 | 0.1555 | 0.15282 | 0.15019 | 0.1476 | 0.14505 | 0.14255 | 0.14009 | 0.13768 | 0.1353 | 0.13297 | 0.13068 | 0.12842 | 0.12621
F8_Industrial_Paper and Printing_Existing_Process_Natural Gas_Gas Boiler - Insulate Hot Water Lines_A_Achievable Economic TRC Potential | F8 | Industrial | Paper and Printing | Existing | Process | Natural Gas | Gas Boiler - Insulate Hot Water Lines | A | Incremental Summer Peak Savings (MW) | Achievable Economic TRC Potential | 0 | 0 | 0 | 0 | 0 | 0 | 0 | 0 | 0 | 0 | 0 | 0 | 0 | 0 | 0 | 0 | 0 | 0 | 0 | 0 | 0 | 0
F9_Industrial_Paper and Printing_Existing_Process_Natural Gas_Gas Boiler - Insulate Hot Water Lines_A_Achievable Economic TRC Potential | F9 | Industrial | Paper and Printing | Existing | Process | Natural Gas | Gas Boiler - Insulate Hot Water Lines | A | Incremental Winter Peak Savings (MW) | Achievable Economic TRC Potential | 0 | 0 | 0 | 0 | 0 | 0 | 0 | 0 | 0 | 0 | 0 | 0 | 0 | 0 | 0 | 0 | 0 | 0 | 0 | 0 | 0 | 0
F10_Industrial_Paper and Printing_Existing_Process_Natural Gas_Gas Boiler - Insulate Hot Water Lines_A_Achievable Economic TRC Potential | F10 | Industrial | Paper and Printing | Existing | Process | Natural Gas | Gas Boiler - Insulate Hot Water Lines | A | Cumulative Energy Savings (MWh or mTherms) | Achievable Economic TRC Potential | 0 | 0 | 0.17563 | 0.34824 | 0.51787 | 0.68457 | 0.8484 | 1.0094 | 1.1676 | 1.3231 | 1.476 | 1.6261 | 1.7737 | 1.9188 | 2.0613 | 2.2014 | 2.3391 | 2.4744 | 2.6074 | 2.7381 | 2.8665 | 2.9927
F11_Industrial_Paper and Printing_Existing_Process_Natural Gas_Gas Boiler - Insulate Hot Water Lines_A_Achievable Economic TRC Potential | F11 | Industrial | Paper and Printing | Existing | Process | Natural Gas | Gas Boiler - Insulate Hot Water Lines | A | Cumulative Summer Peak Savings (MW) | Achievable Economic TRC Potential | 0 | 0 | 0 | 0 | 0 | 0 | 0 | 0 | 0 | 0 | 0 | 0 | 0 | 0 | 0 | 0 | 0 | 0 | 0 | 0 | 0 | 0
F12_Industrial_Paper and Printing_Existing_Process_Natural Gas_Gas Boiler - Insulate Hot Water Lines_A_Achievable Economic TRC Potential | F12 | Industrial | Paper and Printing | Existing | Process | Natural Gas | Gas Boiler - Insulate Hot Water Lines | A | Cumulative Winter Peak Savings (MW) | Achievable Economic TRC Potential | 0 | 0 | 0 | 0 | 0 | 0 | 0 | 0 | 0 | 0 | 0 | 0 | 0 | 0 | 0 | 0 | 0 | 0 | 0 | 0 | 0 | 0
F13_Industrial_Paper and Printing_Existing_Process_Natural Gas_Gas Boiler - Insulate Hot Water Lines_A_Achievable Economic TRC Potential | F13 | Industrial | Paper and Printing | Existing | Process | Natural Gas | Gas Boiler - Insulate Hot Water Lines | A | Purchases (Incremental) | Achievable Economic TRC Potential | 0 | 0 | 0.25712 | 0.25269 | 0.24833 | 0.24405 | 0.23984 | 0.23571 | 0.23164 | 0.22765 | 0.22372 | 0.21987 | 0.21608 | 0.21235 | 0.20869 | 0.20509 | 0.20155 | 0.19808 | 0.19466 | 0.19131 | 0.18801 | 0.18477
F14_Industrial_Paper and Printing_Existing_Process_Natural Gas_Gas Boiler - Insulate Hot Water Lines_A_Achievable Economic TRC Potential | F14 | Industrial | Paper and Printing | Existing | Process | Natural Gas | Gas Boiler - Insulate Hot Water Lines | A | Purchases (Cumulative) | Achievable Economic TRC Potential | 0 | 0 | 0.25712 | 0.50981 | 0.75814 | 1.0022 | 1.242 | 1.4777 | 1.7094 | 1.937 | 2.1608 | 2.3806 | 2.5967 | 2.809 | 3.0177 | 3.2228 | 3.4244 | 3.6225 | 3.8171 | 4.0084 | 4.1964 | 4.3812
F1_Industrial_Paper and Printing_Existing_Process_Natural Gas_Process - Insulate Heated Process Fluids_A_Achievable Economic TRC Potential | F1 | Industrial | Paper and Printing | Existing | Process | Natural Gas | Process - Insulate Heated Process Fluids | A | Original Unit Energy Savings (kWh or therms) | Achievable Economic TRC Potential | 0 | 0 | 559.2448 | 559.2448 | 559.2448 | 559.2448 | 559.2448 | 559.2448 | 559.2448 | 559.2448 | 559.2448 | 559.2448 | 559.2448 | 559.2448 | 559.2448 | 559.2448 | 559.2448 | 559.2448 | 559.2448 | 559.2448 | 559.2448 | 559.2448
F2_Industrial_Paper and Printing_Existing_Process_Natural Gas_Process - Insulate Heated Process Fluids_A_Achievable Economic TRC Potential | F2 | Industrial | Paper and Printing | Existing | Process | Natural Gas | Process - Insulate Heated Process Fluids | A | Original Unit Summer Peak Savings (kW) | Achievable Economic TRC Potential | 0 | 0 | 0 | 0 | 0 | 0 | 0 | 0 | 0 | 0 | 0 | 0 | 0 | 0 | 0 | 0 | 0 | 0 | 0 | 0 | 0 | 0
F3_Industrial_Paper and Printing_Existing_Process_Natural Gas_Process - Insulate Heated Process Fluids_A_Achievable Economic TRC Potential | F3 | Industrial | Paper and Printing | Existing | Process | Natural Gas | Process - Insulate Heated Process Fluids | A | Original Unit Winter Peak Savings (kW) | Achievable Economic TRC Potential | 0 | 0 | 0 | 0 | 0 | 0 | 0 | 0 | 0 | 0 | 0 | 0 | 0 | 0 | 0 | 0 | 0 | 0 | 0 | 0 | 0 | 0
F4_Industrial_Paper and Printing_Existing_Process_Natural Gas_Process - Insulate Heated Process Fluids_A_Achievable Economic TRC Potential | F4 | Industrial | Paper and Printing | Existing | Process | Natural Gas | Process - Insulate Heated Process Fluids | A | Standalone Impact on Baseline Energy (%) | Achievable Economic TRC Potential | bar: 2019 to 2040
F5_Industrial_Paper and Printing_Existing_Process_Natural Gas_Process - Insulate Heated Process Fluids_A_Achievable Economic TRC Potential | F5 | Industrial | Paper and Printing | Existing | Process | Natural Gas | Process - Insulate Heated Process Fluids | A | Standalone Impact on Baseline Summer Peak (%) | Achievable Economic TRC Potential | bar: 2019 to 2040
F6_Industrial_Paper and Printing_Existing_Process_Natural Gas_Process - Insulate Heated Process Fluids_A_Achievable Economic TRC Potential | F6 | Industrial | Paper and Printing | Existing | Process | Natural Gas | Process - Insulate Heated Process Fluids | A | Standalone Impact on Baseline Winter Peak (%) | Achievable Economic TRC Potential | bar: 2019 to 2040
F7_Industrial_Paper and Printing_Existing_Process_Natural Gas_Process - Insulate Heated Process Fluids_A_Achievable Economic TRC Potential | F7 | Industrial | Paper and Printing | Existing | Process | Natural Gas | Process - Insulate Heated Process Fluids | A | Incremental Energy Savings (MWh or mTherms) | Achievable Economic TRC Potential | 0 | 0 | 0 | 0 | 0 | 0 | 0 | 0 | 0 | 0 | 0 | 0 | 0 | 0 | 0 | 0 | 0 | 0 | 0 | 0 | 0 | 0
F8_Industrial_Paper and Printing_Existing_Process_Natural Gas_Process - Insulate Heated Process Fluids_A_Achievable Economic TRC Potential | F8 | Industrial | Paper and Printing | Existing | Process | Natural Gas | Process - Insulate Heated Process Fluids | A | Incremental Summer Peak Savings (MW) | Achievable Economic TRC Potential | 0 | 0 | 0 | 0 | 0 | 0 | 0 | 0 | 0 | 0 | 0 | 0 | 0 | 0 | 0 | 0 | 0 | 0 | 0 | 0 | 0 | 0
F9_Industrial_Paper and Printing_Existing_Process_Natural Gas_Process - Insulate Heated Process Fluids_A_Achievable Economic TRC Potential | F9 | Industrial | Paper and Printing | Existing | Process | Natural Gas | Process - Insulate Heated Process Fluids | A | Incremental Winter Peak Savings (MW) | Achievable Economic TRC Potential | 0 | 0 | 0 | 0 | 0 | 0 | 0 | 0 | 0 | 0 | 0 | 0 | 0 | 0 | 0 | 0 | 0 | 0 | 0 | 0 | 0 | 0
F10_Industrial_Paper and Printing_Existing_Process_Natural Gas_Process - Insulate Heated Process Fluids_A_Achievable Economic TRC Potential | F10 | Industrial | Paper and Printing | Existing | Process | Natural Gas | Process - Insulate Heated Process Fluids | A | Cumulative Energy Savings (MWh or mTherms) | Achievable Economic TRC Potential | 0 | 0 | 0 | 0 | 0 | 0 | 0 | 0 | 0 | 0 | 0 | 0 | 0 | 0 | 0 | 0 | 0 | 0 | 0 | 0 | 0 | 0
F11_Industrial_Paper and Printing_Existing_Process_Natural Gas_Process - Insulate Heated Process Fluids_A_Achievable Economic TRC Potential | F11 | Industrial | Paper and Printing | Existing | Process | Natural Gas | Process - Insulate Heated Process Fluids | A | Cumulative Summer Peak Savings (MW) | Achievable Economic TRC Potential | 0 | 0 | 0 | 0 | 0 | 0 | 0 | 0 | 0 | 0 | 0 | 0 | 0 | 0 | 0 | 0 | 0 | 0 | 0 | 0 | 0 | 0
F12_Industrial_Paper and Printing_Existing_Process_Natural Gas_Process - Insulate Heated Process Fluids_A_Achievable Economic TRC Potential | F12 | Industrial | Paper and Printing | Existing | Process | Natural Gas | Process - Insulate Heated Process Fluids | A | Cumulative Winter Peak Savings (MW) | Achievable Economic TRC Potential | 0 | 0 | 0 | 0 | 0 | 0 | 0 | 0 | 0 | 0 | 0 | 0 | 0 | 0 | 0 | 0 | 0 | 0 | 0 | 0 | 0 | 0
F13_Industrial_Paper and Printing_Existing_Process_Natural Gas_Process - Insulate Heated Process Fluids_A_Achievable Economic TRC Potential | F13 | Industrial | Paper and Printing | Existing | Process | Natural Gas | Process - Insulate Heated Process Fluids | A | Purchases (Incremental) | Achievable Economic TRC Potential | 0 | 0 | 0 | 0 | 0 | 0 | 0 | 0 | 0 | 0 | 0 | 0 | 0 | 0 | 0 | 0 | 0 | 0 | 0 | 0 | 0 | 0
F14_Industrial_Paper and Printing_Existing_Process_Natural Gas_Process - Insulate Heated Process Fluids_A_Achievable Economic TRC Potential | F14 | Industrial | Paper and Printing | Existing | Process | Natural Gas | Process - Insulate Heated Process Fluids | A | Purchases (Cumulative) | Achievable Economic TRC Potential | 0 | 0 | 0 | 0 | 0 | 0 | 0 | 0 | 0 | 0 | 0 | 0 | 0 | 0 | 0 | 0 | 0 | 0 | 0 | 0 | 0 | 0
F1_Industrial_Paper and Printing_Existing_Process_Natural Gas_Process Heat Recovery_A_Achievable Economic TRC Potential | F1 | Industrial | Paper and Printing | Existing | Process | Natural Gas | Process Heat Recovery | A | Original Unit Energy Savings (kWh or therms) | Achievable Economic TRC Potential | 0 | 0 | 73.39 | 73.39 | 73.39 | 73.39 | 73.39 | 73.39 | 73.39 | 73.39 | 73.39 | 73.39 | 73.39 | 73.39 | 73.39 | 73.39 | 73.39 | 73.39 | 73.39 | 73.39 | 73.39 | 73.39
F2_Industrial_Paper and Printing_Existing_Process_Natural Gas_Process Heat Recovery_A_Achievable Economic TRC Potential | F2 | Industrial | Paper and Printing | Existing | Process | Natural Gas | Process Heat Recovery | A | Original Unit Summer Peak Savings (kW) | Achievable Economic TRC Potential | 0 | 0 | 0 | 0 | 0 | 0 | 0 | 0 | 0 | 0 | 0 | 0 | 0 | 0 | 0 | 0 | 0 | 0 | 0 | 0 | 0 | 0
F3_Industrial_Paper and Printing_Existing_Process_Natural Gas_Process Heat Recovery_A_Achievable Economic TRC Potential | F3 | Industrial | Paper and Printing | Existing | Process | Natural Gas | Process Heat Recovery | A | Original Unit Winter Peak Savings (kW) | Achievable Economic TRC Potential | 0 | 0 | 0 | 0 | 0 | 0 | 0 | 0 | 0 | 0 | 0 | 0 | 0 | 0 | 0 | 0 | 0 | 0 | 0 | 0 | 0 | 0
F4_Industrial_Paper and Printing_Existing_Process_Natural Gas_Process Heat Recovery_A_Achievable Economic TRC Potential | F4 | Industrial | Paper and Printing | Existing | Process | Natural Gas | Process Heat Recovery | A | Standalone Impact on Baseline Energy (%) | Achievable Economic TRC Potential | bar: 2019 to 2040
F5_Industrial_Paper and Printing_Existing_Process_Natural Gas_Process Heat Recovery_A_Achievable Economic TRC Potential | F5 | Industrial | Paper and Printing | Existing | Process | Natural Gas | Process Heat Recovery | A | Standalone Impact on Baseline Summer Peak (%) | Achievable Economic TRC Potential | bar: 2019 to 2040
F6_Industrial_Paper and Printing_Existing_Process_Natural Gas_Process Heat Recovery_A_Achievable Economic TRC Potential | F6 | Industrial | Paper and Printing | Existing | Process | Natural Gas | Process Heat Recovery | A | Standalone Impact on Baseline Winter Peak (%) | Achievable Economic TRC Potential | bar: 2019 to 2040
F7_Industrial_Paper and Printing_Existing_Process_Natural Gas_Process Heat Recovery_A_Achievable Economic TRC Potential | F7 | Industrial | Paper and Printing | Existing | Process | Natural Gas | Process Heat Recovery | A | Incremental Energy Savings (MWh or mTherms) | Achievable Economic TRC Potential | 0 | 0 | 0 | 0 | 0 | 0 | 0 | 0 | 0 | 0 | 0 | 0 | 0 | 0 | 0 | 0 | 0 | 0 | 0 | 0 | 0 | 0
F8_Industrial_Paper and Printing_Existing_Process_Natural Gas_Process Heat Recovery_A_Achievable Economic TRC Potential | F8 | Industrial | Paper and Printing | Existing | Process | Natural Gas | Process Heat Recovery | A | Incremental Summer Peak Savings (MW) | Achievable Economic TRC Potential | 0 | 0 | 0 | 0 | 0 | 0 | 0 | 0 | 0 | 0 | 0 | 0 | 0 | 0 | 0 | 0 | 0 | 0 | 0 | 0 | 0 | 0
F9_Industrial_Paper and Printing_Existing_Process_Natural Gas_Process Heat Recovery_A_Achievable Economic TRC Potential | F9 | Industrial | Paper and Printing | Existing | Process | Natural Gas | Process Heat Recovery | A | Incremental Winter Peak Savings (MW) | Achievable Economic TRC Potential | 0 | 0 | 0 | 0 | 0 | 0 | 0 | 0 | 0 | 0 | 0 | 0 | 0 | 0 | 0 | 0 | 0 | 0 | 0 | 0 | 0 | 0
F10_Industrial_Paper and Printing_Existing_Process_Natural Gas_Process Heat Recovery_A_Achievable Economic TRC Potential | F10 | Industrial | Paper and Printing | Existing | Process | Natural Gas | Process Heat Recovery | A | Cumulative Energy Savings (MWh or mTherms) | Achievable Economic TRC Potential | 0 | 0 | 0 | 0 | 0 | 0 | 0 | 0 | 0 | 0 | 0 | 0 | 0 | 0 | 0 | 0 | 0 | 0 | 0 | 0 | 0 | 0
F11_Industrial_Paper and Printing_Existing_Process_Natural Gas_Process Heat Recovery_A_Achievable Economic TRC Potential | F11 | Industrial | Paper and Printing | Existing | Process | Natural Gas | Process Heat Recovery | A | Cumulative Summer Peak Savings (MW) | Achievable Economic TRC Potential | 0 | 0 | 0 | 0 | 0 | 0 | 0 | 0 | 0 | 0 | 0 | 0 | 0 | 0 | 0 | 0 | 0 | 0 | 0 | 0 | 0 | 0
F12_Industrial_Paper and Printing_Existing_Process_Natural Gas_Process Heat Recovery_A_Achievable Economic TRC Potential | F12 | Industrial | Paper and Printing | Existing | Process | Natural Gas | Process Heat Recovery | A | Cumulative Winter Peak Savings (MW) | Achievable Economic TRC Potential | 0 | 0 | 0 | 0 | 0 | 0 | 0 | 0 | 0 | 0 | 0 | 0 | 0 | 0 | 0 | 0 | 0 | 0 | 0 | 0 | 0 | 0
F13_Industrial_Paper and Printing_Existing_Process_Natural Gas_Process Heat Recovery_A_Achievable Economic TRC Potential | F13 | Industrial | Paper and Printing | Existing | Process | Natural Gas | Process Heat Recovery | A | Purchases (Incremental) | Achievable Economic TRC Potential | 0 | 0 | 0 | 0 | 0 | 0 | 0 | 0 | 0 | 0 | 0 | 0 | 0 | 0 | 0 | 0 | 0 | 0 | 0 | 0 | 0 | 0
F14_Industrial_Paper and Printing_Existing_Process_Natural Gas_Process Heat Recovery_A_Achievable Economic TRC Potential | F14 | Industrial | Paper and Printing | Existing | Process | Natural Gas | Process Heat Recovery | A | Purchases (Cumulative) | Achievable Economic TRC Potential | 0 | 0 | 0 | 0 | 0 | 0 | 0 | 0 | 0 | 0 | 0 | 0 | 0 | 0 | 0 | 0 | 0 | 0 | 0 | 0 | 0 | 0
F1_Industrial_Paper and Printing_Existing_Space Heating_Natural Gas_Building Automation System_A_Achievable Economic TRC Potential | F1 | Industrial | Paper and Printing | Existing | Space Heating | Natural Gas | Building Automation System | A | Original Unit Energy Savings (kWh or therms) | Achievable Economic TRC Potential | 0 | 0 | 0.015624 | 0.015587 | 0.01555 | 0.015514 | 0.015478 | 0.015443 | 0.015409 | 0.015376 | 0.015345 | 0.015316 | 0.015289 | 0.015263 | 0.015238 | 0.015215 | 0.015194 | 0.015173 | 0.015154 | 0.015136 | 0.01512 | 0.015104
F2_Industrial_Paper and Printing_Existing_Space Heating_Natural Gas_Building Automation System_A_Achievable Economic TRC Potential | F2 | Industrial | Paper and Printing | Existing | Space Heating | Natural Gas | Building Automation System | A | Original Unit Summer Peak Savings (kW) | Achievable Economic TRC Potential | 0 | 0 | 0 | 0 | 0 | 0 | 0 | 0 | 0 | 0 | 0 | 0 | 0 | 0 | 0 | 0 | 0 | 0 | 0 | 0 | 0 | 0
F3_Industrial_Paper and Printing_Existing_Space Heating_Natural Gas_Building Automation System_A_Achievable Economic TRC Potential | F3 | Industrial | Paper and Printing | Existing | Space Heating | Natural Gas | Building Automation System | A | Original Unit Winter Peak Savings (kW) | Achievable Economic TRC Potential | 0 | 0 | 0 | 0 | 0 | 0 | 0 | 0 | 0 | 0 | 0 | 0 | 0 | 0 | 0 | 0 | 0 | 0 | 0 | 0 | 0 | 0
F4_Industrial_Paper and Printing_Existing_Space Heating_Natural Gas_Building Automation System_A_Achievable Economic TRC Potential | F4 | Industrial | Paper and Printing | Existing | Space Heating | Natural Gas | Building Automation System | A | Standalone Impact on Baseline Energy (%) | Achievable Economic TRC Potential | 0% | 0% | 0.01308% | 0.03945% | 0.08656% | 0.1636% | 0.2811% | 0.4501% | 0.6813% | 0.9827% | 1.358% | 1.804% | 2.309% | 2.854% | 3.41% | 3.946% | 4.435% | 4.86% | 5.21% | 5.485% | 5.699% | 5.875%
F5_Industrial_Paper and Printing_Existing_Space Heating_Natural Gas_Building Automation System_A_Achievable Economic TRC Potential | F5 | Industrial | Paper and Printing | Existing | Space Heating | Natural Gas | Building Automation System | A | Standalone Impact on Baseline Summer Peak (%) | Achievable Economic TRC Potential | bar: 2019 to 2040
F6_Industrial_Paper and Printing_Existing_Space Heating_Natural Gas_Building Automation System_A_Achievable Economic TRC Potential | F6 | Industrial | Paper and Printing | Existing | Space Heating | Natural Gas | Building Automation System | A | Standalone Impact on Baseline Winter Peak (%) | Achievable Economic TRC Potential | bar: 2019 to 2040
F7_Industrial_Paper and Printing_Existing_Space Heating_Natural Gas_Building Automation System_A_Achievable Economic TRC Potential | F7 | Industrial | Paper and Printing | Existing | Space Heating | Natural Gas | Building Automation System | A | Incremental Energy Savings (MWh or mTherms) | Achievable Economic TRC Potential | 0 | 0 | 0.0090014 | 0.017641 | 0.030709 | 0.048976 | 0.072887 | 0.10236 | 0.13654 | 0.17358 | 0.21056 | 0.24356 | 0.26806 | 0.27978 | 0.27566 | 0.25499 | 0.22002 | 0.17857 | 0.13403 | 0.091084 | 0.057126 | 0.036575
F8_Industrial_Paper and Printing_Existing_Space Heating_Natural Gas_Building Automation System_A_Achievable Economic TRC Potential | F8 | Industrial | Paper and Printing | Existing | Space Heating | Natural Gas | Building Automation System | A | Incremental Summer Peak Savings (MW) | Achievable Economic TRC Potential | 0 | 0 | 0 | 0 | 0 | 0 | 0 | 0 | 0 | 0 | 0 | 0 | 0 | 0 | 0 | 0 | 0 | 0 | 0 | 0 | 0 | 0
F9_Industrial_Paper and Printing_Existing_Space Heating_Natural Gas_Building Automation System_A_Achievable Economic TRC Potential | F9 | Industrial | Paper and Printing | Existing | Space Heating | Natural Gas | Building Automation System | A | Incremental Winter Peak Savings (MW) | Achievable Economic TRC Potential | 0 | 0 | 0 | 0 | 0 | 0 | 0 | 0 | 0 | 0 | 0 | 0 | 0 | 0 | 0 | 0 | 0 | 0 | 0 | 0 | 0 | 0
F10_Industrial_Paper and Printing_Existing_Space Heating_Natural Gas_Building Automation System_A_Achievable Economic TRC Potential | F10 | Industrial | Paper and Printing | Existing | Space Heating | Natural Gas | Building Automation System | A | Cumulative Energy Savings (MWh or mTherms) | Achievable Economic TRC Potential | 0 | 0 | 0.0090014 | 0.026621 | 0.057267 | 0.10611 | 0.17875 | 0.2807 | 0.41662 | 0.58933 | 0.7987 | 1.0407 | 1.3069 | 1.5845 | 1.8576 | 2.1098 | 2.3268 | 2.5023 | 2.6332 | 2.7211 | 2.7752 | 2.8089
F11_Industrial_Paper and Printing_Existing_Space Heating_Natural Gas_Building Automation System_A_Achievable Economic TRC Potential | F11 | Industrial | Paper and Printing | Existing | Space Heating | Natural Gas | Building Automation System | A | Cumulative Summer Peak Savings (MW) | Achievable Economic TRC Potential | 0 | 0 | 0 | 0 | 0 | 0 | 0 | 0 | 0 | 0 | 0 | 0 | 0 | 0 | 0 | 0 | 0 | 0 | 0 | 0 | 0 | 0
F12_Industrial_Paper and Printing_Existing_Space Heating_Natural Gas_Building Automation System_A_Achievable Economic TRC Potential | F12 | Industrial | Paper and Printing | Existing | Space Heating | Natural Gas | Building Automation System | A | Cumulative Winter Peak Savings (MW) | Achievable Economic TRC Potential | 0 | 0 | 0 | 0 | 0 | 0 | 0 | 0 | 0 | 0 | 0 | 0 | 0 | 0 | 0 | 0 | 0 | 0 | 0 | 0 | 0 | 0
F13_Industrial_Paper and Printing_Existing_Space Heating_Natural Gas_Building Automation System_A_Achievable Economic TRC Potential | F13 | Industrial | Paper and Printing | Existing | Space Heating | Natural Gas | Building Automation System | A | Purchases (Incremental) | Achievable Economic TRC Potential | 0 | 0 | 576.1131 | 1131.7569 | 1974.8393 | 3156.9616 | 4709.209 | 6628.3075 | 8860.8647 | 11288.8313 | 13721.6087 | 15902.0529 | 17533.4652 | 18330.7144 | 18089.8764 | 16758.7462 | 14480.6398 | 11768.858 | 8844.5474 | 6017.5767 | 3778.2773 | 2421.6095
F14_Industrial_Paper and Printing_Existing_Space Heating_Natural Gas_Building Automation System_A_Achievable Economic TRC Potential | F14 | Industrial | Paper and Printing | Existing | Space Heating | Natural Gas | Building Automation System | A | Purchases (Cumulative) | Achievable Economic TRC Potential | 0 | 0 | 576.1131 | 1707.87 | 3682.7094 | 6839.6709 | 11548.88 | 18177.1875 | 27038.0521 | 38326.8834 | 52048.4922 | 67950.545 | 85484.0103 | 103814.7247 | 121904.6011 | 138663.3473 | 153143.9872 | 164912.8451 | 173757.3925 | 179774.9692 | 183553.2465 | 185974.8561
F1_Industrial_Paper and Printing_Existing_Space Heating_Natural Gas_Steam System Efficiency Improvements_A_Achievable Economic TRC Potential | F1 | Industrial | Paper and Printing | Existing | Space Heating | Natural Gas | Steam System Efficiency Improvements | A | Original Unit Energy Savings (kWh or therms) | Achievable Economic TRC Potential | 0 | 0 | 0.13953 | 0.13917 | 0.13883 | 0.1385 | 0.13817 | 0.13785 | 0.13755 | 0.13725 | 0.13697 | 0.13669 | 0.13643 | 0.13618 | 0.13594 | 0.13572 | 0.13551 | 0.13531 | 0.13512 | 0.13495 | 0.1348 | 0.13466
F2_Industrial_Paper and Printing_Existing_Space Heating_Natural Gas_Steam System Efficiency Improvements_A_Achievable Economic TRC Potential | F2 | Industrial | Paper and Printing | Existing | Space Heating | Natural Gas | Steam System Efficiency Improvements | A | Original Unit Summer Peak Savings (kW) | Achievable Economic TRC Potential | 0 | 0 | 0 | 0 | 0 | 0 | 0 | 0 | 0 | 0 | 0 | 0 | 0 | 0 | 0 | 0 | 0 | 0 | 0 | 0 | 0 | 0
F3_Industrial_Paper and Printing_Existing_Space Heating_Natural Gas_Steam System Efficiency Improvements_A_Achievable Economic TRC Potential | F3 | Industrial | Paper and Printing | Existing | Space Heating | Natural Gas | Steam System Efficiency Improvements | A | Original Unit Winter Peak Savings (kW) | Achievable Economic TRC Potential | 0 | 0 | 0 | 0 | 0 | 0 | 0 | 0 | 0 | 0 | 0 | 0 | 0 | 0 | 0 | 0 | 0 | 0 | 0 | 0 | 0 | 0
F4_Industrial_Paper and Printing_Existing_Space Heating_Natural Gas_Steam System Efficiency Improvements_A_Achievable Economic TRC Potential | F4 | Industrial | Paper and Printing | Existing | Space Heating | Natural Gas | Steam System Efficiency Improvements | A | Standalone Impact on Baseline Energy (%) | Achievable Economic TRC Potential | 0% | 0% | 0.0008277% | 0.002496% | 0.005477% | 0.01035% | 0.01778% | 0.02848% | 0.0431% | 0.06217% | 0.0859% | 0.1141% | 0.146% | 0.1804% | 0.2156% | 0.2495% | 0.2803% | 0.3071% | 0.3292% | 0.3466% | 0.3601% | 0.3712%
F5_Industrial_Paper and Printing_Existing_Space Heating_Natural Gas_Steam System Efficiency Improvements_A_Achievable Economic TRC Potential | F5 | Industrial | Paper and Printing | Existing | Space Heating | Natural Gas | Steam System Efficiency Improvements | A | Standalone Impact on Baseline Summer Peak (%) | Achievable Economic TRC Potential | bar: 2019 to 2040
F6_Industrial_Paper and Printing_Existing_Space Heating_Natural Gas_Steam System Efficiency Improvements_A_Achievable Economic TRC Potential | F6 | Industrial | Paper and Printing | Existing | Space Heating | Natural Gas | Steam System Efficiency Improvements | A | Standalone Impact on Baseline Winter Peak (%) | Achievable Economic TRC Potential | bar: 2019 to 2040
F7_Industrial_Paper and Printing_Existing_Space Heating_Natural Gas_Steam System Efficiency Improvements_A_Achievable Economic TRC Potential | F7 | Industrial | Paper and Printing | Existing | Space Heating | Natural Gas | Steam System Efficiency Improvements | A | Incremental Energy Savings (MWh or mTherms) | Achievable Economic TRC Potential | 0 | 0 | 0.00056968 | 0.0011163 | 0.0019431 | 0.0030987 | 0.0046114 | 0.0064758 | 0.0086377 | 0.010981 | 0.013319 | 0.015405 | 0.016953 | 0.017691 | 0.017428 | 0.016119 | 0.013907 | 0.011286 | 0.0084699 | 0.0057554 | 0.0036095 | 0.002311
F8_Industrial_Paper and Printing_Existing_Space Heating_Natural Gas_Steam System Efficiency Improvements_A_Achievable Economic TRC Potential | F8 | Industrial | Paper and Printing | Existing | Space Heating | Natural Gas | Steam System Efficiency Improvements | A | Incremental Summer Peak Savings (MW) | Achievable Economic TRC Potential | 0 | 0 | 0 | 0 | 0 | 0 | 0 | 0 | 0 | 0 | 0 | 0 | 0 | 0 | 0 | 0 | 0 | 0 | 0 | 0 | 0 | 0
F9_Industrial_Paper and Printing_Existing_Space Heating_Natural Gas_Steam System Efficiency Improvements_A_Achievable Economic TRC Potential | F9 | Industrial | Paper and Printing | Existing | Space Heating | Natural Gas | Steam System Efficiency Improvements | A | Incremental Winter Peak Savings (MW) | Achievable Economic TRC Potential | 0 | 0 | 0 | 0 | 0 | 0 | 0 | 0 | 0 | 0 | 0 | 0 | 0 | 0 | 0 | 0 | 0 | 0 | 0 | 0 | 0 | 0
F10_Industrial_Paper and Printing_Existing_Space Heating_Natural Gas_Steam System Efficiency Improvements_A_Achievable Economic TRC Potential | F10 | Industrial | Paper and Printing | Existing | Space Heating | Natural Gas | Steam System Efficiency Improvements | A | Cumulative Energy Savings (MWh or mTherms) | Achievable Economic TRC Potential | 0 | 0 | 0.00056968 | 0.0016846 | 0.0036235 | 0.0067134 | 0.011309 | 0.017759 | 0.026357 | 0.037281 | 0.050523 | 0.065827 | 0.082654 | 0.10019 | 0.11745 | 0.13337 | 0.14707 | 0.15814 | 0.1664 | 0.17194 | 0.17535 | 0.17748
F11_Industrial_Paper and Printing_Existing_Space Heating_Natural Gas_Steam System Efficiency Improvements_A_Achievable Economic TRC Potential | F11 | Industrial | Paper and Printing | Existing | Space Heating | Natural Gas | Steam System Efficiency Improvements | A | Cumulative Summer Peak Savings (MW) | Achievable Economic TRC Potential | 0 | 0 | 0 | 0 | 0 | 0 | 0 | 0 | 0 | 0 | 0 | 0 | 0 | 0 | 0 | 0 | 0 | 0 | 0 | 0 | 0 | 0
F12_Industrial_Paper and Printing_Existing_Space Heating_Natural Gas_Steam System Efficiency Improvements_A_Achievable Economic TRC Potential | F12 | Industrial | Paper and Printing | Existing | Space Heating | Natural Gas | Steam System Efficiency Improvements | A | Cumulative Winter Peak Savings (MW) | Achievable Economic TRC Potential | 0 | 0 | 0 | 0 | 0 | 0 | 0 | 0 | 0 | 0 | 0 | 0 | 0 | 0 | 0 | 0 | 0 | 0 | 0 | 0 | 0 | 0
F13_Industrial_Paper and Printing_Existing_Space Heating_Natural Gas_Steam System Efficiency Improvements_A_Achievable Economic TRC Potential | F13 | Industrial | Paper and Printing | Existing | Space Heating | Natural Gas | Steam System Efficiency Improvements | A | Purchases (Incremental) | Achievable Economic TRC Potential | 0 | 0 | 4.083 | 8.0209 | 13.9959 | 22.3738 | 33.3747 | 46.9756 | 62.798 | 80.0053 | 97.2467 | 112.6998 | 124.2618 | 129.912 | 128.2052 | 118.7713 | 102.6261 | 83.4073 | 62.6824 | 42.6473 | 26.7771 | 17.1622
F14_Industrial_Paper and Printing_Existing_Space Heating_Natural Gas_Steam System Efficiency Improvements_A_Achievable Economic TRC Potential | F14 | Industrial | Paper and Printing | Existing | Space Heating | Natural Gas | Steam System Efficiency Improvements | A | Purchases (Cumulative) | Achievable Economic TRC Potential | 0 | 0 | 4.083 | 12.1039 | 26.0998 | 48.4736 | 81.8483 | 128.824 | 191.622 | 271.6273 | 368.874 | 481.5738 | 605.8356 | 735.7477 | 863.9528 | 982.7241 | 1085.3502 | 1168.7575 | 1231.4399 | 1274.0872 | 1300.8643 | 1318.0266
F1_Industrial_Paper and Printing_Existing_Process_Natural Gas_Steam System Efficiency Improvements_A_Achievable Economic TRC Potential | F1 | Industrial | Paper and Printing | Existing | Process | Natural Gas | Steam System Efficiency Improvements | A | Original Unit Energy Savings (kWh or therms) | Achievable Economic TRC Potential | 0 | 0 | 0.076988 | 0.076988 | 0.076988 | 0.076988 | 0.076988 | 0.076988 | 0.076988 | 0.076988 | 0.076988 | 0.076988 | 0.076988 | 0.076988 | 0.076988 | 0.076988 | 0.076988 | 0.076988 | 0.076988 | 0.076988 | 0.076988 | 0.076988
F2_Industrial_Paper and Printing_Existing_Process_Natural Gas_Steam System Efficiency Improvements_A_Achievable Economic TRC Potential | F2 | Industrial | Paper and Printing | Existing | Process | Natural Gas | Steam System Efficiency Improvements | A | Original Unit Summer Peak Savings (kW) | Achievable Economic TRC Potential | 0 | 0 | 0 | 0 | 0 | 0 | 0 | 0 | 0 | 0 | 0 | 0 | 0 | 0 | 0 | 0 | 0 | 0 | 0 | 0 | 0 | 0
F3_Industrial_Paper and Printing_Existing_Process_Natural Gas_Steam System Efficiency Improvements_A_Achievable Economic TRC Potential | F3 | Industrial | Paper and Printing | Existing | Process | Natural Gas | Steam System Efficiency Improvements | A | Original Unit Winter Peak Savings (kW) | Achievable Economic TRC Potential | 0 | 0 | 0 | 0 | 0 | 0 | 0 | 0 | 0 | 0 | 0 | 0 | 0 | 0 | 0 | 0 | 0 | 0 | 0 | 0 | 0 | 0
F4_Industrial_Paper and Printing_Existing_Process_Natural Gas_Steam System Efficiency Improvements_A_Achievable Economic TRC Potential | F4 | Industrial | Paper and Printing | Existing | Process | Natural Gas | Steam System Efficiency Improvements | A | Standalone Impact on Baseline Energy (%) | Achievable Economic TRC Potential | bar: 2019 to 2040
F5_Industrial_Paper and Printing_Existing_Process_Natural Gas_Steam System Efficiency Improvements_A_Achievable Economic TRC Potential | F5 | Industrial | Paper and Printing | Existing | Process | Natural Gas | Steam System Efficiency Improvements | A | Standalone Impact on Baseline Summer Peak (%) | Achievable Economic TRC Potential | bar: 2019 to 2040
F6_Industrial_Paper and Printing_Existing_Process_Natural Gas_Steam System Efficiency Improvements_A_Achievable Economic TRC Potential | F6 | Industrial | Paper and Printing | Existing | Process | Natural Gas | Steam System Efficiency Improvements | A | Standalone Impact on Baseline Winter Peak (%) | Achievable Economic TRC Potential | bar: 2019 to 2040
F7_Industrial_Paper and Printing_Existing_Process_Natural Gas_Steam System Efficiency Improvements_A_Achievable Economic TRC Potential | F7 | Industrial | Paper and Printing | Existing | Process | Natural Gas | Steam System Efficiency Improvements | A | Incremental Energy Savings (MWh or mTherms) | Achievable Economic TRC Potential | 0 | 0 | 0 | 0 | 0 | 0 | 0 | 0 | 0 | 0 | 0 | 0 | 0 | 0 | 0 | 0 | 0 | 0 | 0 | 0 | 0 | 0
F8_Industrial_Paper and Printing_Existing_Process_Natural Gas_Steam System Efficiency Improvements_A_Achievable Economic TRC Potential | F8 | Industrial | Paper and Printing | Existing | Process | Natural Gas | Steam System Efficiency Improvements | A | Incremental Summer Peak Savings (MW) | Achievable Economic TRC Potential | 0 | 0 | 0 | 0 | 0 | 0 | 0 | 0 | 0 | 0 | 0 | 0 | 0 | 0 | 0 | 0 | 0 | 0 | 0 | 0 | 0 | 0
F9_Industrial_Paper and Printing_Existing_Process_Natural Gas_Steam System Efficiency Improvements_A_Achievable Economic TRC Potential | F9 | Industrial | Paper and Printing | Existing | Process | Natural Gas | Steam System Efficiency Improvements | A | Incremental Winter Peak Savings (MW) | Achievable Economic TRC Potential | 0 | 0 | 0 | 0 | 0 | 0 | 0 | 0 | 0 | 0 | 0 | 0 | 0 | 0 | 0 | 0 | 0 | 0 | 0 | 0 | 0 | 0
F10_Industrial_Paper and Printing_Existing_Process_Natural Gas_Steam System Efficiency Improvements_A_Achievable Economic TRC Potential | F10 | Industrial | Paper and Printing | Existing | Process | Natural Gas | Steam System Efficiency Improvements | A | Cumulative Energy Savings (MWh or mTherms) | Achievable Economic TRC Potential | 0 | 0 | 0 | 0 | 0 | 0 | 0 | 0 | 0 | 0 | 0 | 0 | 0 | 0 | 0 | 0 | 0 | 0 | 0 | 0 | 0 | 0
F11_Industrial_Paper and Printing_Existing_Process_Natural Gas_Steam System Efficiency Improvements_A_Achievable Economic TRC Potential | F11 | Industrial | Paper and Printing | Existing | Process | Natural Gas | Steam System Efficiency Improvements | A | Cumulative Summer Peak Savings (MW) | Achievable Economic TRC Potential | 0 | 0 | 0 | 0 | 0 | 0 | 0 | 0 | 0 | 0 | 0 | 0 | 0 | 0 | 0 | 0 | 0 | 0 | 0 | 0 | 0 | 0
F12_Industrial_Paper and Printing_Existing_Process_Natural Gas_Steam System Efficiency Improvements_A_Achievable Economic TRC Potential | F12 | Industrial | Paper and Printing | Existing | Process | Natural Gas | Steam System Efficiency Improvements | A | Cumulative Winter Peak Savings (MW) | Achievable Economic TRC Potential | 0 | 0 | 0 | 0 | 0 | 0 | 0 | 0 | 0 | 0 | 0 | 0 | 0 | 0 | 0 | 0 | 0 | 0 | 0 | 0 | 0 | 0
F13_Industrial_Paper and Printing_Existing_Process_Natural Gas_Steam System Efficiency Improvements_A_Achievable Economic TRC Potential | F13 | Industrial | Paper and Printing | Existing | Process | Natural Gas | Steam System Efficiency Improvements | A | Purchases (Incremental) | Achievable Economic TRC Potential | 0 | 0 | 0 | 0 | 0 | 0 | 0 | 0 | 0 | 0 | 0 | 0 | 0 | 0 | 0 | 0 | 0 | 0 | 0 | 0 | 0 | 0
F14_Industrial_Paper and Printing_Existing_Process_Natural Gas_Steam System Efficiency Improvements_A_Achievable Economic TRC Potential | F14 | Industrial | Paper and Printing | Existing | Process | Natural Gas | Steam System Efficiency Improvements | A | Purchases (Cumulative) | Achievable Economic TRC Potential | 0 | 0 | 0 | 0 | 0 | 0 | 0 | 0 | 0 | 0 | 0 | 0 | 0 | 0 | 0 | 0 | 0 | 0 | 0 | 0 | 0 | 0
F1_Industrial_Paper and Printing_Existing_Space Heating_Natural Gas_Strategic Energy Management_A_Achievable Economic TRC Potential | F1 | Industrial | Paper and Printing | Existing | Space Heating | Natural Gas | Strategic Energy Management | A | Original Unit Energy Savings (kWh or therms) | Achievable Economic TRC Potential | 0 | 0 | 56.7198 | 56.5849 | 56.4506 | 56.3177 | 56.1873 | 56.0603 | 55.9374 | 55.8195 | 55.7073 | 55.6015 | 55.5017 | 55.4076 | 55.319 | 55.2356 | 55.157 | 55.0832 | 55.0137 | 54.9485 | 54.8873 | 54.8298
F2_Industrial_Paper and Printing_Existing_Space Heating_Natural Gas_Strategic Energy Management_A_Achievable Economic TRC Potential | F2 | Industrial | Paper and Printing | Existing | Space Heating | Natural Gas | Strategic Energy Management | A | Original Unit Summer Peak Savings (kW) | Achievable Economic TRC Potential | 0 | 0 | 0 | 0 | 0 | 0 | 0 | 0 | 0 | 0 | 0 | 0 | 0 | 0 | 0 | 0 | 0 | 0 | 0 | 0 | 0 | 0
F3_Industrial_Paper and Printing_Existing_Space Heating_Natural Gas_Strategic Energy Management_A_Achievable Economic TRC Potential | F3 | Industrial | Paper and Printing | Existing | Space Heating | Natural Gas | Strategic Energy Management | A | Original Unit Winter Peak Savings (kW) | Achievable Economic TRC Potential | 0 | 0 | 0 | 0 | 0 | 0 | 0 | 0 | 0 | 0 | 0 | 0 | 0 | 0 | 0 | 0 | 0 | 0 | 0 | 0 | 0 | 0
F4_Industrial_Paper and Printing_Existing_Space Heating_Natural Gas_Strategic Energy Management_A_Achievable Economic TRC Potential | F4 | Industrial | Paper and Printing | Existing | Space Heating | Natural Gas | Strategic Energy Management | A | Standalone Impact on Baseline Energy (%) | Achievable Economic TRC Potential | 0% | 0% | 0.08224% | 0.1659% | 0.2511% | 0.3377% | 0.4259% | 0.5156% | 0.6069% | 0.6997% | 0.7943% | 0.8904% | 0.9883% | 1.088% | 1.189% | 1.292% | 1.397% | 1.504% | 1.613% | 1.723% | 1.836% | 1.95%
F5_Industrial_Paper and Printing_Existing_Space Heating_Natural Gas_Strategic Energy Management_A_Achievable Economic TRC Potential | F5 | Industrial | Paper and Printing | Existing | Space Heating | Natural Gas | Strategic Energy Management | A | Standalone Impact on Baseline Summer Peak (%) | Achievable Economic TRC Potential | bar: 2019 to 2040
F6_Industrial_Paper and Printing_Existing_Space Heating_Natural Gas_Strategic Energy Management_A_Achievable Economic TRC Potential | F6 | Industrial | Paper and Printing | Existing | Space Heating | Natural Gas | Strategic Energy Management | A | Standalone Impact on Baseline Winter Peak (%) | Achievable Economic TRC Potential | bar: 2019 to 2040
F7_Industrial_Paper and Printing_Existing_Space Heating_Natural Gas_Strategic Energy Management_A_Achievable Economic TRC Potential | F7 | Industrial | Paper and Printing | Existing | Space Heating | Natural Gas | Strategic Energy Management | A | Incremental Energy Savings (MWh or mTherms) | Achievable Economic TRC Potential | 0 | 0 | 0.056601 | 0.055493 | 0.054406 | 0.053343 | 0.052302 | 0.051284 | 0.050289 | 0.049318 | 0.04837 | 0.047446 | 0.046544 | 0.045664 | 0.044805 | 0.043966 | 0.043146 | 0.042346 | 0.041563 | 0.040798 | 0.04005 | 0.039318
F8_Industrial_Paper and Printing_Existing_Space Heating_Natural Gas_Strategic Energy Management_A_Achievable Economic TRC Potential | F8 | Industrial | Paper and Printing | Existing | Space Heating | Natural Gas | Strategic Energy Management | A | Incremental Summer Peak Savings (MW) | Achievable Economic TRC Potential | 0 | 0 | 0 | 0 | 0 | 0 | 0 | 0 | 0 | 0 | 0 | 0 | 0 | 0 | 0 | 0 | 0 | 0 | 0 | 0 | 0 | 0
F9_Industrial_Paper and Printing_Existing_Space Heating_Natural Gas_Strategic Energy Management_A_Achievable Economic TRC Potential | F9 | Industrial | Paper and Printing | Existing | Space Heating | Natural Gas | Strategic Energy Management | A | Incremental Winter Peak Savings (MW) | Achievable Economic TRC Potential | 0 | 0 | 0 | 0 | 0 | 0 | 0 | 0 | 0 | 0 | 0 | 0 | 0 | 0 | 0 | 0 | 0 | 0 | 0 | 0 | 0 | 0
F10_Industrial_Paper and Printing_Existing_Space Heating_Natural Gas_Strategic Energy Management_A_Achievable Economic TRC Potential | F10 | Industrial | Paper and Printing | Existing | Space Heating | Natural Gas | Strategic Energy Management | A | Cumulative Energy Savings (MWh or mTherms) | Achievable Economic TRC Potential | 0 | 0 | 0.056601 | 0.11196 | 0.1661 | 0.21905 | 0.27085 | 0.32152 | 0.3711 | 0.41964 | 0.46716 | 0.51372 | 0.55934 | 0.60406 | 0.6479 | 0.69089 | 0.73305 | 0.77441 | 0.815 | 0.85483 | 0.89393 | 0.93231
F11_Industrial_Paper and Printing_Existing_Space Heating_Natural Gas_Strategic Energy Management_A_Achievable Economic TRC Potential | F11 | Industrial | Paper and Printing | Existing | Space Heating | Natural Gas | Strategic Energy Management | A | Cumulative Summer Peak Savings (MW) | Achievable Economic TRC Potential | 0 | 0 | 0 | 0 | 0 | 0 | 0 | 0 | 0 | 0 | 0 | 0 | 0 | 0 | 0 | 0 | 0 | 0 | 0 | 0 | 0 | 0
F12_Industrial_Paper and Printing_Existing_Space Heating_Natural Gas_Strategic Energy Management_A_Achievable Economic TRC Potential | F12 | Industrial | Paper and Printing | Existing | Space Heating | Natural Gas | Strategic Energy Management | A | Cumulative Winter Peak Savings (MW) | Achievable Economic TRC Potential | 0 | 0 | 0 | 0 | 0 | 0 | 0 | 0 | 0 | 0 | 0 | 0 | 0 | 0 | 0 | 0 | 0 | 0 | 0 | 0 | 0 | 0
F13_Industrial_Paper and Printing_Existing_Space Heating_Natural Gas_Strategic Energy Management_A_Achievable Economic TRC Potential | F13 | Industrial | Paper and Printing | Existing | Space Heating | Natural Gas | Strategic Energy Management | A | Purchases (Incremental) | Achievable Economic TRC Potential | 0 | 0 | 0.9979 | 0.9807 | 0.96379 | 0.94717 | 0.93084 | 0.91479 | 0.89902 | 0.88352 | 0.86829 | 0.85332 | 0.8386 | 0.82415 | 0.80994 | 0.79597 | 0.78225 | 0.76876 | 0.75551 | 0.74248 | 0.72968 | 0.7171
F14_Industrial_Paper and Printing_Existing_Space Heating_Natural Gas_Strategic Energy Management_A_Achievable Economic TRC Potential | F14 | Industrial | Paper and Printing | Existing | Space Heating | Natural Gas | Strategic Energy Management | A | Purchases (Cumulative) | Achievable Economic TRC Potential | 0 | 0 | 0.9979 | 1.9786 | 2.9424 | 3.8896 | 4.8204 | 5.7352 | 6.6342 | 7.5177 | 8.386 | 9.2393 | 10.0779 | 10.9021 | 11.712 | 12.508 | 13.2902 | 14.059 | 14.8145 | 15.557 | 16.2867 | 17.0038
F1_Industrial_Paper and Printing_Existing_Process_Natural Gas_Strategic Energy Management_A_Achievable Economic TRC Potential | F1 | Industrial | Paper and Printing | Existing | Process | Natural Gas | Strategic Energy Management | A | Original Unit Energy Savings (kWh or therms) | Achievable Economic TRC Potential | 0 | 0 | 56.8877 | 56.8877 | 56.8877 | 56.8877 | 56.8877 | 56.8877 | 56.8877 | 56.8877 | 56.8877 | 56.8877 | 56.8877 | 56.8877 | 56.8877 | 56.8877 | 56.8877 | 56.8877 | 56.8877 | 56.8877 | 56.8877 | 56.8877
F2_Industrial_Paper and Printing_Existing_Process_Natural Gas_Strategic Energy Management_A_Achievable Economic TRC Potential | F2 | Industrial | Paper and Printing | Existing | Process | Natural Gas | Strategic Energy Management | A | Original Unit Summer Peak Savings (kW) | Achievable Economic TRC Potential | 0 | 0 | 0 | 0 | 0 | 0 | 0 | 0 | 0 | 0 | 0 | 0 | 0 | 0 | 0 | 0 | 0 | 0 | 0 | 0 | 0 | 0
F3_Industrial_Paper and Printing_Existing_Process_Natural Gas_Strategic Energy Management_A_Achievable Economic TRC Potential | F3 | Industrial | Paper and Printing | Existing | Process | Natural Gas | Strategic Energy Management | A | Original Unit Winter Peak Savings (kW) | Achievable Economic TRC Potential | 0 | 0 | 0 | 0 | 0 | 0 | 0 | 0 | 0 | 0 | 0 | 0 | 0 | 0 | 0 | 0 | 0 | 0 | 0 | 0 | 0 | 0
F4_Industrial_Paper and Printing_Existing_Process_Natural Gas_Strategic Energy Management_A_Achievable Economic TRC Potential | F4 | Industrial | Paper and Printing | Existing | Process | Natural Gas | Strategic Energy Management | A | Standalone Impact on Baseline Energy (%) | Achievable Economic TRC Potential | 0% | 0% | 0.08224% | 0.1659% | 0.2511% | 0.3377% | 0.4259% | 0.5156% | 0.6069% | 0.6997% | 0.7943% | 0.8904% | 0.9883% | 1.088% | 1.189% | 1.292% | 1.397% | 1.504% | 1.613% | 1.723% | 1.836% | 1.95%
F5_Industrial_Paper and Printing_Existing_Process_Natural Gas_Strategic Energy Management_A_Achievable Economic TRC Potential | F5 | Industrial | Paper and Printing | Existing | Process | Natural Gas | Strategic Energy Management | A | Standalone Impact on Baseline Summer Peak (%) | Achievable Economic TRC Potential | bar: 2019 to 2040
F6_Industrial_Paper and Printing_Existing_Process_Natural Gas_Strategic Energy Management_A_Achievable Economic TRC Potential | F6 | Industrial | Paper and Printing | Existing | Process | Natural Gas | Strategic Energy Management | A | Standalone Impact on Baseline Winter Peak (%) | Achievable Economic TRC Potential | bar: 2019 to 2040
F7_Industrial_Paper and Printing_Existing_Process_Natural Gas_Strategic Energy Management_A_Achievable Economic TRC Potential | F7 | Industrial | Paper and Printing | Existing | Process | Natural Gas | Strategic Energy Management | A | Incremental Energy Savings (MWh or mTherms) | Achievable Economic TRC Potential | 0 | 0 | 0.26329 | 0.25875 | 0.25429 | 0.2499 | 0.24559 | 0.24136 | 0.2372 | 0.23311 | 0.22909 | 0.22514 | 0.22126 | 0.21744 | 0.21369 | 0.21001 | 0.20639 | 0.20283 | 0.19933 | 0.1959 | 0.19252 | 0.1892
F8_Industrial_Paper and Printing_Existing_Process_Natural Gas_Strategic Energy Management_A_Achievable Economic TRC Potential | F8 | Industrial | Paper and Printing | Existing | Process | Natural Gas | Strategic Energy Management | A | Incremental Summer Peak Savings (MW) | Achievable Economic TRC Potential | 0 | 0 | 0 | 0 | 0 | 0 | 0 | 0 | 0 | 0 | 0 | 0 | 0 | 0 | 0 | 0 | 0 | 0 | 0 | 0 | 0 | 0
F9_Industrial_Paper and Printing_Existing_Process_Natural Gas_Strategic Energy Management_A_Achievable Economic TRC Potential | F9 | Industrial | Paper and Printing | Existing | Process | Natural Gas | Strategic Energy Management | A | Incremental Winter Peak Savings (MW) | Achievable Economic TRC Potential | 0 | 0 | 0 | 0 | 0 | 0 | 0 | 0 | 0 | 0 | 0 | 0 | 0 | 0 | 0 | 0 | 0 | 0 | 0 | 0 | 0 | 0
F10_Industrial_Paper and Printing_Existing_Process_Natural Gas_Strategic Energy Management_A_Achievable Economic TRC Potential | F10 | Industrial | Paper and Printing | Existing | Process | Natural Gas | Strategic Energy Management | A | Cumulative Energy Savings (MWh or mTherms) | Achievable Economic TRC Potential | 0 | 0 | 0.26329 | 0.52203 | 0.77632 | 1.0262 | 1.2718 | 1.5132 | 1.7504 | 1.9835 | 2.2126 | 2.4377 | 2.659 | 2.8764 | 3.0901 | 3.3001 | 3.5065 | 3.7093 | 3.9087 | 4.1046 | 4.2971 | 4.4863
F11_Industrial_Paper and Printing_Existing_Process_Natural Gas_Strategic Energy Management_A_Achievable Economic TRC Potential | F11 | Industrial | Paper and Printing | Existing | Process | Natural Gas | Strategic Energy Management | A | Cumulative Summer Peak Savings (MW) | Achievable Economic TRC Potential | 0 | 0 | 0 | 0 | 0 | 0 | 0 | 0 | 0 | 0 | 0 | 0 | 0 | 0 | 0 | 0 | 0 | 0 | 0 | 0 | 0 | 0
F12_Industrial_Paper and Printing_Existing_Process_Natural Gas_Strategic Energy Management_A_Achievable Economic TRC Potential | F12 | Industrial | Paper and Printing | Existing | Process | Natural Gas | Strategic Energy Management | A | Cumulative Winter Peak Savings (MW) | Achievable Economic TRC Potential | 0 | 0 | 0 | 0 | 0 | 0 | 0 | 0 | 0 | 0 | 0 | 0 | 0 | 0 | 0 | 0 | 0 | 0 | 0 | 0 | 0 | 0
F13_Industrial_Paper and Printing_Existing_Process_Natural Gas_Strategic Energy Management_A_Achievable Economic TRC Potential | F13 | Industrial | Paper and Printing | Existing | Process | Natural Gas | Strategic Energy Management | A | Purchases (Incremental) | Achievable Economic TRC Potential | 0 | 0 | 4.6282 | 4.5484 | 4.47 | 4.3929 | 4.3172 | 4.2427 | 4.1696 | 4.0977 | 4.027 | 3.9576 | 3.8894 | 3.8223 | 3.7564 | 3.6916 | 3.628 | 3.5654 | 3.504 | 3.4436 | 3.3842 | 3.3258
F14_Industrial_Paper and Printing_Existing_Process_Natural Gas_Strategic Energy Management_A_Achievable Economic TRC Potential | F14 | Industrial | Paper and Printing | Existing | Process | Natural Gas | Strategic Energy Management | A | Purchases (Cumulative) | Achievable Economic TRC Potential | 0 | 0 | 4.6282 | 9.1766 | 13.6465 | 18.0394 | 22.3566 | 26.5993 | 30.7688 | 34.8665 | 38.8936 | 42.8512 | 46.7405 | 50.5628 | 54.3192 | 58.0109 | 61.6389 | 65.2043 | 68.7083 | 72.1518 | 75.536 | 78.8618
F1_Industrial_Paper and Printing_Existing_Miscellaneous_Natural Gas_Strategic Energy Management_A_Achievable Economic TRC Potential | F1 | Industrial | Paper and Printing | Existing | Miscellaneous | Natural Gas | Strategic Energy Management | A | Original Unit Energy Savings (kWh or therms) | Achievable Economic TRC Potential | 0 | 0 | 18.0192 | 18.0192 | 18.0192 | 18.0192 | 18.0192 | 18.0192 | 18.0192 | 18.0192 | 18.0192 | 18.0192 | 18.0192 | 18.0192 | 18.0192 | 18.0192 | 18.0192 | 18.0192 | 18.0192 | 18.0192 | 18.0192 | 18.0192
F2_Industrial_Paper and Printing_Existing_Miscellaneous_Natural Gas_Strategic Energy Management_A_Achievable Economic TRC Potential | F2 | Industrial | Paper and Printing | Existing | Miscellaneous | Natural Gas | Strategic Energy Management | A | Original Unit Summer Peak Savings (kW) | Achievable Economic TRC Potential | 0 | 0 | 0 | 0 | 0 | 0 | 0 | 0 | 0 | 0 | 0 | 0 | 0 | 0 | 0 | 0 | 0 | 0 | 0 | 0 | 0 | 0
F3_Industrial_Paper and Printing_Existing_Miscellaneous_Natural Gas_Strategic Energy Management_A_Achievable Economic TRC Potential | F3 | Industrial | Paper and Printing | Existing | Miscellaneous | Natural Gas | Strategic Energy Management | A | Original Unit Winter Peak Savings (kW) | Achievable Economic TRC Potential | 0 | 0 | 0 | 0 | 0 | 0 | 0 | 0 | 0 | 0 | 0 | 0 | 0 | 0 | 0 | 0 | 0 | 0 | 0 | 0 | 0 | 0
F4_Industrial_Paper and Printing_Existing_Miscellaneous_Natural Gas_Strategic Energy Management_A_Achievable Economic TRC Potential | F4 | Industrial | Paper and Printing | Existing | Miscellaneous | Natural Gas | Strategic Energy Management | A | Standalone Impact on Baseline Energy (%) | Achievable Economic TRC Potential | 0% | 0% | 0.08224% | 0.1659% | 0.2511% | 0.3377% | 0.4259% | 0.5156% | 0.6069% | 0.6997% | 0.7943% | 0.8904% | 0.9883% | 1.088% | 1.189% | 1.292% | 1.397% | 1.504% | 1.613% | 1.723% | 1.836% | 1.95%
F5_Industrial_Paper and Printing_Existing_Miscellaneous_Natural Gas_Strategic Energy Management_A_Achievable Economic TRC Potential | F5 | Industrial | Paper and Printing | Existing | Miscellaneous | Natural Gas | Strategic Energy Management | A | Standalone Impact on Baseline Summer Peak (%) | Achievable Economic TRC Potential | bar: 2019 to 2040
F6_Industrial_Paper and Printing_Existing_Miscellaneous_Natural Gas_Strategic Energy Management_A_Achievable Economic TRC Potential | F6 | Industrial | Paper and Printing | Existing | Miscellaneous | Natural Gas | Strategic Energy Management | A | Standalone Impact on Baseline Winter Peak (%) | Achievable Economic TRC Potential | bar: 2019 to 2040
F7_Industrial_Paper and Printing_Existing_Miscellaneous_Natural Gas_Strategic Energy Management_A_Achievable Economic TRC Potential | F7 | Industrial | Paper and Printing | Existing | Miscellaneous | Natural Gas | Strategic Energy Management | A | Incremental Energy Savings (MWh or mTherms) | Achievable Economic TRC Potential | 0 | 0 | 0.020849 | 0.02049 | 0.020136 | 0.019789 | 0.019448 | 0.019113 | 0.018783 | 0.018459 | 0.018141 | 0.017828 | 0.017521 | 0.017219 | 0.016922 | 0.01663 | 0.016343 | 0.016062 | 0.015785 | 0.015513 | 0.015245 | 0.014982
F8_Industrial_Paper and Printing_Existing_Miscellaneous_Natural Gas_Strategic Energy Management_A_Achievable Economic TRC Potential | F8 | Industrial | Paper and Printing | Existing | Miscellaneous | Natural Gas | Strategic Energy Management | A | Incremental Summer Peak Savings (MW) | Achievable Economic TRC Potential | 0 | 0 | 0 | 0 | 0 | 0 | 0 | 0 | 0 | 0 | 0 | 0 | 0 | 0 | 0 | 0 | 0 | 0 | 0 | 0 | 0 | 0
F9_Industrial_Paper and Printing_Existing_Miscellaneous_Natural Gas_Strategic Energy Management_A_Achievable Economic TRC Potential | F9 | Industrial | Paper and Printing | Existing | Miscellaneous | Natural Gas | Strategic Energy Management | A | Incremental Winter Peak Savings (MW) | Achievable Economic TRC Potential | 0 | 0 | 0 | 0 | 0 | 0 | 0 | 0 | 0 | 0 | 0 | 0 | 0 | 0 | 0 | 0 | 0 | 0 | 0 | 0 | 0 | 0
F10_Industrial_Paper and Printing_Existing_Miscellaneous_Natural Gas_Strategic Energy Management_A_Achievable Economic TRC Potential | F10 | Industrial | Paper and Printing | Existing | Miscellaneous | Natural Gas | Strategic Energy Management | A | Cumulative Energy Savings (MWh or mTherms) | Achievable Economic TRC Potential | 0 | 0 | 0.020849 | 0.041339 | 0.061475 | 0.081264 | 0.10071 | 0.11982 | 0.13861 | 0.15707 | 0.17521 | 0.19304 | 0.21056 | 0.22778 | 0.2447 | 0.26133 | 0.27767 | 0.29373 | 0.30952 | 0.32503 | 0.34027 | 0.35526
F11_Industrial_Paper and Printing_Existing_Miscellaneous_Natural Gas_Strategic Energy Management_A_Achievable Economic TRC Potential | F11 | Industrial | Paper and Printing | Existing | Miscellaneous | Natural Gas | Strategic Energy Management | A | Cumulative Summer Peak Savings (MW) | Achievable Economic TRC Potential | 0 | 0 | 0 | 0 | 0 | 0 | 0 | 0 | 0 | 0 | 0 | 0 | 0 | 0 | 0 | 0 | 0 | 0 | 0 | 0 | 0 | 0
F12_Industrial_Paper and Printing_Existing_Miscellaneous_Natural Gas_Strategic Energy Management_A_Achievable Economic TRC Potential | F12 | Industrial | Paper and Printing | Existing | Miscellaneous | Natural Gas | Strategic Energy Management | A | Cumulative Winter Peak Savings (MW) | Achievable Economic TRC Potential | 0 | 0 | 0 | 0 | 0 | 0 | 0 | 0 | 0 | 0 | 0 | 0 | 0 | 0 | 0 | 0 | 0 | 0 | 0 | 0 | 0 | 0
F13_Industrial_Paper and Printing_Existing_Miscellaneous_Natural Gas_Strategic Energy Management_A_Achievable Economic TRC Potential | F13 | Industrial | Paper and Printing | Existing | Miscellaneous | Natural Gas | Strategic Energy Management | A | Purchases (Incremental) | Achievable Economic TRC Potential | 0 | 0 | 1.157 | 1.1371 | 1.1175 | 1.0982 | 1.0793 | 1.0607 | 1.0424 | 1.0244 | 1.0068 | 0.9894 | 0.97234 | 0.95558 | 0.9391 | 0.92291 | 0.907 | 0.89136 | 0.87599 | 0.86089 | 0.84604 | 0.83146
F14_Industrial_Paper and Printing_Existing_Miscellaneous_Natural Gas_Strategic Energy Management_A_Achievable Economic TRC Potential | F14 | Industrial | Paper and Printing | Existing | Miscellaneous | Natural Gas | Strategic Energy Management | A | Purchases (Cumulative) | Achievable Economic TRC Potential | 0 | 0 | 1.157 | 2.2941 | 3.4116 | 4.5099 | 5.5891 | 6.6498 | 7.6922 | 8.7166 | 9.7234 | 10.7128 | 11.6851 | 12.6407 | 13.5798 | 14.5027 | 15.4097 | 16.3011 | 17.1771 | 18.038 | 18.884 | 19.7155
F1_Industrial_Paper and Printing_Existing_Space Heating_Natural Gas_Commissioning_A_Achievable Economic TRC Potential | F1 | Industrial | Paper and Printing | Existing | Space Heating | Natural Gas | Commissioning | A | Original Unit Energy Savings (kWh or therms) | Achievable Economic TRC Potential | 0 | 0 | 68.2583 | 68.096 | 67.9344 | 67.7745 | 67.6176 | 67.4647 | 67.3168 | 67.1749 | 67.0399 | 66.9125 | 66.7924 | 66.6793 | 66.5726 | 66.4722 | 66.3777 | 66.2888 | 66.2052 | 66.1267 | 66.053 | 65.9839
F2_Industrial_Paper and Printing_Existing_Space Heating_Natural Gas_Commissioning_A_Achievable Economic TRC Potential | F2 | Industrial | Paper and Printing | Existing | Space Heating | Natural Gas | Commissioning | A | Original Unit Summer Peak Savings (kW) | Achievable Economic TRC Potential | 0 | 0 | 0 | 0 | 0 | 0 | 0 | 0 | 0 | 0 | 0 | 0 | 0 | 0 | 0 | 0 | 0 | 0 | 0 | 0 | 0 | 0
F3_Industrial_Paper and Printing_Existing_Space Heating_Natural Gas_Commissioning_A_Achievable Economic TRC Potential | F3 | Industrial | Paper and Printing | Existing | Space Heating | Natural Gas | Commissioning | A | Original Unit Winter Peak Savings (kW) | Achievable Economic TRC Potential | 0 | 0 | 0 | 0 | 0 | 0 | 0 | 0 | 0 | 0 | 0 | 0 | 0 | 0 | 0 | 0 | 0 | 0 | 0 | 0 | 0 | 0
F4_Industrial_Paper and Printing_Existing_Space Heating_Natural Gas_Commissioning_A_Achievable Economic TRC Potential | F4 | Industrial | Paper and Printing | Existing | Space Heating | Natural Gas | Commissioning | A | Standalone Impact on Baseline Energy (%) | Achievable Economic TRC Potential | bar: 2019 to 2040
F5_Industrial_Paper and Printing_Existing_Space Heating_Natural Gas_Commissioning_A_Achievable Economic TRC Potential | F5 | Industrial | Paper and Printing | Existing | Space Heating | Natural Gas | Commissioning | A | Standalone Impact on Baseline Summer Peak (%) | Achievable Economic TRC Potential | bar: 2019 to 2040
F6_Industrial_Paper and Printing_Existing_Space Heating_Natural Gas_Commissioning_A_Achievable Economic TRC Potential | F6 | Industrial | Paper and Printing | Existing | Space Heating | Natural Gas | Commissioning | A | Standalone Impact on Baseline Winter Peak (%) | Achievable Economic TRC Potential | bar: 2019 to 2040
F7_Industrial_Paper and Printing_Existing_Space Heating_Natural Gas_Commissioning_A_Achievable Economic TRC Potential | F7 | Industrial | Paper and Printing | Existing | Space Heating | Natural Gas | Commissioning | A | Incremental Energy Savings (MWh or mTherms) | Achievable Economic TRC Potential | 0 | 0 | 0 | 0 | 0 | 0 | 0 | 0 | 0 | 0 | 0 | 0 | 0 | 0 | 0 | 0 | 0 | 0 | 0 | 0 | 0 | 0
F8_Industrial_Paper and Printing_Existing_Space Heating_Natural Gas_Commissioning_A_Achievable Economic TRC Potential | F8 | Industrial | Paper and Printing | Existing | Space Heating | Natural Gas | Commissioning | A | Incremental Summer Peak Savings (MW) | Achievable Economic TRC Potential | 0 | 0 | 0 | 0 | 0 | 0 | 0 | 0 | 0 | 0 | 0 | 0 | 0 | 0 | 0 | 0 | 0 | 0 | 0 | 0 | 0 | 0
F9_Industrial_Paper and Printing_Existing_Space Heating_Natural Gas_Commissioning_A_Achievable Economic TRC Potential | F9 | Industrial | Paper and Printing | Existing | Space Heating | Natural Gas | Commissioning | A | Incremental Winter Peak Savings (MW) | Achievable Economic TRC Potential | 0 | 0 | 0 | 0 | 0 | 0 | 0 | 0 | 0 | 0 | 0 | 0 | 0 | 0 | 0 | 0 | 0 | 0 | 0 | 0 | 0 | 0
F10_Industrial_Paper and Printing_Existing_Space Heating_Natural Gas_Commissioning_A_Achievable Economic TRC Potential | F10 | Industrial | Paper and Printing | Existing | Space Heating | Natural Gas | Commissioning | A | Cumulative Energy Savings (MWh or mTherms) | Achievable Economic TRC Potential | 0 | 0 | 0 | 0 | 0 | 0 | 0 | 0 | 0 | 0 | 0 | 0 | 0 | 0 | 0 | 0 | 0 | 0 | 0 | 0 | 0 | 0
F11_Industrial_Paper and Printing_Existing_Space Heating_Natural Gas_Commissioning_A_Achievable Economic TRC Potential | F11 | Industrial | Paper and Printing | Existing | Space Heating | Natural Gas | Commissioning | A | Cumulative Summer Peak Savings (MW) | Achievable Economic TRC Potential | 0 | 0 | 0 | 0 | 0 | 0 | 0 | 0 | 0 | 0 | 0 | 0 | 0 | 0 | 0 | 0 | 0 | 0 | 0 | 0 | 0 | 0
F12_Industrial_Paper and Printing_Existing_Space Heating_Natural Gas_Commissioning_A_Achievable Economic TRC Potential | F12 | Industrial | Paper and Printing | Existing | Space Heating | Natural Gas | Commissioning | A | Cumulative Winter Peak Savings (MW) | Achievable Economic TRC Potential | 0 | 0 | 0 | 0 | 0 | 0 | 0 | 0 | 0 | 0 | 0 | 0 | 0 | 0 | 0 | 0 | 0 | 0 | 0 | 0 | 0 | 0
F13_Industrial_Paper and Printing_Existing_Space Heating_Natural Gas_Commissioning_A_Achievable Economic TRC Potential | F13 | Industrial | Paper and Printing | Existing | Space Heating | Natural Gas | Commissioning | A | Purchases (Incremental) | Achievable Economic TRC Potential | 0 | 0 | 0 | 0 | 0 | 0 | 0 | 0 | 0 | 0 | 0 | 0 | 0 | 0 | 0 | 0 | 0 | 0 | 0 | 0 | 0 | 0
F14_Industrial_Paper and Printing_Existing_Space Heating_Natural Gas_Commissioning_A_Achievable Economic TRC Potential | F14 | Industrial | Paper and Printing | Existing | Space Heating | Natural Gas | Commissioning | A | Purchases (Cumulative) | Achievable Economic TRC Potential | 0 | 0 | 0 | 0 | 0 | 0 | 0 | 0 | 0 | 0 | 0 | 0 | 0 | 0 | 0 | 0 | 0 | 0 | 0 | 0 | 0 | 0
F1_Industrial_Paper and Printing_Existing_Process_Natural Gas_Commissioning_A_Achievable Economic TRC Potential | F1 | Industrial | Paper and Printing | Existing | Process | Natural Gas | Commissioning | A | Original Unit Energy Savings (kWh or therms) | Achievable Economic TRC Potential | 0 | 0 | 317.5129 | 317.5129 | 317.5129 | 317.5129 | 317.5129 | 317.5129 | 317.5129 | 317.5129 | 317.5129 | 317.5129 | 317.5129 | 317.5129 | 317.5129 | 317.5129 | 317.5129 | 317.5129 | 317.5129 | 317.5129 | 317.5129 | 317.5129
F2_Industrial_Paper and Printing_Existing_Process_Natural Gas_Commissioning_A_Achievable Economic TRC Potential | F2 | Industrial | Paper and Printing | Existing | Process | Natural Gas | Commissioning | A | Original Unit Summer Peak Savings (kW) | Achievable Economic TRC Potential | 0 | 0 | 0 | 0 | 0 | 0 | 0 | 0 | 0 | 0 | 0 | 0 | 0 | 0 | 0 | 0 | 0 | 0 | 0 | 0 | 0 | 0
F3_Industrial_Paper and Printing_Existing_Process_Natural Gas_Commissioning_A_Achievable Economic TRC Potential | F3 | Industrial | Paper and Printing | Existing | Process | Natural Gas | Commissioning | A | Original Unit Winter Peak Savings (kW) | Achievable Economic TRC Potential | 0 | 0 | 0 | 0 | 0 | 0 | 0 | 0 | 0 | 0 | 0 | 0 | 0 | 0 | 0 | 0 | 0 | 0 | 0 | 0 | 0 | 0
F4_Industrial_Paper and Printing_Existing_Process_Natural Gas_Commissioning_A_Achievable Economic TRC Potential | F4 | Industrial | Paper and Printing | Existing | Process | Natural Gas | Commissioning | A | Standalone Impact on Baseline Energy (%) | Achievable Economic TRC Potential | bar: 2019 to 2040
F5_Industrial_Paper and Printing_Existing_Process_Natural Gas_Commissioning_A_Achievable Economic TRC Potential | F5 | Industrial | Paper and Printing | Existing | Process | Natural Gas | Commissioning | A | Standalone Impact on Baseline Summer Peak (%) | Achievable Economic TRC Potential | bar: 2019 to 2040
F6_Industrial_Paper and Printing_Existing_Process_Natural Gas_Commissioning_A_Achievable Economic TRC Potential | F6 | Industrial | Paper and Printing | Existing | Process | Natural Gas | Commissioning | A | Standalone Impact on Baseline Winter Peak (%) | Achievable Economic TRC Potential | bar: 2019 to 2040
F7_Industrial_Paper and Printing_Existing_Process_Natural Gas_Commissioning_A_Achievable Economic TRC Potential | F7 | Industrial | Paper and Printing | Existing | Process | Natural Gas | Commissioning | A | Incremental Energy Savings (MWh or mTherms) | Achievable Economic TRC Potential | 0 | 0 | 0 | 0 | 0 | 0 | 0 | 0 | 0 | 0 | 0 | 0 | 0 | 0 | 0 | 0 | 0 | 0 | 0 | 0 | 0 | 0
F8_Industrial_Paper and Printing_Existing_Process_Natural Gas_Commissioning_A_Achievable Economic TRC Potential | F8 | Industrial | Paper and Printing | Existing | Process | Natural Gas | Commissioning | A | Incremental Summer Peak Savings (MW) | Achievable Economic TRC Potential | 0 | 0 | 0 | 0 | 0 | 0 | 0 | 0 | 0 | 0 | 0 | 0 | 0 | 0 | 0 | 0 | 0 | 0 | 0 | 0 | 0 | 0
F9_Industrial_Paper and Printing_Existing_Process_Natural Gas_Commissioning_A_Achievable Economic TRC Potential | F9 | Industrial | Paper and Printing | Existing | Process | Natural Gas | Commissioning | A | Incremental Winter Peak Savings (MW) | Achievable Economic TRC Potential | 0 | 0 | 0 | 0 | 0 | 0 | 0 | 0 | 0 | 0 | 0 | 0 | 0 | 0 | 0 | 0 | 0 | 0 | 0 | 0 | 0 | 0
F10_Industrial_Paper and Printing_Existing_Process_Natural Gas_Commissioning_A_Achievable Economic TRC Potential | F10 | Industrial | Paper and Printing | Existing | Process | Natural Gas | Commissioning | A | Cumulative Energy Savings (MWh or mTherms) | Achievable Economic TRC Potential | 0 | 0 | 0 | 0 | 0 | 0 | 0 | 0 | 0 | 0 | 0 | 0 | 0 | 0 | 0 | 0 | 0 | 0 | 0 | 0 | 0 | 0
F11_Industrial_Paper and Printing_Existing_Process_Natural Gas_Commissioning_A_Achievable Economic TRC Potential | F11 | Industrial | Paper and Printing | Existing | Process | Natural Gas | Commissioning | A | Cumulative Summer Peak Savings (MW) | Achievable Economic TRC Potential | 0 | 0 | 0 | 0 | 0 | 0 | 0 | 0 | 0 | 0 | 0 | 0 | 0 | 0 | 0 | 0 | 0 | 0 | 0 | 0 | 0 | 0
F12_Industrial_Paper and Printing_Existing_Process_Natural Gas_Commissioning_A_Achievable Economic TRC Potential | F12 | Industrial | Paper and Printing | Existing | Process | Natural Gas | Commissioning | A | Cumulative Winter Peak Savings (MW) | Achievable Economic TRC Potential | 0 | 0 | 0 | 0 | 0 | 0 | 0 | 0 | 0 | 0 | 0 | 0 | 0 | 0 | 0 | 0 | 0 | 0 | 0 | 0 | 0 | 0
F13_Industrial_Paper and Printing_Existing_Process_Natural Gas_Commissioning_A_Achievable Economic TRC Potential | F13 | Industrial | Paper and Printing | Existing | Process | Natural Gas | Commissioning | A | Purchases (Incremental) | Achievable Economic TRC Potential | 0 | 0 | 0 | 0 | 0 | 0 | 0 | 0 | 0 | 0 | 0 | 0 | 0 | 0 | 0 | 0 | 0 | 0 | 0 | 0 | 0 | 0
F14_Industrial_Paper and Printing_Existing_Process_Natural Gas_Commissioning_A_Achievable Economic TRC Potential | F14 | Industrial | Paper and Printing | Existing | Process | Natural Gas | Commissioning | A | Purchases (Cumulative) | Achievable Economic TRC Potential | 0 | 0 | 0 | 0 | 0 | 0 | 0 | 0 | 0 | 0 | 0 | 0 | 0 | 0 | 0 | 0 | 0 | 0 | 0 | 0 | 0 | 0
F1_Industrial_Paper and Printing_Existing_Space Heating_Natural Gas_Retrocommissioning_A_Achievable Economic TRC Potential | F1 | Industrial | Paper and Printing | Existing | Space Heating | Natural Gas | Retrocommissioning | A | Original Unit Energy Savings (kWh or therms) | Achievable Economic TRC Potential | 0 | 0 | 9.4806 | 9.4581 | 9.4356 | 9.4134 | 9.3916 | 9.3704 | 9.3498 | 9.3301 | 9.3114 | 9.2937 | 9.277 | 9.2613 | 9.2465 | 9.2325 | 9.2194 | 9.2071 | 9.1954 | 9.1845 | 9.1743 | 9.1647
F2_Industrial_Paper and Printing_Existing_Space Heating_Natural Gas_Retrocommissioning_A_Achievable Economic TRC Potential | F2 | Industrial | Paper and Printing | Existing | Space Heating | Natural Gas | Retrocommissioning | A | Original Unit Summer Peak Savings (kW) | Achievable Economic TRC Potential | 0 | 0 | 0 | 0 | 0 | 0 | 0 | 0 | 0 | 0 | 0 | 0 | 0 | 0 | 0 | 0 | 0 | 0 | 0 | 0 | 0 | 0
F3_Industrial_Paper and Printing_Existing_Space Heating_Natural Gas_Retrocommissioning_A_Achievable Economic TRC Potential | F3 | Industrial | Paper and Printing | Existing | Space Heating | Natural Gas | Retrocommissioning | A | Original Unit Winter Peak Savings (kW) | Achievable Economic TRC Potential | 0 | 0 | 0 | 0 | 0 | 0 | 0 | 0 | 0 | 0 | 0 | 0 | 0 | 0 | 0 | 0 | 0 | 0 | 0 | 0 | 0 | 0
F4_Industrial_Paper and Printing_Existing_Space Heating_Natural Gas_Retrocommissioning_A_Achievable Economic TRC Potential | F4 | Industrial | Paper and Printing | Existing | Space Heating | Natural Gas | Retrocommissioning | A | Standalone Impact on Baseline Energy (%) | Achievable Economic TRC Potential | 0% | 0% | 0.0124% | 0.02501% | 0.03784% | 0.0509% | 0.06419% | 0.07772% | 0.09148% | 0.1055% | 0.1197% | 0.1342% | 0.149% | 0.164% | 0.1793% | 0.1948% | 0.2106% | 0.2267% | 0.2431% | 0.2597% | 0.2767% | 0.2939%
F5_Industrial_Paper and Printing_Existing_Space Heating_Natural Gas_Retrocommissioning_A_Achievable Economic TRC Potential | F5 | Industrial | Paper and Printing | Existing | Space Heating | Natural Gas | Retrocommissioning | A | Standalone Impact on Baseline Summer Peak (%) | Achievable Economic TRC Potential | bar: 2019 to 2040
F6_Industrial_Paper and Printing_Existing_Space Heating_Natural Gas_Retrocommissioning_A_Achievable Economic TRC Potential | F6 | Industrial | Paper and Printing | Existing | Space Heating | Natural Gas | Retrocommissioning | A | Standalone Impact on Baseline Winter Peak (%) | Achievable Economic TRC Potential | bar: 2019 to 2040
F7_Industrial_Paper and Printing_Existing_Space Heating_Natural Gas_Retrocommissioning_A_Achievable Economic TRC Potential | F7 | Industrial | Paper and Printing | Existing | Space Heating | Natural Gas | Retrocommissioning | A | Incremental Energy Savings (MWh or mTherms) | Achievable Economic TRC Potential | 0 | 0 | 0.0085318 | 0.0083648 | 0.008201 | 0.0080407 | 0.0078838 | 0.0077303 | 0.0075804 | 0.007434 | 0.0072911 | 0.0071518 | 0.0070159 | 0.0068832 | 0.0067537 | 0.0066273 | 0.0065038 | 0.0063831 | 0.0062651 | 0.0061498 | 0.006037 | 0.0059267
F8_Industrial_Paper and Printing_Existing_Space Heating_Natural Gas_Retrocommissioning_A_Achievable Economic TRC Potential | F8 | Industrial | Paper and Printing | Existing | Space Heating | Natural Gas | Retrocommissioning | A | Incremental Summer Peak Savings (MW) | Achievable Economic TRC Potential | 0 | 0 | 0 | 0 | 0 | 0 | 0 | 0 | 0 | 0 | 0 | 0 | 0 | 0 | 0 | 0 | 0 | 0 | 0 | 0 | 0 | 0
F9_Industrial_Paper and Printing_Existing_Space Heating_Natural Gas_Retrocommissioning_A_Achievable Economic TRC Potential | F9 | Industrial | Paper and Printing | Existing | Space Heating | Natural Gas | Retrocommissioning | A | Incremental Winter Peak Savings (MW) | Achievable Economic TRC Potential | 0 | 0 | 0 | 0 | 0 | 0 | 0 | 0 | 0 | 0 | 0 | 0 | 0 | 0 | 0 | 0 | 0 | 0 | 0 | 0 | 0 | 0
F10_Industrial_Paper and Printing_Existing_Space Heating_Natural Gas_Retrocommissioning_A_Achievable Economic TRC Potential | F10 | Industrial | Paper and Printing | Existing | Space Heating | Natural Gas | Retrocommissioning | A | Cumulative Energy Savings (MWh or mTherms) | Achievable Economic TRC Potential | 0 | 0 | 0.0085318 | 0.016876 | 0.025037 | 0.033019 | 0.040826 | 0.048464 | 0.055939 | 0.063255 | 0.070419 | 0.077437 | 0.084313 | 0.091054 | 0.097662 | 0.10414 | 0.1105 | 0.11673 | 0.12285 | 0.12885 | 0.13475 | 0.14053
F11_Industrial_Paper and Printing_Existing_Space Heating_Natural Gas_Retrocommissioning_A_Achievable Economic TRC Potential | F11 | Industrial | Paper and Printing | Existing | Space Heating | Natural Gas | Retrocommissioning | A | Cumulative Summer Peak Savings (MW) | Achievable Economic TRC Potential | 0 | 0 | 0 | 0 | 0 | 0 | 0 | 0 | 0 | 0 | 0 | 0 | 0 | 0 | 0 | 0 | 0 | 0 | 0 | 0 | 0 | 0
F12_Industrial_Paper and Printing_Existing_Space Heating_Natural Gas_Retrocommissioning_A_Achievable Economic TRC Potential | F12 | Industrial | Paper and Printing | Existing | Space Heating | Natural Gas | Retrocommissioning | A | Cumulative Winter Peak Savings (MW) | Achievable Economic TRC Potential | 0 | 0 | 0 | 0 | 0 | 0 | 0 | 0 | 0 | 0 | 0 | 0 | 0 | 0 | 0 | 0 | 0 | 0 | 0 | 0 | 0 | 0
F13_Industrial_Paper and Printing_Existing_Space Heating_Natural Gas_Retrocommissioning_A_Achievable Economic TRC Potential | F13 | Industrial | Paper and Printing | Existing | Space Heating | Natural Gas | Retrocommissioning | A | Purchases (Incremental) | Achievable Economic TRC Potential | 0 | 0 | 0.89992 | 0.88441 | 0.86916 | 0.85417 | 0.83945 | 0.82497 | 0.81075 | 0.79677 | 0.78303 | 0.76953 | 0.75627 | 0.74323 | 0.73041 | 0.71782 | 0.70544 | 0.69328 | 0.68133 | 0.66958 | 0.65803 | 0.64669
F14_Industrial_Paper and Printing_Existing_Space Heating_Natural Gas_Retrocommissioning_A_Achievable Economic TRC Potential | F14 | Industrial | Paper and Printing | Existing | Space Heating | Natural Gas | Retrocommissioning | A | Purchases (Cumulative) | Achievable Economic TRC Potential | 0 | 0 | 0.89992 | 1.7843 | 2.6535 | 3.5077 | 4.3471 | 5.1721 | 5.9828 | 6.7796 | 7.5626 | 8.3322 | 9.0884 | 9.8317 | 10.5621 | 11.2799 | 11.9853 | 12.6786 | 13.3599 | 14.0295 | 14.6876 | 15.3342
F1_Industrial_Paper and Printing_Existing_Process_Natural Gas_Retrocommissioning_A_Achievable Economic TRC Potential | F1 | Industrial | Paper and Printing | Existing | Process | Natural Gas | Retrocommissioning | A | Original Unit Energy Savings (kWh or therms) | Achievable Economic TRC Potential | 0 | 0 | 0 | 0 | 0 | 0 | 0 | 0 | 0 | 0 | 0 | 0 | 0 | 0 | 0 | 0 | 0 | 0 | 0 | 0 | 0 | 0
F2_Industrial_Paper and Printing_Existing_Process_Natural Gas_Retrocommissioning_A_Achievable Economic TRC Potential | F2 | Industrial | Paper and Printing | Existing | Process | Natural Gas | Retrocommissioning | A | Original Unit Summer Peak Savings (kW) | Achievable Economic TRC Potential | 0 | 0 | 0 | 0 | 0 | 0 | 0 | 0 | 0 | 0 | 0 | 0 | 0 | 0 | 0 | 0 | 0 | 0 | 0 | 0 | 0 | 0
F3_Industrial_Paper and Printing_Existing_Process_Natural Gas_Retrocommissioning_A_Achievable Economic TRC Potential | F3 | Industrial | Paper and Printing | Existing | Process | Natural Gas | Retrocommissioning | A | Original Unit Winter Peak Savings (kW) | Achievable Economic TRC Potential | 0 | 0 | 0 | 0 | 0 | 0 | 0 | 0 | 0 | 0 | 0 | 0 | 0 | 0 | 0 | 0 | 0 | 0 | 0 | 0 | 0 | 0
F4_Industrial_Paper and Printing_Existing_Process_Natural Gas_Retrocommissioning_A_Achievable Economic TRC Potential | F4 | Industrial | Paper and Printing | Existing | Process | Natural Gas | Retrocommissioning | A | Standalone Impact on Baseline Energy (%) | Achievable Economic TRC Potential | bar: 2019 to 2040
F5_Industrial_Paper and Printing_Existing_Process_Natural Gas_Retrocommissioning_A_Achievable Economic TRC Potential | F5 | Industrial | Paper and Printing | Existing | Process | Natural Gas | Retrocommissioning | A | Standalone Impact on Baseline Summer Peak (%) | Achievable Economic TRC Potential | bar: 2019 to 2040
F6_Industrial_Paper and Printing_Existing_Process_Natural Gas_Retrocommissioning_A_Achievable Economic TRC Potential | F6 | Industrial | Paper and Printing | Existing | Process | Natural Gas | Retrocommissioning | A | Standalone Impact on Baseline Winter Peak (%) | Achievable Economic TRC Potential | bar: 2019 to 2040
F7_Industrial_Paper and Printing_Existing_Process_Natural Gas_Retrocommissioning_A_Achievable Economic TRC Potential | F7 | Industrial | Paper and Printing | Existing | Process | Natural Gas | Retrocommissioning | A | Incremental Energy Savings (MWh or mTherms) | Achievable Economic TRC Potential | 0 | 0 | 0 | 0 | 0 | 0 | 0 | 0 | 0 | 0 | 0 | 0 | 0 | 0 | 0 | 0 | 0 | 0 | 0 | 0 | 0 | 0
F8_Industrial_Paper and Printing_Existing_Process_Natural Gas_Retrocommissioning_A_Achievable Economic TRC Potential | F8 | Industrial | Paper and Printing | Existing | Process | Natural Gas | Retrocommissioning | A | Incremental Summer Peak Savings (MW) | Achievable Economic TRC Potential | 0 | 0 | 0 | 0 | 0 | 0 | 0 | 0 | 0 | 0 | 0 | 0 | 0 | 0 | 0 | 0 | 0 | 0 | 0 | 0 | 0 | 0
F9_Industrial_Paper and Printing_Existing_Process_Natural Gas_Retrocommissioning_A_Achievable Economic TRC Potential | F9 | Industrial | Paper and Printing | Existing | Process | Natural Gas | Retrocommissioning | A | Incremental Winter Peak Savings (MW) | Achievable Economic TRC Potential | 0 | 0 | 0 | 0 | 0 | 0 | 0 | 0 | 0 | 0 | 0 | 0 | 0 | 0 | 0 | 0 | 0 | 0 | 0 | 0 | 0 | 0
F10_Industrial_Paper and Printing_Existing_Process_Natural Gas_Retrocommissioning_A_Achievable Economic TRC Potential | F10 | Industrial | Paper and Printing | Existing | Process | Natural Gas | Retrocommissioning | A | Cumulative Energy Savings (MWh or mTherms) | Achievable Economic TRC Potential | 0 | 0 | 0 | 0 | 0 | 0 | 0 | 0 | 0 | 0 | 0 | 0 | 0 | 0 | 0 | 0 | 0 | 0 | 0 | 0 | 0 | 0
F11_Industrial_Paper and Printing_Existing_Process_Natural Gas_Retrocommissioning_A_Achievable Economic TRC Potential | F11 | Industrial | Paper and Printing | Existing | Process | Natural Gas | Retrocommissioning | A | Cumulative Summer Peak Savings (MW) | Achievable Economic TRC Potential | 0 | 0 | 0 | 0 | 0 | 0 | 0 | 0 | 0 | 0 | 0 | 0 | 0 | 0 | 0 | 0 | 0 | 0 | 0 | 0 | 0 | 0
F12_Industrial_Paper and Printing_Existing_Process_Natural Gas_Retrocommissioning_A_Achievable Economic TRC Potential | F12 | Industrial | Paper and Printing | Existing | Process | Natural Gas | Retrocommissioning | A | Cumulative Winter Peak Savings (MW) | Achievable Economic TRC Potential | 0 | 0 | 0 | 0 | 0 | 0 | 0 | 0 | 0 | 0 | 0 | 0 | 0 | 0 | 0 | 0 | 0 | 0 | 0 | 0 | 0 | 0
F13_Industrial_Paper and Printing_Existing_Process_Natural Gas_Retrocommissioning_A_Achievable Economic TRC Potential | F13 | Industrial | Paper and Printing | Existing | Process | Natural Gas | Retrocommissioning | A | Purchases (Incremental) | Achievable Economic TRC Potential | 0 | 0 | 0.89992 | 0.88441 | 0.86916 | 0.85417 | 0.83945 | 0.82497 | 0.81075 | 0.79677 | 0.78303 | 0.76953 | 0.75627 | 0.74323 | 0.73041 | 0.71782 | 0.70544 | 0.69328 | 0.68133 | 0.66958 | 0.65803 | 0.64669
F14_Industrial_Paper and Printing_Existing_Process_Natural Gas_Retrocommissioning_A_Achievable Economic TRC Potential | F14 | Industrial | Paper and Printing | Existing | Process | Natural Gas | Retrocommissioning | A | Purchases (Cumulative) | Achievable Economic TRC Potential | 0 | 0 | 0.89992 | 1.7843 | 2.6535 | 3.5077 | 4.3471 | 5.1721 | 5.9828 | 6.7796 | 7.5626 | 8.3322 | 9.0884 | 9.8317 | 10.5621 | 11.2799 | 11.9853 | 12.6786 | 13.3599 | 14.0295 | 14.6876 | 15.3342
F1_Industrial_Paper and Printing_New_Space Heating_Natural Gas_Insulation - Roof/Ceiling_A_Achievable Economic TRC Potential | F1 | Industrial | Paper and Printing | New | Space Heating | Natural Gas | Insulation - Roof/Ceiling | A | Original Unit Energy Savings (kWh or therms) | Achievable Economic TRC Potential | 0 | 0 | 0.078976 | 0.078976 | 0.078976 | 0.078976 | 0.078976 | 0.078976 | 0.078976 | 0.078976 | 0.078976 | 0.078976 | 0.078976 | 0.078976 | 0.078976 | 0.078976 | 0.078976 | 0.078976 | 0.078976 | 0.078976 | 0.078976 | 0.078976
F2_Industrial_Paper and Printing_New_Space Heating_Natural Gas_Insulation - Roof/Ceiling_A_Achievable Economic TRC Potential | F2 | Industrial | Paper and Printing | New | Space Heating | Natural Gas | Insulation - Roof/Ceiling | A | Original Unit Summer Peak Savings (kW) | Achievable Economic TRC Potential | 0 | 0 | 0 | 0 | 0 | 0 | 0 | 0 | 0 | 0 | 0 | 0 | 0 | 0 | 0 | 0 | 0 | 0 | 0 | 0 | 0 | 0
F3_Industrial_Paper and Printing_New_Space Heating_Natural Gas_Insulation - Roof/Ceiling_A_Achievable Economic TRC Potential | F3 | Industrial | Paper and Printing | New | Space Heating | Natural Gas | Insulation - Roof/Ceiling | A | Original Unit Winter Peak Savings (kW) | Achievable Economic TRC Potential | 0 | 0 | 0 | 0 | 0 | 0 | 0 | 0 | 0 | 0 | 0 | 0 | 0 | 0 | 0 | 0 | 0 | 0 | 0 | 0 | 0 | 0
F4_Industrial_Paper and Printing_New_Space Heating_Natural Gas_Insulation - Roof/Ceiling_A_Achievable Economic TRC Potential | F4 | Industrial | Paper and Printing | New | Space Heating | Natural Gas | Insulation - Roof/Ceiling | A | Standalone Impact on Baseline Energy (%) | Achievable Economic TRC Potential | bar: 2019 to 2040
F5_Industrial_Paper and Printing_New_Space Heating_Natural Gas_Insulation - Roof/Ceiling_A_Achievable Economic TRC Potential | F5 | Industrial | Paper and Printing | New | Space Heating | Natural Gas | Insulation - Roof/Ceiling | A | Standalone Impact on Baseline Summer Peak (%) | Achievable Economic TRC Potential | bar: 2019 to 2040
F6_Industrial_Paper and Printing_New_Space Heating_Natural Gas_Insulation - Roof/Ceiling_A_Achievable Economic TRC Potential | F6 | Industrial | Paper and Printing | New | Space Heating | Natural Gas | Insulation - Roof/Ceiling | A | Standalone Impact on Baseline Winter Peak (%) | Achievable Economic TRC Potential | bar: 2019 to 2040
F7_Industrial_Paper and Printing_New_Space Heating_Natural Gas_Insulation - Roof/Ceiling_A_Achievable Economic TRC Potential | F7 | Industrial | Paper and Printing | New | Space Heating | Natural Gas | Insulation - Roof/Ceiling | A | Incremental Energy Savings (MWh or mTherms) | Achievable Economic TRC Potential | 0 | 0 | 0 | 0 | 0 | 0 | 0 | 0 | 0 | 0 | 0 | 0 | 0 | 0 | 0 | 0 | 0 | 0 | 0 | 0 | 0 | 0
F8_Industrial_Paper and Printing_New_Space Heating_Natural Gas_Insulation - Roof/Ceiling_A_Achievable Economic TRC Potential | F8 | Industrial | Paper and Printing | New | Space Heating | Natural Gas | Insulation - Roof/Ceiling | A | Incremental Summer Peak Savings (MW) | Achievable Economic TRC Potential | 0 | 0 | 0 | 0 | 0 | 0 | 0 | 0 | 0 | 0 | 0 | 0 | 0 | 0 | 0 | 0 | 0 | 0 | 0 | 0 | 0 | 0
F9_Industrial_Paper and Printing_New_Space Heating_Natural Gas_Insulation - Roof/Ceiling_A_Achievable Economic TRC Potential | F9 | Industrial | Paper and Printing | New | Space Heating | Natural Gas | Insulation - Roof/Ceiling | A | Incremental Winter Peak Savings (MW) | Achievable Economic TRC Potential | 0 | 0 | 0 | 0 | 0 | 0 | 0 | 0 | 0 | 0 | 0 | 0 | 0 | 0 | 0 | 0 | 0 | 0 | 0 | 0 | 0 | 0
F10_Industrial_Paper and Printing_New_Space Heating_Natural Gas_Insulation - Roof/Ceiling_A_Achievable Economic TRC Potential | F10 | Industrial | Paper and Printing | New | Space Heating | Natural Gas | Insulation - Roof/Ceiling | A | Cumulative Energy Savings (MWh or mTherms) | Achievable Economic TRC Potential | 0 | 0 | 0 | 0 | 0 | 0 | 0 | 0 | 0 | 0 | 0 | 0 | 0 | 0 | 0 | 0 | 0 | 0 | 0 | 0 | 0 | 0
F11_Industrial_Paper and Printing_New_Space Heating_Natural Gas_Insulation - Roof/Ceiling_A_Achievable Economic TRC Potential | F11 | Industrial | Paper and Printing | New | Space Heating | Natural Gas | Insulation - Roof/Ceiling | A | Cumulative Summer Peak Savings (MW) | Achievable Economic TRC Potential | 0 | 0 | 0 | 0 | 0 | 0 | 0 | 0 | 0 | 0 | 0 | 0 | 0 | 0 | 0 | 0 | 0 | 0 | 0 | 0 | 0 | 0
F12_Industrial_Paper and Printing_New_Space Heating_Natural Gas_Insulation - Roof/Ceiling_A_Achievable Economic TRC Potential | F12 | Industrial | Paper and Printing | New | Space Heating | Natural Gas | Insulation - Roof/Ceiling | A | Cumulative Winter Peak Savings (MW) | Achievable Economic TRC Potential | 0 | 0 | 0 | 0 | 0 | 0 | 0 | 0 | 0 | 0 | 0 | 0 | 0 | 0 | 0 | 0 | 0 | 0 | 0 | 0 | 0 | 0
F13_Industrial_Paper and Printing_New_Space Heating_Natural Gas_Insulation - Roof/Ceiling_A_Achievable Economic TRC Potential | F13 | Industrial | Paper and Printing | New | Space Heating | Natural Gas | Insulation - Roof/Ceiling | A | Purchases (Incremental) | Achievable Economic TRC Potential | 0 | 0 | 0 | 0 | 0 | 0 | 0 | 0 | 0 | 0 | 0 | 0 | 0 | 0 | 0 | 0 | 0 | 0 | 0 | 0 | 0 | 0
F14_Industrial_Paper and Printing_New_Space Heating_Natural Gas_Insulation - Roof/Ceiling_A_Achievable Economic TRC Potential | F14 | Industrial | Paper and Printing | New | Space Heating | Natural Gas | Insulation - Roof/Ceiling | A | Purchases (Cumulative) | Achievable Economic TRC Potential | 0 | 0 | 0 | 0 | 0 | 0 | 0 | 0 | 0 | 0 | 0 | 0 | 0 | 0 | 0 | 0 | 0 | 0 | 0 | 0 | 0 | 0
F1_Industrial_Paper and Printing_New_Space Heating_Natural Gas_Insulation - Wall Cavity_A_Achievable Economic TRC Potential | F1 | Industrial | Paper and Printing | New | Space Heating | Natural Gas | Insulation - Wall Cavity | A | Original Unit Energy Savings (kWh or therms) | Achievable Economic TRC Potential | 0 | 0 | 0.017277 | 0.017277 | 0.017277 | 0.017277 | 0.017277 | 0.017277 | 0.017277 | 0.017277 | 0.017277 | 0.017277 | 0.017277 | 0.017277 | 0.017277 | 0.017277 | 0.017277 | 0.017277 | 0.017277 | 0.017277 | 0.017277 | 0.017277
F2_Industrial_Paper and Printing_New_Space Heating_Natural Gas_Insulation - Wall Cavity_A_Achievable Economic TRC Potential | F2 | Industrial | Paper and Printing | New | Space Heating | Natural Gas | Insulation - Wall Cavity | A | Original Unit Summer Peak Savings (kW) | Achievable Economic TRC Potential | 0 | 0 | 0 | 0 | 0 | 0 | 0 | 0 | 0 | 0 | 0 | 0 | 0 | 0 | 0 | 0 | 0 | 0 | 0 | 0 | 0 | 0
F3_Industrial_Paper and Printing_New_Space Heating_Natural Gas_Insulation - Wall Cavity_A_Achievable Economic TRC Potential | F3 | Industrial | Paper and Printing | New | Space Heating | Natural Gas | Insulation - Wall Cavity | A | Original Unit Winter Peak Savings (kW) | Achievable Economic TRC Potential | 0 | 0 | 0 | 0 | 0 | 0 | 0 | 0 | 0 | 0 | 0 | 0 | 0 | 0 | 0 | 0 | 0 | 0 | 0 | 0 | 0 | 0
F4_Industrial_Paper and Printing_New_Space Heating_Natural Gas_Insulation - Wall Cavity_A_Achievable Economic TRC Potential | F4 | Industrial | Paper and Printing | New | Space Heating | Natural Gas | Insulation - Wall Cavity | A | Standalone Impact on Baseline Energy (%) | Achievable Economic TRC Potential | bar: 2019 to 2040
F5_Industrial_Paper and Printing_New_Space Heating_Natural Gas_Insulation - Wall Cavity_A_Achievable Economic TRC Potential | F5 | Industrial | Paper and Printing | New | Space Heating | Natural Gas | Insulation - Wall Cavity | A | Standalone Impact on Baseline Summer Peak (%) | Achievable Economic TRC Potential | bar: 2019 to 2040
F6_Industrial_Paper and Printing_New_Space Heating_Natural Gas_Insulation - Wall Cavity_A_Achievable Economic TRC Potential | F6 | Industrial | Paper and Printing | New | Space Heating | Natural Gas | Insulation - Wall Cavity | A | Standalone Impact on Baseline Winter Peak (%) | Achievable Economic TRC Potential | bar: 2019 to 2040
F7_Industrial_Paper and Printing_New_Space Heating_Natural Gas_Insulation - Wall Cavity_A_Achievable Economic TRC Potential | F7 | Industrial | Paper and Printing | New | Space Heating | Natural Gas | Insulation - Wall Cavity | A | Incremental Energy Savings (MWh or mTherms) | Achievable Economic TRC Potential | 0 | 0 | 0 | 0 | 0 | 0 | 0 | 0 | 0 | 0 | 0 | 0 | 0 | 0 | 0 | 0 | 0 | 0 | 0 | 0 | 0 | 0
F8_Industrial_Paper and Printing_New_Space Heating_Natural Gas_Insulation - Wall Cavity_A_Achievable Economic TRC Potential | F8 | Industrial | Paper and Printing | New | Space Heating | Natural Gas | Insulation - Wall Cavity | A | Incremental Summer Peak Savings (MW) | Achievable Economic TRC Potential | 0 | 0 | 0 | 0 | 0 | 0 | 0 | 0 | 0 | 0 | 0 | 0 | 0 | 0 | 0 | 0 | 0 | 0 | 0 | 0 | 0 | 0
F9_Industrial_Paper and Printing_New_Space Heating_Natural Gas_Insulation - Wall Cavity_A_Achievable Economic TRC Potential | F9 | Industrial | Paper and Printing | New | Space Heating | Natural Gas | Insulation - Wall Cavity | A | Incremental Winter Peak Savings (MW) | Achievable Economic TRC Potential | 0 | 0 | 0 | 0 | 0 | 0 | 0 | 0 | 0 | 0 | 0 | 0 | 0 | 0 | 0 | 0 | 0 | 0 | 0 | 0 | 0 | 0
F10_Industrial_Paper and Printing_New_Space Heating_Natural Gas_Insulation - Wall Cavity_A_Achievable Economic TRC Potential | F10 | Industrial | Paper and Printing | New | Space Heating | Natural Gas | Insulation - Wall Cavity | A | Cumulative Energy Savings (MWh or mTherms) | Achievable Economic TRC Potential | 0 | 0 | 0 | 0 | 0 | 0 | 0 | 0 | 0 | 0 | 0 | 0 | 0 | 0 | 0 | 0 | 0 | 0 | 0 | 0 | 0 | 0
F11_Industrial_Paper and Printing_New_Space Heating_Natural Gas_Insulation - Wall Cavity_A_Achievable Economic TRC Potential | F11 | Industrial | Paper and Printing | New | Space Heating | Natural Gas | Insulation - Wall Cavity | A | Cumulative Summer Peak Savings (MW) | Achievable Economic TRC Potential | 0 | 0 | 0 | 0 | 0 | 0 | 0 | 0 | 0 | 0 | 0 | 0 | 0 | 0 | 0 | 0 | 0 | 0 | 0 | 0 | 0 | 0
F12_Industrial_Paper and Printing_New_Space Heating_Natural Gas_Insulation - Wall Cavity_A_Achievable Economic TRC Potential | F12 | Industrial | Paper and Printing | New | Space Heating | Natural Gas | Insulation - Wall Cavity | A | Cumulative Winter Peak Savings (MW) | Achievable Economic TRC Potential | 0 | 0 | 0 | 0 | 0 | 0 | 0 | 0 | 0 | 0 | 0 | 0 | 0 | 0 | 0 | 0 | 0 | 0 | 0 | 0 | 0 | 0
F13_Industrial_Paper and Printing_New_Space Heating_Natural Gas_Insulation - Wall Cavity_A_Achievable Economic TRC Potential | F13 | Industrial | Paper and Printing | New | Space Heating | Natural Gas | Insulation - Wall Cavity | A | Purchases (Incremental) | Achievable Economic TRC Potential | 0 | 0 | 0 | 0 | 0 | 0 | 0 | 0 | 0 | 0 | 0 | 0 | 0 | 0 | 0 | 0 | 0 | 0 | 0 | 0 | 0 | 0
F14_Industrial_Paper and Printing_New_Space Heating_Natural Gas_Insulation - Wall Cavity_A_Achievable Economic TRC Potential | F14 | Industrial | Paper and Printing | New | Space Heating | Natural Gas | Insulation - Wall Cavity | A | Purchases (Cumulative) | Achievable Economic TRC Potential | 0 | 0 | 0 | 0 | 0 | 0 | 0 | 0 | 0 | 0 | 0 | 0 | 0 | 0 | 0 | 0 | 0 | 0 | 0 | 0 | 0 | 0
F1_Industrial_Paper and Printing_New_Space Heating_Natural Gas_Insulation - Ducting_A_Achievable Economic TRC Potential | F1 | Industrial | Paper and Printing | New | Space Heating | Natural Gas | Insulation - Ducting | A | Original Unit Energy Savings (kWh or therms) | Achievable Economic TRC Potential | 0 | 0 | 0.0012737 | 0.0012737 | 0.0012737 | 0.0012737 | 0.0012737 | 0.0012737 | 0.0012737 | 0.0012737 | 0.0012737 | 0.0012737 | 0.0012737 | 0.0012737 | 0.0012737 | 0.0012737 | 0.0012737 | 0.0012737 | 0.0012737 | 0.0012737 | 0.0012737 | 0.0012737
F2_Industrial_Paper and Printing_New_Space Heating_Natural Gas_Insulation - Ducting_A_Achievable Economic TRC Potential | F2 | Industrial | Paper and Printing | New | Space Heating | Natural Gas | Insulation - Ducting | A | Original Unit Summer Peak Savings (kW) | Achievable Economic TRC Potential | 0 | 0 | 0 | 0 | 0 | 0 | 0 | 0 | 0 | 0 | 0 | 0 | 0 | 0 | 0 | 0 | 0 | 0 | 0 | 0 | 0 | 0
F3_Industrial_Paper and Printing_New_Space Heating_Natural Gas_Insulation - Ducting_A_Achievable Economic TRC Potential | F3 | Industrial | Paper and Printing | New | Space Heating | Natural Gas | Insulation - Ducting | A | Original Unit Winter Peak Savings (kW) | Achievable Economic TRC Potential | 0 | 0 | 0 | 0 | 0 | 0 | 0 | 0 | 0 | 0 | 0 | 0 | 0 | 0 | 0 | 0 | 0 | 0 | 0 | 0 | 0 | 0
F4_Industrial_Paper and Printing_New_Space Heating_Natural Gas_Insulation - Ducting_A_Achievable Economic TRC Potential | F4 | Industrial | Paper and Printing | New | Space Heating | Natural Gas | Insulation - Ducting | A | Standalone Impact on Baseline Energy (%) | Achievable Economic TRC Potential | bar: 2019 to 2040
F5_Industrial_Paper and Printing_New_Space Heating_Natural Gas_Insulation - Ducting_A_Achievable Economic TRC Potential | F5 | Industrial | Paper and Printing | New | Space Heating | Natural Gas | Insulation - Ducting | A | Standalone Impact on Baseline Summer Peak (%) | Achievable Economic TRC Potential | bar: 2019 to 2040
F6_Industrial_Paper and Printing_New_Space Heating_Natural Gas_Insulation - Ducting_A_Achievable Economic TRC Potential | F6 | Industrial | Paper and Printing | New | Space Heating | Natural Gas | Insulation - Ducting | A | Standalone Impact on Baseline Winter Peak (%) | Achievable Economic TRC Potential | bar: 2019 to 2040
F7_Industrial_Paper and Printing_New_Space Heating_Natural Gas_Insulation - Ducting_A_Achievable Economic TRC Potential | F7 | Industrial | Paper and Printing | New | Space Heating | Natural Gas | Insulation - Ducting | A | Incremental Energy Savings (MWh or mTherms) | Achievable Economic TRC Potential | 0 | 0 | 0 | 0 | 0 | 0 | 0 | 0 | 0 | 0 | 0 | 0 | 0 | 0 | 0 | 0 | 0 | 0 | 0 | 0 | 0 | 0
F8_Industrial_Paper and Printing_New_Space Heating_Natural Gas_Insulation - Ducting_A_Achievable Economic TRC Potential | F8 | Industrial | Paper and Printing | New | Space Heating | Natural Gas | Insulation - Ducting | A | Incremental Summer Peak Savings (MW) | Achievable Economic TRC Potential | 0 | 0 | 0 | 0 | 0 | 0 | 0 | 0 | 0 | 0 | 0 | 0 | 0 | 0 | 0 | 0 | 0 | 0 | 0 | 0 | 0 | 0
F9_Industrial_Paper and Printing_New_Space Heating_Natural Gas_Insulation - Ducting_A_Achievable Economic TRC Potential | F9 | Industrial | Paper and Printing | New | Space Heating | Natural Gas | Insulation - Ducting | A | Incremental Winter Peak Savings (MW) | Achievable Economic TRC Potential | 0 | 0 | 0 | 0 | 0 | 0 | 0 | 0 | 0 | 0 | 0 | 0 | 0 | 0 | 0 | 0 | 0 | 0 | 0 | 0 | 0 | 0
F10_Industrial_Paper and Printing_New_Space Heating_Natural Gas_Insulation - Ducting_A_Achievable Economic TRC Potential | F10 | Industrial | Paper and Printing | New | Space Heating | Natural Gas | Insulation - Ducting | A | Cumulative Energy Savings (MWh or mTherms) | Achievable Economic TRC Potential | 0 | 0 | 0 | 0 | 0 | 0 | 0 | 0 | 0 | 0 | 0 | 0 | 0 | 0 | 0 | 0 | 0 | 0 | 0 | 0 | 0 | 0
F11_Industrial_Paper and Printing_New_Space Heating_Natural Gas_Insulation - Ducting_A_Achievable Economic TRC Potential | F11 | Industrial | Paper and Printing | New | Space Heating | Natural Gas | Insulation - Ducting | A | Cumulative Summer Peak Savings (MW) | Achievable Economic TRC Potential | 0 | 0 | 0 | 0 | 0 | 0 | 0 | 0 | 0 | 0 | 0 | 0 | 0 | 0 | 0 | 0 | 0 | 0 | 0 | 0 | 0 | 0
F12_Industrial_Paper and Printing_New_Space Heating_Natural Gas_Insulation - Ducting_A_Achievable Economic TRC Potential | F12 | Industrial | Paper and Printing | New | Space Heating | Natural Gas | Insulation - Ducting | A | Cumulative Winter Peak Savings (MW) | Achievable Economic TRC Potential | 0 | 0 | 0 | 0 | 0 | 0 | 0 | 0 | 0 | 0 | 0 | 0 | 0 | 0 | 0 | 0 | 0 | 0 | 0 | 0 | 0 | 0
F13_Industrial_Paper and Printing_New_Space Heating_Natural Gas_Insulation - Ducting_A_Achievable Economic TRC Potential | F13 | Industrial | Paper and Printing | New | Space Heating | Natural Gas | Insulation - Ducting | A | Purchases (Incremental) | Achievable Economic TRC Potential | 0 | 0 | 0 | 0 | 0 | 0 | 0 | 0 | 0 | 0 | 0 | 0 | 0 | 0 | 0 | 0 | 0 | 0 | 0 | 0 | 0 | 0
F14_Industrial_Paper and Printing_New_Space Heating_Natural Gas_Insulation - Ducting_A_Achievable Economic TRC Potential | F14 | Industrial | Paper and Printing | New | Space Heating | Natural Gas | Insulation - Ducting | A | Purchases (Cumulative) | Achievable Economic TRC Potential | 0 | 0 | 0 | 0 | 0 | 0 | 0 | 0 | 0 | 0 | 0 | 0 | 0 | 0 | 0 | 0 | 0 | 0 | 0 | 0 | 0 | 0
F1_Industrial_Paper and Printing_New_Space Heating_Natural Gas_HVAC - Duct Repair and Sealing_A_Achievable Economic TRC Potential | F1 | Industrial | Paper and Printing | New | Space Heating | Natural Gas | HVAC - Duct Repair and Sealing | A | Original Unit Energy Savings (kWh or therms) | Achievable Economic TRC Potential | 0 | 0 | 0.0036023 | 0.0036023 | 0.0036023 | 0.0036023 | 0.0036023 | 0.0036023 | 0.0036023 | 0.0036023 | 0.0036023 | 0.0036023 | 0.0036023 | 0.0036023 | 0.0036023 | 0.0036023 | 0.0036023 | 0.0036023 | 0.0036023 | 0.0036023 | 0.0036023 | 0.0036023
F2_Industrial_Paper and Printing_New_Space Heating_Natural Gas_HVAC - Duct Repair and Sealing_A_Achievable Economic TRC Potential | F2 | Industrial | Paper and Printing | New | Space Heating | Natural Gas | HVAC - Duct Repair and Sealing | A | Original Unit Summer Peak Savings (kW) | Achievable Economic TRC Potential | 0 | 0 | 0 | 0 | 0 | 0 | 0 | 0 | 0 | 0 | 0 | 0 | 0 | 0 | 0 | 0 | 0 | 0 | 0 | 0 | 0 | 0
F3_Industrial_Paper and Printing_New_Space Heating_Natural Gas_HVAC - Duct Repair and Sealing_A_Achievable Economic TRC Potential | F3 | Industrial | Paper and Printing | New | Space Heating | Natural Gas | HVAC - Duct Repair and Sealing | A | Original Unit Winter Peak Savings (kW) | Achievable Economic TRC Potential | 0 | 0 | 0 | 0 | 0 | 0 | 0 | 0 | 0 | 0 | 0 | 0 | 0 | 0 | 0 | 0 | 0 | 0 | 0 | 0 | 0 | 0
F4_Industrial_Paper and Printing_New_Space Heating_Natural Gas_HVAC - Duct Repair and Sealing_A_Achievable Economic TRC Potential | F4 | Industrial | Paper and Printing | New | Space Heating | Natural Gas | HVAC - Duct Repair and Sealing | A | Standalone Impact on Baseline Energy (%) | Achievable Economic TRC Potential | bar: 2019 to 2040
F5_Industrial_Paper and Printing_New_Space Heating_Natural Gas_HVAC - Duct Repair and Sealing_A_Achievable Economic TRC Potential | F5 | Industrial | Paper and Printing | New | Space Heating | Natural Gas | HVAC - Duct Repair and Sealing | A | Standalone Impact on Baseline Summer Peak (%) | Achievable Economic TRC Potential | bar: 2019 to 2040
F6_Industrial_Paper and Printing_New_Space Heating_Natural Gas_HVAC - Duct Repair and Sealing_A_Achievable Economic TRC Potential | F6 | Industrial | Paper and Printing | New | Space Heating | Natural Gas | HVAC - Duct Repair and Sealing | A | Standalone Impact on Baseline Winter Peak (%) | Achievable Economic TRC Potential | bar: 2019 to 2040
F7_Industrial_Paper and Printing_New_Space Heating_Natural Gas_HVAC - Duct Repair and Sealing_A_Achievable Economic TRC Potential | F7 | Industrial | Paper and Printing | New | Space Heating | Natural Gas | HVAC - Duct Repair and Sealing | A | Incremental Energy Savings (MWh or mTherms) | Achievable Economic TRC Potential | 0 | 0 | 0 | 0 | 0 | 0 | 0 | 0 | 0 | 0 | 0 | 0 | 0 | 0 | 0 | 0 | 0 | 0 | 0 | 0 | 0 | 0
F8_Industrial_Paper and Printing_New_Space Heating_Natural Gas_HVAC - Duct Repair and Sealing_A_Achievable Economic TRC Potential | F8 | Industrial | Paper and Printing | New | Space Heating | Natural Gas | HVAC - Duct Repair and Sealing | A | Incremental Summer Peak Savings (MW) | Achievable Economic TRC Potential | 0 | 0 | 0 | 0 | 0 | 0 | 0 | 0 | 0 | 0 | 0 | 0 | 0 | 0 | 0 | 0 | 0 | 0 | 0 | 0 | 0 | 0
F9_Industrial_Paper and Printing_New_Space Heating_Natural Gas_HVAC - Duct Repair and Sealing_A_Achievable Economic TRC Potential | F9 | Industrial | Paper and Printing | New | Space Heating | Natural Gas | HVAC - Duct Repair and Sealing | A | Incremental Winter Peak Savings (MW) | Achievable Economic TRC Potential | 0 | 0 | 0 | 0 | 0 | 0 | 0 | 0 | 0 | 0 | 0 | 0 | 0 | 0 | 0 | 0 | 0 | 0 | 0 | 0 | 0 | 0
F10_Industrial_Paper and Printing_New_Space Heating_Natural Gas_HVAC - Duct Repair and Sealing_A_Achievable Economic TRC Potential | F10 | Industrial | Paper and Printing | New | Space Heating | Natural Gas | HVAC - Duct Repair and Sealing | A | Cumulative Energy Savings (MWh or mTherms) | Achievable Economic TRC Potential | 0 | 0 | 0 | 0 | 0 | 0 | 0 | 0 | 0 | 0 | 0 | 0 | 0 | 0 | 0 | 0 | 0 | 0 | 0 | 0 | 0 | 0
F11_Industrial_Paper and Printing_New_Space Heating_Natural Gas_HVAC - Duct Repair and Sealing_A_Achievable Economic TRC Potential | F11 | Industrial | Paper and Printing | New | Space Heating | Natural Gas | HVAC - Duct Repair and Sealing | A | Cumulative Summer Peak Savings (MW) | Achievable Economic TRC Potential | 0 | 0 | 0 | 0 | 0 | 0 | 0 | 0 | 0 | 0 | 0 | 0 | 0 | 0 | 0 | 0 | 0 | 0 | 0 | 0 | 0 | 0
F12_Industrial_Paper and Printing_New_Space Heating_Natural Gas_HVAC - Duct Repair and Sealing_A_Achievable Economic TRC Potential | F12 | Industrial | Paper and Printing | New | Space Heating | Natural Gas | HVAC - Duct Repair and Sealing | A | Cumulative Winter Peak Savings (MW) | Achievable Economic TRC Potential | 0 | 0 | 0 | 0 | 0 | 0 | 0 | 0 | 0 | 0 | 0 | 0 | 0 | 0 | 0 | 0 | 0 | 0 | 0 | 0 | 0 | 0
F13_Industrial_Paper and Printing_New_Space Heating_Natural Gas_HVAC - Duct Repair and Sealing_A_Achievable Economic TRC Potential | F13 | Industrial | Paper and Printing | New | Space Heating | Natural Gas | HVAC - Duct Repair and Sealing | A | Purchases (Incremental) | Achievable Economic TRC Potential | 0 | 0 | 0 | 0 | 0 | 0 | 0 | 0 | 0 | 0 | 0 | 0 | 0 | 0 | 0 | 0 | 0 | 0 | 0 | 0 | 0 | 0
F14_Industrial_Paper and Printing_New_Space Heating_Natural Gas_HVAC - Duct Repair and Sealing_A_Achievable Economic TRC Potential | F14 | Industrial | Paper and Printing | New | Space Heating | Natural Gas | HVAC - Duct Repair and Sealing | A | Purchases (Cumulative) | Achievable Economic TRC Potential | 0 | 0 | 0 | 0 | 0 | 0 | 0 | 0 | 0 | 0 | 0 | 0 | 0 | 0 | 0 | 0 | 0 | 0 | 0 | 0 | 0 | 0
F1_Industrial_Paper and Printing_New_Space Heating_Natural Gas_Windows - High Efficiency_A_Achievable Economic TRC Potential | F1 | Industrial | Paper and Printing | New | Space Heating | Natural Gas | Windows - High Efficiency | A | Original Unit Energy Savings (kWh or therms) | Achievable Economic TRC Potential | 0 | 0 | 0.0073878 | 0.0073878 | 0.0073878 | 0.0073878 | 0.0073878 | 0.0073878 | 0.0073878 | 0.0073878 | 0.0073878 | 0.0073878 | 0.0073878 | 0.0073878 | 0.0073878 | 0.0073878 | 0.0073878 | 0.0073878 | 0.0073878 | 0.0073878 | 0.0073878 | 0.0073878
F2_Industrial_Paper and Printing_New_Space Heating_Natural Gas_Windows - High Efficiency_A_Achievable Economic TRC Potential | F2 | Industrial | Paper and Printing | New | Space Heating | Natural Gas | Windows - High Efficiency | A | Original Unit Summer Peak Savings (kW) | Achievable Economic TRC Potential | 0 | 0 | 0 | 0 | 0 | 0 | 0 | 0 | 0 | 0 | 0 | 0 | 0 | 0 | 0 | 0 | 0 | 0 | 0 | 0 | 0 | 0
F3_Industrial_Paper and Printing_New_Space Heating_Natural Gas_Windows - High Efficiency_A_Achievable Economic TRC Potential | F3 | Industrial | Paper and Printing | New | Space Heating | Natural Gas | Windows - High Efficiency | A | Original Unit Winter Peak Savings (kW) | Achievable Economic TRC Potential | 0 | 0 | 0 | 0 | 0 | 0 | 0 | 0 | 0 | 0 | 0 | 0 | 0 | 0 | 0 | 0 | 0 | 0 | 0 | 0 | 0 | 0
F4_Industrial_Paper and Printing_New_Space Heating_Natural Gas_Windows - High Efficiency_A_Achievable Economic TRC Potential | F4 | Industrial | Paper and Printing | New | Space Heating | Natural Gas | Windows - High Efficiency | A | Standalone Impact on Baseline Energy (%) | Achievable Economic TRC Potential | bar: 2019 to 2040
F5_Industrial_Paper and Printing_New_Space Heating_Natural Gas_Windows - High Efficiency_A_Achievable Economic TRC Potential | F5 | Industrial | Paper and Printing | New | Space Heating | Natural Gas | Windows - High Efficiency | A | Standalone Impact on Baseline Summer Peak (%) | Achievable Economic TRC Potential | bar: 2019 to 2040
F6_Industrial_Paper and Printing_New_Space Heating_Natural Gas_Windows - High Efficiency_A_Achievable Economic TRC Potential | F6 | Industrial | Paper and Printing | New | Space Heating | Natural Gas | Windows - High Efficiency | A | Standalone Impact on Baseline Winter Peak (%) | Achievable Economic TRC Potential | bar: 2019 to 2040
F7_Industrial_Paper and Printing_New_Space Heating_Natural Gas_Windows - High Efficiency_A_Achievable Economic TRC Potential | F7 | Industrial | Paper and Printing | New | Space Heating | Natural Gas | Windows - High Efficiency | A | Incremental Energy Savings (MWh or mTherms) | Achievable Economic TRC Potential | 0 | 0 | 0 | 0 | 0 | 0 | 0 | 0 | 0 | 0 | 0 | 0 | 0 | 0 | 0 | 0 | 0 | 0 | 0 | 0 | 0 | 0
F8_Industrial_Paper and Printing_New_Space Heating_Natural Gas_Windows - High Efficiency_A_Achievable Economic TRC Potential | F8 | Industrial | Paper and Printing | New | Space Heating | Natural Gas | Windows - High Efficiency | A | Incremental Summer Peak Savings (MW) | Achievable Economic TRC Potential | 0 | 0 | 0 | 0 | 0 | 0 | 0 | 0 | 0 | 0 | 0 | 0 | 0 | 0 | 0 | 0 | 0 | 0 | 0 | 0 | 0 | 0
F9_Industrial_Paper and Printing_New_Space Heating_Natural Gas_Windows - High Efficiency_A_Achievable Economic TRC Potential | F9 | Industrial | Paper and Printing | New | Space Heating | Natural Gas | Windows - High Efficiency | A | Incremental Winter Peak Savings (MW) | Achievable Economic TRC Potential | 0 | 0 | 0 | 0 | 0 | 0 | 0 | 0 | 0 | 0 | 0 | 0 | 0 | 0 | 0 | 0 | 0 | 0 | 0 | 0 | 0 | 0
F10_Industrial_Paper and Printing_New_Space Heating_Natural Gas_Windows - High Efficiency_A_Achievable Economic TRC Potential | F10 | Industrial | Paper and Printing | New | Space Heating | Natural Gas | Windows - High Efficiency | A | Cumulative Energy Savings (MWh or mTherms) | Achievable Economic TRC Potential | 0 | 0 | 0 | 0 | 0 | 0 | 0 | 0 | 0 | 0 | 0 | 0 | 0 | 0 | 0 | 0 | 0 | 0 | 0 | 0 | 0 | 0
F11_Industrial_Paper and Printing_New_Space Heating_Natural Gas_Windows - High Efficiency_A_Achievable Economic TRC Potential | F11 | Industrial | Paper and Printing | New | Space Heating | Natural Gas | Windows - High Efficiency | A | Cumulative Summer Peak Savings (MW) | Achievable Economic TRC Potential | 0 | 0 | 0 | 0 | 0 | 0 | 0 | 0 | 0 | 0 | 0 | 0 | 0 | 0 | 0 | 0 | 0 | 0 | 0 | 0 | 0 | 0
F12_Industrial_Paper and Printing_New_Space Heating_Natural Gas_Windows - High Efficiency_A_Achievable Economic TRC Potential | F12 | Industrial | Paper and Printing | New | Space Heating | Natural Gas | Windows - High Efficiency | A | Cumulative Winter Peak Savings (MW) | Achievable Economic TRC Potential | 0 | 0 | 0 | 0 | 0 | 0 | 0 | 0 | 0 | 0 | 0 | 0 | 0 | 0 | 0 | 0 | 0 | 0 | 0 | 0 | 0 | 0
F13_Industrial_Paper and Printing_New_Space Heating_Natural Gas_Windows - High Efficiency_A_Achievable Economic TRC Potential | F13 | Industrial | Paper and Printing | New | Space Heating | Natural Gas | Windows - High Efficiency | A | Purchases (Incremental) | Achievable Economic TRC Potential | 0 | 0 | 0 | 0 | 0 | 0 | 0 | 0 | 0 | 0 | 0 | 0 | 0 | 0 | 0 | 0 | 0 | 0 | 0 | 0 | 0 | 0
F14_Industrial_Paper and Printing_New_Space Heating_Natural Gas_Windows - High Efficiency_A_Achievable Economic TRC Potential | F14 | Industrial | Paper and Printing | New | Space Heating | Natural Gas | Windows - High Efficiency | A | Purchases (Cumulative) | Achievable Economic TRC Potential | 0 | 0 | 0 | 0 | 0 | 0 | 0 | 0 | 0 | 0 | 0 | 0 | 0 | 0 | 0 | 0 | 0 | 0 | 0 | 0 | 0 | 0
F1_Industrial_Paper and Printing_New_Space Heating_Natural Gas_Gas Boiler - Maintenance_A_Achievable Economic TRC Potential | F1 | Industrial | Paper and Printing | New | Space Heating | Natural Gas | Gas Boiler - Maintenance | A | Original Unit Energy Savings (kWh or therms) | Achievable Economic TRC Potential | 0 | 0 | 96.5603 | 96.5603 | 96.5603 | 96.5603 | 96.5603 | 96.5603 | 96.5603 | 96.5603 | 96.5603 | 96.5603 | 96.5603 | 96.5603 | 96.5603 | 96.5603 | 96.5603 | 96.5603 | 96.5603 | 96.5603 | 96.5603 | 96.5603
F2_Industrial_Paper and Printing_New_Space Heating_Natural Gas_Gas Boiler - Maintenance_A_Achievable Economic TRC Potential | F2 | Industrial | Paper and Printing | New | Space Heating | Natural Gas | Gas Boiler - Maintenance | A | Original Unit Summer Peak Savings (kW) | Achievable Economic TRC Potential | 0 | 0 | 0 | 0 | 0 | 0 | 0 | 0 | 0 | 0 | 0 | 0 | 0 | 0 | 0 | 0 | 0 | 0 | 0 | 0 | 0 | 0
F3_Industrial_Paper and Printing_New_Space Heating_Natural Gas_Gas Boiler - Maintenance_A_Achievable Economic TRC Potential | F3 | Industrial | Paper and Printing | New | Space Heating | Natural Gas | Gas Boiler - Maintenance | A | Original Unit Winter Peak Savings (kW) | Achievable Economic TRC Potential | 0 | 0 | 0 | 0 | 0 | 0 | 0 | 0 | 0 | 0 | 0 | 0 | 0 | 0 | 0 | 0 | 0 | 0 | 0 | 0 | 0 | 0
F4_Industrial_Paper and Printing_New_Space Heating_Natural Gas_Gas Boiler - Maintenance_A_Achievable Economic TRC Potential | F4 | Industrial | Paper and Printing | New | Space Heating | Natural Gas | Gas Boiler - Maintenance | A | Standalone Impact on Baseline Energy (%) | Achievable Economic TRC Potential | 0% | 0% | 0.002102% | 0.002678% | 0.002898% | 0.002333% | 0.00205% | 0.001805% | 0.001597% | 0.001413% | 0.001302% | 0.001194% | 0.001103% | 0.001014% | 0.0009612% | 0.000904% | 0.0008533% | 0.000801% | 0.0007699% | 0.0007346% | 0.0007033% | 0.0006747%
F5_Industrial_Paper and Printing_New_Space Heating_Natural Gas_Gas Boiler - Maintenance_A_Achievable Economic TRC Potential | F5 | Industrial | Paper and Printing | New | Space Heating | Natural Gas | Gas Boiler - Maintenance | A | Standalone Impact on Baseline Summer Peak (%) | Achievable Economic TRC Potential | bar: 2019 to 2040
F6_Industrial_Paper and Printing_New_Space Heating_Natural Gas_Gas Boiler - Maintenance_A_Achievable Economic TRC Potential | F6 | Industrial | Paper and Printing | New | Space Heating | Natural Gas | Gas Boiler - Maintenance | A | Standalone Impact on Baseline Winter Peak (%) | Achievable Economic TRC Potential | bar: 2019 to 2040
F7_Industrial_Paper and Printing_New_Space Heating_Natural Gas_Gas Boiler - Maintenance_A_Achievable Economic TRC Potential | F7 | Industrial | Paper and Printing | New | Space Heating | Natural Gas | Gas Boiler - Maintenance | A | Incremental Energy Savings (MWh or mTherms) | Achievable Economic TRC Potential | 0 | 0 | 7.6131e-05 | 9.3127e-05 | 9.1929e-05 | 9.5565e-05 | 9.6377e-05 | 9.6104e-05 | 9.5565e-05 | 9.6377e-05 | 9.6104e-05 | 0.0001717 | 0.0001895 | 0.00018803 | 0.00034339 | 0.00037901 | 0.00037607 | 0.00068679 | 0.00075802 | 0.00075213 | 0.001393 | 0.0015193
F8_Industrial_Paper and Printing_New_Space Heating_Natural Gas_Gas Boiler - Maintenance_A_Achievable Economic TRC Potential | F8 | Industrial | Paper and Printing | New | Space Heating | Natural Gas | Gas Boiler - Maintenance | A | Incremental Summer Peak Savings (MW) | Achievable Economic TRC Potential | 0 | 0 | 0 | 0 | 0 | 0 | 0 | 0 | 0 | 0 | 0 | 0 | 0 | 0 | 0 | 0 | 0 | 0 | 0 | 0 | 0 | 0
F9_Industrial_Paper and Printing_New_Space Heating_Natural Gas_Gas Boiler - Maintenance_A_Achievable Economic TRC Potential | F9 | Industrial | Paper and Printing | New | Space Heating | Natural Gas | Gas Boiler - Maintenance | A | Incremental Winter Peak Savings (MW) | Achievable Economic TRC Potential | 0 | 0 | 0 | 0 | 0 | 0 | 0 | 0 | 0 | 0 | 0 | 0 | 0 | 0 | 0 | 0 | 0 | 0 | 0 | 0 | 0 | 0
F10_Industrial_Paper and Printing_New_Space Heating_Natural Gas_Gas Boiler - Maintenance_A_Achievable Economic TRC Potential | F10 | Industrial | Paper and Printing | New | Space Heating | Natural Gas | Gas Boiler - Maintenance | A | Cumulative Energy Savings (MWh or mTherms) | Achievable Economic TRC Potential | 0 | 0 | 7.6131e-05 | 0.00016926 | 0.00026119 | 0.00028062 | 0.00028387 | 0.00028805 | 0.00028805 | 0.00028805 | 0.00028805 | 0.00028805 | 0.00028805 | 0.00028805 | 0.00028805 | 0.00028805 | 0.00028805 | 0.00028805 | 0.00028805 | 0.00028805 | 0.00028805 | 0.00028805
F11_Industrial_Paper and Printing_New_Space Heating_Natural Gas_Gas Boiler - Maintenance_A_Achievable Economic TRC Potential | F11 | Industrial | Paper and Printing | New | Space Heating | Natural Gas | Gas Boiler - Maintenance | A | Cumulative Summer Peak Savings (MW) | Achievable Economic TRC Potential | 0 | 0 | 0 | 0 | 0 | 0 | 0 | 0 | 0 | 0 | 0 | 0 | 0 | 0 | 0 | 0 | 0 | 0 | 0 | 0 | 0 | 0
F12_Industrial_Paper and Printing_New_Space Heating_Natural Gas_Gas Boiler - Maintenance_A_Achievable Economic TRC Potential | F12 | Industrial | Paper and Printing | New | Space Heating | Natural Gas | Gas Boiler - Maintenance | A | Cumulative Winter Peak Savings (MW) | Achievable Economic TRC Potential | 0 | 0 | 0 | 0 | 0 | 0 | 0 | 0 | 0 | 0 | 0 | 0 | 0 | 0 | 0 | 0 | 0 | 0 | 0 | 0 | 0 | 0
F13_Industrial_Paper and Printing_New_Space Heating_Natural Gas_Gas Boiler - Maintenance_A_Achievable Economic TRC Potential | F13 | Industrial | Paper and Printing | New | Space Heating | Natural Gas | Gas Boiler - Maintenance | A | Purchases (Incremental) | Achievable Economic TRC Potential | 0 | 0 | 0.00078843 | 0.00096444 | 0.00095204 | 0.00098969 | 0.00099811 | 0.00099528 | 0.00098969 | 0.00099811 | 0.00099528 | 0.0017781 | 0.0019625 | 0.0019473 | 0.0035563 | 0.0039251 | 0.0038946 | 0.0071125 | 0.0078502 | 0.0077893 | 0.014426 | 0.015734
F14_Industrial_Paper and Printing_New_Space Heating_Natural Gas_Gas Boiler - Maintenance_A_Achievable Economic TRC Potential | F14 | Industrial | Paper and Printing | New | Space Heating | Natural Gas | Gas Boiler - Maintenance | A | Purchases (Cumulative) | Achievable Economic TRC Potential | 0 | 0 | 0.00078843 | 0.0017529 | 0.0027049 | 0.0029062 | 0.0029398 | 0.0029831 | 0.0029831 | 0.0029831 | 0.0029831 | 0.0029831 | 0.0029831 | 0.0029831 | 0.0029831 | 0.0029831 | 0.0029831 | 0.0029831 | 0.0029831 | 0.0029831 | 0.0029831 | 0.0029831
F1_Industrial_Paper and Printing_New_Process_Natural Gas_Gas Boiler - Maintenance_A_Achievable Economic TRC Potential | F1 | Industrial | Paper and Printing | New | Process | Natural Gas | Gas Boiler - Maintenance | A | Original Unit Energy Savings (kWh or therms) | Achievable Economic TRC Potential | 0 | 0 | 55.8015 | 55.8015 | 55.8015 | 55.8015 | 55.8015 | 55.8015 | 55.8015 | 55.8015 | 55.8015 | 55.8015 | 55.8015 | 55.8015 | 55.8015 | 55.8015 | 55.8015 | 55.8015 | 55.8015 | 55.8015 | 55.8015 | 55.8015
F2_Industrial_Paper and Printing_New_Process_Natural Gas_Gas Boiler - Maintenance_A_Achievable Economic TRC Potential | F2 | Industrial | Paper and Printing | New | Process | Natural Gas | Gas Boiler - Maintenance | A | Original Unit Summer Peak Savings (kW) | Achievable Economic TRC Potential | 0 | 0 | 0 | 0 | 0 | 0 | 0 | 0 | 0 | 0 | 0 | 0 | 0 | 0 | 0 | 0 | 0 | 0 | 0 | 0 | 0 | 0
F3_Industrial_Paper and Printing_New_Process_Natural Gas_Gas Boiler - Maintenance_A_Achievable Economic TRC Potential | F3 | Industrial | Paper and Printing | New | Process | Natural Gas | Gas Boiler - Maintenance | A | Original Unit Winter Peak Savings (kW) | Achievable Economic TRC Potential | 0 | 0 | 0 | 0 | 0 | 0 | 0 | 0 | 0 | 0 | 0 | 0 | 0 | 0 | 0 | 0 | 0 | 0 | 0 | 0 | 0 | 0
F4_Industrial_Paper and Printing_New_Process_Natural Gas_Gas Boiler - Maintenance_A_Achievable Economic TRC Potential | F4 | Industrial | Paper and Printing | New | Process | Natural Gas | Gas Boiler - Maintenance | A | Standalone Impact on Baseline Energy (%) | Achievable Economic TRC Potential | 0% | 0% | 0.009913% | 0.01263% | 0.01367% | 0.011% | 0.009667% | 0.008513% | 0.00753% | 0.006664% | 0.006139% | 0.005628% | 0.005201% | 0.004781% | 0.004532% | 0.004262% | 0.004023% | 0.003777% | 0.00363% | 0.003464% | 0.003316% | 0.003181%
F5_Industrial_Paper and Printing_New_Process_Natural Gas_Gas Boiler - Maintenance_A_Achievable Economic TRC Potential | F5 | Industrial | Paper and Printing | New | Process | Natural Gas | Gas Boiler - Maintenance | A | Standalone Impact on Baseline Summer Peak (%) | Achievable Economic TRC Potential | bar: 2019 to 2040
F6_Industrial_Paper and Printing_New_Process_Natural Gas_Gas Boiler - Maintenance_A_Achievable Economic TRC Potential | F6 | Industrial | Paper and Printing | New | Process | Natural Gas | Gas Boiler - Maintenance | A | Standalone Impact on Baseline Winter Peak (%) | Achievable Economic TRC Potential | bar: 2019 to 2040
F7_Industrial_Paper and Printing_New_Process_Natural Gas_Gas Boiler - Maintenance_A_Achievable Economic TRC Potential | F7 | Industrial | Paper and Printing | New | Process | Natural Gas | Gas Boiler - Maintenance | A | Incremental Energy Savings (MWh or mTherms) | Achievable Economic TRC Potential | 0 | 0 | 0.0017556 | 0.0021475 | 0.0021198 | 0.0022037 | 0.0022224 | 0.0022161 | 0.0022037 | 0.0022224 | 0.0022161 | 0.0039593 | 0.0043699 | 0.004336 | 0.0079185 | 0.0087398 | 0.0086719 | 0.015837 | 0.01748 | 0.017344 | 0.032122 | 0.035034
F8_Industrial_Paper and Printing_New_Process_Natural Gas_Gas Boiler - Maintenance_A_Achievable Economic TRC Potential | F8 | Industrial | Paper and Printing | New | Process | Natural Gas | Gas Boiler - Maintenance | A | Incremental Summer Peak Savings (MW) | Achievable Economic TRC Potential | 0 | 0 | 0 | 0 | 0 | 0 | 0 | 0 | 0 | 0 | 0 | 0 | 0 | 0 | 0 | 0 | 0 | 0 | 0 | 0 | 0 | 0
F9_Industrial_Paper and Printing_New_Process_Natural Gas_Gas Boiler - Maintenance_A_Achievable Economic TRC Potential | F9 | Industrial | Paper and Printing | New | Process | Natural Gas | Gas Boiler - Maintenance | A | Incremental Winter Peak Savings (MW) | Achievable Economic TRC Potential | 0 | 0 | 0 | 0 | 0 | 0 | 0 | 0 | 0 | 0 | 0 | 0 | 0 | 0 | 0 | 0 | 0 | 0 | 0 | 0 | 0 | 0
F10_Industrial_Paper and Printing_New_Process_Natural Gas_Gas Boiler - Maintenance_A_Achievable Economic TRC Potential | F10 | Industrial | Paper and Printing | New | Process | Natural Gas | Gas Boiler - Maintenance | A | Cumulative Energy Savings (MWh or mTherms) | Achievable Economic TRC Potential | 0 | 0 | 0.0017556 | 0.003903 | 0.0060229 | 0.006471 | 0.006546 | 0.0066422 | 0.0066422 | 0.0066422 | 0.0066422 | 0.0066422 | 0.0066422 | 0.0066422 | 0.0066422 | 0.0066422 | 0.0066422 | 0.0066422 | 0.0066422 | 0.0066422 | 0.0066422 | 0.0066422
F11_Industrial_Paper and Printing_New_Process_Natural Gas_Gas Boiler - Maintenance_A_Achievable Economic TRC Potential | F11 | Industrial | Paper and Printing | New | Process | Natural Gas | Gas Boiler - Maintenance | A | Cumulative Summer Peak Savings (MW) | Achievable Economic TRC Potential | 0 | 0 | 0 | 0 | 0 | 0 | 0 | 0 | 0 | 0 | 0 | 0 | 0 | 0 | 0 | 0 | 0 | 0 | 0 | 0 | 0 | 0
F12_Industrial_Paper and Printing_New_Process_Natural Gas_Gas Boiler - Maintenance_A_Achievable Economic TRC Potential | F12 | Industrial | Paper and Printing | New | Process | Natural Gas | Gas Boiler - Maintenance | A | Cumulative Winter Peak Savings (MW) | Achievable Economic TRC Potential | 0 | 0 | 0 | 0 | 0 | 0 | 0 | 0 | 0 | 0 | 0 | 0 | 0 | 0 | 0 | 0 | 0 | 0 | 0 | 0 | 0 | 0
F13_Industrial_Paper and Printing_New_Process_Natural Gas_Gas Boiler - Maintenance_A_Achievable Economic TRC Potential | F13 | Industrial | Paper and Printing | New | Process | Natural Gas | Gas Boiler - Maintenance | A | Purchases (Incremental) | Achievable Economic TRC Potential | 0 | 0 | 0.031461 | 0.038484 | 0.037989 | 0.039492 | 0.039827 | 0.039714 | 0.039492 | 0.039827 | 0.039714 | 0.070952 | 0.078311 | 0.077704 | 0.1419 | 0.15662 | 0.15541 | 0.28381 | 0.31325 | 0.31081 | 0.57565 | 0.62783
F14_Industrial_Paper and Printing_New_Process_Natural Gas_Gas Boiler - Maintenance_A_Achievable Economic TRC Potential | F14 | Industrial | Paper and Printing | New | Process | Natural Gas | Gas Boiler - Maintenance | A | Purchases (Cumulative) | Achievable Economic TRC Potential | 0 | 0 | 0.031461 | 0.069945 | 0.10793 | 0.11596 | 0.11731 | 0.11903 | 0.11903 | 0.11903 | 0.11903 | 0.11903 | 0.11903 | 0.11903 | 0.11903 | 0.11903 | 0.11903 | 0.11903 | 0.11903 | 0.11903 | 0.11903 | 0.11903
F1_Industrial_Paper and Printing_New_Space Heating_Natural Gas_Gas Furnace - Maintenance_A_Achievable Economic TRC Potential | F1 | Industrial | Paper and Printing | New | Space Heating | Natural Gas | Gas Furnace - Maintenance | A | Original Unit Energy Savings (kWh or therms) | Achievable Economic TRC Potential | 0 | 0 | 0.0083129 | 0.0083129 | 0.0083129 | 0.0083129 | 0.0083129 | 0.0083129 | 0.0083129 | 0.0083129 | 0.0083129 | 0.0083129 | 0.0083129 | 0.0083129 | 0.0083129 | 0.0083129 | 0.0083129 | 0.0083129 | 0.0083129 | 0.0083129 | 0.0083129 | 0.0083129
F2_Industrial_Paper and Printing_New_Space Heating_Natural Gas_Gas Furnace - Maintenance_A_Achievable Economic TRC Potential | F2 | Industrial | Paper and Printing | New | Space Heating | Natural Gas | Gas Furnace - Maintenance | A | Original Unit Summer Peak Savings (kW) | Achievable Economic TRC Potential | 0 | 0 | 0 | 0 | 0 | 0 | 0 | 0 | 0 | 0 | 0 | 0 | 0 | 0 | 0 | 0 | 0 | 0 | 0 | 0 | 0 | 0
F3_Industrial_Paper and Printing_New_Space Heating_Natural Gas_Gas Furnace - Maintenance_A_Achievable Economic TRC Potential | F3 | Industrial | Paper and Printing | New | Space Heating | Natural Gas | Gas Furnace - Maintenance | A | Original Unit Winter Peak Savings (kW) | Achievable Economic TRC Potential | 0 | 0 | 0 | 0 | 0 | 0 | 0 | 0 | 0 | 0 | 0 | 0 | 0 | 0 | 0 | 0 | 0 | 0 | 0 | 0 | 0 | 0
F4_Industrial_Paper and Printing_New_Space Heating_Natural Gas_Gas Furnace - Maintenance_A_Achievable Economic TRC Potential | F4 | Industrial | Paper and Printing | New | Space Heating | Natural Gas | Gas Furnace - Maintenance | A | Standalone Impact on Baseline Energy (%) | Achievable Economic TRC Potential | bar: 2019 to 2040
F5_Industrial_Paper and Printing_New_Space Heating_Natural Gas_Gas Furnace - Maintenance_A_Achievable Economic TRC Potential | F5 | Industrial | Paper and Printing | New | Space Heating | Natural Gas | Gas Furnace - Maintenance | A | Standalone Impact on Baseline Summer Peak (%) | Achievable Economic TRC Potential | bar: 2019 to 2040
F6_Industrial_Paper and Printing_New_Space Heating_Natural Gas_Gas Furnace - Maintenance_A_Achievable Economic TRC Potential | F6 | Industrial | Paper and Printing | New | Space Heating | Natural Gas | Gas Furnace - Maintenance | A | Standalone Impact on Baseline Winter Peak (%) | Achievable Economic TRC Potential | bar: 2019 to 2040
F7_Industrial_Paper and Printing_New_Space Heating_Natural Gas_Gas Furnace - Maintenance_A_Achievable Economic TRC Potential | F7 | Industrial | Paper and Printing | New | Space Heating | Natural Gas | Gas Furnace - Maintenance | A | Incremental Energy Savings (MWh or mTherms) | Achievable Economic TRC Potential | 0 | 0 | 0 | 0 | 0 | 0 | 0 | 0 | 0 | 0 | 0 | 0 | 0 | 0 | 0 | 0 | 0 | 0 | 0 | 0 | 0 | 0
F8_Industrial_Paper and Printing_New_Space Heating_Natural Gas_Gas Furnace - Maintenance_A_Achievable Economic TRC Potential | F8 | Industrial | Paper and Printing | New | Space Heating | Natural Gas | Gas Furnace - Maintenance | A | Incremental Summer Peak Savings (MW) | Achievable Economic TRC Potential | 0 | 0 | 0 | 0 | 0 | 0 | 0 | 0 | 0 | 0 | 0 | 0 | 0 | 0 | 0 | 0 | 0 | 0 | 0 | 0 | 0 | 0
F9_Industrial_Paper and Printing_New_Space Heating_Natural Gas_Gas Furnace - Maintenance_A_Achievable Economic TRC Potential | F9 | Industrial | Paper and Printing | New | Space Heating | Natural Gas | Gas Furnace - Maintenance | A | Incremental Winter Peak Savings (MW) | Achievable Economic TRC Potential | 0 | 0 | 0 | 0 | 0 | 0 | 0 | 0 | 0 | 0 | 0 | 0 | 0 | 0 | 0 | 0 | 0 | 0 | 0 | 0 | 0 | 0
F10_Industrial_Paper and Printing_New_Space Heating_Natural Gas_Gas Furnace - Maintenance_A_Achievable Economic TRC Potential | F10 | Industrial | Paper and Printing | New | Space Heating | Natural Gas | Gas Furnace - Maintenance | A | Cumulative Energy Savings (MWh or mTherms) | Achievable Economic TRC Potential | 0 | 0 | 0 | 0 | 0 | 0 | 0 | 0 | 0 | 0 | 0 | 0 | 0 | 0 | 0 | 0 | 0 | 0 | 0 | 0 | 0 | 0
F11_Industrial_Paper and Printing_New_Space Heating_Natural Gas_Gas Furnace - Maintenance_A_Achievable Economic TRC Potential | F11 | Industrial | Paper and Printing | New | Space Heating | Natural Gas | Gas Furnace - Maintenance | A | Cumulative Summer Peak Savings (MW) | Achievable Economic TRC Potential | 0 | 0 | 0 | 0 | 0 | 0 | 0 | 0 | 0 | 0 | 0 | 0 | 0 | 0 | 0 | 0 | 0 | 0 | 0 | 0 | 0 | 0
F12_Industrial_Paper and Printing_New_Space Heating_Natural Gas_Gas Furnace - Maintenance_A_Achievable Economic TRC Potential | F12 | Industrial | Paper and Printing | New | Space Heating | Natural Gas | Gas Furnace - Maintenance | A | Cumulative Winter Peak Savings (MW) | Achievable Economic TRC Potential | 0 | 0 | 0 | 0 | 0 | 0 | 0 | 0 | 0 | 0 | 0 | 0 | 0 | 0 | 0 | 0 | 0 | 0 | 0 | 0 | 0 | 0
F13_Industrial_Paper and Printing_New_Space Heating_Natural Gas_Gas Furnace - Maintenance_A_Achievable Economic TRC Potential | F13 | Industrial | Paper and Printing | New | Space Heating | Natural Gas | Gas Furnace - Maintenance | A | Purchases (Incremental) | Achievable Economic TRC Potential | 0 | 0 | 0 | 0 | 0 | 0 | 0 | 0 | 0 | 0 | 0 | 0 | 0 | 0 | 0 | 0 | 0 | 0 | 0 | 0 | 0 | 0
F14_Industrial_Paper and Printing_New_Space Heating_Natural Gas_Gas Furnace - Maintenance_A_Achievable Economic TRC Potential | F14 | Industrial | Paper and Printing | New | Space Heating | Natural Gas | Gas Furnace - Maintenance | A | Purchases (Cumulative) | Achievable Economic TRC Potential | 0 | 0 | 0 | 0 | 0 | 0 | 0 | 0 | 0 | 0 | 0 | 0 | 0 | 0 | 0 | 0 | 0 | 0 | 0 | 0 | 0 | 0
F1_Industrial_Paper and Printing_New_Space Heating_Natural Gas_Gas Boiler - Hot Water Reset_A_Achievable Economic TRC Potential | F1 | Industrial | Paper and Printing | New | Space Heating | Natural Gas | Gas Boiler - Hot Water Reset | A | Original Unit Energy Savings (kWh or therms) | Achievable Economic TRC Potential | 0 | 0 | 351.1284 | 351.1284 | 351.1284 | 351.1284 | 351.1284 | 351.1284 | 351.1284 | 351.1284 | 351.1284 | 351.1284 | 351.1284 | 351.1284 | 351.1284 | 351.1284 | 351.1284 | 351.1284 | 351.1284 | 351.1284 | 351.1284 | 351.1284
F2_Industrial_Paper and Printing_New_Space Heating_Natural Gas_Gas Boiler - Hot Water Reset_A_Achievable Economic TRC Potential | F2 | Industrial | Paper and Printing | New | Space Heating | Natural Gas | Gas Boiler - Hot Water Reset | A | Original Unit Summer Peak Savings (kW) | Achievable Economic TRC Potential | 0 | 0 | 0 | 0 | 0 | 0 | 0 | 0 | 0 | 0 | 0 | 0 | 0 | 0 | 0 | 0 | 0 | 0 | 0 | 0 | 0 | 0
F3_Industrial_Paper and Printing_New_Space Heating_Natural Gas_Gas Boiler - Hot Water Reset_A_Achievable Economic TRC Potential | F3 | Industrial | Paper and Printing | New | Space Heating | Natural Gas | Gas Boiler - Hot Water Reset | A | Original Unit Winter Peak Savings (kW) | Achievable Economic TRC Potential | 0 | 0 | 0 | 0 | 0 | 0 | 0 | 0 | 0 | 0 | 0 | 0 | 0 | 0 | 0 | 0 | 0 | 0 | 0 | 0 | 0 | 0
F4_Industrial_Paper and Printing_New_Space Heating_Natural Gas_Gas Boiler - Hot Water Reset_A_Achievable Economic TRC Potential | F4 | Industrial | Paper and Printing | New | Space Heating | Natural Gas | Gas Boiler - Hot Water Reset | A | Standalone Impact on Baseline Energy (%) | Achievable Economic TRC Potential | 0% | 0% | 0.007431% | 0.01338% | 0.02055% | 0.02836% | 0.03942% | 0.05149% | 0.06451% | 0.07646% | 0.08869% | 0.097% | 0.1018% | 0.1016% | 0.101% | 0.09722% | 0.09271% | 0.08738% | 0.08398% | 0.08013% | 0.07672% | 0.07359%
F5_Industrial_Paper and Printing_New_Space Heating_Natural Gas_Gas Boiler - Hot Water Reset_A_Achievable Economic TRC Potential | F5 | Industrial | Paper and Printing | New | Space Heating | Natural Gas | Gas Boiler - Hot Water Reset | A | Standalone Impact on Baseline Summer Peak (%) | Achievable Economic TRC Potential | bar: 2019 to 2040
F6_Industrial_Paper and Printing_New_Space Heating_Natural Gas_Gas Boiler - Hot Water Reset_A_Achievable Economic TRC Potential | F6 | Industrial | Paper and Printing | New | Space Heating | Natural Gas | Gas Boiler - Hot Water Reset | A | Standalone Impact on Baseline Winter Peak (%) | Achievable Economic TRC Potential | bar: 2019 to 2040
F7_Industrial_Paper and Printing_New_Space Heating_Natural Gas_Gas Boiler - Hot Water Reset_A_Achievable Economic TRC Potential | F7 | Industrial | Paper and Printing | New | Space Heating | Natural Gas | Gas Boiler - Hot Water Reset | A | Incremental Energy Savings (MWh or mTherms) | Achievable Economic TRC Potential | 0 | 0 | 0.00026908 | 0.00057659 | 0.0010061 | 0.001559 | 0.0020468 | 0.0027576 | 0.00342 | 0.0039476 | 0.0040386 | 0.0037864 | 0.0031705 | 0.0022829 | 0.0013983 | 0.00071582 | 0.00032084 | 0.00012429 | 0.00026908 | 0.00057659 | 0.0010061 | 0.001559
F8_Industrial_Paper and Printing_New_Space Heating_Natural Gas_Gas Boiler - Hot Water Reset_A_Achievable Economic TRC Potential | F8 | Industrial | Paper and Printing | New | Space Heating | Natural Gas | Gas Boiler - Hot Water Reset | A | Incremental Summer Peak Savings (MW) | Achievable Economic TRC Potential | 0 | 0 | 0 | 0 | 0 | 0 | 0 | 0 | 0 | 0 | 0 | 0 | 0 | 0 | 0 | 0 | 0 | 0 | 0 | 0 | 0 | 0
F9_Industrial_Paper and Printing_New_Space Heating_Natural Gas_Gas Boiler - Hot Water Reset_A_Achievable Economic TRC Potential | F9 | Industrial | Paper and Printing | New | Space Heating | Natural Gas | Gas Boiler - Hot Water Reset | A | Incremental Winter Peak Savings (MW) | Achievable Economic TRC Potential | 0 | 0 | 0 | 0 | 0 | 0 | 0 | 0 | 0 | 0 | 0 | 0 | 0 | 0 | 0 | 0 | 0 | 0 | 0 | 0 | 0 | 0
F10_Industrial_Paper and Printing_New_Space Heating_Natural Gas_Gas Boiler - Hot Water Reset_A_Achievable Economic TRC Potential | F10 | Industrial | Paper and Printing | New | Space Heating | Natural Gas | Gas Boiler - Hot Water Reset | A | Cumulative Energy Savings (MWh or mTherms) | Achievable Economic TRC Potential | 0 | 0 | 0.00026908 | 0.00084568 | 0.0018518 | 0.0034108 | 0.0054576 | 0.0082152 | 0.011635 | 0.015583 | 0.019621 | 0.023408 | 0.026578 | 0.028861 | 0.030259 | 0.030975 | 0.031296 | 0.03142 | 0.03142 | 0.03142 | 0.03142 | 0.03142
F11_Industrial_Paper and Printing_New_Space Heating_Natural Gas_Gas Boiler - Hot Water Reset_A_Achievable Economic TRC Potential | F11 | Industrial | Paper and Printing | New | Space Heating | Natural Gas | Gas Boiler - Hot Water Reset | A | Cumulative Summer Peak Savings (MW) | Achievable Economic TRC Potential | 0 | 0 | 0 | 0 | 0 | 0 | 0 | 0 | 0 | 0 | 0 | 0 | 0 | 0 | 0 | 0 | 0 | 0 | 0 | 0 | 0 | 0
F12_Industrial_Paper and Printing_New_Space Heating_Natural Gas_Gas Boiler - Hot Water Reset_A_Achievable Economic TRC Potential | F12 | Industrial | Paper and Printing | New | Space Heating | Natural Gas | Gas Boiler - Hot Water Reset | A | Cumulative Winter Peak Savings (MW) | Achievable Economic TRC Potential | 0 | 0 | 0 | 0 | 0 | 0 | 0 | 0 | 0 | 0 | 0 | 0 | 0 | 0 | 0 | 0 | 0 | 0 | 0 | 0 | 0 | 0
F13_Industrial_Paper and Printing_New_Space Heating_Natural Gas_Gas Boiler - Hot Water Reset_A_Achievable Economic TRC Potential | F13 | Industrial | Paper and Printing | New | Space Heating | Natural Gas | Gas Boiler - Hot Water Reset | A | Purchases (Incremental) | Achievable Economic TRC Potential | 0 | 0 | 0.00076634 | 0.0016421 | 0.0028654 | 0.00444 | 0.0058293 | 0.0078535 | 0.00974 | 0.011242 | 0.011502 | 0.010784 | 0.0090295 | 0.0065016 | 0.0039823 | 0.0020386 | 0.00091375 | 0.00035397 | 0.00076634 | 0.0016421 | 0.0028654 | 0.00444
F14_Industrial_Paper and Printing_New_Space Heating_Natural Gas_Gas Boiler - Hot Water Reset_A_Achievable Economic TRC Potential | F14 | Industrial | Paper and Printing | New | Space Heating | Natural Gas | Gas Boiler - Hot Water Reset | A | Purchases (Cumulative) | Achievable Economic TRC Potential | 0 | 0 | 0.00076634 | 0.0024085 | 0.0052739 | 0.0097138 | 0.015543 | 0.023397 | 0.033137 | 0.044379 | 0.055881 | 0.066664 | 0.075694 | 0.082196 | 0.086178 | 0.088216 | 0.08913 | 0.089484 | 0.089484 | 0.089484 | 0.089484 | 0.089484
F1_Industrial_Paper and Printing_New_Process_Natural Gas_Gas Boiler - Hot Water Reset_A_Achievable Economic TRC Potential | F1 | Industrial | Paper and Printing | New | Process | Natural Gas | Gas Boiler - Hot Water Reset | A | Original Unit Energy Savings (kWh or therms) | Achievable Economic TRC Potential | 0 | 0 | 101.4573 | 101.4573 | 101.4573 | 101.4573 | 101.4573 | 101.4573 | 101.4573 | 101.4573 | 101.4573 | 101.4573 | 101.4573 | 101.4573 | 101.4573 | 101.4573 | 101.4573 | 101.4573 | 101.4573 | 101.4573 | 101.4573 | 101.4573
F2_Industrial_Paper and Printing_New_Process_Natural Gas_Gas Boiler - Hot Water Reset_A_Achievable Economic TRC Potential | F2 | Industrial | Paper and Printing | New | Process | Natural Gas | Gas Boiler - Hot Water Reset | A | Original Unit Summer Peak Savings (kW) | Achievable Economic TRC Potential | 0 | 0 | 0 | 0 | 0 | 0 | 0 | 0 | 0 | 0 | 0 | 0 | 0 | 0 | 0 | 0 | 0 | 0 | 0 | 0 | 0 | 0
F3_Industrial_Paper and Printing_New_Process_Natural Gas_Gas Boiler - Hot Water Reset_A_Achievable Economic TRC Potential | F3 | Industrial | Paper and Printing | New | Process | Natural Gas | Gas Boiler - Hot Water Reset | A | Original Unit Winter Peak Savings (kW) | Achievable Economic TRC Potential | 0 | 0 | 0 | 0 | 0 | 0 | 0 | 0 | 0 | 0 | 0 | 0 | 0 | 0 | 0 | 0 | 0 | 0 | 0 | 0 | 0 | 0
F4_Industrial_Paper and Printing_New_Process_Natural Gas_Gas Boiler - Hot Water Reset_A_Achievable Economic TRC Potential | F4 | Industrial | Paper and Printing | New | Process | Natural Gas | Gas Boiler - Hot Water Reset | A | Standalone Impact on Baseline Energy (%) | Achievable Economic TRC Potential | 0% | 0% | 0.01752% | 0.03155% | 0.04845% | 0.06685% | 0.09293% | 0.1214% | 0.1521% | 0.1803% | 0.2091% | 0.2287% | 0.24% | 0.2395% | 0.238% | 0.2292% | 0.2186% | 0.206% | 0.198% | 0.1889% | 0.1809% | 0.1735%
F5_Industrial_Paper and Printing_New_Process_Natural Gas_Gas Boiler - Hot Water Reset_A_Achievable Economic TRC Potential | F5 | Industrial | Paper and Printing | New | Process | Natural Gas | Gas Boiler - Hot Water Reset | A | Standalone Impact on Baseline Summer Peak (%) | Achievable Economic TRC Potential | bar: 2019 to 2040
F6_Industrial_Paper and Printing_New_Process_Natural Gas_Gas Boiler - Hot Water Reset_A_Achievable Economic TRC Potential | F6 | Industrial | Paper and Printing | New | Process | Natural Gas | Gas Boiler - Hot Water Reset | A | Standalone Impact on Baseline Winter Peak (%) | Achievable Economic TRC Potential | bar: 2019 to 2040
F7_Industrial_Paper and Printing_New_Process_Natural Gas_Gas Boiler - Hot Water Reset_A_Achievable Economic TRC Potential | F7 | Industrial | Paper and Printing | New | Process | Natural Gas | Gas Boiler - Hot Water Reset | A | Incremental Energy Savings (MWh or mTherms) | Achievable Economic TRC Potential | 0 | 0 | 0.0031025 | 0.006648 | 0.0116 | 0.017975 | 0.0236 | 0.031794 | 0.039432 | 0.045515 | 0.046564 | 0.043656 | 0.036555 | 0.026321 | 0.016122 | 0.0082533 | 0.0036993 | 0.001433 | 0.0031025 | 0.006648 | 0.0116 | 0.017975
F8_Industrial_Paper and Printing_New_Process_Natural Gas_Gas Boiler - Hot Water Reset_A_Achievable Economic TRC Potential | F8 | Industrial | Paper and Printing | New | Process | Natural Gas | Gas Boiler - Hot Water Reset | A | Incremental Summer Peak Savings (MW) | Achievable Economic TRC Potential | 0 | 0 | 0 | 0 | 0 | 0 | 0 | 0 | 0 | 0 | 0 | 0 | 0 | 0 | 0 | 0 | 0 | 0 | 0 | 0 | 0 | 0
F9_Industrial_Paper and Printing_New_Process_Natural Gas_Gas Boiler - Hot Water Reset_A_Achievable Economic TRC Potential | F9 | Industrial | Paper and Printing | New | Process | Natural Gas | Gas Boiler - Hot Water Reset | A | Incremental Winter Peak Savings (MW) | Achievable Economic TRC Potential | 0 | 0 | 0 | 0 | 0 | 0 | 0 | 0 | 0 | 0 | 0 | 0 | 0 | 0 | 0 | 0 | 0 | 0 | 0 | 0 | 0 | 0
F10_Industrial_Paper and Printing_New_Process_Natural Gas_Gas Boiler - Hot Water Reset_A_Achievable Economic TRC Potential | F10 | Industrial | Paper and Printing | New | Process | Natural Gas | Gas Boiler - Hot Water Reset | A | Cumulative Energy Savings (MWh or mTherms) | Achievable Economic TRC Potential | 0 | 0 | 0.0031025 | 0.0097505 | 0.021351 | 0.039326 | 0.062926 | 0.09472 | 0.13415 | 0.17967 | 0.22623 | 0.26989 | 0.30644 | 0.33276 | 0.34889 | 0.35714 | 0.36084 | 0.36227 | 0.36227 | 0.36227 | 0.36227 | 0.36227
F11_Industrial_Paper and Printing_New_Process_Natural Gas_Gas Boiler - Hot Water Reset_A_Achievable Economic TRC Potential | F11 | Industrial | Paper and Printing | New | Process | Natural Gas | Gas Boiler - Hot Water Reset | A | Cumulative Summer Peak Savings (MW) | Achievable Economic TRC Potential | 0 | 0 | 0 | 0 | 0 | 0 | 0 | 0 | 0 | 0 | 0 | 0 | 0 | 0 | 0 | 0 | 0 | 0 | 0 | 0 | 0 | 0
F12_Industrial_Paper and Printing_New_Process_Natural Gas_Gas Boiler - Hot Water Reset_A_Achievable Economic TRC Potential | F12 | Industrial | Paper and Printing | New | Process | Natural Gas | Gas Boiler - Hot Water Reset | A | Cumulative Winter Peak Savings (MW) | Achievable Economic TRC Potential | 0 | 0 | 0 | 0 | 0 | 0 | 0 | 0 | 0 | 0 | 0 | 0 | 0 | 0 | 0 | 0 | 0 | 0 | 0 | 0 | 0 | 0
F13_Industrial_Paper and Printing_New_Process_Natural Gas_Gas Boiler - Hot Water Reset_A_Achievable Economic TRC Potential | F13 | Industrial | Paper and Printing | New | Process | Natural Gas | Gas Boiler - Hot Water Reset | A | Purchases (Incremental) | Achievable Economic TRC Potential | 0 | 0 | 0.030579 | 0.065525 | 0.11434 | 0.17717 | 0.23261 | 0.31338 | 0.38866 | 0.44861 | 0.45895 | 0.43029 | 0.3603 | 0.25943 | 0.15891 | 0.081347 | 0.036461 | 0.014124 | 0.030579 | 0.065525 | 0.11434 | 0.17717
F14_Industrial_Paper and Printing_New_Process_Natural Gas_Gas Boiler - Hot Water Reset_A_Achievable Economic TRC Potential | F14 | Industrial | Paper and Printing | New | Process | Natural Gas | Gas Boiler - Hot Water Reset | A | Purchases (Cumulative) | Achievable Economic TRC Potential | 0 | 0 | 0.030579 | 0.096104 | 0.21044 | 0.38761 | 0.62022 | 0.93359 | 1.3222 | 1.7709 | 2.2298 | 2.6601 | 3.0204 | 3.2798 | 3.4387 | 3.5201 | 3.5566 | 3.5707 | 3.5707 | 3.5707 | 3.5707 | 3.5707
F1_Industrial_Paper and Printing_New_Space Heating_Natural Gas_Steam Trap Maintenance_A_Achievable Economic TRC Potential | F1 | Industrial | Paper and Printing | New | Space Heating | Natural Gas | Steam Trap Maintenance | A | Original Unit Energy Savings (kWh or therms) | Achievable Economic TRC Potential | 0 | 0 | 124.0463 | 124.0463 | 124.0463 | 124.0463 | 124.0463 | 124.0463 | 124.0463 | 124.0463 | 124.0463 | 124.0463 | 124.0463 | 124.0463 | 124.0463 | 124.0463 | 124.0463 | 124.0463 | 124.0463 | 124.0463 | 124.0463 | 124.0463
F2_Industrial_Paper and Printing_New_Space Heating_Natural Gas_Steam Trap Maintenance_A_Achievable Economic TRC Potential | F2 | Industrial | Paper and Printing | New | Space Heating | Natural Gas | Steam Trap Maintenance | A | Original Unit Summer Peak Savings (kW) | Achievable Economic TRC Potential | 0 | 0 | 0 | 0 | 0 | 0 | 0 | 0 | 0 | 0 | 0 | 0 | 0 | 0 | 0 | 0 | 0 | 0 | 0 | 0 | 0 | 0
F3_Industrial_Paper and Printing_New_Space Heating_Natural Gas_Steam Trap Maintenance_A_Achievable Economic TRC Potential | F3 | Industrial | Paper and Printing | New | Space Heating | Natural Gas | Steam Trap Maintenance | A | Original Unit Winter Peak Savings (kW) | Achievable Economic TRC Potential | 0 | 0 | 0 | 0 | 0 | 0 | 0 | 0 | 0 | 0 | 0 | 0 | 0 | 0 | 0 | 0 | 0 | 0 | 0 | 0 | 0 | 0
F4_Industrial_Paper and Printing_New_Space Heating_Natural Gas_Steam Trap Maintenance_A_Achievable Economic TRC Potential | F4 | Industrial | Paper and Printing | New | Space Heating | Natural Gas | Steam Trap Maintenance | A | Standalone Impact on Baseline Energy (%) | Achievable Economic TRC Potential | bar: 2019 to 2040
F5_Industrial_Paper and Printing_New_Space Heating_Natural Gas_Steam Trap Maintenance_A_Achievable Economic TRC Potential | F5 | Industrial | Paper and Printing | New | Space Heating | Natural Gas | Steam Trap Maintenance | A | Standalone Impact on Baseline Summer Peak (%) | Achievable Economic TRC Potential | bar: 2019 to 2040
F6_Industrial_Paper and Printing_New_Space Heating_Natural Gas_Steam Trap Maintenance_A_Achievable Economic TRC Potential | F6 | Industrial | Paper and Printing | New | Space Heating | Natural Gas | Steam Trap Maintenance | A | Standalone Impact on Baseline Winter Peak (%) | Achievable Economic TRC Potential | bar: 2019 to 2040
F7_Industrial_Paper and Printing_New_Space Heating_Natural Gas_Steam Trap Maintenance_A_Achievable Economic TRC Potential | F7 | Industrial | Paper and Printing | New | Space Heating | Natural Gas | Steam Trap Maintenance | A | Incremental Energy Savings (MWh or mTherms) | Achievable Economic TRC Potential | 0 | 0 | 0 | 0 | 0 | 0 | 0 | 0 | 0 | 0 | 0 | 0 | 0 | 0 | 0 | 0 | 0 | 0 | 0 | 0 | 0 | 0
F8_Industrial_Paper and Printing_New_Space Heating_Natural Gas_Steam Trap Maintenance_A_Achievable Economic TRC Potential | F8 | Industrial | Paper and Printing | New | Space Heating | Natural Gas | Steam Trap Maintenance | A | Incremental Summer Peak Savings (MW) | Achievable Economic TRC Potential | 0 | 0 | 0 | 0 | 0 | 0 | 0 | 0 | 0 | 0 | 0 | 0 | 0 | 0 | 0 | 0 | 0 | 0 | 0 | 0 | 0 | 0
F9_Industrial_Paper and Printing_New_Space Heating_Natural Gas_Steam Trap Maintenance_A_Achievable Economic TRC Potential | F9 | Industrial | Paper and Printing | New | Space Heating | Natural Gas | Steam Trap Maintenance | A | Incremental Winter Peak Savings (MW) | Achievable Economic TRC Potential | 0 | 0 | 0 | 0 | 0 | 0 | 0 | 0 | 0 | 0 | 0 | 0 | 0 | 0 | 0 | 0 | 0 | 0 | 0 | 0 | 0 | 0
F10_Industrial_Paper and Printing_New_Space Heating_Natural Gas_Steam Trap Maintenance_A_Achievable Economic TRC Potential | F10 | Industrial | Paper and Printing | New | Space Heating | Natural Gas | Steam Trap Maintenance | A | Cumulative Energy Savings (MWh or mTherms) | Achievable Economic TRC Potential | 0 | 0 | 0 | 0 | 0 | 0 | 0 | 0 | 0 | 0 | 0 | 0 | 0 | 0 | 0 | 0 | 0 | 0 | 0 | 0 | 0 | 0
F11_Industrial_Paper and Printing_New_Space Heating_Natural Gas_Steam Trap Maintenance_A_Achievable Economic TRC Potential | F11 | Industrial | Paper and Printing | New | Space Heating | Natural Gas | Steam Trap Maintenance | A | Cumulative Summer Peak Savings (MW) | Achievable Economic TRC Potential | 0 | 0 | 0 | 0 | 0 | 0 | 0 | 0 | 0 | 0 | 0 | 0 | 0 | 0 | 0 | 0 | 0 | 0 | 0 | 0 | 0 | 0
F12_Industrial_Paper and Printing_New_Space Heating_Natural Gas_Steam Trap Maintenance_A_Achievable Economic TRC Potential | F12 | Industrial | Paper and Printing | New | Space Heating | Natural Gas | Steam Trap Maintenance | A | Cumulative Winter Peak Savings (MW) | Achievable Economic TRC Potential | 0 | 0 | 0 | 0 | 0 | 0 | 0 | 0 | 0 | 0 | 0 | 0 | 0 | 0 | 0 | 0 | 0 | 0 | 0 | 0 | 0 | 0
F13_Industrial_Paper and Printing_New_Space Heating_Natural Gas_Steam Trap Maintenance_A_Achievable Economic TRC Potential | F13 | Industrial | Paper and Printing | New | Space Heating | Natural Gas | Steam Trap Maintenance | A | Purchases (Incremental) | Achievable Economic TRC Potential | 0 | 0 | 0 | 0 | 0 | 0 | 0 | 0 | 0 | 0 | 0 | 0 | 0 | 0 | 0 | 0 | 0 | 0 | 0 | 0 | 0 | 0
F14_Industrial_Paper and Printing_New_Space Heating_Natural Gas_Steam Trap Maintenance_A_Achievable Economic TRC Potential | F14 | Industrial | Paper and Printing | New | Space Heating | Natural Gas | Steam Trap Maintenance | A | Purchases (Cumulative) | Achievable Economic TRC Potential | 0 | 0 | 0 | 0 | 0 | 0 | 0 | 0 | 0 | 0 | 0 | 0 | 0 | 0 | 0 | 0 | 0 | 0 | 0 | 0 | 0 | 0
F1_Industrial_Paper and Printing_New_Process_Natural Gas_Steam Trap Maintenance_A_Achievable Economic TRC Potential | F1 | Industrial | Paper and Printing | New | Process | Natural Gas | Steam Trap Maintenance | A | Original Unit Energy Savings (kWh or therms) | Achievable Economic TRC Potential | 0 | 0 | 71.6855 | 71.6855 | 71.6855 | 71.6855 | 71.6855 | 71.6855 | 71.6855 | 71.6855 | 71.6855 | 71.6855 | 71.6855 | 71.6855 | 71.6855 | 71.6855 | 71.6855 | 71.6855 | 71.6855 | 71.6855 | 71.6855 | 71.6855
F2_Industrial_Paper and Printing_New_Process_Natural Gas_Steam Trap Maintenance_A_Achievable Economic TRC Potential | F2 | Industrial | Paper and Printing | New | Process | Natural Gas | Steam Trap Maintenance | A | Original Unit Summer Peak Savings (kW) | Achievable Economic TRC Potential | 0 | 0 | 0 | 0 | 0 | 0 | 0 | 0 | 0 | 0 | 0 | 0 | 0 | 0 | 0 | 0 | 0 | 0 | 0 | 0 | 0 | 0
F3_Industrial_Paper and Printing_New_Process_Natural Gas_Steam Trap Maintenance_A_Achievable Economic TRC Potential | F3 | Industrial | Paper and Printing | New | Process | Natural Gas | Steam Trap Maintenance | A | Original Unit Winter Peak Savings (kW) | Achievable Economic TRC Potential | 0 | 0 | 0 | 0 | 0 | 0 | 0 | 0 | 0 | 0 | 0 | 0 | 0 | 0 | 0 | 0 | 0 | 0 | 0 | 0 | 0 | 0
F4_Industrial_Paper and Printing_New_Process_Natural Gas_Steam Trap Maintenance_A_Achievable Economic TRC Potential | F4 | Industrial | Paper and Printing | New | Process | Natural Gas | Steam Trap Maintenance | A | Standalone Impact on Baseline Energy (%) | Achievable Economic TRC Potential | bar: 2019 to 2040
F5_Industrial_Paper and Printing_New_Process_Natural Gas_Steam Trap Maintenance_A_Achievable Economic TRC Potential | F5 | Industrial | Paper and Printing | New | Process | Natural Gas | Steam Trap Maintenance | A | Standalone Impact on Baseline Summer Peak (%) | Achievable Economic TRC Potential | bar: 2019 to 2040
F6_Industrial_Paper and Printing_New_Process_Natural Gas_Steam Trap Maintenance_A_Achievable Economic TRC Potential | F6 | Industrial | Paper and Printing | New | Process | Natural Gas | Steam Trap Maintenance | A | Standalone Impact on Baseline Winter Peak (%) | Achievable Economic TRC Potential | bar: 2019 to 2040
F7_Industrial_Paper and Printing_New_Process_Natural Gas_Steam Trap Maintenance_A_Achievable Economic TRC Potential | F7 | Industrial | Paper and Printing | New | Process | Natural Gas | Steam Trap Maintenance | A | Incremental Energy Savings (MWh or mTherms) | Achievable Economic TRC Potential | 0 | 0 | 0 | 0 | 0 | 0 | 0 | 0 | 0 | 0 | 0 | 0 | 0 | 0 | 0 | 0 | 0 | 0 | 0 | 0 | 0 | 0
F8_Industrial_Paper and Printing_New_Process_Natural Gas_Steam Trap Maintenance_A_Achievable Economic TRC Potential | F8 | Industrial | Paper and Printing | New | Process | Natural Gas | Steam Trap Maintenance | A | Incremental Summer Peak Savings (MW) | Achievable Economic TRC Potential | 0 | 0 | 0 | 0 | 0 | 0 | 0 | 0 | 0 | 0 | 0 | 0 | 0 | 0 | 0 | 0 | 0 | 0 | 0 | 0 | 0 | 0
F9_Industrial_Paper and Printing_New_Process_Natural Gas_Steam Trap Maintenance_A_Achievable Economic TRC Potential | F9 | Industrial | Paper and Printing | New | Process | Natural Gas | Steam Trap Maintenance | A | Incremental Winter Peak Savings (MW) | Achievable Economic TRC Potential | 0 | 0 | 0 | 0 | 0 | 0 | 0 | 0 | 0 | 0 | 0 | 0 | 0 | 0 | 0 | 0 | 0 | 0 | 0 | 0 | 0 | 0
F10_Industrial_Paper and Printing_New_Process_Natural Gas_Steam Trap Maintenance_A_Achievable Economic TRC Potential | F10 | Industrial | Paper and Printing | New | Process | Natural Gas | Steam Trap Maintenance | A | Cumulative Energy Savings (MWh or mTherms) | Achievable Economic TRC Potential | 0 | 0 | 0 | 0 | 0 | 0 | 0 | 0 | 0 | 0 | 0 | 0 | 0 | 0 | 0 | 0 | 0 | 0 | 0 | 0 | 0 | 0
F11_Industrial_Paper and Printing_New_Process_Natural Gas_Steam Trap Maintenance_A_Achievable Economic TRC Potential | F11 | Industrial | Paper and Printing | New | Process | Natural Gas | Steam Trap Maintenance | A | Cumulative Summer Peak Savings (MW) | Achievable Economic TRC Potential | 0 | 0 | 0 | 0 | 0 | 0 | 0 | 0 | 0 | 0 | 0 | 0 | 0 | 0 | 0 | 0 | 0 | 0 | 0 | 0 | 0 | 0
F12_Industrial_Paper and Printing_New_Process_Natural Gas_Steam Trap Maintenance_A_Achievable Economic TRC Potential | F12 | Industrial | Paper and Printing | New | Process | Natural Gas | Steam Trap Maintenance | A | Cumulative Winter Peak Savings (MW) | Achievable Economic TRC Potential | 0 | 0 | 0 | 0 | 0 | 0 | 0 | 0 | 0 | 0 | 0 | 0 | 0 | 0 | 0 | 0 | 0 | 0 | 0 | 0 | 0 | 0
F13_Industrial_Paper and Printing_New_Process_Natural Gas_Steam Trap Maintenance_A_Achievable Economic TRC Potential | F13 | Industrial | Paper and Printing | New | Process | Natural Gas | Steam Trap Maintenance | A | Purchases (Incremental) | Achievable Economic TRC Potential | 0 | 0 | 0 | 0 | 0 | 0 | 0 | 0 | 0 | 0 | 0 | 0 | 0 | 0 | 0 | 0 | 0 | 0 | 0 | 0 | 0 | 0
F14_Industrial_Paper and Printing_New_Process_Natural Gas_Steam Trap Maintenance_A_Achievable Economic TRC Potential | F14 | Industrial | Paper and Printing | New | Process | Natural Gas | Steam Trap Maintenance | A | Purchases (Cumulative) | Achievable Economic TRC Potential | 0 | 0 | 0 | 0 | 0 | 0 | 0 | 0 | 0 | 0 | 0 | 0 | 0 | 0 | 0 | 0 | 0 | 0 | 0 | 0 | 0 | 0
F1_Industrial_Paper and Printing_New_Space Heating_Natural Gas_Gas Boiler - High Turndown_A_Achievable Economic TRC Potential | F1 | Industrial | Paper and Printing | New | Space Heating | Natural Gas | Gas Boiler - High Turndown | A | Original Unit Energy Savings (kWh or therms) | Achievable Economic TRC Potential | 0 | 0 | 131.6731 | 131.6731 | 131.6731 | 131.6731 | 131.6731 | 131.6731 | 131.6731 | 131.6731 | 131.6731 | 131.6731 | 131.6731 | 131.6731 | 131.6731 | 131.6731 | 131.6731 | 131.6731 | 131.6731 | 131.6731 | 131.6731 | 131.6731
F2_Industrial_Paper and Printing_New_Space Heating_Natural Gas_Gas Boiler - High Turndown_A_Achievable Economic TRC Potential | F2 | Industrial | Paper and Printing | New | Space Heating | Natural Gas | Gas Boiler - High Turndown | A | Original Unit Summer Peak Savings (kW) | Achievable Economic TRC Potential | 0 | 0 | 0 | 0 | 0 | 0 | 0 | 0 | 0 | 0 | 0 | 0 | 0 | 0 | 0 | 0 | 0 | 0 | 0 | 0 | 0 | 0
F3_Industrial_Paper and Printing_New_Space Heating_Natural Gas_Gas Boiler - High Turndown_A_Achievable Economic TRC Potential | F3 | Industrial | Paper and Printing | New | Space Heating | Natural Gas | Gas Boiler - High Turndown | A | Original Unit Winter Peak Savings (kW) | Achievable Economic TRC Potential | 0 | 0 | 0 | 0 | 0 | 0 | 0 | 0 | 0 | 0 | 0 | 0 | 0 | 0 | 0 | 0 | 0 | 0 | 0 | 0 | 0 | 0
F4_Industrial_Paper and Printing_New_Space Heating_Natural Gas_Gas Boiler - High Turndown_A_Achievable Economic TRC Potential | F4 | Industrial | Paper and Printing | New | Space Heating | Natural Gas | Gas Boiler - High Turndown | A | Standalone Impact on Baseline Energy (%) | Achievable Economic TRC Potential | bar: 2019 to 2040
F5_Industrial_Paper and Printing_New_Space Heating_Natural Gas_Gas Boiler - High Turndown_A_Achievable Economic TRC Potential | F5 | Industrial | Paper and Printing | New | Space Heating | Natural Gas | Gas Boiler - High Turndown | A | Standalone Impact on Baseline Summer Peak (%) | Achievable Economic TRC Potential | bar: 2019 to 2040
F6_Industrial_Paper and Printing_New_Space Heating_Natural Gas_Gas Boiler - High Turndown_A_Achievable Economic TRC Potential | F6 | Industrial | Paper and Printing | New | Space Heating | Natural Gas | Gas Boiler - High Turndown | A | Standalone Impact on Baseline Winter Peak (%) | Achievable Economic TRC Potential | bar: 2019 to 2040
F7_Industrial_Paper and Printing_New_Space Heating_Natural Gas_Gas Boiler - High Turndown_A_Achievable Economic TRC Potential | F7 | Industrial | Paper and Printing | New | Space Heating | Natural Gas | Gas Boiler - High Turndown | A | Incremental Energy Savings (MWh or mTherms) | Achievable Economic TRC Potential | 0 | 0 | 0 | 0 | 0 | 0 | 0 | 0 | 0 | 0 | 0 | 0 | 0 | 0 | 0 | 0 | 0 | 0 | 0 | 0 | 0 | 0
F8_Industrial_Paper and Printing_New_Space Heating_Natural Gas_Gas Boiler - High Turndown_A_Achievable Economic TRC Potential | F8 | Industrial | Paper and Printing | New | Space Heating | Natural Gas | Gas Boiler - High Turndown | A | Incremental Summer Peak Savings (MW) | Achievable Economic TRC Potential | 0 | 0 | 0 | 0 | 0 | 0 | 0 | 0 | 0 | 0 | 0 | 0 | 0 | 0 | 0 | 0 | 0 | 0 | 0 | 0 | 0 | 0
F9_Industrial_Paper and Printing_New_Space Heating_Natural Gas_Gas Boiler - High Turndown_A_Achievable Economic TRC Potential | F9 | Industrial | Paper and Printing | New | Space Heating | Natural Gas | Gas Boiler - High Turndown | A | Incremental Winter Peak Savings (MW) | Achievable Economic TRC Potential | 0 | 0 | 0 | 0 | 0 | 0 | 0 | 0 | 0 | 0 | 0 | 0 | 0 | 0 | 0 | 0 | 0 | 0 | 0 | 0 | 0 | 0
F10_Industrial_Paper and Printing_New_Space Heating_Natural Gas_Gas Boiler - High Turndown_A_Achievable Economic TRC Potential | F10 | Industrial | Paper and Printing | New | Space Heating | Natural Gas | Gas Boiler - High Turndown | A | Cumulative Energy Savings (MWh or mTherms) | Achievable Economic TRC Potential | 0 | 0 | 0 | 0 | 0 | 0 | 0 | 0 | 0 | 0 | 0 | 0 | 0 | 0 | 0 | 0 | 0 | 0 | 0 | 0 | 0 | 0
F11_Industrial_Paper and Printing_New_Space Heating_Natural Gas_Gas Boiler - High Turndown_A_Achievable Economic TRC Potential | F11 | Industrial | Paper and Printing | New | Space Heating | Natural Gas | Gas Boiler - High Turndown | A | Cumulative Summer Peak Savings (MW) | Achievable Economic TRC Potential | 0 | 0 | 0 | 0 | 0 | 0 | 0 | 0 | 0 | 0 | 0 | 0 | 0 | 0 | 0 | 0 | 0 | 0 | 0 | 0 | 0 | 0
F12_Industrial_Paper and Printing_New_Space Heating_Natural Gas_Gas Boiler - High Turndown_A_Achievable Economic TRC Potential | F12 | Industrial | Paper and Printing | New | Space Heating | Natural Gas | Gas Boiler - High Turndown | A | Cumulative Winter Peak Savings (MW) | Achievable Economic TRC Potential | 0 | 0 | 0 | 0 | 0 | 0 | 0 | 0 | 0 | 0 | 0 | 0 | 0 | 0 | 0 | 0 | 0 | 0 | 0 | 0 | 0 | 0
F13_Industrial_Paper and Printing_New_Space Heating_Natural Gas_Gas Boiler - High Turndown_A_Achievable Economic TRC Potential | F13 | Industrial | Paper and Printing | New | Space Heating | Natural Gas | Gas Boiler - High Turndown | A | Purchases (Incremental) | Achievable Economic TRC Potential | 0 | 0 | 0 | 0 | 0 | 0 | 0 | 0 | 0 | 0 | 0 | 0 | 0 | 0 | 0 | 0 | 0 | 0 | 0 | 0 | 0 | 0
F14_Industrial_Paper and Printing_New_Space Heating_Natural Gas_Gas Boiler - High Turndown_A_Achievable Economic TRC Potential | F14 | Industrial | Paper and Printing | New | Space Heating | Natural Gas | Gas Boiler - High Turndown | A | Purchases (Cumulative) | Achievable Economic TRC Potential | 0 | 0 | 0 | 0 | 0 | 0 | 0 | 0 | 0 | 0 | 0 | 0 | 0 | 0 | 0 | 0 | 0 | 0 | 0 | 0 | 0 | 0
F1_Industrial_Paper and Printing_New_Process_Natural Gas_Gas Boiler - High Turndown_A_Achievable Economic TRC Potential | F1 | Industrial | Paper and Printing | New | Process | Natural Gas | Gas Boiler - High Turndown | A | Original Unit Energy Savings (kWh or therms) | Achievable Economic TRC Potential | 0 | 0 | 76.093 | 76.093 | 76.093 | 76.093 | 76.093 | 76.093 | 76.093 | 76.093 | 76.093 | 76.093 | 76.093 | 76.093 | 76.093 | 76.093 | 76.093 | 76.093 | 76.093 | 76.093 | 76.093 | 76.093
F2_Industrial_Paper and Printing_New_Process_Natural Gas_Gas Boiler - High Turndown_A_Achievable Economic TRC Potential | F2 | Industrial | Paper and Printing | New | Process | Natural Gas | Gas Boiler - High Turndown | A | Original Unit Summer Peak Savings (kW) | Achievable Economic TRC Potential | 0 | 0 | 0 | 0 | 0 | 0 | 0 | 0 | 0 | 0 | 0 | 0 | 0 | 0 | 0 | 0 | 0 | 0 | 0 | 0 | 0 | 0
F3_Industrial_Paper and Printing_New_Process_Natural Gas_Gas Boiler - High Turndown_A_Achievable Economic TRC Potential | F3 | Industrial | Paper and Printing | New | Process | Natural Gas | Gas Boiler - High Turndown | A | Original Unit Winter Peak Savings (kW) | Achievable Economic TRC Potential | 0 | 0 | 0 | 0 | 0 | 0 | 0 | 0 | 0 | 0 | 0 | 0 | 0 | 0 | 0 | 0 | 0 | 0 | 0 | 0 | 0 | 0
F4_Industrial_Paper and Printing_New_Process_Natural Gas_Gas Boiler - High Turndown_A_Achievable Economic TRC Potential | F4 | Industrial | Paper and Printing | New | Process | Natural Gas | Gas Boiler - High Turndown | A | Standalone Impact on Baseline Energy (%) | Achievable Economic TRC Potential | bar: 2019 to 2040
F5_Industrial_Paper and Printing_New_Process_Natural Gas_Gas Boiler - High Turndown_A_Achievable Economic TRC Potential | F5 | Industrial | Paper and Printing | New | Process | Natural Gas | Gas Boiler - High Turndown | A | Standalone Impact on Baseline Summer Peak (%) | Achievable Economic TRC Potential | bar: 2019 to 2040
F6_Industrial_Paper and Printing_New_Process_Natural Gas_Gas Boiler - High Turndown_A_Achievable Economic TRC Potential | F6 | Industrial | Paper and Printing | New | Process | Natural Gas | Gas Boiler - High Turndown | A | Standalone Impact on Baseline Winter Peak (%) | Achievable Economic TRC Potential | bar: 2019 to 2040
F7_Industrial_Paper and Printing_New_Process_Natural Gas_Gas Boiler - High Turndown_A_Achievable Economic TRC Potential | F7 | Industrial | Paper and Printing | New | Process | Natural Gas | Gas Boiler - High Turndown | A | Incremental Energy Savings (MWh or mTherms) | Achievable Economic TRC Potential | 0 | 0 | 0 | 0 | 0 | 0 | 0 | 0 | 0 | 0 | 0 | 0 | 0 | 0 | 0 | 0 | 0 | 0 | 0 | 0 | 0 | 0
F8_Industrial_Paper and Printing_New_Process_Natural Gas_Gas Boiler - High Turndown_A_Achievable Economic TRC Potential | F8 | Industrial | Paper and Printing | New | Process | Natural Gas | Gas Boiler - High Turndown | A | Incremental Summer Peak Savings (MW) | Achievable Economic TRC Potential | 0 | 0 | 0 | 0 | 0 | 0 | 0 | 0 | 0 | 0 | 0 | 0 | 0 | 0 | 0 | 0 | 0 | 0 | 0 | 0 | 0 | 0
F9_Industrial_Paper and Printing_New_Process_Natural Gas_Gas Boiler - High Turndown_A_Achievable Economic TRC Potential | F9 | Industrial | Paper and Printing | New | Process | Natural Gas | Gas Boiler - High Turndown | A | Incremental Winter Peak Savings (MW) | Achievable Economic TRC Potential | 0 | 0 | 0 | 0 | 0 | 0 | 0 | 0 | 0 | 0 | 0 | 0 | 0 | 0 | 0 | 0 | 0 | 0 | 0 | 0 | 0 | 0
F10_Industrial_Paper and Printing_New_Process_Natural Gas_Gas Boiler - High Turndown_A_Achievable Economic TRC Potential | F10 | Industrial | Paper and Printing | New | Process | Natural Gas | Gas Boiler - High Turndown | A | Cumulative Energy Savings (MWh or mTherms) | Achievable Economic TRC Potential | 0 | 0 | 0 | 0 | 0 | 0 | 0 | 0 | 0 | 0 | 0 | 0 | 0 | 0 | 0 | 0 | 0 | 0 | 0 | 0 | 0 | 0
F11_Industrial_Paper and Printing_New_Process_Natural Gas_Gas Boiler - High Turndown_A_Achievable Economic TRC Potential | F11 | Industrial | Paper and Printing | New | Process | Natural Gas | Gas Boiler - High Turndown | A | Cumulative Summer Peak Savings (MW) | Achievable Economic TRC Potential | 0 | 0 | 0 | 0 | 0 | 0 | 0 | 0 | 0 | 0 | 0 | 0 | 0 | 0 | 0 | 0 | 0 | 0 | 0 | 0 | 0 | 0
F12_Industrial_Paper and Printing_New_Process_Natural Gas_Gas Boiler - High Turndown_A_Achievable Economic TRC Potential | F12 | Industrial | Paper and Printing | New | Process | Natural Gas | Gas Boiler - High Turndown | A | Cumulative Winter Peak Savings (MW) | Achievable Economic TRC Potential | 0 | 0 | 0 | 0 | 0 | 0 | 0 | 0 | 0 | 0 | 0 | 0 | 0 | 0 | 0 | 0 | 0 | 0 | 0 | 0 | 0 | 0
F13_Industrial_Paper and Printing_New_Process_Natural Gas_Gas Boiler - High Turndown_A_Achievable Economic TRC Potential | F13 | Industrial | Paper and Printing | New | Process | Natural Gas | Gas Boiler - High Turndown | A | Purchases (Incremental) | Achievable Economic TRC Potential | 0 | 0 | 0 | 0 | 0 | 0 | 0 | 0 | 0 | 0 | 0 | 0 | 0 | 0 | 0 | 0 | 0 | 0 | 0 | 0 | 0 | 0
F14_Industrial_Paper and Printing_New_Process_Natural Gas_Gas Boiler - High Turndown_A_Achievable Economic TRC Potential | F14 | Industrial | Paper and Printing | New | Process | Natural Gas | Gas Boiler - High Turndown | A | Purchases (Cumulative) | Achievable Economic TRC Potential | 0 | 0 | 0 | 0 | 0 | 0 | 0 | 0 | 0 | 0 | 0 | 0 | 0 | 0 | 0 | 0 | 0 | 0 | 0 | 0 | 0 | 0
F1_Industrial_Paper and Printing_New_Space Heating_Natural Gas_Gas Boiler - Burner Control Optimization_A_Achievable Economic TRC Potential | F1 | Industrial | Paper and Printing | New | Space Heating | Natural Gas | Gas Boiler - Burner Control Optimization | A | Original Unit Energy Savings (kWh or therms) | Achievable Economic TRC Potential | 0 | 0 | 38.1852 | 38.1852 | 38.1852 | 38.1852 | 38.1852 | 38.1852 | 38.1852 | 38.1852 | 38.1852 | 38.1852 | 38.1852 | 38.1852 | 38.1852 | 38.1852 | 38.1852 | 38.1852 | 38.1852 | 38.1852 | 38.1852 | 38.1852
F2_Industrial_Paper and Printing_New_Space Heating_Natural Gas_Gas Boiler - Burner Control Optimization_A_Achievable Economic TRC Potential | F2 | Industrial | Paper and Printing | New | Space Heating | Natural Gas | Gas Boiler - Burner Control Optimization | A | Original Unit Summer Peak Savings (kW) | Achievable Economic TRC Potential | 0 | 0 | 0 | 0 | 0 | 0 | 0 | 0 | 0 | 0 | 0 | 0 | 0 | 0 | 0 | 0 | 0 | 0 | 0 | 0 | 0 | 0
F3_Industrial_Paper and Printing_New_Space Heating_Natural Gas_Gas Boiler - Burner Control Optimization_A_Achievable Economic TRC Potential | F3 | Industrial | Paper and Printing | New | Space Heating | Natural Gas | Gas Boiler - Burner Control Optimization | A | Original Unit Winter Peak Savings (kW) | Achievable Economic TRC Potential | 0 | 0 | 0 | 0 | 0 | 0 | 0 | 0 | 0 | 0 | 0 | 0 | 0 | 0 | 0 | 0 | 0 | 0 | 0 | 0 | 0 | 0
F4_Industrial_Paper and Printing_New_Space Heating_Natural Gas_Gas Boiler - Burner Control Optimization_A_Achievable Economic TRC Potential | F4 | Industrial | Paper and Printing | New | Space Heating | Natural Gas | Gas Boiler - Burner Control Optimization | A | Standalone Impact on Baseline Energy (%) | Achievable Economic TRC Potential | bar: 2019 to 2040
F5_Industrial_Paper and Printing_New_Space Heating_Natural Gas_Gas Boiler - Burner Control Optimization_A_Achievable Economic TRC Potential | F5 | Industrial | Paper and Printing | New | Space Heating | Natural Gas | Gas Boiler - Burner Control Optimization | A | Standalone Impact on Baseline Summer Peak (%) | Achievable Economic TRC Potential | bar: 2019 to 2040
F6_Industrial_Paper and Printing_New_Space Heating_Natural Gas_Gas Boiler - Burner Control Optimization_A_Achievable Economic TRC Potential | F6 | Industrial | Paper and Printing | New | Space Heating | Natural Gas | Gas Boiler - Burner Control Optimization | A | Standalone Impact on Baseline Winter Peak (%) | Achievable Economic TRC Potential | bar: 2019 to 2040
F7_Industrial_Paper and Printing_New_Space Heating_Natural Gas_Gas Boiler - Burner Control Optimization_A_Achievable Economic TRC Potential | F7 | Industrial | Paper and Printing | New | Space Heating | Natural Gas | Gas Boiler - Burner Control Optimization | A | Incremental Energy Savings (MWh or mTherms) | Achievable Economic TRC Potential | 0 | 0 | 0 | 0 | 0 | 0 | 0 | 0 | 0 | 0 | 0 | 0 | 0 | 0 | 0 | 0 | 0 | 0 | 0 | 0 | 0 | 0
F8_Industrial_Paper and Printing_New_Space Heating_Natural Gas_Gas Boiler - Burner Control Optimization_A_Achievable Economic TRC Potential | F8 | Industrial | Paper and Printing | New | Space Heating | Natural Gas | Gas Boiler - Burner Control Optimization | A | Incremental Summer Peak Savings (MW) | Achievable Economic TRC Potential | 0 | 0 | 0 | 0 | 0 | 0 | 0 | 0 | 0 | 0 | 0 | 0 | 0 | 0 | 0 | 0 | 0 | 0 | 0 | 0 | 0 | 0
F9_Industrial_Paper and Printing_New_Space Heating_Natural Gas_Gas Boiler - Burner Control Optimization_A_Achievable Economic TRC Potential | F9 | Industrial | Paper and Printing | New | Space Heating | Natural Gas | Gas Boiler - Burner Control Optimization | A | Incremental Winter Peak Savings (MW) | Achievable Economic TRC Potential | 0 | 0 | 0 | 0 | 0 | 0 | 0 | 0 | 0 | 0 | 0 | 0 | 0 | 0 | 0 | 0 | 0 | 0 | 0 | 0 | 0 | 0
F10_Industrial_Paper and Printing_New_Space Heating_Natural Gas_Gas Boiler - Burner Control Optimization_A_Achievable Economic TRC Potential | F10 | Industrial | Paper and Printing | New | Space Heating | Natural Gas | Gas Boiler - Burner Control Optimization | A | Cumulative Energy Savings (MWh or mTherms) | Achievable Economic TRC Potential | 0 | 0 | 0 | 0 | 0 | 0 | 0 | 0 | 0 | 0 | 0 | 0 | 0 | 0 | 0 | 0 | 0 | 0 | 0 | 0 | 0 | 0
F11_Industrial_Paper and Printing_New_Space Heating_Natural Gas_Gas Boiler - Burner Control Optimization_A_Achievable Economic TRC Potential | F11 | Industrial | Paper and Printing | New | Space Heating | Natural Gas | Gas Boiler - Burner Control Optimization | A | Cumulative Summer Peak Savings (MW) | Achievable Economic TRC Potential | 0 | 0 | 0 | 0 | 0 | 0 | 0 | 0 | 0 | 0 | 0 | 0 | 0 | 0 | 0 | 0 | 0 | 0 | 0 | 0 | 0 | 0
F12_Industrial_Paper and Printing_New_Space Heating_Natural Gas_Gas Boiler - Burner Control Optimization_A_Achievable Economic TRC Potential | F12 | Industrial | Paper and Printing | New | Space Heating | Natural Gas | Gas Boiler - Burner Control Optimization | A | Cumulative Winter Peak Savings (MW) | Achievable Economic TRC Potential | 0 | 0 | 0 | 0 | 0 | 0 | 0 | 0 | 0 | 0 | 0 | 0 | 0 | 0 | 0 | 0 | 0 | 0 | 0 | 0 | 0 | 0
F13_Industrial_Paper and Printing_New_Space Heating_Natural Gas_Gas Boiler - Burner Control Optimization_A_Achievable Economic TRC Potential | F13 | Industrial | Paper and Printing | New | Space Heating | Natural Gas | Gas Boiler - Burner Control Optimization | A | Purchases (Incremental) | Achievable Economic TRC Potential | 0 | 0 | 0 | 0 | 0 | 0 | 0 | 0 | 0 | 0 | 0 | 0 | 0 | 0 | 0 | 0 | 0 | 0 | 0 | 0 | 0 | 0
F14_Industrial_Paper and Printing_New_Space Heating_Natural Gas_Gas Boiler - Burner Control Optimization_A_Achievable Economic TRC Potential | F14 | Industrial | Paper and Printing | New | Space Heating | Natural Gas | Gas Boiler - Burner Control Optimization | A | Purchases (Cumulative) | Achievable Economic TRC Potential | 0 | 0 | 0 | 0 | 0 | 0 | 0 | 0 | 0 | 0 | 0 | 0 | 0 | 0 | 0 | 0 | 0 | 0 | 0 | 0 | 0 | 0
F1_Industrial_Paper and Printing_New_Process_Natural Gas_Gas Boiler - Burner Control Optimization_A_Achievable Economic TRC Potential | F1 | Industrial | Paper and Printing | New | Process | Natural Gas | Gas Boiler - Burner Control Optimization | A | Original Unit Energy Savings (kWh or therms) | Achievable Economic TRC Potential | 0 | 0 | 22.067 | 22.067 | 22.067 | 22.067 | 22.067 | 22.067 | 22.067 | 22.067 | 22.067 | 22.067 | 22.067 | 22.067 | 22.067 | 22.067 | 22.067 | 22.067 | 22.067 | 22.067 | 22.067 | 22.067
F2_Industrial_Paper and Printing_New_Process_Natural Gas_Gas Boiler - Burner Control Optimization_A_Achievable Economic TRC Potential | F2 | Industrial | Paper and Printing | New | Process | Natural Gas | Gas Boiler - Burner Control Optimization | A | Original Unit Summer Peak Savings (kW) | Achievable Economic TRC Potential | 0 | 0 | 0 | 0 | 0 | 0 | 0 | 0 | 0 | 0 | 0 | 0 | 0 | 0 | 0 | 0 | 0 | 0 | 0 | 0 | 0 | 0
F3_Industrial_Paper and Printing_New_Process_Natural Gas_Gas Boiler - Burner Control Optimization_A_Achievable Economic TRC Potential | F3 | Industrial | Paper and Printing | New | Process | Natural Gas | Gas Boiler - Burner Control Optimization | A | Original Unit Winter Peak Savings (kW) | Achievable Economic TRC Potential | 0 | 0 | 0 | 0 | 0 | 0 | 0 | 0 | 0 | 0 | 0 | 0 | 0 | 0 | 0 | 0 | 0 | 0 | 0 | 0 | 0 | 0
F4_Industrial_Paper and Printing_New_Process_Natural Gas_Gas Boiler - Burner Control Optimization_A_Achievable Economic TRC Potential | F4 | Industrial | Paper and Printing | New | Process | Natural Gas | Gas Boiler - Burner Control Optimization | A | Standalone Impact on Baseline Energy (%) | Achievable Economic TRC Potential | bar: 2019 to 2040
F5_Industrial_Paper and Printing_New_Process_Natural Gas_Gas Boiler - Burner Control Optimization_A_Achievable Economic TRC Potential | F5 | Industrial | Paper and Printing | New | Process | Natural Gas | Gas Boiler - Burner Control Optimization | A | Standalone Impact on Baseline Summer Peak (%) | Achievable Economic TRC Potential | bar: 2019 to 2040
F6_Industrial_Paper and Printing_New_Process_Natural Gas_Gas Boiler - Burner Control Optimization_A_Achievable Economic TRC Potential | F6 | Industrial | Paper and Printing | New | Process | Natural Gas | Gas Boiler - Burner Control Optimization | A | Standalone Impact on Baseline Winter Peak (%) | Achievable Economic TRC Potential | bar: 2019 to 2040
F7_Industrial_Paper and Printing_New_Process_Natural Gas_Gas Boiler - Burner Control Optimization_A_Achievable Economic TRC Potential | F7 | Industrial | Paper and Printing | New | Process | Natural Gas | Gas Boiler - Burner Control Optimization | A | Incremental Energy Savings (MWh or mTherms) | Achievable Economic TRC Potential | 0 | 0 | 0 | 0 | 0 | 0 | 0 | 0 | 0 | 0 | 0 | 0 | 0 | 0 | 0 | 0 | 0 | 0 | 0 | 0 | 0 | 0
F8_Industrial_Paper and Printing_New_Process_Natural Gas_Gas Boiler - Burner Control Optimization_A_Achievable Economic TRC Potential | F8 | Industrial | Paper and Printing | New | Process | Natural Gas | Gas Boiler - Burner Control Optimization | A | Incremental Summer Peak Savings (MW) | Achievable Economic TRC Potential | 0 | 0 | 0 | 0 | 0 | 0 | 0 | 0 | 0 | 0 | 0 | 0 | 0 | 0 | 0 | 0 | 0 | 0 | 0 | 0 | 0 | 0
F9_Industrial_Paper and Printing_New_Process_Natural Gas_Gas Boiler - Burner Control Optimization_A_Achievable Economic TRC Potential | F9 | Industrial | Paper and Printing | New | Process | Natural Gas | Gas Boiler - Burner Control Optimization | A | Incremental Winter Peak Savings (MW) | Achievable Economic TRC Potential | 0 | 0 | 0 | 0 | 0 | 0 | 0 | 0 | 0 | 0 | 0 | 0 | 0 | 0 | 0 | 0 | 0 | 0 | 0 | 0 | 0 | 0
F10_Industrial_Paper and Printing_New_Process_Natural Gas_Gas Boiler - Burner Control Optimization_A_Achievable Economic TRC Potential | F10 | Industrial | Paper and Printing | New | Process | Natural Gas | Gas Boiler - Burner Control Optimization | A | Cumulative Energy Savings (MWh or mTherms) | Achievable Economic TRC Potential | 0 | 0 | 0 | 0 | 0 | 0 | 0 | 0 | 0 | 0 | 0 | 0 | 0 | 0 | 0 | 0 | 0 | 0 | 0 | 0 | 0 | 0
F11_Industrial_Paper and Printing_New_Process_Natural Gas_Gas Boiler - Burner Control Optimization_A_Achievable Economic TRC Potential | F11 | Industrial | Paper and Printing | New | Process | Natural Gas | Gas Boiler - Burner Control Optimization | A | Cumulative Summer Peak Savings (MW) | Achievable Economic TRC Potential | 0 | 0 | 0 | 0 | 0 | 0 | 0 | 0 | 0 | 0 | 0 | 0 | 0 | 0 | 0 | 0 | 0 | 0 | 0 | 0 | 0 | 0
F12_Industrial_Paper and Printing_New_Process_Natural Gas_Gas Boiler - Burner Control Optimization_A_Achievable Economic TRC Potential | F12 | Industrial | Paper and Printing | New | Process | Natural Gas | Gas Boiler - Burner Control Optimization | A | Cumulative Winter Peak Savings (MW) | Achievable Economic TRC Potential | 0 | 0 | 0 | 0 | 0 | 0 | 0 | 0 | 0 | 0 | 0 | 0 | 0 | 0 | 0 | 0 | 0 | 0 | 0 | 0 | 0 | 0
F13_Industrial_Paper and Printing_New_Process_Natural Gas_Gas Boiler - Burner Control Optimization_A_Achievable Economic TRC Potential | F13 | Industrial | Paper and Printing | New | Process | Natural Gas | Gas Boiler - Burner Control Optimization | A | Purchases (Incremental) | Achievable Economic TRC Potential | 0 | 0 | 0 | 0 | 0 | 0 | 0 | 0 | 0 | 0 | 0 | 0 | 0 | 0 | 0 | 0 | 0 | 0 | 0 | 0 | 0 | 0
F14_Industrial_Paper and Printing_New_Process_Natural Gas_Gas Boiler - Burner Control Optimization_A_Achievable Economic TRC Potential | F14 | Industrial | Paper and Printing | New | Process | Natural Gas | Gas Boiler - Burner Control Optimization | A | Purchases (Cumulative) | Achievable Economic TRC Potential | 0 | 0 | 0 | 0 | 0 | 0 | 0 | 0 | 0 | 0 | 0 | 0 | 0 | 0 | 0 | 0 | 0 | 0 | 0 | 0 | 0 | 0
F1_Industrial_Paper and Printing_New_Space Heating_Natural Gas_HVAC - Demand Controlled Ventilation_A_Achievable Economic TRC Potential | F1 | Industrial | Paper and Printing | New | Space Heating | Natural Gas | HVAC - Demand Controlled Ventilation | A | Original Unit Energy Savings (kWh or therms) | Achievable Economic TRC Potential | 0 | 0 | 0.067787 | 0.067787 | 0.067787 | 0.067787 | 0.067787 | 0.067787 | 0.067787 | 0.067787 | 0.067787 | 0.067787 | 0.067787 | 0.067787 | 0.067787 | 0.067787 | 0.067787 | 0.067787 | 0.067787 | 0.067787 | 0.067787 | 0.067787
F2_Industrial_Paper and Printing_New_Space Heating_Natural Gas_HVAC - Demand Controlled Ventilation_A_Achievable Economic TRC Potential | F2 | Industrial | Paper and Printing | New | Space Heating | Natural Gas | HVAC - Demand Controlled Ventilation | A | Original Unit Summer Peak Savings (kW) | Achievable Economic TRC Potential | 0 | 0 | 0 | 0 | 0 | 0 | 0 | 0 | 0 | 0 | 0 | 0 | 0 | 0 | 0 | 0 | 0 | 0 | 0 | 0 | 0 | 0
F3_Industrial_Paper and Printing_New_Space Heating_Natural Gas_HVAC - Demand Controlled Ventilation_A_Achievable Economic TRC Potential | F3 | Industrial | Paper and Printing | New | Space Heating | Natural Gas | HVAC - Demand Controlled Ventilation | A | Original Unit Winter Peak Savings (kW) | Achievable Economic TRC Potential | 0 | 0 | 0 | 0 | 0 | 0 | 0 | 0 | 0 | 0 | 0 | 0 | 0 | 0 | 0 | 0 | 0 | 0 | 0 | 0 | 0 | 0
F4_Industrial_Paper and Printing_New_Space Heating_Natural Gas_HVAC - Demand Controlled Ventilation_A_Achievable Economic TRC Potential | F4 | Industrial | Paper and Printing | New | Space Heating | Natural Gas | HVAC - Demand Controlled Ventilation | A | Standalone Impact on Baseline Energy (%) | Achievable Economic TRC Potential | 0% | 0% | 0.0396% | 0.06229% | 0.08329% | 0.102% | 0.1282% | 0.1509% | 0.173% | 0.1928% | 0.2172% | 0.2387% | 0.2602% | 0.2788% | 0.3039% | 0.3254% | 0.3467% | 0.3611% | 0.38% | 0.3931% | 0.4043% | 0.4146%
F5_Industrial_Paper and Printing_New_Space Heating_Natural Gas_HVAC - Demand Controlled Ventilation_A_Achievable Economic TRC Potential | F5 | Industrial | Paper and Printing | New | Space Heating | Natural Gas | HVAC - Demand Controlled Ventilation | A | Standalone Impact on Baseline Summer Peak (%) | Achievable Economic TRC Potential | bar: 2019 to 2040
F6_Industrial_Paper and Printing_New_Space Heating_Natural Gas_HVAC - Demand Controlled Ventilation_A_Achievable Economic TRC Potential | F6 | Industrial | Paper and Printing | New | Space Heating | Natural Gas | HVAC - Demand Controlled Ventilation | A | Standalone Impact on Baseline Winter Peak (%) | Achievable Economic TRC Potential | bar: 2019 to 2040
F7_Industrial_Paper and Printing_New_Space Heating_Natural Gas_HVAC - Demand Controlled Ventilation_A_Achievable Economic TRC Potential | F7 | Industrial | Paper and Printing | New | Space Heating | Natural Gas | HVAC - Demand Controlled Ventilation | A | Incremental Energy Savings (MWh or mTherms) | Achievable Economic TRC Potential | 0 | 0 | 0.001434 | 0.0025026 | 0.0035685 | 0.0047633 | 0.0054829 | 0.0063182 | 0.0071429 | 0.0080707 | 0.0087616 | 0.0095563 | 0.010341 | 0.01125 | 0.011868 | 0.012618 | 0.013368 | 0.014241 | 0.014817 | 0.015528 | 0.016219 | 0.016908
F8_Industrial_Paper and Printing_New_Space Heating_Natural Gas_HVAC - Demand Controlled Ventilation_A_Achievable Economic TRC Potential | F8 | Industrial | Paper and Printing | New | Space Heating | Natural Gas | HVAC - Demand Controlled Ventilation | A | Incremental Summer Peak Savings (MW) | Achievable Economic TRC Potential | 0 | 0 | 0 | 0 | 0 | 0 | 0 | 0 | 0 | 0 | 0 | 0 | 0 | 0 | 0 | 0 | 0 | 0 | 0 | 0 | 0 | 0
F9_Industrial_Paper and Printing_New_Space Heating_Natural Gas_HVAC - Demand Controlled Ventilation_A_Achievable Economic TRC Potential | F9 | Industrial | Paper and Printing | New | Space Heating | Natural Gas | HVAC - Demand Controlled Ventilation | A | Incremental Winter Peak Savings (MW) | Achievable Economic TRC Potential | 0 | 0 | 0 | 0 | 0 | 0 | 0 | 0 | 0 | 0 | 0 | 0 | 0 | 0 | 0 | 0 | 0 | 0 | 0 | 0 | 0 | 0
F10_Industrial_Paper and Printing_New_Space Heating_Natural Gas_HVAC - Demand Controlled Ventilation_A_Achievable Economic TRC Potential | F10 | Industrial | Paper and Printing | New | Space Heating | Natural Gas | HVAC - Demand Controlled Ventilation | A | Cumulative Energy Savings (MWh or mTherms) | Achievable Economic TRC Potential | 0 | 0 | 0.001434 | 0.0039366 | 0.0075051 | 0.012268 | 0.017751 | 0.024069 | 0.031212 | 0.039283 | 0.048045 | 0.057601 | 0.067941 | 0.079192 | 0.091059 | 0.10368 | 0.11704 | 0.12985 | 0.14217 | 0.15412 | 0.16558 | 0.17701
F11_Industrial_Paper and Printing_New_Space Heating_Natural Gas_HVAC - Demand Controlled Ventilation_A_Achievable Economic TRC Potential | F11 | Industrial | Paper and Printing | New | Space Heating | Natural Gas | HVAC - Demand Controlled Ventilation | A | Cumulative Summer Peak Savings (MW) | Achievable Economic TRC Potential | 0 | 0 | 0 | 0 | 0 | 0 | 0 | 0 | 0 | 0 | 0 | 0 | 0 | 0 | 0 | 0 | 0 | 0 | 0 | 0 | 0 | 0
F12_Industrial_Paper and Printing_New_Space Heating_Natural Gas_HVAC - Demand Controlled Ventilation_A_Achievable Economic TRC Potential | F12 | Industrial | Paper and Printing | New | Space Heating | Natural Gas | HVAC - Demand Controlled Ventilation | A | Cumulative Winter Peak Savings (MW) | Achievable Economic TRC Potential | 0 | 0 | 0 | 0 | 0 | 0 | 0 | 0 | 0 | 0 | 0 | 0 | 0 | 0 | 0 | 0 | 0 | 0 | 0 | 0 | 0 | 0
F13_Industrial_Paper and Printing_New_Space Heating_Natural Gas_HVAC - Demand Controlled Ventilation_A_Achievable Economic TRC Potential | F13 | Industrial | Paper and Printing | New | Space Heating | Natural Gas | HVAC - Demand Controlled Ventilation | A | Purchases (Incremental) | Achievable Economic TRC Potential | 0 | 0 | 21.1542 | 36.9181 | 52.6433 | 70.2688 | 80.8836 | 93.206 | 105.373 | 119.0591 | 129.2524 | 140.9761 | 152.5443 | 165.9637 | 175.0715 | 186.1408 | 197.2017 | 210.0781 | 218.5833 | 229.0638 | 239.2588 | 249.4238
F14_Industrial_Paper and Printing_New_Space Heating_Natural Gas_HVAC - Demand Controlled Ventilation_A_Achievable Economic TRC Potential | F14 | Industrial | Paper and Printing | New | Space Heating | Natural Gas | HVAC - Demand Controlled Ventilation | A | Purchases (Cumulative) | Achievable Economic TRC Potential | 0 | 0 | 21.1542 | 58.0724 | 110.7157 | 180.9846 | 261.8682 | 355.0741 | 460.4471 | 579.5062 | 708.7586 | 849.7346 | 1002.2789 | 1168.2426 | 1343.3141 | 1529.4549 | 1726.6566 | 1915.5805 | 2097.2457 | 2273.6661 | 2442.6562 | 2611.1963
F1_Industrial_Paper and Printing_New_Space Heating_Natural Gas_Gas Boiler - Stack Economizer_A_Achievable Economic TRC Potential | F1 | Industrial | Paper and Printing | New | Space Heating | Natural Gas | Gas Boiler - Stack Economizer | A | Original Unit Energy Savings (kWh or therms) | Achievable Economic TRC Potential | 0 | 0 | 96.1214 | 96.1214 | 96.1214 | 96.1214 | 96.1214 | 96.1214 | 96.1214 | 96.1214 | 96.1214 | 96.1214 | 96.1214 | 96.1214 | 96.1214 | 96.1214 | 96.1214 | 96.1214 | 96.1214 | 96.1214 | 96.1214 | 96.1214
F2_Industrial_Paper and Printing_New_Space Heating_Natural Gas_Gas Boiler - Stack Economizer_A_Achievable Economic TRC Potential | F2 | Industrial | Paper and Printing | New | Space Heating | Natural Gas | Gas Boiler - Stack Economizer | A | Original Unit Summer Peak Savings (kW) | Achievable Economic TRC Potential | 0 | 0 | 0 | 0 | 0 | 0 | 0 | 0 | 0 | 0 | 0 | 0 | 0 | 0 | 0 | 0 | 0 | 0 | 0 | 0 | 0 | 0
F3_Industrial_Paper and Printing_New_Space Heating_Natural Gas_Gas Boiler - Stack Economizer_A_Achievable Economic TRC Potential | F3 | Industrial | Paper and Printing | New | Space Heating | Natural Gas | Gas Boiler - Stack Economizer | A | Original Unit Winter Peak Savings (kW) | Achievable Economic TRC Potential | 0 | 0 | 0 | 0 | 0 | 0 | 0 | 0 | 0 | 0 | 0 | 0 | 0 | 0 | 0 | 0 | 0 | 0 | 0 | 0 | 0 | 0
F4_Industrial_Paper and Printing_New_Space Heating_Natural Gas_Gas Boiler - Stack Economizer_A_Achievable Economic TRC Potential | F4 | Industrial | Paper and Printing | New | Space Heating | Natural Gas | Gas Boiler - Stack Economizer | A | Standalone Impact on Baseline Energy (%) | Achievable Economic TRC Potential | bar: 2019 to 2040
F5_Industrial_Paper and Printing_New_Space Heating_Natural Gas_Gas Boiler - Stack Economizer_A_Achievable Economic TRC Potential | F5 | Industrial | Paper and Printing | New | Space Heating | Natural Gas | Gas Boiler - Stack Economizer | A | Standalone Impact on Baseline Summer Peak (%) | Achievable Economic TRC Potential | bar: 2019 to 2040
F6_Industrial_Paper and Printing_New_Space Heating_Natural Gas_Gas Boiler - Stack Economizer_A_Achievable Economic TRC Potential | F6 | Industrial | Paper and Printing | New | Space Heating | Natural Gas | Gas Boiler - Stack Economizer | A | Standalone Impact on Baseline Winter Peak (%) | Achievable Economic TRC Potential | bar: 2019 to 2040
F7_Industrial_Paper and Printing_New_Space Heating_Natural Gas_Gas Boiler - Stack Economizer_A_Achievable Economic TRC Potential | F7 | Industrial | Paper and Printing | New | Space Heating | Natural Gas | Gas Boiler - Stack Economizer | A | Incremental Energy Savings (MWh or mTherms) | Achievable Economic TRC Potential | 0 | 0 | 0 | 0 | 0 | 0 | 0 | 0 | 0 | 0 | 0 | 0 | 0 | 0 | 0 | 0 | 0 | 0 | 0 | 0 | 0 | 0
F8_Industrial_Paper and Printing_New_Space Heating_Natural Gas_Gas Boiler - Stack Economizer_A_Achievable Economic TRC Potential | F8 | Industrial | Paper and Printing | New | Space Heating | Natural Gas | Gas Boiler - Stack Economizer | A | Incremental Summer Peak Savings (MW) | Achievable Economic TRC Potential | 0 | 0 | 0 | 0 | 0 | 0 | 0 | 0 | 0 | 0 | 0 | 0 | 0 | 0 | 0 | 0 | 0 | 0 | 0 | 0 | 0 | 0
F9_Industrial_Paper and Printing_New_Space Heating_Natural Gas_Gas Boiler - Stack Economizer_A_Achievable Economic TRC Potential | F9 | Industrial | Paper and Printing | New | Space Heating | Natural Gas | Gas Boiler - Stack Economizer | A | Incremental Winter Peak Savings (MW) | Achievable Economic TRC Potential | 0 | 0 | 0 | 0 | 0 | 0 | 0 | 0 | 0 | 0 | 0 | 0 | 0 | 0 | 0 | 0 | 0 | 0 | 0 | 0 | 0 | 0
F10_Industrial_Paper and Printing_New_Space Heating_Natural Gas_Gas Boiler - Stack Economizer_A_Achievable Economic TRC Potential | F10 | Industrial | Paper and Printing | New | Space Heating | Natural Gas | Gas Boiler - Stack Economizer | A | Cumulative Energy Savings (MWh or mTherms) | Achievable Economic TRC Potential | 0 | 0 | 0 | 0 | 0 | 0 | 0 | 0 | 0 | 0 | 0 | 0 | 0 | 0 | 0 | 0 | 0 | 0 | 0 | 0 | 0 | 0
F11_Industrial_Paper and Printing_New_Space Heating_Natural Gas_Gas Boiler - Stack Economizer_A_Achievable Economic TRC Potential | F11 | Industrial | Paper and Printing | New | Space Heating | Natural Gas | Gas Boiler - Stack Economizer | A | Cumulative Summer Peak Savings (MW) | Achievable Economic TRC Potential | 0 | 0 | 0 | 0 | 0 | 0 | 0 | 0 | 0 | 0 | 0 | 0 | 0 | 0 | 0 | 0 | 0 | 0 | 0 | 0 | 0 | 0
F12_Industrial_Paper and Printing_New_Space Heating_Natural Gas_Gas Boiler - Stack Economizer_A_Achievable Economic TRC Potential | F12 | Industrial | Paper and Printing | New | Space Heating | Natural Gas | Gas Boiler - Stack Economizer | A | Cumulative Winter Peak Savings (MW) | Achievable Economic TRC Potential | 0 | 0 | 0 | 0 | 0 | 0 | 0 | 0 | 0 | 0 | 0 | 0 | 0 | 0 | 0 | 0 | 0 | 0 | 0 | 0 | 0 | 0
F13_Industrial_Paper and Printing_New_Space Heating_Natural Gas_Gas Boiler - Stack Economizer_A_Achievable Economic TRC Potential | F13 | Industrial | Paper and Printing | New | Space Heating | Natural Gas | Gas Boiler - Stack Economizer | A | Purchases (Incremental) | Achievable Economic TRC Potential | 0 | 0 | 0 | 0 | 0 | 0 | 0 | 0 | 0 | 0 | 0 | 0 | 0 | 0 | 0 | 0 | 0 | 0 | 0 | 0 | 0 | 0
F14_Industrial_Paper and Printing_New_Space Heating_Natural Gas_Gas Boiler - Stack Economizer_A_Achievable Economic TRC Potential | F14 | Industrial | Paper and Printing | New | Space Heating | Natural Gas | Gas Boiler - Stack Economizer | A | Purchases (Cumulative) | Achievable Economic TRC Potential | 0 | 0 | 0 | 0 | 0 | 0 | 0 | 0 | 0 | 0 | 0 | 0 | 0 | 0 | 0 | 0 | 0 | 0 | 0 | 0 | 0 | 0
F1_Industrial_Paper and Printing_New_Process_Natural Gas_Gas Boiler - Stack Economizer_A_Achievable Economic TRC Potential | F1 | Industrial | Paper and Printing | New | Process | Natural Gas | Gas Boiler - Stack Economizer | A | Original Unit Energy Savings (kWh or therms) | Achievable Economic TRC Potential | 0 | 0 | 73.0493 | 73.0493 | 73.0493 | 73.0493 | 73.0493 | 73.0493 | 73.0493 | 73.0493 | 73.0493 | 73.0493 | 73.0493 | 73.0493 | 73.0493 | 73.0493 | 73.0493 | 73.0493 | 73.0493 | 73.0493 | 73.0493 | 73.0493
F2_Industrial_Paper and Printing_New_Process_Natural Gas_Gas Boiler - Stack Economizer_A_Achievable Economic TRC Potential | F2 | Industrial | Paper and Printing | New | Process | Natural Gas | Gas Boiler - Stack Economizer | A | Original Unit Summer Peak Savings (kW) | Achievable Economic TRC Potential | 0 | 0 | 0 | 0 | 0 | 0 | 0 | 0 | 0 | 0 | 0 | 0 | 0 | 0 | 0 | 0 | 0 | 0 | 0 | 0 | 0 | 0
F3_Industrial_Paper and Printing_New_Process_Natural Gas_Gas Boiler - Stack Economizer_A_Achievable Economic TRC Potential | F3 | Industrial | Paper and Printing | New | Process | Natural Gas | Gas Boiler - Stack Economizer | A | Original Unit Winter Peak Savings (kW) | Achievable Economic TRC Potential | 0 | 0 | 0 | 0 | 0 | 0 | 0 | 0 | 0 | 0 | 0 | 0 | 0 | 0 | 0 | 0 | 0 | 0 | 0 | 0 | 0 | 0
F4_Industrial_Paper and Printing_New_Process_Natural Gas_Gas Boiler - Stack Economizer_A_Achievable Economic TRC Potential | F4 | Industrial | Paper and Printing | New | Process | Natural Gas | Gas Boiler - Stack Economizer | A | Standalone Impact on Baseline Energy (%) | Achievable Economic TRC Potential | bar: 2019 to 2040
F5_Industrial_Paper and Printing_New_Process_Natural Gas_Gas Boiler - Stack Economizer_A_Achievable Economic TRC Potential | F5 | Industrial | Paper and Printing | New | Process | Natural Gas | Gas Boiler - Stack Economizer | A | Standalone Impact on Baseline Summer Peak (%) | Achievable Economic TRC Potential | bar: 2019 to 2040
F6_Industrial_Paper and Printing_New_Process_Natural Gas_Gas Boiler - Stack Economizer_A_Achievable Economic TRC Potential | F6 | Industrial | Paper and Printing | New | Process | Natural Gas | Gas Boiler - Stack Economizer | A | Standalone Impact on Baseline Winter Peak (%) | Achievable Economic TRC Potential | bar: 2019 to 2040
F7_Industrial_Paper and Printing_New_Process_Natural Gas_Gas Boiler - Stack Economizer_A_Achievable Economic TRC Potential | F7 | Industrial | Paper and Printing | New | Process | Natural Gas | Gas Boiler - Stack Economizer | A | Incremental Energy Savings (MWh or mTherms) | Achievable Economic TRC Potential | 0 | 0 | 0 | 0 | 0 | 0 | 0 | 0 | 0 | 0 | 0 | 0 | 0 | 0 | 0 | 0 | 0 | 0 | 0 | 0 | 0 | 0
F8_Industrial_Paper and Printing_New_Process_Natural Gas_Gas Boiler - Stack Economizer_A_Achievable Economic TRC Potential | F8 | Industrial | Paper and Printing | New | Process | Natural Gas | Gas Boiler - Stack Economizer | A | Incremental Summer Peak Savings (MW) | Achievable Economic TRC Potential | 0 | 0 | 0 | 0 | 0 | 0 | 0 | 0 | 0 | 0 | 0 | 0 | 0 | 0 | 0 | 0 | 0 | 0 | 0 | 0 | 0 | 0
F9_Industrial_Paper and Printing_New_Process_Natural Gas_Gas Boiler - Stack Economizer_A_Achievable Economic TRC Potential | F9 | Industrial | Paper and Printing | New | Process | Natural Gas | Gas Boiler - Stack Economizer | A | Incremental Winter Peak Savings (MW) | Achievable Economic TRC Potential | 0 | 0 | 0 | 0 | 0 | 0 | 0 | 0 | 0 | 0 | 0 | 0 | 0 | 0 | 0 | 0 | 0 | 0 | 0 | 0 | 0 | 0
F10_Industrial_Paper and Printing_New_Process_Natural Gas_Gas Boiler - Stack Economizer_A_Achievable Economic TRC Potential | F10 | Industrial | Paper and Printing | New | Process | Natural Gas | Gas Boiler - Stack Economizer | A | Cumulative Energy Savings (MWh or mTherms) | Achievable Economic TRC Potential | 0 | 0 | 0 | 0 | 0 | 0 | 0 | 0 | 0 | 0 | 0 | 0 | 0 | 0 | 0 | 0 | 0 | 0 | 0 | 0 | 0 | 0
F11_Industrial_Paper and Printing_New_Process_Natural Gas_Gas Boiler - Stack Economizer_A_Achievable Economic TRC Potential | F11 | Industrial | Paper and Printing | New | Process | Natural Gas | Gas Boiler - Stack Economizer | A | Cumulative Summer Peak Savings (MW) | Achievable Economic TRC Potential | 0 | 0 | 0 | 0 | 0 | 0 | 0 | 0 | 0 | 0 | 0 | 0 | 0 | 0 | 0 | 0 | 0 | 0 | 0 | 0 | 0 | 0
F12_Industrial_Paper and Printing_New_Process_Natural Gas_Gas Boiler - Stack Economizer_A_Achievable Economic TRC Potential | F12 | Industrial | Paper and Printing | New | Process | Natural Gas | Gas Boiler - Stack Economizer | A | Cumulative Winter Peak Savings (MW) | Achievable Economic TRC Potential | 0 | 0 | 0 | 0 | 0 | 0 | 0 | 0 | 0 | 0 | 0 | 0 | 0 | 0 | 0 | 0 | 0 | 0 | 0 | 0 | 0 | 0
F13_Industrial_Paper and Printing_New_Process_Natural Gas_Gas Boiler - Stack Economizer_A_Achievable Economic TRC Potential | F13 | Industrial | Paper and Printing | New | Process | Natural Gas | Gas Boiler - Stack Economizer | A | Purchases (Incremental) | Achievable Economic TRC Potential | 0 | 0 | 0 | 0 | 0 | 0 | 0 | 0 | 0 | 0 | 0 | 0 | 0 | 0 | 0 | 0 | 0 | 0 | 0 | 0 | 0 | 0
F14_Industrial_Paper and Printing_New_Process_Natural Gas_Gas Boiler - Stack Economizer_A_Achievable Economic TRC Potential | F14 | Industrial | Paper and Printing | New | Process | Natural Gas | Gas Boiler - Stack Economizer | A | Purchases (Cumulative) | Achievable Economic TRC Potential | 0 | 0 | 0 | 0 | 0 | 0 | 0 | 0 | 0 | 0 | 0 | 0 | 0 | 0 | 0 | 0 | 0 | 0 | 0 | 0 | 0 | 0
F1_Industrial_Paper and Printing_New_Space Heating_Natural Gas_Gas Furnace Tube Inserts_A_Achievable Economic TRC Potential | F1 | Industrial | Paper and Printing | New | Space Heating | Natural Gas | Gas Furnace Tube Inserts | A | Original Unit Energy Savings (kWh or therms) | Achievable Economic TRC Potential | 0 | 0 | 0.077933 | 0.077933 | 0.077933 | 0.077933 | 0.077933 | 0.077933 | 0.077933 | 0.077933 | 0.077933 | 0.077933 | 0.077933 | 0.077933 | 0.077933 | 0.077933 | 0.077933 | 0.077933 | 0.077933 | 0.077933 | 0.077933 | 0.077933
F2_Industrial_Paper and Printing_New_Space Heating_Natural Gas_Gas Furnace Tube Inserts_A_Achievable Economic TRC Potential | F2 | Industrial | Paper and Printing | New | Space Heating | Natural Gas | Gas Furnace Tube Inserts | A | Original Unit Summer Peak Savings (kW) | Achievable Economic TRC Potential | 0 | 0 | 0 | 0 | 0 | 0 | 0 | 0 | 0 | 0 | 0 | 0 | 0 | 0 | 0 | 0 | 0 | 0 | 0 | 0 | 0 | 0
F3_Industrial_Paper and Printing_New_Space Heating_Natural Gas_Gas Furnace Tube Inserts_A_Achievable Economic TRC Potential | F3 | Industrial | Paper and Printing | New | Space Heating | Natural Gas | Gas Furnace Tube Inserts | A | Original Unit Winter Peak Savings (kW) | Achievable Economic TRC Potential | 0 | 0 | 0 | 0 | 0 | 0 | 0 | 0 | 0 | 0 | 0 | 0 | 0 | 0 | 0 | 0 | 0 | 0 | 0 | 0 | 0 | 0
F4_Industrial_Paper and Printing_New_Space Heating_Natural Gas_Gas Furnace Tube Inserts_A_Achievable Economic TRC Potential | F4 | Industrial | Paper and Printing | New | Space Heating | Natural Gas | Gas Furnace Tube Inserts | A | Standalone Impact on Baseline Energy (%) | Achievable Economic TRC Potential | bar: 2019 to 2040
F5_Industrial_Paper and Printing_New_Space Heating_Natural Gas_Gas Furnace Tube Inserts_A_Achievable Economic TRC Potential | F5 | Industrial | Paper and Printing | New | Space Heating | Natural Gas | Gas Furnace Tube Inserts | A | Standalone Impact on Baseline Summer Peak (%) | Achievable Economic TRC Potential | bar: 2019 to 2040
F6_Industrial_Paper and Printing_New_Space Heating_Natural Gas_Gas Furnace Tube Inserts_A_Achievable Economic TRC Potential | F6 | Industrial | Paper and Printing | New | Space Heating | Natural Gas | Gas Furnace Tube Inserts | A | Standalone Impact on Baseline Winter Peak (%) | Achievable Economic TRC Potential | bar: 2019 to 2040
F7_Industrial_Paper and Printing_New_Space Heating_Natural Gas_Gas Furnace Tube Inserts_A_Achievable Economic TRC Potential | F7 | Industrial | Paper and Printing | New | Space Heating | Natural Gas | Gas Furnace Tube Inserts | A | Incremental Energy Savings (MWh or mTherms) | Achievable Economic TRC Potential | 0 | 0 | 0 | 0 | 0 | 0 | 0 | 0 | 0 | 0 | 0 | 0 | 0 | 0 | 0 | 0 | 0 | 0 | 0 | 0 | 0 | 0
F8_Industrial_Paper and Printing_New_Space Heating_Natural Gas_Gas Furnace Tube Inserts_A_Achievable Economic TRC Potential | F8 | Industrial | Paper and Printing | New | Space Heating | Natural Gas | Gas Furnace Tube Inserts | A | Incremental Summer Peak Savings (MW) | Achievable Economic TRC Potential | 0 | 0 | 0 | 0 | 0 | 0 | 0 | 0 | 0 | 0 | 0 | 0 | 0 | 0 | 0 | 0 | 0 | 0 | 0 | 0 | 0 | 0
F9_Industrial_Paper and Printing_New_Space Heating_Natural Gas_Gas Furnace Tube Inserts_A_Achievable Economic TRC Potential | F9 | Industrial | Paper and Printing | New | Space Heating | Natural Gas | Gas Furnace Tube Inserts | A | Incremental Winter Peak Savings (MW) | Achievable Economic TRC Potential | 0 | 0 | 0 | 0 | 0 | 0 | 0 | 0 | 0 | 0 | 0 | 0 | 0 | 0 | 0 | 0 | 0 | 0 | 0 | 0 | 0 | 0
F10_Industrial_Paper and Printing_New_Space Heating_Natural Gas_Gas Furnace Tube Inserts_A_Achievable Economic TRC Potential | F10 | Industrial | Paper and Printing | New | Space Heating | Natural Gas | Gas Furnace Tube Inserts | A | Cumulative Energy Savings (MWh or mTherms) | Achievable Economic TRC Potential | 0 | 0 | 0 | 0 | 0 | 0 | 0 | 0 | 0 | 0 | 0 | 0 | 0 | 0 | 0 | 0 | 0 | 0 | 0 | 0 | 0 | 0
F11_Industrial_Paper and Printing_New_Space Heating_Natural Gas_Gas Furnace Tube Inserts_A_Achievable Economic TRC Potential | F11 | Industrial | Paper and Printing | New | Space Heating | Natural Gas | Gas Furnace Tube Inserts | A | Cumulative Summer Peak Savings (MW) | Achievable Economic TRC Potential | 0 | 0 | 0 | 0 | 0 | 0 | 0 | 0 | 0 | 0 | 0 | 0 | 0 | 0 | 0 | 0 | 0 | 0 | 0 | 0 | 0 | 0
F12_Industrial_Paper and Printing_New_Space Heating_Natural Gas_Gas Furnace Tube Inserts_A_Achievable Economic TRC Potential | F12 | Industrial | Paper and Printing | New | Space Heating | Natural Gas | Gas Furnace Tube Inserts | A | Cumulative Winter Peak Savings (MW) | Achievable Economic TRC Potential | 0 | 0 | 0 | 0 | 0 | 0 | 0 | 0 | 0 | 0 | 0 | 0 | 0 | 0 | 0 | 0 | 0 | 0 | 0 | 0 | 0 | 0
F13_Industrial_Paper and Printing_New_Space Heating_Natural Gas_Gas Furnace Tube Inserts_A_Achievable Economic TRC Potential | F13 | Industrial | Paper and Printing | New | Space Heating | Natural Gas | Gas Furnace Tube Inserts | A | Purchases (Incremental) | Achievable Economic TRC Potential | 0 | 0 | 0 | 0 | 0 | 0 | 0 | 0 | 0 | 0 | 0 | 0 | 0 | 0 | 0 | 0 | 0 | 0 | 0 | 0 | 0 | 0
F14_Industrial_Paper and Printing_New_Space Heating_Natural Gas_Gas Furnace Tube Inserts_A_Achievable Economic TRC Potential | F14 | Industrial | Paper and Printing | New | Space Heating | Natural Gas | Gas Furnace Tube Inserts | A | Purchases (Cumulative) | Achievable Economic TRC Potential | 0 | 0 | 0 | 0 | 0 | 0 | 0 | 0 | 0 | 0 | 0 | 0 | 0 | 0 | 0 | 0 | 0 | 0 | 0 | 0 | 0 | 0
F1_Industrial_Paper and Printing_New_Space Heating_Natural Gas_Space Heating - Heat Recovery Ventilator_A_Achievable Economic TRC Potential | F1 | Industrial | Paper and Printing | New | Space Heating | Natural Gas | Space Heating - Heat Recovery Ventilator | A | Original Unit Energy Savings (kWh or therms) | Achievable Economic TRC Potential | 0 | 0 | 0.012707 | 0.012707 | 0.012707 | 0.012707 | 0.012707 | 0.012707 | 0.012707 | 0.012707 | 0.012707 | 0.012707 | 0.012707 | 0.012707 | 0.012707 | 0.012707 | 0.012707 | 0.012707 | 0.012707 | 0.012707 | 0.012707 | 0.012707
F2_Industrial_Paper and Printing_New_Space Heating_Natural Gas_Space Heating - Heat Recovery Ventilator_A_Achievable Economic TRC Potential | F2 | Industrial | Paper and Printing | New | Space Heating | Natural Gas | Space Heating - Heat Recovery Ventilator | A | Original Unit Summer Peak Savings (kW) | Achievable Economic TRC Potential | 0 | 0 | 0 | 0 | 0 | 0 | 0 | 0 | 0 | 0 | 0 | 0 | 0 | 0 | 0 | 0 | 0 | 0 | 0 | 0 | 0 | 0
F3_Industrial_Paper and Printing_New_Space Heating_Natural Gas_Space Heating - Heat Recovery Ventilator_A_Achievable Economic TRC Potential | F3 | Industrial | Paper and Printing | New | Space Heating | Natural Gas | Space Heating - Heat Recovery Ventilator | A | Original Unit Winter Peak Savings (kW) | Achievable Economic TRC Potential | 0 | 0 | 0 | 0 | 0 | 0 | 0 | 0 | 0 | 0 | 0 | 0 | 0 | 0 | 0 | 0 | 0 | 0 | 0 | 0 | 0 | 0
F4_Industrial_Paper and Printing_New_Space Heating_Natural Gas_Space Heating - Heat Recovery Ventilator_A_Achievable Economic TRC Potential | F4 | Industrial | Paper and Printing | New | Space Heating | Natural Gas | Space Heating - Heat Recovery Ventilator | A | Standalone Impact on Baseline Energy (%) | Achievable Economic TRC Potential | bar: 2019 to 2040
F5_Industrial_Paper and Printing_New_Space Heating_Natural Gas_Space Heating - Heat Recovery Ventilator_A_Achievable Economic TRC Potential | F5 | Industrial | Paper and Printing | New | Space Heating | Natural Gas | Space Heating - Heat Recovery Ventilator | A | Standalone Impact on Baseline Summer Peak (%) | Achievable Economic TRC Potential | bar: 2019 to 2040
F6_Industrial_Paper and Printing_New_Space Heating_Natural Gas_Space Heating - Heat Recovery Ventilator_A_Achievable Economic TRC Potential | F6 | Industrial | Paper and Printing | New | Space Heating | Natural Gas | Space Heating - Heat Recovery Ventilator | A | Standalone Impact on Baseline Winter Peak (%) | Achievable Economic TRC Potential | bar: 2019 to 2040
F7_Industrial_Paper and Printing_New_Space Heating_Natural Gas_Space Heating - Heat Recovery Ventilator_A_Achievable Economic TRC Potential | F7 | Industrial | Paper and Printing | New | Space Heating | Natural Gas | Space Heating - Heat Recovery Ventilator | A | Incremental Energy Savings (MWh or mTherms) | Achievable Economic TRC Potential | 0 | 0 | 0 | 0 | 0 | 0 | 0 | 0 | 0 | 0 | 0 | 0 | 0 | 0 | 0 | 0 | 0 | 0 | 0 | 0 | 0 | 0
F8_Industrial_Paper and Printing_New_Space Heating_Natural Gas_Space Heating - Heat Recovery Ventilator_A_Achievable Economic TRC Potential | F8 | Industrial | Paper and Printing | New | Space Heating | Natural Gas | Space Heating - Heat Recovery Ventilator | A | Incremental Summer Peak Savings (MW) | Achievable Economic TRC Potential | 0 | 0 | 0 | 0 | 0 | 0 | 0 | 0 | 0 | 0 | 0 | 0 | 0 | 0 | 0 | 0 | 0 | 0 | 0 | 0 | 0 | 0
F9_Industrial_Paper and Printing_New_Space Heating_Natural Gas_Space Heating - Heat Recovery Ventilator_A_Achievable Economic TRC Potential | F9 | Industrial | Paper and Printing | New | Space Heating | Natural Gas | Space Heating - Heat Recovery Ventilator | A | Incremental Winter Peak Savings (MW) | Achievable Economic TRC Potential | 0 | 0 | 0 | 0 | 0 | 0 | 0 | 0 | 0 | 0 | 0 | 0 | 0 | 0 | 0 | 0 | 0 | 0 | 0 | 0 | 0 | 0
F10_Industrial_Paper and Printing_New_Space Heating_Natural Gas_Space Heating - Heat Recovery Ventilator_A_Achievable Economic TRC Potential | F10 | Industrial | Paper and Printing | New | Space Heating | Natural Gas | Space Heating - Heat Recovery Ventilator | A | Cumulative Energy Savings (MWh or mTherms) | Achievable Economic TRC Potential | 0 | 0 | 0 | 0 | 0 | 0 | 0 | 0 | 0 | 0 | 0 | 0 | 0 | 0 | 0 | 0 | 0 | 0 | 0 | 0 | 0 | 0
F11_Industrial_Paper and Printing_New_Space Heating_Natural Gas_Space Heating - Heat Recovery Ventilator_A_Achievable Economic TRC Potential | F11 | Industrial | Paper and Printing | New | Space Heating | Natural Gas | Space Heating - Heat Recovery Ventilator | A | Cumulative Summer Peak Savings (MW) | Achievable Economic TRC Potential | 0 | 0 | 0 | 0 | 0 | 0 | 0 | 0 | 0 | 0 | 0 | 0 | 0 | 0 | 0 | 0 | 0 | 0 | 0 | 0 | 0 | 0
F12_Industrial_Paper and Printing_New_Space Heating_Natural Gas_Space Heating - Heat Recovery Ventilator_A_Achievable Economic TRC Potential | F12 | Industrial | Paper and Printing | New | Space Heating | Natural Gas | Space Heating - Heat Recovery Ventilator | A | Cumulative Winter Peak Savings (MW) | Achievable Economic TRC Potential | 0 | 0 | 0 | 0 | 0 | 0 | 0 | 0 | 0 | 0 | 0 | 0 | 0 | 0 | 0 | 0 | 0 | 0 | 0 | 0 | 0 | 0
F13_Industrial_Paper and Printing_New_Space Heating_Natural Gas_Space Heating - Heat Recovery Ventilator_A_Achievable Economic TRC Potential | F13 | Industrial | Paper and Printing | New | Space Heating | Natural Gas | Space Heating - Heat Recovery Ventilator | A | Purchases (Incremental) | Achievable Economic TRC Potential | 0 | 0 | 0 | 0 | 0 | 0 | 0 | 0 | 0 | 0 | 0 | 0 | 0 | 0 | 0 | 0 | 0 | 0 | 0 | 0 | 0 | 0
F14_Industrial_Paper and Printing_New_Space Heating_Natural Gas_Space Heating - Heat Recovery Ventilator_A_Achievable Economic TRC Potential | F14 | Industrial | Paper and Printing | New | Space Heating | Natural Gas | Space Heating - Heat Recovery Ventilator | A | Purchases (Cumulative) | Achievable Economic TRC Potential | 0 | 0 | 0 | 0 | 0 | 0 | 0 | 0 | 0 | 0 | 0 | 0 | 0 | 0 | 0 | 0 | 0 | 0 | 0 | 0 | 0 | 0
F1_Industrial_Paper and Printing_New_Space Heating_Natural Gas_Thermostat - Programmable_A_Achievable Economic TRC Potential | F1 | Industrial | Paper and Printing | New | Space Heating | Natural Gas | Thermostat - Programmable | A | Original Unit Energy Savings (kWh or therms) | Achievable Economic TRC Potential | 0 | 0 | 0.0061474 | 0.0061474 | 0.0061474 | 0.0061474 | 0.0061474 | 0.0061474 | 0.0061474 | 0.0061474 | 0.0061474 | 0.0061474 | 0.0061474 | 0.0061474 | 0.0061474 | 0.0061474 | 0.0061474 | 0.0061474 | 0.0061474 | 0.0061474 | 0.0061474 | 0.0061474
F2_Industrial_Paper and Printing_New_Space Heating_Natural Gas_Thermostat - Programmable_A_Achievable Economic TRC Potential | F2 | Industrial | Paper and Printing | New | Space Heating | Natural Gas | Thermostat - Programmable | A | Original Unit Summer Peak Savings (kW) | Achievable Economic TRC Potential | 0 | 0 | 0 | 0 | 0 | 0 | 0 | 0 | 0 | 0 | 0 | 0 | 0 | 0 | 0 | 0 | 0 | 0 | 0 | 0 | 0 | 0
F3_Industrial_Paper and Printing_New_Space Heating_Natural Gas_Thermostat - Programmable_A_Achievable Economic TRC Potential | F3 | Industrial | Paper and Printing | New | Space Heating | Natural Gas | Thermostat - Programmable | A | Original Unit Winter Peak Savings (kW) | Achievable Economic TRC Potential | 0 | 0 | 0 | 0 | 0 | 0 | 0 | 0 | 0 | 0 | 0 | 0 | 0 | 0 | 0 | 0 | 0 | 0 | 0 | 0 | 0 | 0
F4_Industrial_Paper and Printing_New_Space Heating_Natural Gas_Thermostat - Programmable_A_Achievable Economic TRC Potential | F4 | Industrial | Paper and Printing | New | Space Heating | Natural Gas | Thermostat - Programmable | A | Standalone Impact on Baseline Energy (%) | Achievable Economic TRC Potential | bar: 2019 to 2040
F5_Industrial_Paper and Printing_New_Space Heating_Natural Gas_Thermostat - Programmable_A_Achievable Economic TRC Potential | F5 | Industrial | Paper and Printing | New | Space Heating | Natural Gas | Thermostat - Programmable | A | Standalone Impact on Baseline Summer Peak (%) | Achievable Economic TRC Potential | bar: 2019 to 2040
F6_Industrial_Paper and Printing_New_Space Heating_Natural Gas_Thermostat - Programmable_A_Achievable Economic TRC Potential | F6 | Industrial | Paper and Printing | New | Space Heating | Natural Gas | Thermostat - Programmable | A | Standalone Impact on Baseline Winter Peak (%) | Achievable Economic TRC Potential | bar: 2019 to 2040
F7_Industrial_Paper and Printing_New_Space Heating_Natural Gas_Thermostat - Programmable_A_Achievable Economic TRC Potential | F7 | Industrial | Paper and Printing | New | Space Heating | Natural Gas | Thermostat - Programmable | A | Incremental Energy Savings (MWh or mTherms) | Achievable Economic TRC Potential | 0 | 0 | 0 | 0 | 0 | 0 | 0 | 0 | 0 | 0 | 0 | 0 | 0 | 0 | 0 | 0 | 0 | 0 | 0 | 0 | 0 | 0
F8_Industrial_Paper and Printing_New_Space Heating_Natural Gas_Thermostat - Programmable_A_Achievable Economic TRC Potential | F8 | Industrial | Paper and Printing | New | Space Heating | Natural Gas | Thermostat - Programmable | A | Incremental Summer Peak Savings (MW) | Achievable Economic TRC Potential | 0 | 0 | 0 | 0 | 0 | 0 | 0 | 0 | 0 | 0 | 0 | 0 | 0 | 0 | 0 | 0 | 0 | 0 | 0 | 0 | 0 | 0
F9_Industrial_Paper and Printing_New_Space Heating_Natural Gas_Thermostat - Programmable_A_Achievable Economic TRC Potential | F9 | Industrial | Paper and Printing | New | Space Heating | Natural Gas | Thermostat - Programmable | A | Incremental Winter Peak Savings (MW) | Achievable Economic TRC Potential | 0 | 0 | 0 | 0 | 0 | 0 | 0 | 0 | 0 | 0 | 0 | 0 | 0 | 0 | 0 | 0 | 0 | 0 | 0 | 0 | 0 | 0
F10_Industrial_Paper and Printing_New_Space Heating_Natural Gas_Thermostat - Programmable_A_Achievable Economic TRC Potential | F10 | Industrial | Paper and Printing | New | Space Heating | Natural Gas | Thermostat - Programmable | A | Cumulative Energy Savings (MWh or mTherms) | Achievable Economic TRC Potential | 0 | 0 | 0 | 0 | 0 | 0 | 0 | 0 | 0 | 0 | 0 | 0 | 0 | 0 | 0 | 0 | 0 | 0 | 0 | 0 | 0 | 0
F11_Industrial_Paper and Printing_New_Space Heating_Natural Gas_Thermostat - Programmable_A_Achievable Economic TRC Potential | F11 | Industrial | Paper and Printing | New | Space Heating | Natural Gas | Thermostat - Programmable | A | Cumulative Summer Peak Savings (MW) | Achievable Economic TRC Potential | 0 | 0 | 0 | 0 | 0 | 0 | 0 | 0 | 0 | 0 | 0 | 0 | 0 | 0 | 0 | 0 | 0 | 0 | 0 | 0 | 0 | 0
F12_Industrial_Paper and Printing_New_Space Heating_Natural Gas_Thermostat - Programmable_A_Achievable Economic TRC Potential | F12 | Industrial | Paper and Printing | New | Space Heating | Natural Gas | Thermostat - Programmable | A | Cumulative Winter Peak Savings (MW) | Achievable Economic TRC Potential | 0 | 0 | 0 | 0 | 0 | 0 | 0 | 0 | 0 | 0 | 0 | 0 | 0 | 0 | 0 | 0 | 0 | 0 | 0 | 0 | 0 | 0
F13_Industrial_Paper and Printing_New_Space Heating_Natural Gas_Thermostat - Programmable_A_Achievable Economic TRC Potential | F13 | Industrial | Paper and Printing | New | Space Heating | Natural Gas | Thermostat - Programmable | A | Purchases (Incremental) | Achievable Economic TRC Potential | 0 | 0 | 0 | 0 | 0 | 0 | 0 | 0 | 0 | 0 | 0 | 0 | 0 | 0 | 0 | 0 | 0 | 0 | 0 | 0 | 0 | 0
F14_Industrial_Paper and Printing_New_Space Heating_Natural Gas_Thermostat - Programmable_A_Achievable Economic TRC Potential | F14 | Industrial | Paper and Printing | New | Space Heating | Natural Gas | Thermostat - Programmable | A | Purchases (Cumulative) | Achievable Economic TRC Potential | 0 | 0 | 0 | 0 | 0 | 0 | 0 | 0 | 0 | 0 | 0 | 0 | 0 | 0 | 0 | 0 | 0 | 0 | 0 | 0 | 0 | 0
F1_Industrial_Paper and Printing_New_Space Heating_Natural Gas_ENERGY STAR Connected Thermostat_A_Achievable Economic TRC Potential | F1 | Industrial | Paper and Printing | New | Space Heating | Natural Gas | ENERGY STAR Connected Thermostat | A | Original Unit Energy Savings (kWh or therms) | Achievable Economic TRC Potential | 0 | 0 | 0.01486 | 0.01486 | 0.01486 | 0.01486 | 0.01486 | 0.01486 | 0.01486 | 0.01486 | 0.01486 | 0.01486 | 0.01486 | 0.01486 | 0.01486 | 0.01486 | 0.01486 | 0.01486 | 0.01486 | 0.01486 | 0.01486 | 0.01486
F2_Industrial_Paper and Printing_New_Space Heating_Natural Gas_ENERGY STAR Connected Thermostat_A_Achievable Economic TRC Potential | F2 | Industrial | Paper and Printing | New | Space Heating | Natural Gas | ENERGY STAR Connected Thermostat | A | Original Unit Summer Peak Savings (kW) | Achievable Economic TRC Potential | 0 | 0 | 0 | 0 | 0 | 0 | 0 | 0 | 0 | 0 | 0 | 0 | 0 | 0 | 0 | 0 | 0 | 0 | 0 | 0 | 0 | 0
F3_Industrial_Paper and Printing_New_Space Heating_Natural Gas_ENERGY STAR Connected Thermostat_A_Achievable Economic TRC Potential | F3 | Industrial | Paper and Printing | New | Space Heating | Natural Gas | ENERGY STAR Connected Thermostat | A | Original Unit Winter Peak Savings (kW) | Achievable Economic TRC Potential | 0 | 0 | 0 | 0 | 0 | 0 | 0 | 0 | 0 | 0 | 0 | 0 | 0 | 0 | 0 | 0 | 0 | 0 | 0 | 0 | 0 | 0
F4_Industrial_Paper and Printing_New_Space Heating_Natural Gas_ENERGY STAR Connected Thermostat_A_Achievable Economic TRC Potential | F4 | Industrial | Paper and Printing | New | Space Heating | Natural Gas | ENERGY STAR Connected Thermostat | A | Standalone Impact on Baseline Energy (%) | Achievable Economic TRC Potential | bar: 2019 to 2040
F5_Industrial_Paper and Printing_New_Space Heating_Natural Gas_ENERGY STAR Connected Thermostat_A_Achievable Economic TRC Potential | F5 | Industrial | Paper and Printing | New | Space Heating | Natural Gas | ENERGY STAR Connected Thermostat | A | Standalone Impact on Baseline Summer Peak (%) | Achievable Economic TRC Potential | bar: 2019 to 2040
F6_Industrial_Paper and Printing_New_Space Heating_Natural Gas_ENERGY STAR Connected Thermostat_A_Achievable Economic TRC Potential | F6 | Industrial | Paper and Printing | New | Space Heating | Natural Gas | ENERGY STAR Connected Thermostat | A | Standalone Impact on Baseline Winter Peak (%) | Achievable Economic TRC Potential | bar: 2019 to 2040
F7_Industrial_Paper and Printing_New_Space Heating_Natural Gas_ENERGY STAR Connected Thermostat_A_Achievable Economic TRC Potential | F7 | Industrial | Paper and Printing | New | Space Heating | Natural Gas | ENERGY STAR Connected Thermostat | A | Incremental Energy Savings (MWh or mTherms) | Achievable Economic TRC Potential | 0 | 0 | 0 | 0 | 0 | 0 | 0 | 0 | 0 | 0 | 0 | 0 | 0 | 0 | 0 | 0 | 0 | 0 | 0 | 0 | 0 | 0
F8_Industrial_Paper and Printing_New_Space Heating_Natural Gas_ENERGY STAR Connected Thermostat_A_Achievable Economic TRC Potential | F8 | Industrial | Paper and Printing | New | Space Heating | Natural Gas | ENERGY STAR Connected Thermostat | A | Incremental Summer Peak Savings (MW) | Achievable Economic TRC Potential | 0 | 0 | 0 | 0 | 0 | 0 | 0 | 0 | 0 | 0 | 0 | 0 | 0 | 0 | 0 | 0 | 0 | 0 | 0 | 0 | 0 | 0
F9_Industrial_Paper and Printing_New_Space Heating_Natural Gas_ENERGY STAR Connected Thermostat_A_Achievable Economic TRC Potential | F9 | Industrial | Paper and Printing | New | Space Heating | Natural Gas | ENERGY STAR Connected Thermostat | A | Incremental Winter Peak Savings (MW) | Achievable Economic TRC Potential | 0 | 0 | 0 | 0 | 0 | 0 | 0 | 0 | 0 | 0 | 0 | 0 | 0 | 0 | 0 | 0 | 0 | 0 | 0 | 0 | 0 | 0
F10_Industrial_Paper and Printing_New_Space Heating_Natural Gas_ENERGY STAR Connected Thermostat_A_Achievable Economic TRC Potential | F10 | Industrial | Paper and Printing | New | Space Heating | Natural Gas | ENERGY STAR Connected Thermostat | A | Cumulative Energy Savings (MWh or mTherms) | Achievable Economic TRC Potential | 0 | 0 | 0 | 0 | 0 | 0 | 0 | 0 | 0 | 0 | 0 | 0 | 0 | 0 | 0 | 0 | 0 | 0 | 0 | 0 | 0 | 0
F11_Industrial_Paper and Printing_New_Space Heating_Natural Gas_ENERGY STAR Connected Thermostat_A_Achievable Economic TRC Potential | F11 | Industrial | Paper and Printing | New | Space Heating | Natural Gas | ENERGY STAR Connected Thermostat | A | Cumulative Summer Peak Savings (MW) | Achievable Economic TRC Potential | 0 | 0 | 0 | 0 | 0 | 0 | 0 | 0 | 0 | 0 | 0 | 0 | 0 | 0 | 0 | 0 | 0 | 0 | 0 | 0 | 0 | 0
F12_Industrial_Paper and Printing_New_Space Heating_Natural Gas_ENERGY STAR Connected Thermostat_A_Achievable Economic TRC Potential | F12 | Industrial | Paper and Printing | New | Space Heating | Natural Gas | ENERGY STAR Connected Thermostat | A | Cumulative Winter Peak Savings (MW) | Achievable Economic TRC Potential | 0 | 0 | 0 | 0 | 0 | 0 | 0 | 0 | 0 | 0 | 0 | 0 | 0 | 0 | 0 | 0 | 0 | 0 | 0 | 0 | 0 | 0
F13_Industrial_Paper and Printing_New_Space Heating_Natural Gas_ENERGY STAR Connected Thermostat_A_Achievable Economic TRC Potential | F13 | Industrial | Paper and Printing | New | Space Heating | Natural Gas | ENERGY STAR Connected Thermostat | A | Purchases (Incremental) | Achievable Economic TRC Potential | 0 | 0 | 0 | 0 | 0 | 0 | 0 | 0 | 0 | 0 | 0 | 0 | 0 | 0 | 0 | 0 | 0 | 0 | 0 | 0 | 0 | 0
F14_Industrial_Paper and Printing_New_Space Heating_Natural Gas_ENERGY STAR Connected Thermostat_A_Achievable Economic TRC Potential | F14 | Industrial | Paper and Printing | New | Space Heating | Natural Gas | ENERGY STAR Connected Thermostat | A | Purchases (Cumulative) | Achievable Economic TRC Potential | 0 | 0 | 0 | 0 | 0 | 0 | 0 | 0 | 0 | 0 | 0 | 0 | 0 | 0 | 0 | 0 | 0 | 0 | 0 | 0 | 0 | 0
F1_Industrial_Paper and Printing_New_Space Heating_Natural Gas_Destratification Fans (HVLS)_A_Achievable Economic TRC Potential | F1 | Industrial | Paper and Printing | New | Space Heating | Natural Gas | Destratification Fans (HVLS) | A | Original Unit Energy Savings (kWh or therms) | Achievable Economic TRC Potential | 0 | 0 | 0.01486 | 0.01486 | 0.01486 | 0.01486 | 0.01486 | 0.01486 | 0.01486 | 0.01486 | 0.01486 | 0.01486 | 0.01486 | 0.01486 | 0.01486 | 0.01486 | 0.01486 | 0.01486 | 0.01486 | 0.01486 | 0.01486 | 0.01486
F2_Industrial_Paper and Printing_New_Space Heating_Natural Gas_Destratification Fans (HVLS)_A_Achievable Economic TRC Potential | F2 | Industrial | Paper and Printing | New | Space Heating | Natural Gas | Destratification Fans (HVLS) | A | Original Unit Summer Peak Savings (kW) | Achievable Economic TRC Potential | 0 | 0 | 0 | 0 | 0 | 0 | 0 | 0 | 0 | 0 | 0 | 0 | 0 | 0 | 0 | 0 | 0 | 0 | 0 | 0 | 0 | 0
F3_Industrial_Paper and Printing_New_Space Heating_Natural Gas_Destratification Fans (HVLS)_A_Achievable Economic TRC Potential | F3 | Industrial | Paper and Printing | New | Space Heating | Natural Gas | Destratification Fans (HVLS) | A | Original Unit Winter Peak Savings (kW) | Achievable Economic TRC Potential | 0 | 0 | 0 | 0 | 0 | 0 | 0 | 0 | 0 | 0 | 0 | 0 | 0 | 0 | 0 | 0 | 0 | 0 | 0 | 0 | 0 | 0
F4_Industrial_Paper and Printing_New_Space Heating_Natural Gas_Destratification Fans (HVLS)_A_Achievable Economic TRC Potential | F4 | Industrial | Paper and Printing | New | Space Heating | Natural Gas | Destratification Fans (HVLS) | A | Standalone Impact on Baseline Energy (%) | Achievable Economic TRC Potential | bar: 2019 to 2040
F5_Industrial_Paper and Printing_New_Space Heating_Natural Gas_Destratification Fans (HVLS)_A_Achievable Economic TRC Potential | F5 | Industrial | Paper and Printing | New | Space Heating | Natural Gas | Destratification Fans (HVLS) | A | Standalone Impact on Baseline Summer Peak (%) | Achievable Economic TRC Potential | bar: 2019 to 2040
F6_Industrial_Paper and Printing_New_Space Heating_Natural Gas_Destratification Fans (HVLS)_A_Achievable Economic TRC Potential | F6 | Industrial | Paper and Printing | New | Space Heating | Natural Gas | Destratification Fans (HVLS) | A | Standalone Impact on Baseline Winter Peak (%) | Achievable Economic TRC Potential | bar: 2019 to 2040
F7_Industrial_Paper and Printing_New_Space Heating_Natural Gas_Destratification Fans (HVLS)_A_Achievable Economic TRC Potential | F7 | Industrial | Paper and Printing | New | Space Heating | Natural Gas | Destratification Fans (HVLS) | A | Incremental Energy Savings (MWh or mTherms) | Achievable Economic TRC Potential | 0 | 0 | 0 | 0 | 0 | 0 | 0 | 0 | 0 | 0 | 0 | 0 | 0 | 0 | 0 | 0 | 0 | 0 | 0 | 0 | 0 | 0
F8_Industrial_Paper and Printing_New_Space Heating_Natural Gas_Destratification Fans (HVLS)_A_Achievable Economic TRC Potential | F8 | Industrial | Paper and Printing | New | Space Heating | Natural Gas | Destratification Fans (HVLS) | A | Incremental Summer Peak Savings (MW) | Achievable Economic TRC Potential | 0 | 0 | 0 | 0 | 0 | 0 | 0 | 0 | 0 | 0 | 0 | 0 | 0 | 0 | 0 | 0 | 0 | 0 | 0 | 0 | 0 | 0
F9_Industrial_Paper and Printing_New_Space Heating_Natural Gas_Destratification Fans (HVLS)_A_Achievable Economic TRC Potential | F9 | Industrial | Paper and Printing | New | Space Heating | Natural Gas | Destratification Fans (HVLS) | A | Incremental Winter Peak Savings (MW) | Achievable Economic TRC Potential | 0 | 0 | 0 | 0 | 0 | 0 | 0 | 0 | 0 | 0 | 0 | 0 | 0 | 0 | 0 | 0 | 0 | 0 | 0 | 0 | 0 | 0
F10_Industrial_Paper and Printing_New_Space Heating_Natural Gas_Destratification Fans (HVLS)_A_Achievable Economic TRC Potential | F10 | Industrial | Paper and Printing | New | Space Heating | Natural Gas | Destratification Fans (HVLS) | A | Cumulative Energy Savings (MWh or mTherms) | Achievable Economic TRC Potential | 0 | 0 | 0 | 0 | 0 | 0 | 0 | 0 | 0 | 0 | 0 | 0 | 0 | 0 | 0 | 0 | 0 | 0 | 0 | 0 | 0 | 0
F11_Industrial_Paper and Printing_New_Space Heating_Natural Gas_Destratification Fans (HVLS)_A_Achievable Economic TRC Potential | F11 | Industrial | Paper and Printing | New | Space Heating | Natural Gas | Destratification Fans (HVLS) | A | Cumulative Summer Peak Savings (MW) | Achievable Economic TRC Potential | 0 | 0 | 0 | 0 | 0 | 0 | 0 | 0 | 0 | 0 | 0 | 0 | 0 | 0 | 0 | 0 | 0 | 0 | 0 | 0 | 0 | 0
F12_Industrial_Paper and Printing_New_Space Heating_Natural Gas_Destratification Fans (HVLS)_A_Achievable Economic TRC Potential | F12 | Industrial | Paper and Printing | New | Space Heating | Natural Gas | Destratification Fans (HVLS) | A | Cumulative Winter Peak Savings (MW) | Achievable Economic TRC Potential | 0 | 0 | 0 | 0 | 0 | 0 | 0 | 0 | 0 | 0 | 0 | 0 | 0 | 0 | 0 | 0 | 0 | 0 | 0 | 0 | 0 | 0
F13_Industrial_Paper and Printing_New_Space Heating_Natural Gas_Destratification Fans (HVLS)_A_Achievable Economic TRC Potential | F13 | Industrial | Paper and Printing | New | Space Heating | Natural Gas | Destratification Fans (HVLS) | A | Purchases (Incremental) | Achievable Economic TRC Potential | 0 | 0 | 0 | 0 | 0 | 0 | 0 | 0 | 0 | 0 | 0 | 0 | 0 | 0 | 0 | 0 | 0 | 0 | 0 | 0 | 0 | 0
F14_Industrial_Paper and Printing_New_Space Heating_Natural Gas_Destratification Fans (HVLS)_A_Achievable Economic TRC Potential | F14 | Industrial | Paper and Printing | New | Space Heating | Natural Gas | Destratification Fans (HVLS) | A | Purchases (Cumulative) | Achievable Economic TRC Potential | 0 | 0 | 0 | 0 | 0 | 0 | 0 | 0 | 0 | 0 | 0 | 0 | 0 | 0 | 0 | 0 | 0 | 0 | 0 | 0 | 0 | 0
F1_Industrial_Paper and Printing_New_Space Heating_Natural Gas_Gas Boiler - Insulate Steam Lines/Condensate Tank_A_Achievable Economic TRC Potential | F1 | Industrial | Paper and Printing | New | Space Heating | Natural Gas | Gas Boiler - Insulate Steam Lines/Condensate Tank | A | Original Unit Energy Savings (kWh or therms) | Achievable Economic TRC Potential | 0 | 0 | 1045.7342 | 1045.7342 | 1045.7342 | 1045.7342 | 1045.7342 | 1045.7342 | 1045.7342 | 1045.7342 | 1045.7342 | 1045.7342 | 1045.7342 | 1045.7342 | 1045.7342 | 1045.7342 | 1045.7342 | 1045.7342 | 1045.7342 | 1045.7342 | 1045.7342 | 1045.7342
F2_Industrial_Paper and Printing_New_Space Heating_Natural Gas_Gas Boiler - Insulate Steam Lines/Condensate Tank_A_Achievable Economic TRC Potential | F2 | Industrial | Paper and Printing | New | Space Heating | Natural Gas | Gas Boiler - Insulate Steam Lines/Condensate Tank | A | Original Unit Summer Peak Savings (kW) | Achievable Economic TRC Potential | 0 | 0 | 0 | 0 | 0 | 0 | 0 | 0 | 0 | 0 | 0 | 0 | 0 | 0 | 0 | 0 | 0 | 0 | 0 | 0 | 0 | 0
F3_Industrial_Paper and Printing_New_Space Heating_Natural Gas_Gas Boiler - Insulate Steam Lines/Condensate Tank_A_Achievable Economic TRC Potential | F3 | Industrial | Paper and Printing | New | Space Heating | Natural Gas | Gas Boiler - Insulate Steam Lines/Condensate Tank | A | Original Unit Winter Peak Savings (kW) | Achievable Economic TRC Potential | 0 | 0 | 0 | 0 | 0 | 0 | 0 | 0 | 0 | 0 | 0 | 0 | 0 | 0 | 0 | 0 | 0 | 0 | 0 | 0 | 0 | 0
F4_Industrial_Paper and Printing_New_Space Heating_Natural Gas_Gas Boiler - Insulate Steam Lines/Condensate Tank_A_Achievable Economic TRC Potential | F4 | Industrial | Paper and Printing | New | Space Heating | Natural Gas | Gas Boiler - Insulate Steam Lines/Condensate Tank | A | Standalone Impact on Baseline Energy (%) | Achievable Economic TRC Potential | 0% | 0% | 0.005147% | 0.008096% | 0.01082% | 0.01326% | 0.01666% | 0.01961% | 0.02249% | 0.02505% | 0.02822% | 0.03102% | 0.03382% | 0.03623% | 0.03949% | 0.04229% | 0.04506% | 0.04745% | 0.05075% | 0.05357% | 0.05644% | 0.05929%
F5_Industrial_Paper and Printing_New_Space Heating_Natural Gas_Gas Boiler - Insulate Steam Lines/Condensate Tank_A_Achievable Economic TRC Potential | F5 | Industrial | Paper and Printing | New | Space Heating | Natural Gas | Gas Boiler - Insulate Steam Lines/Condensate Tank | A | Standalone Impact on Baseline Summer Peak (%) | Achievable Economic TRC Potential | bar: 2019 to 2040
F6_Industrial_Paper and Printing_New_Space Heating_Natural Gas_Gas Boiler - Insulate Steam Lines/Condensate Tank_A_Achievable Economic TRC Potential | F6 | Industrial | Paper and Printing | New | Space Heating | Natural Gas | Gas Boiler - Insulate Steam Lines/Condensate Tank | A | Standalone Impact on Baseline Winter Peak (%) | Achievable Economic TRC Potential | bar: 2019 to 2040
F7_Industrial_Paper and Printing_New_Space Heating_Natural Gas_Gas Boiler - Insulate Steam Lines/Condensate Tank_A_Achievable Economic TRC Potential | F7 | Industrial | Paper and Printing | New | Space Heating | Natural Gas | Gas Boiler - Insulate Steam Lines/Condensate Tank | A | Incremental Energy Savings (MWh or mTherms) | Achievable Economic TRC Potential | 0 | 0 | 0.00018637 | 0.00032525 | 0.00046379 | 0.00061907 | 0.00071258 | 0.00082114 | 0.00092834 | 0.0010489 | 0.0011387 | 0.001242 | 0.0013439 | 0.0014621 | 0.0015424 | 0.0016399 | 0.0017373 | 0.0018508 | 0.0019257 | 0.0020181 | 0.0021079 | 0.0021974
F8_Industrial_Paper and Printing_New_Space Heating_Natural Gas_Gas Boiler - Insulate Steam Lines/Condensate Tank_A_Achievable Economic TRC Potential | F8 | Industrial | Paper and Printing | New | Space Heating | Natural Gas | Gas Boiler - Insulate Steam Lines/Condensate Tank | A | Incremental Summer Peak Savings (MW) | Achievable Economic TRC Potential | 0 | 0 | 0 | 0 | 0 | 0 | 0 | 0 | 0 | 0 | 0 | 0 | 0 | 0 | 0 | 0 | 0 | 0 | 0 | 0 | 0 | 0
F9_Industrial_Paper and Printing_New_Space Heating_Natural Gas_Gas Boiler - Insulate Steam Lines/Condensate Tank_A_Achievable Economic TRC Potential | F9 | Industrial | Paper and Printing | New | Space Heating | Natural Gas | Gas Boiler - Insulate Steam Lines/Condensate Tank | A | Incremental Winter Peak Savings (MW) | Achievable Economic TRC Potential | 0 | 0 | 0 | 0 | 0 | 0 | 0 | 0 | 0 | 0 | 0 | 0 | 0 | 0 | 0 | 0 | 0 | 0 | 0 | 0 | 0 | 0
F10_Industrial_Paper and Printing_New_Space Heating_Natural Gas_Gas Boiler - Insulate Steam Lines/Condensate Tank_A_Achievable Economic TRC Potential | F10 | Industrial | Paper and Printing | New | Space Heating | Natural Gas | Gas Boiler - Insulate Steam Lines/Condensate Tank | A | Cumulative Energy Savings (MWh or mTherms) | Achievable Economic TRC Potential | 0 | 0 | 0.00018637 | 0.00051162 | 0.00097541 | 0.0015945 | 0.0023071 | 0.0031282 | 0.0040565 | 0.0051054 | 0.0062442 | 0.0074862 | 0.0088301 | 0.010292 | 0.011835 | 0.013474 | 0.015212 | 0.017063 | 0.018988 | 0.021006 | 0.023114 | 0.025312
F11_Industrial_Paper and Printing_New_Space Heating_Natural Gas_Gas Boiler - Insulate Steam Lines/Condensate Tank_A_Achievable Economic TRC Potential | F11 | Industrial | Paper and Printing | New | Space Heating | Natural Gas | Gas Boiler - Insulate Steam Lines/Condensate Tank | A | Cumulative Summer Peak Savings (MW) | Achievable Economic TRC Potential | 0 | 0 | 0 | 0 | 0 | 0 | 0 | 0 | 0 | 0 | 0 | 0 | 0 | 0 | 0 | 0 | 0 | 0 | 0 | 0 | 0 | 0
F12_Industrial_Paper and Printing_New_Space Heating_Natural Gas_Gas Boiler - Insulate Steam Lines/Condensate Tank_A_Achievable Economic TRC Potential | F12 | Industrial | Paper and Printing | New | Space Heating | Natural Gas | Gas Boiler - Insulate Steam Lines/Condensate Tank | A | Cumulative Winter Peak Savings (MW) | Achievable Economic TRC Potential | 0 | 0 | 0 | 0 | 0 | 0 | 0 | 0 | 0 | 0 | 0 | 0 | 0 | 0 | 0 | 0 | 0 | 0 | 0 | 0 | 0 | 0
F13_Industrial_Paper and Printing_New_Space Heating_Natural Gas_Gas Boiler - Insulate Steam Lines/Condensate Tank_A_Achievable Economic TRC Potential | F13 | Industrial | Paper and Printing | New | Space Heating | Natural Gas | Gas Boiler - Insulate Steam Lines/Condensate Tank | A | Purchases (Incremental) | Achievable Economic TRC Potential | 0 | 0 | 0.00017822 | 0.00031102 | 0.0004435 | 0.00059199 | 0.00068142 | 0.00078523 | 0.00088774 | 0.001003 | 0.0010889 | 0.0011877 | 0.0012851 | 0.0013982 | 0.0014749 | 0.0015682 | 0.0016614 | 0.0017698 | 0.0018415 | 0.0019298 | 0.0020157 | 0.0021013
F14_Industrial_Paper and Printing_New_Space Heating_Natural Gas_Gas Boiler - Insulate Steam Lines/Condensate Tank_A_Achievable Economic TRC Potential | F14 | Industrial | Paper and Printing | New | Space Heating | Natural Gas | Gas Boiler - Insulate Steam Lines/Condensate Tank | A | Purchases (Cumulative) | Achievable Economic TRC Potential | 0 | 0 | 0.00017822 | 0.00048924 | 0.00093275 | 0.0015247 | 0.0022062 | 0.0029914 | 0.0038791 | 0.0048822 | 0.0059711 | 0.0071588 | 0.0084439 | 0.0098421 | 0.011317 | 0.012885 | 0.014547 | 0.016316 | 0.018158 | 0.020088 | 0.022103 | 0.024205
F1_Industrial_Paper and Printing_New_Process_Natural Gas_Gas Boiler - Insulate Steam Lines/Condensate Tank_A_Achievable Economic TRC Potential | F1 | Industrial | Paper and Printing | New | Process | Natural Gas | Gas Boiler - Insulate Steam Lines/Condensate Tank | A | Original Unit Energy Savings (kWh or therms) | Achievable Economic TRC Potential | 0 | 0 | 604.3224 | 604.3224 | 604.3224 | 604.3224 | 604.3224 | 604.3224 | 604.3224 | 604.3224 | 604.3224 | 604.3224 | 604.3224 | 604.3224 | 604.3224 | 604.3224 | 604.3224 | 604.3224 | 604.3224 | 604.3224 | 604.3224 | 604.3224
F2_Industrial_Paper and Printing_New_Process_Natural Gas_Gas Boiler - Insulate Steam Lines/Condensate Tank_A_Achievable Economic TRC Potential | F2 | Industrial | Paper and Printing | New | Process | Natural Gas | Gas Boiler - Insulate Steam Lines/Condensate Tank | A | Original Unit Summer Peak Savings (kW) | Achievable Economic TRC Potential | 0 | 0 | 0 | 0 | 0 | 0 | 0 | 0 | 0 | 0 | 0 | 0 | 0 | 0 | 0 | 0 | 0 | 0 | 0 | 0 | 0 | 0
F3_Industrial_Paper and Printing_New_Process_Natural Gas_Gas Boiler - Insulate Steam Lines/Condensate Tank_A_Achievable Economic TRC Potential | F3 | Industrial | Paper and Printing | New | Process | Natural Gas | Gas Boiler - Insulate Steam Lines/Condensate Tank | A | Original Unit Winter Peak Savings (kW) | Achievable Economic TRC Potential | 0 | 0 | 0 | 0 | 0 | 0 | 0 | 0 | 0 | 0 | 0 | 0 | 0 | 0 | 0 | 0 | 0 | 0 | 0 | 0 | 0 | 0
F4_Industrial_Paper and Printing_New_Process_Natural Gas_Gas Boiler - Insulate Steam Lines/Condensate Tank_A_Achievable Economic TRC Potential | F4 | Industrial | Paper and Printing | New | Process | Natural Gas | Gas Boiler - Insulate Steam Lines/Condensate Tank | A | Standalone Impact on Baseline Energy (%) | Achievable Economic TRC Potential | 0% | 0% | 0.02427% | 0.03817% | 0.05104% | 0.0625% | 0.07857% | 0.09245% | 0.106% | 0.1181% | 0.1331% | 0.1463% | 0.1594% | 0.1708% | 0.1862% | 0.1994% | 0.2125% | 0.2237% | 0.2393% | 0.2526% | 0.2661% | 0.2795%
F5_Industrial_Paper and Printing_New_Process_Natural Gas_Gas Boiler - Insulate Steam Lines/Condensate Tank_A_Achievable Economic TRC Potential | F5 | Industrial | Paper and Printing | New | Process | Natural Gas | Gas Boiler - Insulate Steam Lines/Condensate Tank | A | Standalone Impact on Baseline Summer Peak (%) | Achievable Economic TRC Potential | bar: 2019 to 2040
F6_Industrial_Paper and Printing_New_Process_Natural Gas_Gas Boiler - Insulate Steam Lines/Condensate Tank_A_Achievable Economic TRC Potential | F6 | Industrial | Paper and Printing | New | Process | Natural Gas | Gas Boiler - Insulate Steam Lines/Condensate Tank | A | Standalone Impact on Baseline Winter Peak (%) | Achievable Economic TRC Potential | bar: 2019 to 2040
F7_Industrial_Paper and Printing_New_Process_Natural Gas_Gas Boiler - Insulate Steam Lines/Condensate Tank_A_Achievable Economic TRC Potential | F7 | Industrial | Paper and Printing | New | Process | Natural Gas | Gas Boiler - Insulate Steam Lines/Condensate Tank | A | Incremental Energy Savings (MWh or mTherms) | Achievable Economic TRC Potential | 0 | 0 | 0.0042976 | 0.0075001 | 0.010695 | 0.014275 | 0.016432 | 0.018935 | 0.021407 | 0.024187 | 0.026258 | 0.02864 | 0.03099 | 0.033716 | 0.035567 | 0.037815 | 0.040063 | 0.042678 | 0.044406 | 0.046535 | 0.048607 | 0.050672
F8_Industrial_Paper and Printing_New_Process_Natural Gas_Gas Boiler - Insulate Steam Lines/Condensate Tank_A_Achievable Economic TRC Potential | F8 | Industrial | Paper and Printing | New | Process | Natural Gas | Gas Boiler - Insulate Steam Lines/Condensate Tank | A | Incremental Summer Peak Savings (MW) | Achievable Economic TRC Potential | 0 | 0 | 0 | 0 | 0 | 0 | 0 | 0 | 0 | 0 | 0 | 0 | 0 | 0 | 0 | 0 | 0 | 0 | 0 | 0 | 0 | 0
F9_Industrial_Paper and Printing_New_Process_Natural Gas_Gas Boiler - Insulate Steam Lines/Condensate Tank_A_Achievable Economic TRC Potential | F9 | Industrial | Paper and Printing | New | Process | Natural Gas | Gas Boiler - Insulate Steam Lines/Condensate Tank | A | Incremental Winter Peak Savings (MW) | Achievable Economic TRC Potential | 0 | 0 | 0 | 0 | 0 | 0 | 0 | 0 | 0 | 0 | 0 | 0 | 0 | 0 | 0 | 0 | 0 | 0 | 0 | 0 | 0 | 0
F10_Industrial_Paper and Printing_New_Process_Natural Gas_Gas Boiler - Insulate Steam Lines/Condensate Tank_A_Achievable Economic TRC Potential | F10 | Industrial | Paper and Printing | New | Process | Natural Gas | Gas Boiler - Insulate Steam Lines/Condensate Tank | A | Cumulative Energy Savings (MWh or mTherms) | Achievable Economic TRC Potential | 0 | 0 | 0.0042976 | 0.011798 | 0.022492 | 0.036768 | 0.0532 | 0.072135 | 0.093542 | 0.11773 | 0.14399 | 0.17263 | 0.20362 | 0.23733 | 0.2729 | 0.31072 | 0.35078 | 0.39346 | 0.43786 | 0.4844 | 0.53301 | 0.58368
F11_Industrial_Paper and Printing_New_Process_Natural Gas_Gas Boiler - Insulate Steam Lines/Condensate Tank_A_Achievable Economic TRC Potential | F11 | Industrial | Paper and Printing | New | Process | Natural Gas | Gas Boiler - Insulate Steam Lines/Condensate Tank | A | Cumulative Summer Peak Savings (MW) | Achievable Economic TRC Potential | 0 | 0 | 0 | 0 | 0 | 0 | 0 | 0 | 0 | 0 | 0 | 0 | 0 | 0 | 0 | 0 | 0 | 0 | 0 | 0 | 0 | 0
F12_Industrial_Paper and Printing_New_Process_Natural Gas_Gas Boiler - Insulate Steam Lines/Condensate Tank_A_Achievable Economic TRC Potential | F12 | Industrial | Paper and Printing | New | Process | Natural Gas | Gas Boiler - Insulate Steam Lines/Condensate Tank | A | Cumulative Winter Peak Savings (MW) | Achievable Economic TRC Potential | 0 | 0 | 0 | 0 | 0 | 0 | 0 | 0 | 0 | 0 | 0 | 0 | 0 | 0 | 0 | 0 | 0 | 0 | 0 | 0 | 0 | 0
F13_Industrial_Paper and Printing_New_Process_Natural Gas_Gas Boiler - Insulate Steam Lines/Condensate Tank_A_Achievable Economic TRC Potential | F13 | Industrial | Paper and Printing | New | Process | Natural Gas | Gas Boiler - Insulate Steam Lines/Condensate Tank | A | Purchases (Incremental) | Achievable Economic TRC Potential | 0 | 0 | 0.0071114 | 0.012411 | 0.017697 | 0.023622 | 0.027191 | 0.031333 | 0.035423 | 0.040024 | 0.043451 | 0.047392 | 0.051281 | 0.055792 | 0.058854 | 0.062575 | 0.066293 | 0.070622 | 0.073481 | 0.077004 | 0.080432 | 0.083849
F14_Industrial_Paper and Printing_New_Process_Natural Gas_Gas Boiler - Insulate Steam Lines/Condensate Tank_A_Achievable Economic TRC Potential | F14 | Industrial | Paper and Printing | New | Process | Natural Gas | Gas Boiler - Insulate Steam Lines/Condensate Tank | A | Purchases (Cumulative) | Achievable Economic TRC Potential | 0 | 0 | 0.0071114 | 0.019522 | 0.037219 | 0.060842 | 0.088032 | 0.11937 | 0.15479 | 0.19481 | 0.23826 | 0.28566 | 0.33694 | 0.39273 | 0.45158 | 0.51416 | 0.58045 | 0.65107 | 0.72455 | 0.80156 | 0.88199 | 0.96584
F1_Industrial_Paper and Printing_New_Space Heating_Natural Gas_Gas Boiler - Insulate Hot Water Lines_A_Achievable Economic TRC Potential | F1 | Industrial | Paper and Printing | New | Space Heating | Natural Gas | Gas Boiler - Insulate Hot Water Lines | A | Original Unit Energy Savings (kWh or therms) | Achievable Economic TRC Potential | 0 | 0 | 1182.0085 | 1182.0085 | 1182.0085 | 1182.0085 | 1182.0085 | 1182.0085 | 1182.0085 | 1182.0085 | 1182.0085 | 1182.0085 | 1182.0085 | 1182.0085 | 1182.0085 | 1182.0085 | 1182.0085 | 1182.0085 | 1182.0085 | 1182.0085 | 1182.0085 | 1182.0085
F2_Industrial_Paper and Printing_New_Space Heating_Natural Gas_Gas Boiler - Insulate Hot Water Lines_A_Achievable Economic TRC Potential | F2 | Industrial | Paper and Printing | New | Space Heating | Natural Gas | Gas Boiler - Insulate Hot Water Lines | A | Original Unit Summer Peak Savings (kW) | Achievable Economic TRC Potential | 0 | 0 | 0 | 0 | 0 | 0 | 0 | 0 | 0 | 0 | 0 | 0 | 0 | 0 | 0 | 0 | 0 | 0 | 0 | 0 | 0 | 0
F3_Industrial_Paper and Printing_New_Space Heating_Natural Gas_Gas Boiler - Insulate Hot Water Lines_A_Achievable Economic TRC Potential | F3 | Industrial | Paper and Printing | New | Space Heating | Natural Gas | Gas Boiler - Insulate Hot Water Lines | A | Original Unit Winter Peak Savings (kW) | Achievable Economic TRC Potential | 0 | 0 | 0 | 0 | 0 | 0 | 0 | 0 | 0 | 0 | 0 | 0 | 0 | 0 | 0 | 0 | 0 | 0 | 0 | 0 | 0 | 0
F4_Industrial_Paper and Printing_New_Space Heating_Natural Gas_Gas Boiler - Insulate Hot Water Lines_A_Achievable Economic TRC Potential | F4 | Industrial | Paper and Printing | New | Space Heating | Natural Gas | Gas Boiler - Insulate Hot Water Lines | A | Standalone Impact on Baseline Energy (%) | Achievable Economic TRC Potential | 0% | 0% | 0.005818% | 0.009151% | 0.01224% | 0.01498% | 0.01883% | 0.02216% | 0.02542% | 0.02832% | 0.0319% | 0.03507% | 0.03822% | 0.04095% | 0.04464% | 0.0478% | 0.05094% | 0.05363% | 0.05736% | 0.06056% | 0.06379% | 0.06701%
F5_Industrial_Paper and Printing_New_Space Heating_Natural Gas_Gas Boiler - Insulate Hot Water Lines_A_Achievable Economic TRC Potential | F5 | Industrial | Paper and Printing | New | Space Heating | Natural Gas | Gas Boiler - Insulate Hot Water Lines | A | Standalone Impact on Baseline Summer Peak (%) | Achievable Economic TRC Potential | bar: 2019 to 2040
F6_Industrial_Paper and Printing_New_Space Heating_Natural Gas_Gas Boiler - Insulate Hot Water Lines_A_Achievable Economic TRC Potential | F6 | Industrial | Paper and Printing | New | Space Heating | Natural Gas | Gas Boiler - Insulate Hot Water Lines | A | Standalone Impact on Baseline Winter Peak (%) | Achievable Economic TRC Potential | bar: 2019 to 2040
F7_Industrial_Paper and Printing_New_Space Heating_Natural Gas_Gas Boiler - Insulate Hot Water Lines_A_Achievable Economic TRC Potential | F7 | Industrial | Paper and Printing | New | Space Heating | Natural Gas | Gas Boiler - Insulate Hot Water Lines | A | Incremental Energy Savings (MWh or mTherms) | Achievable Economic TRC Potential | 0 | 0 | 0.00021066 | 0.00036763 | 0.00052423 | 0.00069974 | 0.00080544 | 0.00092815 | 0.0010493 | 0.0011856 | 0.0012871 | 0.0014038 | 0.001519 | 0.0016527 | 0.0017434 | 0.0018536 | 0.0019637 | 0.002092 | 0.0021767 | 0.002281 | 0.0023826 | 0.0024838
F8_Industrial_Paper and Printing_New_Space Heating_Natural Gas_Gas Boiler - Insulate Hot Water Lines_A_Achievable Economic TRC Potential | F8 | Industrial | Paper and Printing | New | Space Heating | Natural Gas | Gas Boiler - Insulate Hot Water Lines | A | Incremental Summer Peak Savings (MW) | Achievable Economic TRC Potential | 0 | 0 | 0 | 0 | 0 | 0 | 0 | 0 | 0 | 0 | 0 | 0 | 0 | 0 | 0 | 0 | 0 | 0 | 0 | 0 | 0 | 0
F9_Industrial_Paper and Printing_New_Space Heating_Natural Gas_Gas Boiler - Insulate Hot Water Lines_A_Achievable Economic TRC Potential | F9 | Industrial | Paper and Printing | New | Space Heating | Natural Gas | Gas Boiler - Insulate Hot Water Lines | A | Incremental Winter Peak Savings (MW) | Achievable Economic TRC Potential | 0 | 0 | 0 | 0 | 0 | 0 | 0 | 0 | 0 | 0 | 0 | 0 | 0 | 0 | 0 | 0 | 0 | 0 | 0 | 0 | 0 | 0
F10_Industrial_Paper and Printing_New_Space Heating_Natural Gas_Gas Boiler - Insulate Hot Water Lines_A_Achievable Economic TRC Potential | F10 | Industrial | Paper and Printing | New | Space Heating | Natural Gas | Gas Boiler - Insulate Hot Water Lines | A | Cumulative Energy Savings (MWh or mTherms) | Achievable Economic TRC Potential | 0 | 0 | 0.00021066 | 0.00057829 | 0.0011025 | 0.0018023 | 0.0026077 | 0.0035359 | 0.0045852 | 0.0057708 | 0.0070579 | 0.0084617 | 0.0099808 | 0.011633 | 0.013377 | 0.01523 | 0.017194 | 0.019286 | 0.021463 | 0.023744 | 0.026126 | 0.02861
F11_Industrial_Paper and Printing_New_Space Heating_Natural Gas_Gas Boiler - Insulate Hot Water Lines_A_Achievable Economic TRC Potential | F11 | Industrial | Paper and Printing | New | Space Heating | Natural Gas | Gas Boiler - Insulate Hot Water Lines | A | Cumulative Summer Peak Savings (MW) | Achievable Economic TRC Potential | 0 | 0 | 0 | 0 | 0 | 0 | 0 | 0 | 0 | 0 | 0 | 0 | 0 | 0 | 0 | 0 | 0 | 0 | 0 | 0 | 0 | 0
F12_Industrial_Paper and Printing_New_Space Heating_Natural Gas_Gas Boiler - Insulate Hot Water Lines_A_Achievable Economic TRC Potential | F12 | Industrial | Paper and Printing | New | Space Heating | Natural Gas | Gas Boiler - Insulate Hot Water Lines | A | Cumulative Winter Peak Savings (MW) | Achievable Economic TRC Potential | 0 | 0 | 0 | 0 | 0 | 0 | 0 | 0 | 0 | 0 | 0 | 0 | 0 | 0 | 0 | 0 | 0 | 0 | 0 | 0 | 0 | 0
F13_Industrial_Paper and Printing_New_Space Heating_Natural Gas_Gas Boiler - Insulate Hot Water Lines_A_Achievable Economic TRC Potential | F13 | Industrial | Paper and Printing | New | Space Heating | Natural Gas | Gas Boiler - Insulate Hot Water Lines | A | Purchases (Incremental) | Achievable Economic TRC Potential | 0 | 0 | 0.00017822 | 0.00031102 | 0.0004435 | 0.00059199 | 0.00068142 | 0.00078523 | 0.00088774 | 0.001003 | 0.0010889 | 0.0011877 | 0.0012851 | 0.0013982 | 0.0014749 | 0.0015682 | 0.0016614 | 0.0017698 | 0.0018415 | 0.0019298 | 0.0020157 | 0.0021013
F14_Industrial_Paper and Printing_New_Space Heating_Natural Gas_Gas Boiler - Insulate Hot Water Lines_A_Achievable Economic TRC Potential | F14 | Industrial | Paper and Printing | New | Space Heating | Natural Gas | Gas Boiler - Insulate Hot Water Lines | A | Purchases (Cumulative) | Achievable Economic TRC Potential | 0 | 0 | 0.00017822 | 0.00048924 | 0.00093275 | 0.0015247 | 0.0022062 | 0.0029914 | 0.0038791 | 0.0048822 | 0.0059711 | 0.0071588 | 0.0084439 | 0.0098421 | 0.011317 | 0.012885 | 0.014547 | 0.016316 | 0.018158 | 0.020088 | 0.022103 | 0.024205
F1_Industrial_Paper and Printing_New_Process_Natural Gas_Gas Boiler - Insulate Hot Water Lines_A_Achievable Economic TRC Potential | F1 | Industrial | Paper and Printing | New | Process | Natural Gas | Gas Boiler - Insulate Hot Water Lines | A | Original Unit Energy Savings (kWh or therms) | Achievable Economic TRC Potential | 0 | 0 | 683.0744 | 683.0744 | 683.0744 | 683.0744 | 683.0744 | 683.0744 | 683.0744 | 683.0744 | 683.0744 | 683.0744 | 683.0744 | 683.0744 | 683.0744 | 683.0744 | 683.0744 | 683.0744 | 683.0744 | 683.0744 | 683.0744 | 683.0744
F2_Industrial_Paper and Printing_New_Process_Natural Gas_Gas Boiler - Insulate Hot Water Lines_A_Achievable Economic TRC Potential | F2 | Industrial | Paper and Printing | New | Process | Natural Gas | Gas Boiler - Insulate Hot Water Lines | A | Original Unit Summer Peak Savings (kW) | Achievable Economic TRC Potential | 0 | 0 | 0 | 0 | 0 | 0 | 0 | 0 | 0 | 0 | 0 | 0 | 0 | 0 | 0 | 0 | 0 | 0 | 0 | 0 | 0 | 0
F3_Industrial_Paper and Printing_New_Process_Natural Gas_Gas Boiler - Insulate Hot Water Lines_A_Achievable Economic TRC Potential | F3 | Industrial | Paper and Printing | New | Process | Natural Gas | Gas Boiler - Insulate Hot Water Lines | A | Original Unit Winter Peak Savings (kW) | Achievable Economic TRC Potential | 0 | 0 | 0 | 0 | 0 | 0 | 0 | 0 | 0 | 0 | 0 | 0 | 0 | 0 | 0 | 0 | 0 | 0 | 0 | 0 | 0 | 0
F4_Industrial_Paper and Printing_New_Process_Natural Gas_Gas Boiler - Insulate Hot Water Lines_A_Achievable Economic TRC Potential | F4 | Industrial | Paper and Printing | New | Process | Natural Gas | Gas Boiler - Insulate Hot Water Lines | A | Standalone Impact on Baseline Energy (%) | Achievable Economic TRC Potential | 0% | 0% | 0.02743% | 0.04315% | 0.05769% | 0.07065% | 0.08881% | 0.1045% | 0.1199% | 0.1335% | 0.1504% | 0.1653% | 0.1802% | 0.1931% | 0.2105% | 0.2254% | 0.2402% | 0.2529% | 0.2705% | 0.2855% | 0.3008% | 0.316%
F5_Industrial_Paper and Printing_New_Process_Natural Gas_Gas Boiler - Insulate Hot Water Lines_A_Achievable Economic TRC Potential | F5 | Industrial | Paper and Printing | New | Process | Natural Gas | Gas Boiler - Insulate Hot Water Lines | A | Standalone Impact on Baseline Summer Peak (%) | Achievable Economic TRC Potential | bar: 2019 to 2040
F6_Industrial_Paper and Printing_New_Process_Natural Gas_Gas Boiler - Insulate Hot Water Lines_A_Achievable Economic TRC Potential | F6 | Industrial | Paper and Printing | New | Process | Natural Gas | Gas Boiler - Insulate Hot Water Lines | A | Standalone Impact on Baseline Winter Peak (%) | Achievable Economic TRC Potential | bar: 2019 to 2040
F7_Industrial_Paper and Printing_New_Process_Natural Gas_Gas Boiler - Insulate Hot Water Lines_A_Achievable Economic TRC Potential | F7 | Industrial | Paper and Printing | New | Process | Natural Gas | Gas Boiler - Insulate Hot Water Lines | A | Incremental Energy Savings (MWh or mTherms) | Achievable Economic TRC Potential | 0 | 0 | 0.0048576 | 0.0084775 | 0.012088 | 0.016136 | 0.018573 | 0.021403 | 0.024197 | 0.027339 | 0.02968 | 0.032372 | 0.035029 | 0.03811 | 0.040202 | 0.042743 | 0.045283 | 0.04824 | 0.050193 | 0.0526 | 0.054941 | 0.057275
F8_Industrial_Paper and Printing_New_Process_Natural Gas_Gas Boiler - Insulate Hot Water Lines_A_Achievable Economic TRC Potential | F8 | Industrial | Paper and Printing | New | Process | Natural Gas | Gas Boiler - Insulate Hot Water Lines | A | Incremental Summer Peak Savings (MW) | Achievable Economic TRC Potential | 0 | 0 | 0 | 0 | 0 | 0 | 0 | 0 | 0 | 0 | 0 | 0 | 0 | 0 | 0 | 0 | 0 | 0 | 0 | 0 | 0 | 0
F9_Industrial_Paper and Printing_New_Process_Natural Gas_Gas Boiler - Insulate Hot Water Lines_A_Achievable Economic TRC Potential | F9 | Industrial | Paper and Printing | New | Process | Natural Gas | Gas Boiler - Insulate Hot Water Lines | A | Incremental Winter Peak Savings (MW) | Achievable Economic TRC Potential | 0 | 0 | 0 | 0 | 0 | 0 | 0 | 0 | 0 | 0 | 0 | 0 | 0 | 0 | 0 | 0 | 0 | 0 | 0 | 0 | 0 | 0
F10_Industrial_Paper and Printing_New_Process_Natural Gas_Gas Boiler - Insulate Hot Water Lines_A_Achievable Economic TRC Potential | F10 | Industrial | Paper and Printing | New | Process | Natural Gas | Gas Boiler - Insulate Hot Water Lines | A | Cumulative Energy Savings (MWh or mTherms) | Achievable Economic TRC Potential | 0 | 0 | 0.0048576 | 0.013335 | 0.025424 | 0.041559 | 0.060133 | 0.081535 | 0.10573 | 0.13307 | 0.16275 | 0.19512 | 0.23015 | 0.26826 | 0.30846 | 0.35121 | 0.39649 | 0.44473 | 0.49492 | 0.54752 | 0.60246 | 0.65974
F11_Industrial_Paper and Printing_New_Process_Natural Gas_Gas Boiler - Insulate Hot Water Lines_A_Achievable Economic TRC Potential | F11 | Industrial | Paper and Printing | New | Process | Natural Gas | Gas Boiler - Insulate Hot Water Lines | A | Cumulative Summer Peak Savings (MW) | Achievable Economic TRC Potential | 0 | 0 | 0 | 0 | 0 | 0 | 0 | 0 | 0 | 0 | 0 | 0 | 0 | 0 | 0 | 0 | 0 | 0 | 0 | 0 | 0 | 0
F12_Industrial_Paper and Printing_New_Process_Natural Gas_Gas Boiler - Insulate Hot Water Lines_A_Achievable Economic TRC Potential | F12 | Industrial | Paper and Printing | New | Process | Natural Gas | Gas Boiler - Insulate Hot Water Lines | A | Cumulative Winter Peak Savings (MW) | Achievable Economic TRC Potential | 0 | 0 | 0 | 0 | 0 | 0 | 0 | 0 | 0 | 0 | 0 | 0 | 0 | 0 | 0 | 0 | 0 | 0 | 0 | 0 | 0 | 0
F13_Industrial_Paper and Printing_New_Process_Natural Gas_Gas Boiler - Insulate Hot Water Lines_A_Achievable Economic TRC Potential | F13 | Industrial | Paper and Printing | New | Process | Natural Gas | Gas Boiler - Insulate Hot Water Lines | A | Purchases (Incremental) | Achievable Economic TRC Potential | 0 | 0 | 0.0071114 | 0.012411 | 0.017697 | 0.023622 | 0.027191 | 0.031333 | 0.035423 | 0.040024 | 0.043451 | 0.047392 | 0.051281 | 0.055792 | 0.058854 | 0.062575 | 0.066293 | 0.070622 | 0.073481 | 0.077004 | 0.080432 | 0.083849
F14_Industrial_Paper and Printing_New_Process_Natural Gas_Gas Boiler - Insulate Hot Water Lines_A_Achievable Economic TRC Potential | F14 | Industrial | Paper and Printing | New | Process | Natural Gas | Gas Boiler - Insulate Hot Water Lines | A | Purchases (Cumulative) | Achievable Economic TRC Potential | 0 | 0 | 0.0071114 | 0.019522 | 0.037219 | 0.060842 | 0.088032 | 0.11937 | 0.15479 | 0.19481 | 0.23826 | 0.28566 | 0.33694 | 0.39273 | 0.45158 | 0.51416 | 0.58045 | 0.65107 | 0.72455 | 0.80156 | 0.88199 | 0.96584
F1_Industrial_Paper and Printing_New_Process_Natural Gas_Process - Insulate Heated Process Fluids_A_Achievable Economic TRC Potential | F1 | Industrial | Paper and Printing | New | Process | Natural Gas | Process - Insulate Heated Process Fluids | A | Original Unit Energy Savings (kWh or therms) | Achievable Economic TRC Potential | 0 | 0 | 559.2448 | 559.2448 | 559.2448 | 559.2448 | 559.2448 | 559.2448 | 559.2448 | 559.2448 | 559.2448 | 559.2448 | 559.2448 | 559.2448 | 559.2448 | 559.2448 | 559.2448 | 559.2448 | 559.2448 | 559.2448 | 559.2448 | 559.2448
F2_Industrial_Paper and Printing_New_Process_Natural Gas_Process - Insulate Heated Process Fluids_A_Achievable Economic TRC Potential | F2 | Industrial | Paper and Printing | New | Process | Natural Gas | Process - Insulate Heated Process Fluids | A | Original Unit Summer Peak Savings (kW) | Achievable Economic TRC Potential | 0 | 0 | 0 | 0 | 0 | 0 | 0 | 0 | 0 | 0 | 0 | 0 | 0 | 0 | 0 | 0 | 0 | 0 | 0 | 0 | 0 | 0
F3_Industrial_Paper and Printing_New_Process_Natural Gas_Process - Insulate Heated Process Fluids_A_Achievable Economic TRC Potential | F3 | Industrial | Paper and Printing | New | Process | Natural Gas | Process - Insulate Heated Process Fluids | A | Original Unit Winter Peak Savings (kW) | Achievable Economic TRC Potential | 0 | 0 | 0 | 0 | 0 | 0 | 0 | 0 | 0 | 0 | 0 | 0 | 0 | 0 | 0 | 0 | 0 | 0 | 0 | 0 | 0 | 0
F4_Industrial_Paper and Printing_New_Process_Natural Gas_Process - Insulate Heated Process Fluids_A_Achievable Economic TRC Potential | F4 | Industrial | Paper and Printing | New | Process | Natural Gas | Process - Insulate Heated Process Fluids | A | Standalone Impact on Baseline Energy (%) | Achievable Economic TRC Potential | bar: 2019 to 2040
F5_Industrial_Paper and Printing_New_Process_Natural Gas_Process - Insulate Heated Process Fluids_A_Achievable Economic TRC Potential | F5 | Industrial | Paper and Printing | New | Process | Natural Gas | Process - Insulate Heated Process Fluids | A | Standalone Impact on Baseline Summer Peak (%) | Achievable Economic TRC Potential | bar: 2019 to 2040
F6_Industrial_Paper and Printing_New_Process_Natural Gas_Process - Insulate Heated Process Fluids_A_Achievable Economic TRC Potential | F6 | Industrial | Paper and Printing | New | Process | Natural Gas | Process - Insulate Heated Process Fluids | A | Standalone Impact on Baseline Winter Peak (%) | Achievable Economic TRC Potential | bar: 2019 to 2040
F7_Industrial_Paper and Printing_New_Process_Natural Gas_Process - Insulate Heated Process Fluids_A_Achievable Economic TRC Potential | F7 | Industrial | Paper and Printing | New | Process | Natural Gas | Process - Insulate Heated Process Fluids | A | Incremental Energy Savings (MWh or mTherms) | Achievable Economic TRC Potential | 0 | 0 | 0 | 0 | 0 | 0 | 0 | 0 | 0 | 0 | 0 | 0 | 0 | 0 | 0 | 0 | 0 | 0 | 0 | 0 | 0 | 0
F8_Industrial_Paper and Printing_New_Process_Natural Gas_Process - Insulate Heated Process Fluids_A_Achievable Economic TRC Potential | F8 | Industrial | Paper and Printing | New | Process | Natural Gas | Process - Insulate Heated Process Fluids | A | Incremental Summer Peak Savings (MW) | Achievable Economic TRC Potential | 0 | 0 | 0 | 0 | 0 | 0 | 0 | 0 | 0 | 0 | 0 | 0 | 0 | 0 | 0 | 0 | 0 | 0 | 0 | 0 | 0 | 0
F9_Industrial_Paper and Printing_New_Process_Natural Gas_Process - Insulate Heated Process Fluids_A_Achievable Economic TRC Potential | F9 | Industrial | Paper and Printing | New | Process | Natural Gas | Process - Insulate Heated Process Fluids | A | Incremental Winter Peak Savings (MW) | Achievable Economic TRC Potential | 0 | 0 | 0 | 0 | 0 | 0 | 0 | 0 | 0 | 0 | 0 | 0 | 0 | 0 | 0 | 0 | 0 | 0 | 0 | 0 | 0 | 0
F10_Industrial_Paper and Printing_New_Process_Natural Gas_Process - Insulate Heated Process Fluids_A_Achievable Economic TRC Potential | F10 | Industrial | Paper and Printing | New | Process | Natural Gas | Process - Insulate Heated Process Fluids | A | Cumulative Energy Savings (MWh or mTherms) | Achievable Economic TRC Potential | 0 | 0 | 0 | 0 | 0 | 0 | 0 | 0 | 0 | 0 | 0 | 0 | 0 | 0 | 0 | 0 | 0 | 0 | 0 | 0 | 0 | 0
F11_Industrial_Paper and Printing_New_Process_Natural Gas_Process - Insulate Heated Process Fluids_A_Achievable Economic TRC Potential | F11 | Industrial | Paper and Printing | New | Process | Natural Gas | Process - Insulate Heated Process Fluids | A | Cumulative Summer Peak Savings (MW) | Achievable Economic TRC Potential | 0 | 0 | 0 | 0 | 0 | 0 | 0 | 0 | 0 | 0 | 0 | 0 | 0 | 0 | 0 | 0 | 0 | 0 | 0 | 0 | 0 | 0
F12_Industrial_Paper and Printing_New_Process_Natural Gas_Process - Insulate Heated Process Fluids_A_Achievable Economic TRC Potential | F12 | Industrial | Paper and Printing | New | Process | Natural Gas | Process - Insulate Heated Process Fluids | A | Cumulative Winter Peak Savings (MW) | Achievable Economic TRC Potential | 0 | 0 | 0 | 0 | 0 | 0 | 0 | 0 | 0 | 0 | 0 | 0 | 0 | 0 | 0 | 0 | 0 | 0 | 0 | 0 | 0 | 0
F13_Industrial_Paper and Printing_New_Process_Natural Gas_Process - Insulate Heated Process Fluids_A_Achievable Economic TRC Potential | F13 | Industrial | Paper and Printing | New | Process | Natural Gas | Process - Insulate Heated Process Fluids | A | Purchases (Incremental) | Achievable Economic TRC Potential | 0 | 0 | 0 | 0 | 0 | 0 | 0 | 0 | 0 | 0 | 0 | 0 | 0 | 0 | 0 | 0 | 0 | 0 | 0 | 0 | 0 | 0
F14_Industrial_Paper and Printing_New_Process_Natural Gas_Process - Insulate Heated Process Fluids_A_Achievable Economic TRC Potential | F14 | Industrial | Paper and Printing | New | Process | Natural Gas | Process - Insulate Heated Process Fluids | A | Purchases (Cumulative) | Achievable Economic TRC Potential | 0 | 0 | 0 | 0 | 0 | 0 | 0 | 0 | 0 | 0 | 0 | 0 | 0 | 0 | 0 | 0 | 0 | 0 | 0 | 0 | 0 | 0
F1_Industrial_Paper and Printing_New_Process_Natural Gas_Process Heat Recovery_A_Achievable Economic TRC Potential | F1 | Industrial | Paper and Printing | New | Process | Natural Gas | Process Heat Recovery | A | Original Unit Energy Savings (kWh or therms) | Achievable Economic TRC Potential | 0 | 0 | 73.39 | 73.39 | 73.39 | 73.39 | 73.39 | 73.39 | 73.39 | 73.39 | 73.39 | 73.39 | 73.39 | 73.39 | 73.39 | 73.39 | 73.39 | 73.39 | 73.39 | 73.39 | 73.39 | 73.39
F2_Industrial_Paper and Printing_New_Process_Natural Gas_Process Heat Recovery_A_Achievable Economic TRC Potential | F2 | Industrial | Paper and Printing | New | Process | Natural Gas | Process Heat Recovery | A | Original Unit Summer Peak Savings (kW) | Achievable Economic TRC Potential | 0 | 0 | 0 | 0 | 0 | 0 | 0 | 0 | 0 | 0 | 0 | 0 | 0 | 0 | 0 | 0 | 0 | 0 | 0 | 0 | 0 | 0
F3_Industrial_Paper and Printing_New_Process_Natural Gas_Process Heat Recovery_A_Achievable Economic TRC Potential | F3 | Industrial | Paper and Printing | New | Process | Natural Gas | Process Heat Recovery | A | Original Unit Winter Peak Savings (kW) | Achievable Economic TRC Potential | 0 | 0 | 0 | 0 | 0 | 0 | 0 | 0 | 0 | 0 | 0 | 0 | 0 | 0 | 0 | 0 | 0 | 0 | 0 | 0 | 0 | 0
F4_Industrial_Paper and Printing_New_Process_Natural Gas_Process Heat Recovery_A_Achievable Economic TRC Potential | F4 | Industrial | Paper and Printing | New | Process | Natural Gas | Process Heat Recovery | A | Standalone Impact on Baseline Energy (%) | Achievable Economic TRC Potential | bar: 2019 to 2040
F5_Industrial_Paper and Printing_New_Process_Natural Gas_Process Heat Recovery_A_Achievable Economic TRC Potential | F5 | Industrial | Paper and Printing | New | Process | Natural Gas | Process Heat Recovery | A | Standalone Impact on Baseline Summer Peak (%) | Achievable Economic TRC Potential | bar: 2019 to 2040
F6_Industrial_Paper and Printing_New_Process_Natural Gas_Process Heat Recovery_A_Achievable Economic TRC Potential | F6 | Industrial | Paper and Printing | New | Process | Natural Gas | Process Heat Recovery | A | Standalone Impact on Baseline Winter Peak (%) | Achievable Economic TRC Potential | bar: 2019 to 2040
F7_Industrial_Paper and Printing_New_Process_Natural Gas_Process Heat Recovery_A_Achievable Economic TRC Potential | F7 | Industrial | Paper and Printing | New | Process | Natural Gas | Process Heat Recovery | A | Incremental Energy Savings (MWh or mTherms) | Achievable Economic TRC Potential | 0 | 0 | 0 | 0 | 0 | 0 | 0 | 0 | 0 | 0 | 0 | 0 | 0 | 0 | 0 | 0 | 0 | 0 | 0 | 0 | 0 | 0
F8_Industrial_Paper and Printing_New_Process_Natural Gas_Process Heat Recovery_A_Achievable Economic TRC Potential | F8 | Industrial | Paper and Printing | New | Process | Natural Gas | Process Heat Recovery | A | Incremental Summer Peak Savings (MW) | Achievable Economic TRC Potential | 0 | 0 | 0 | 0 | 0 | 0 | 0 | 0 | 0 | 0 | 0 | 0 | 0 | 0 | 0 | 0 | 0 | 0 | 0 | 0 | 0 | 0
F9_Industrial_Paper and Printing_New_Process_Natural Gas_Process Heat Recovery_A_Achievable Economic TRC Potential | F9 | Industrial | Paper and Printing | New | Process | Natural Gas | Process Heat Recovery | A | Incremental Winter Peak Savings (MW) | Achievable Economic TRC Potential | 0 | 0 | 0 | 0 | 0 | 0 | 0 | 0 | 0 | 0 | 0 | 0 | 0 | 0 | 0 | 0 | 0 | 0 | 0 | 0 | 0 | 0
F10_Industrial_Paper and Printing_New_Process_Natural Gas_Process Heat Recovery_A_Achievable Economic TRC Potential | F10 | Industrial | Paper and Printing | New | Process | Natural Gas | Process Heat Recovery | A | Cumulative Energy Savings (MWh or mTherms) | Achievable Economic TRC Potential | 0 | 0 | 0 | 0 | 0 | 0 | 0 | 0 | 0 | 0 | 0 | 0 | 0 | 0 | 0 | 0 | 0 | 0 | 0 | 0 | 0 | 0
F11_Industrial_Paper and Printing_New_Process_Natural Gas_Process Heat Recovery_A_Achievable Economic TRC Potential | F11 | Industrial | Paper and Printing | New | Process | Natural Gas | Process Heat Recovery | A | Cumulative Summer Peak Savings (MW) | Achievable Economic TRC Potential | 0 | 0 | 0 | 0 | 0 | 0 | 0 | 0 | 0 | 0 | 0 | 0 | 0 | 0 | 0 | 0 | 0 | 0 | 0 | 0 | 0 | 0
F12_Industrial_Paper and Printing_New_Process_Natural Gas_Process Heat Recovery_A_Achievable Economic TRC Potential | F12 | Industrial | Paper and Printing | New | Process | Natural Gas | Process Heat Recovery | A | Cumulative Winter Peak Savings (MW) | Achievable Economic TRC Potential | 0 | 0 | 0 | 0 | 0 | 0 | 0 | 0 | 0 | 0 | 0 | 0 | 0 | 0 | 0 | 0 | 0 | 0 | 0 | 0 | 0 | 0
F13_Industrial_Paper and Printing_New_Process_Natural Gas_Process Heat Recovery_A_Achievable Economic TRC Potential | F13 | Industrial | Paper and Printing | New | Process | Natural Gas | Process Heat Recovery | A | Purchases (Incremental) | Achievable Economic TRC Potential | 0 | 0 | 0 | 0 | 0 | 0 | 0 | 0 | 0 | 0 | 0 | 0 | 0 | 0 | 0 | 0 | 0 | 0 | 0 | 0 | 0 | 0
F14_Industrial_Paper and Printing_New_Process_Natural Gas_Process Heat Recovery_A_Achievable Economic TRC Potential | F14 | Industrial | Paper and Printing | New | Process | Natural Gas | Process Heat Recovery | A | Purchases (Cumulative) | Achievable Economic TRC Potential | 0 | 0 | 0 | 0 | 0 | 0 | 0 | 0 | 0 | 0 | 0 | 0 | 0 | 0 | 0 | 0 | 0 | 0 | 0 | 0 | 0 | 0
F1_Industrial_Paper and Printing_New_Space Heating_Natural Gas_Building Automation System_A_Achievable Economic TRC Potential | F1 | Industrial | Paper and Printing | New | Space Heating | Natural Gas | Building Automation System | A | Original Unit Energy Savings (kWh or therms) | Achievable Economic TRC Potential | 0 | 0 | 0.01486 | 0.01486 | 0.01486 | 0.01486 | 0.01486 | 0.01486 | 0.01486 | 0.01486 | 0.01486 | 0.01486 | 0.01486 | 0.01486 | 0.01486 | 0.01486 | 0.01486 | 0.01486 | 0.01486 | 0.01486 | 0.01486 | 0.01486
F2_Industrial_Paper and Printing_New_Space Heating_Natural Gas_Building Automation System_A_Achievable Economic TRC Potential | F2 | Industrial | Paper and Printing | New | Space Heating | Natural Gas | Building Automation System | A | Original Unit Summer Peak Savings (kW) | Achievable Economic TRC Potential | 0 | 0 | 0 | 0 | 0 | 0 | 0 | 0 | 0 | 0 | 0 | 0 | 0 | 0 | 0 | 0 | 0 | 0 | 0 | 0 | 0 | 0
F3_Industrial_Paper and Printing_New_Space Heating_Natural Gas_Building Automation System_A_Achievable Economic TRC Potential | F3 | Industrial | Paper and Printing | New | Space Heating | Natural Gas | Building Automation System | A | Original Unit Winter Peak Savings (kW) | Achievable Economic TRC Potential | 0 | 0 | 0 | 0 | 0 | 0 | 0 | 0 | 0 | 0 | 0 | 0 | 0 | 0 | 0 | 0 | 0 | 0 | 0 | 0 | 0 | 0
F4_Industrial_Paper and Printing_New_Space Heating_Natural Gas_Building Automation System_A_Achievable Economic TRC Potential | F4 | Industrial | Paper and Printing | New | Space Heating | Natural Gas | Building Automation System | A | Standalone Impact on Baseline Energy (%) | Achievable Economic TRC Potential | 0% | 0% | 0.01308% | 0.03364% | 0.07001% | 0.128% | 0.2258% | 0.3601% | 0.5418% | 0.7689% | 1.066% | 1.4% | 1.767% | 2.128% | 2.523% | 2.85% | 3.11% | 3.265% | 3.398% | 3.416% | 3.365% | 3.268%
F5_Industrial_Paper and Printing_New_Space Heating_Natural Gas_Building Automation System_A_Achievable Economic TRC Potential | F5 | Industrial | Paper and Printing | New | Space Heating | Natural Gas | Building Automation System | A | Standalone Impact on Baseline Summer Peak (%) | Achievable Economic TRC Potential | bar: 2019 to 2040
F6_Industrial_Paper and Printing_New_Space Heating_Natural Gas_Building Automation System_A_Achievable Economic TRC Potential | F6 | Industrial | Paper and Printing | New | Space Heating | Natural Gas | Building Automation System | A | Standalone Impact on Baseline Winter Peak (%) | Achievable Economic TRC Potential | bar: 2019 to 2040
F7_Industrial_Paper and Printing_New_Space Heating_Natural Gas_Building Automation System_A_Achievable Economic TRC Potential | F7 | Industrial | Paper and Printing | New | Space Heating | Natural Gas | Building Automation System | A | Incremental Energy Savings (MWh or mTherms) | Achievable Economic TRC Potential | 0 | 0 | 0.00047358 | 0.0016521 | 0.0041828 | 0.0090819 | 0.015867 | 0.026188 | 0.040272 | 0.058989 | 0.079205 | 0.10187 | 0.12367 | 0.14314 | 0.15163 | 0.15197 | 0.14156 | 0.12471 | 0.099226 | 0.071989 | 0.04804 | 0.032661
F8_Industrial_Paper and Printing_New_Space Heating_Natural Gas_Building Automation System_A_Achievable Economic TRC Potential | F8 | Industrial | Paper and Printing | New | Space Heating | Natural Gas | Building Automation System | A | Incremental Summer Peak Savings (MW) | Achievable Economic TRC Potential | 0 | 0 | 0 | 0 | 0 | 0 | 0 | 0 | 0 | 0 | 0 | 0 | 0 | 0 | 0 | 0 | 0 | 0 | 0 | 0 | 0 | 0
F9_Industrial_Paper and Printing_New_Space Heating_Natural Gas_Building Automation System_A_Achievable Economic TRC Potential | F9 | Industrial | Paper and Printing | New | Space Heating | Natural Gas | Building Automation System | A | Incremental Winter Peak Savings (MW) | Achievable Economic TRC Potential | 0 | 0 | 0 | 0 | 0 | 0 | 0 | 0 | 0 | 0 | 0 | 0 | 0 | 0 | 0 | 0 | 0 | 0 | 0 | 0 | 0 | 0
F10_Industrial_Paper and Printing_New_Space Heating_Natural Gas_Building Automation System_A_Achievable Economic TRC Potential | F10 | Industrial | Paper and Printing | New | Space Heating | Natural Gas | Building Automation System | A | Cumulative Energy Savings (MWh or mTherms) | Achievable Economic TRC Potential | 0 | 0 | 0.00047358 | 0.0021257 | 0.0063084 | 0.01539 | 0.031258 | 0.057445 | 0.097718 | 0.15671 | 0.23591 | 0.33778 | 0.46146 | 0.6046 | 0.75622 | 0.90819 | 1.0497 | 1.174 | 1.2716 | 1.3394 | 1.3783 | 1.3951
F11_Industrial_Paper and Printing_New_Space Heating_Natural Gas_Building Automation System_A_Achievable Economic TRC Potential | F11 | Industrial | Paper and Printing | New | Space Heating | Natural Gas | Building Automation System | A | Cumulative Summer Peak Savings (MW) | Achievable Economic TRC Potential | 0 | 0 | 0 | 0 | 0 | 0 | 0 | 0 | 0 | 0 | 0 | 0 | 0 | 0 | 0 | 0 | 0 | 0 | 0 | 0 | 0 | 0
F12_Industrial_Paper and Printing_New_Space Heating_Natural Gas_Building Automation System_A_Achievable Economic TRC Potential | F12 | Industrial | Paper and Printing | New | Space Heating | Natural Gas | Building Automation System | A | Cumulative Winter Peak Savings (MW) | Achievable Economic TRC Potential | 0 | 0 | 0 | 0 | 0 | 0 | 0 | 0 | 0 | 0 | 0 | 0 | 0 | 0 | 0 | 0 | 0 | 0 | 0 | 0 | 0 | 0
F13_Industrial_Paper and Printing_New_Space Heating_Natural Gas_Building Automation System_A_Achievable Economic TRC Potential | F13 | Industrial | Paper and Printing | New | Space Heating | Natural Gas | Building Automation System | A | Purchases (Incremental) | Achievable Economic TRC Potential | 0 | 0 | 31.8681 | 111.1726 | 281.4707 | 611.1433 | 1067.7577 | 1762.2344 | 2710.0418 | 3969.4934 | 5329.9151 | 6855.3314 | 8322.3631 | 9632.2703 | 10203.2942 | 10226.4659 | 9525.6371 | 8391.9688 | 6677.2027 | 4844.3234 | 3232.734 | 2197.8761
F14_Industrial_Paper and Printing_New_Space Heating_Natural Gas_Building Automation System_A_Achievable Economic TRC Potential | F14 | Industrial | Paper and Printing | New | Space Heating | Natural Gas | Building Automation System | A | Purchases (Cumulative) | Achievable Economic TRC Potential | 0 | 0 | 31.8681 | 143.0408 | 424.5115 | 1035.6548 | 2103.4125 | 3865.6469 | 6575.6886 | 10545.182 | 15875.0971 | 22730.4285 | 31052.7917 | 40685.0619 | 50888.3561 | 61114.822 | 70640.4591 | 79000.5598 | 85566.5898 | 90129.4426 | 92751.0332 | 93881.1516
F1_Industrial_Paper and Printing_New_Space Heating_Natural Gas_Steam System Efficiency Improvements_A_Achievable Economic TRC Potential | F1 | Industrial | Paper and Printing | New | Space Heating | Natural Gas | Steam System Efficiency Improvements | A | Original Unit Energy Savings (kWh or therms) | Achievable Economic TRC Potential | 0 | 0 | 0.13322 | 0.13322 | 0.13322 | 0.13322 | 0.13322 | 0.13322 | 0.13322 | 0.13322 | 0.13322 | 0.13322 | 0.13322 | 0.13322 | 0.13322 | 0.13322 | 0.13322 | 0.13322 | 0.13322 | 0.13322 | 0.13322 | 0.13322
F2_Industrial_Paper and Printing_New_Space Heating_Natural Gas_Steam System Efficiency Improvements_A_Achievable Economic TRC Potential | F2 | Industrial | Paper and Printing | New | Space Heating | Natural Gas | Steam System Efficiency Improvements | A | Original Unit Summer Peak Savings (kW) | Achievable Economic TRC Potential | 0 | 0 | 0 | 0 | 0 | 0 | 0 | 0 | 0 | 0 | 0 | 0 | 0 | 0 | 0 | 0 | 0 | 0 | 0 | 0 | 0 | 0
F3_Industrial_Paper and Printing_New_Space Heating_Natural Gas_Steam System Efficiency Improvements_A_Achievable Economic TRC Potential | F3 | Industrial | Paper and Printing | New | Space Heating | Natural Gas | Steam System Efficiency Improvements | A | Original Unit Winter Peak Savings (kW) | Achievable Economic TRC Potential | 0 | 0 | 0 | 0 | 0 | 0 | 0 | 0 | 0 | 0 | 0 | 0 | 0 | 0 | 0 | 0 | 0 | 0 | 0 | 0 | 0 | 0
F4_Industrial_Paper and Printing_New_Space Heating_Natural Gas_Steam System Efficiency Improvements_A_Achievable Economic TRC Potential | F4 | Industrial | Paper and Printing | New | Space Heating | Natural Gas | Steam System Efficiency Improvements | A | Standalone Impact on Baseline Energy (%) | Achievable Economic TRC Potential | 0% | 0% | 0.0008309% | 0.002137% | 0.004448% | 0.008129% | 0.01434% | 0.02269% | 0.03367% | 0.04689% | 0.06333% | 0.08071% | 0.09831% | 0.1134% | 0.1271% | 0.1341% | 0.134% | 0.1259% | 0.121% | 0.1155% | 0.1105% | 0.106%
F5_Industrial_Paper and Printing_New_Space Heating_Natural Gas_Steam System Efficiency Improvements_A_Achievable Economic TRC Potential | F5 | Industrial | Paper and Printing | New | Space Heating | Natural Gas | Steam System Efficiency Improvements | A | Standalone Impact on Baseline Summer Peak (%) | Achievable Economic TRC Potential | bar: 2019 to 2040
F6_Industrial_Paper and Printing_New_Space Heating_Natural Gas_Steam System Efficiency Improvements_A_Achievable Economic TRC Potential | F6 | Industrial | Paper and Printing | New | Space Heating | Natural Gas | Steam System Efficiency Improvements | A | Standalone Impact on Baseline Winter Peak (%) | Achievable Economic TRC Potential | bar: 2019 to 2040
F7_Industrial_Paper and Printing_New_Space Heating_Natural Gas_Steam System Efficiency Improvements_A_Achievable Economic TRC Potential | F7 | Industrial | Paper and Printing | New | Space Heating | Natural Gas | Steam System Efficiency Improvements | A | Incremental Energy Savings (MWh or mTherms) | Achievable Economic TRC Potential | 0 | 0 | 3.0089e-05 | 0.00010497 | 0.00026575 | 0.00057702 | 0.0010081 | 0.0016638 | 0.0025587 | 0.0037479 | 0.0050323 | 0.0064726 | 0.0078577 | 0.0090944 | 0.0096336 | 0.0096555 | 0.0089938 | 0.0079234 | 0.0091994 | 0.0098993 | 0.010232 | 0.010002
F8_Industrial_Paper and Printing_New_Space Heating_Natural Gas_Steam System Efficiency Improvements_A_Achievable Economic TRC Potential | F8 | Industrial | Paper and Printing | New | Space Heating | Natural Gas | Steam System Efficiency Improvements | A | Incremental Summer Peak Savings (MW) | Achievable Economic TRC Potential | 0 | 0 | 0 | 0 | 0 | 0 | 0 | 0 | 0 | 0 | 0 | 0 | 0 | 0 | 0 | 0 | 0 | 0 | 0 | 0 | 0 | 0
F9_Industrial_Paper and Printing_New_Space Heating_Natural Gas_Steam System Efficiency Improvements_A_Achievable Economic TRC Potential | F9 | Industrial | Paper and Printing | New | Space Heating | Natural Gas | Steam System Efficiency Improvements | A | Incremental Winter Peak Savings (MW) | Achievable Economic TRC Potential | 0 | 0 | 0 | 0 | 0 | 0 | 0 | 0 | 0 | 0 | 0 | 0 | 0 | 0 | 0 | 0 | 0 | 0 | 0 | 0 | 0 | 0
F10_Industrial_Paper and Printing_New_Space Heating_Natural Gas_Steam System Efficiency Improvements_A_Achievable Economic TRC Potential | F10 | Industrial | Paper and Printing | New | Space Heating | Natural Gas | Steam System Efficiency Improvements | A | Cumulative Energy Savings (MWh or mTherms) | Achievable Economic TRC Potential | 0 | 0 | 3.0089e-05 | 0.00013505 | 0.00040081 | 0.00097783 | 0.001986 | 0.0036197 | 0.0060735 | 0.0095556 | 0.014011 | 0.019475 | 0.025669 | 0.032205 | 0.038091 | 0.042714 | 0.045235 | 0.045271 | 0.045271 | 0.045271 | 0.045271 | 0.045271
F11_Industrial_Paper and Printing_New_Space Heating_Natural Gas_Steam System Efficiency Improvements_A_Achievable Economic TRC Potential | F11 | Industrial | Paper and Printing | New | Space Heating | Natural Gas | Steam System Efficiency Improvements | A | Cumulative Summer Peak Savings (MW) | Achievable Economic TRC Potential | 0 | 0 | 0 | 0 | 0 | 0 | 0 | 0 | 0 | 0 | 0 | 0 | 0 | 0 | 0 | 0 | 0 | 0 | 0 | 0 | 0 | 0
F12_Industrial_Paper and Printing_New_Space Heating_Natural Gas_Steam System Efficiency Improvements_A_Achievable Economic TRC Potential | F12 | Industrial | Paper and Printing | New | Space Heating | Natural Gas | Steam System Efficiency Improvements | A | Cumulative Winter Peak Savings (MW) | Achievable Economic TRC Potential | 0 | 0 | 0 | 0 | 0 | 0 | 0 | 0 | 0 | 0 | 0 | 0 | 0 | 0 | 0 | 0 | 0 | 0 | 0 | 0 | 0 | 0
F13_Industrial_Paper and Printing_New_Space Heating_Natural Gas_Steam System Efficiency Improvements_A_Achievable Economic TRC Potential | F13 | Industrial | Paper and Printing | New | Space Heating | Natural Gas | Steam System Efficiency Improvements | A | Purchases (Incremental) | Achievable Economic TRC Potential | 0 | 0 | 0.22585 | 0.78789 | 1.9948 | 4.3312 | 7.5673 | 12.4892 | 19.2064 | 28.1323 | 37.7738 | 48.5846 | 58.9816 | 68.2651 | 72.312 | 72.4762 | 67.5094 | 59.4749 | 69.053 | 74.3068 | 76.8075 | 75.0767
F14_Industrial_Paper and Printing_New_Space Heating_Natural Gas_Steam System Efficiency Improvements_A_Achievable Economic TRC Potential | F14 | Industrial | Paper and Printing | New | Space Heating | Natural Gas | Steam System Efficiency Improvements | A | Purchases (Cumulative) | Achievable Economic TRC Potential | 0 | 0 | 0.22585 | 1.0137 | 3.0086 | 7.3398 | 14.9071 | 27.1705 | 45.589 | 71.7264 | 105.1689 | 146.1862 | 192.6786 | 241.7373 | 285.917 | 320.6195 | 339.5442 | 339.8117 | 339.8117 | 339.8117 | 339.8117 | 339.8117
F1_Industrial_Paper and Printing_New_Process_Natural Gas_Steam System Efficiency Improvements_A_Achievable Economic TRC Potential | F1 | Industrial | Paper and Printing | New | Process | Natural Gas | Steam System Efficiency Improvements | A | Original Unit Energy Savings (kWh or therms) | Achievable Economic TRC Potential | 0 | 0 | 0.076988 | 0.076988 | 0.076988 | 0.076988 | 0.076988 | 0.076988 | 0.076988 | 0.076988 | 0.076988 | 0.076988 | 0.076988 | 0.076988 | 0.076988 | 0.076988 | 0.076988 | 0.076988 | 0.076988 | 0.076988 | 0.076988 | 0.076988
F2_Industrial_Paper and Printing_New_Process_Natural Gas_Steam System Efficiency Improvements_A_Achievable Economic TRC Potential | F2 | Industrial | Paper and Printing | New | Process | Natural Gas | Steam System Efficiency Improvements | A | Original Unit Summer Peak Savings (kW) | Achievable Economic TRC Potential | 0 | 0 | 0 | 0 | 0 | 0 | 0 | 0 | 0 | 0 | 0 | 0 | 0 | 0 | 0 | 0 | 0 | 0 | 0 | 0 | 0 | 0
F3_Industrial_Paper and Printing_New_Process_Natural Gas_Steam System Efficiency Improvements_A_Achievable Economic TRC Potential | F3 | Industrial | Paper and Printing | New | Process | Natural Gas | Steam System Efficiency Improvements | A | Original Unit Winter Peak Savings (kW) | Achievable Economic TRC Potential | 0 | 0 | 0 | 0 | 0 | 0 | 0 | 0 | 0 | 0 | 0 | 0 | 0 | 0 | 0 | 0 | 0 | 0 | 0 | 0 | 0 | 0
F4_Industrial_Paper and Printing_New_Process_Natural Gas_Steam System Efficiency Improvements_A_Achievable Economic TRC Potential | F4 | Industrial | Paper and Printing | New | Process | Natural Gas | Steam System Efficiency Improvements | A | Standalone Impact on Baseline Energy (%) | Achievable Economic TRC Potential | bar: 2019 to 2040
F5_Industrial_Paper and Printing_New_Process_Natural Gas_Steam System Efficiency Improvements_A_Achievable Economic TRC Potential | F5 | Industrial | Paper and Printing | New | Process | Natural Gas | Steam System Efficiency Improvements | A | Standalone Impact on Baseline Summer Peak (%) | Achievable Economic TRC Potential | bar: 2019 to 2040
F6_Industrial_Paper and Printing_New_Process_Natural Gas_Steam System Efficiency Improvements_A_Achievable Economic TRC Potential | F6 | Industrial | Paper and Printing | New | Process | Natural Gas | Steam System Efficiency Improvements | A | Standalone Impact on Baseline Winter Peak (%) | Achievable Economic TRC Potential | bar: 2019 to 2040
F7_Industrial_Paper and Printing_New_Process_Natural Gas_Steam System Efficiency Improvements_A_Achievable Economic TRC Potential | F7 | Industrial | Paper and Printing | New | Process | Natural Gas | Steam System Efficiency Improvements | A | Incremental Energy Savings (MWh or mTherms) | Achievable Economic TRC Potential | 0 | 0 | 0 | 0 | 0 | 0 | 0 | 0 | 0 | 0 | 0 | 0 | 0 | 0 | 0 | 0 | 0 | 0 | 0 | 0 | 0 | 0
F8_Industrial_Paper and Printing_New_Process_Natural Gas_Steam System Efficiency Improvements_A_Achievable Economic TRC Potential | F8 | Industrial | Paper and Printing | New | Process | Natural Gas | Steam System Efficiency Improvements | A | Incremental Summer Peak Savings (MW) | Achievable Economic TRC Potential | 0 | 0 | 0 | 0 | 0 | 0 | 0 | 0 | 0 | 0 | 0 | 0 | 0 | 0 | 0 | 0 | 0 | 0 | 0 | 0 | 0 | 0
F9_Industrial_Paper and Printing_New_Process_Natural Gas_Steam System Efficiency Improvements_A_Achievable Economic TRC Potential | F9 | Industrial | Paper and Printing | New | Process | Natural Gas | Steam System Efficiency Improvements | A | Incremental Winter Peak Savings (MW) | Achievable Economic TRC Potential | 0 | 0 | 0 | 0 | 0 | 0 | 0 | 0 | 0 | 0 | 0 | 0 | 0 | 0 | 0 | 0 | 0 | 0 | 0 | 0 | 0 | 0
F10_Industrial_Paper and Printing_New_Process_Natural Gas_Steam System Efficiency Improvements_A_Achievable Economic TRC Potential | F10 | Industrial | Paper and Printing | New | Process | Natural Gas | Steam System Efficiency Improvements | A | Cumulative Energy Savings (MWh or mTherms) | Achievable Economic TRC Potential | 0 | 0 | 0 | 0 | 0 | 0 | 0 | 0 | 0 | 0 | 0 | 0 | 0 | 0 | 0 | 0 | 0 | 0 | 0 | 0 | 0 | 0
F11_Industrial_Paper and Printing_New_Process_Natural Gas_Steam System Efficiency Improvements_A_Achievable Economic TRC Potential | F11 | Industrial | Paper and Printing | New | Process | Natural Gas | Steam System Efficiency Improvements | A | Cumulative Summer Peak Savings (MW) | Achievable Economic TRC Potential | 0 | 0 | 0 | 0 | 0 | 0 | 0 | 0 | 0 | 0 | 0 | 0 | 0 | 0 | 0 | 0 | 0 | 0 | 0 | 0 | 0 | 0
F12_Industrial_Paper and Printing_New_Process_Natural Gas_Steam System Efficiency Improvements_A_Achievable Economic TRC Potential | F12 | Industrial | Paper and Printing | New | Process | Natural Gas | Steam System Efficiency Improvements | A | Cumulative Winter Peak Savings (MW) | Achievable Economic TRC Potential | 0 | 0 | 0 | 0 | 0 | 0 | 0 | 0 | 0 | 0 | 0 | 0 | 0 | 0 | 0 | 0 | 0 | 0 | 0 | 0 | 0 | 0
F13_Industrial_Paper and Printing_New_Process_Natural Gas_Steam System Efficiency Improvements_A_Achievable Economic TRC Potential | F13 | Industrial | Paper and Printing | New | Process | Natural Gas | Steam System Efficiency Improvements | A | Purchases (Incremental) | Achievable Economic TRC Potential | 0 | 0 | 0 | 0 | 0 | 0 | 0 | 0 | 0 | 0 | 0 | 0 | 0 | 0 | 0 | 0 | 0 | 0 | 0 | 0 | 0 | 0
F14_Industrial_Paper and Printing_New_Process_Natural Gas_Steam System Efficiency Improvements_A_Achievable Economic TRC Potential | F14 | Industrial | Paper and Printing | New | Process | Natural Gas | Steam System Efficiency Improvements | A | Purchases (Cumulative) | Achievable Economic TRC Potential | 0 | 0 | 0 | 0 | 0 | 0 | 0 | 0 | 0 | 0 | 0 | 0 | 0 | 0 | 0 | 0 | 0 | 0 | 0 | 0 | 0 | 0
F1_Industrial_Paper and Printing_New_Space Heating_Natural Gas_Strategic Energy Management_A_Achievable Economic TRC Potential | F1 | Industrial | Paper and Printing | New | Space Heating | Natural Gas | Strategic Energy Management | A | Original Unit Energy Savings (kWh or therms) | Achievable Economic TRC Potential | 0 | 0 | 53.9469 | 53.9469 | 53.9469 | 53.9469 | 53.9469 | 53.9469 | 53.9469 | 53.9469 | 53.9469 | 53.9469 | 53.9469 | 53.9469 | 53.9469 | 53.9469 | 53.9469 | 53.9469 | 53.9469 | 53.9469 | 53.9469 | 53.9469
F2_Industrial_Paper and Printing_New_Space Heating_Natural Gas_Strategic Energy Management_A_Achievable Economic TRC Potential | F2 | Industrial | Paper and Printing | New | Space Heating | Natural Gas | Strategic Energy Management | A | Original Unit Summer Peak Savings (kW) | Achievable Economic TRC Potential | 0 | 0 | 0 | 0 | 0 | 0 | 0 | 0 | 0 | 0 | 0 | 0 | 0 | 0 | 0 | 0 | 0 | 0 | 0 | 0 | 0 | 0
F3_Industrial_Paper and Printing_New_Space Heating_Natural Gas_Strategic Energy Management_A_Achievable Economic TRC Potential | F3 | Industrial | Paper and Printing | New | Space Heating | Natural Gas | Strategic Energy Management | A | Original Unit Winter Peak Savings (kW) | Achievable Economic TRC Potential | 0 | 0 | 0 | 0 | 0 | 0 | 0 | 0 | 0 | 0 | 0 | 0 | 0 | 0 | 0 | 0 | 0 | 0 | 0 | 0 | 0 | 0
F4_Industrial_Paper and Printing_New_Space Heating_Natural Gas_Strategic Energy Management_A_Achievable Economic TRC Potential | F4 | Industrial | Paper and Printing | New | Space Heating | Natural Gas | Strategic Energy Management | A | Standalone Impact on Baseline Energy (%) | Achievable Economic TRC Potential | 0% | 0% | 0.08224% | 0.1294% | 0.173% | 0.2118% | 0.2663% | 0.2946% | 0.314% | 0.3238% | 0.3358% | 0.3429% | 0.3489% | 0.3507% | 0.3588% | 0.3626% | 0.3657% | 0.3575% | 0.3495% | 0.334% | 0.3198% | 0.3067%
F5_Industrial_Paper and Printing_New_Space Heating_Natural Gas_Strategic Energy Management_A_Achievable Economic TRC Potential | F5 | Industrial | Paper and Printing | New | Space Heating | Natural Gas | Strategic Energy Management | A | Standalone Impact on Baseline Summer Peak (%) | Achievable Economic TRC Potential | bar: 2019 to 2040
F6_Industrial_Paper and Printing_New_Space Heating_Natural Gas_Strategic Energy Management_A_Achievable Economic TRC Potential | F6 | Industrial | Paper and Printing | New | Space Heating | Natural Gas | Strategic Energy Management | A | Standalone Impact on Baseline Winter Peak (%) | Achievable Economic TRC Potential | bar: 2019 to 2040
F7_Industrial_Paper and Printing_New_Space Heating_Natural Gas_Strategic Energy Management_A_Achievable Economic TRC Potential | F7 | Industrial | Paper and Printing | New | Space Heating | Natural Gas | Strategic Energy Management | A | Incremental Energy Savings (MWh or mTherms) | Achievable Economic TRC Potential | 0 | 0 | 0.0029779 | 0.0051969 | 0.0074105 | 0.0098917 | 0.011386 | 0.01312 | 0.014833 | 0.01676 | 0.018195 | 0.019845 | 0.021473 | 0.023362 | 0.024645 | 0.026203 | 0.02776 | 0.029572 | 0.03077 | 0.032245 | 0.036094 | 0.039146
F8_Industrial_Paper and Printing_New_Space Heating_Natural Gas_Strategic Energy Management_A_Achievable Economic TRC Potential | F8 | Industrial | Paper and Printing | New | Space Heating | Natural Gas | Strategic Energy Management | A | Incremental Summer Peak Savings (MW) | Achievable Economic TRC Potential | 0 | 0 | 0 | 0 | 0 | 0 | 0 | 0 | 0 | 0 | 0 | 0 | 0 | 0 | 0 | 0 | 0 | 0 | 0 | 0 | 0 | 0
F9_Industrial_Paper and Printing_New_Space Heating_Natural Gas_Strategic Energy Management_A_Achievable Economic TRC Potential | F9 | Industrial | Paper and Printing | New | Space Heating | Natural Gas | Strategic Energy Management | A | Incremental Winter Peak Savings (MW) | Achievable Economic TRC Potential | 0 | 0 | 0 | 0 | 0 | 0 | 0 | 0 | 0 | 0 | 0 | 0 | 0 | 0 | 0 | 0 | 0 | 0 | 0 | 0 | 0 | 0
F10_Industrial_Paper and Printing_New_Space Heating_Natural Gas_Strategic Energy Management_A_Achievable Economic TRC Potential | F10 | Industrial | Paper and Printing | New | Space Heating | Natural Gas | Strategic Energy Management | A | Cumulative Energy Savings (MWh or mTherms) | Achievable Economic TRC Potential | 0 | 0 | 0.0029779 | 0.0081748 | 0.015585 | 0.025477 | 0.036863 | 0.047005 | 0.056642 | 0.065991 | 0.074294 | 0.082753 | 0.091106 | 0.099635 | 0.10752 | 0.11553 | 0.12344 | 0.12856 | 0.13077 | 0.13096 | 0.13096 | 0.13096
F11_Industrial_Paper and Printing_New_Space Heating_Natural Gas_Strategic Energy Management_A_Achievable Economic TRC Potential | F11 | Industrial | Paper and Printing | New | Space Heating | Natural Gas | Strategic Energy Management | A | Cumulative Summer Peak Savings (MW) | Achievable Economic TRC Potential | 0 | 0 | 0 | 0 | 0 | 0 | 0 | 0 | 0 | 0 | 0 | 0 | 0 | 0 | 0 | 0 | 0 | 0 | 0 | 0 | 0 | 0
F12_Industrial_Paper and Printing_New_Space Heating_Natural Gas_Strategic Energy Management_A_Achievable Economic TRC Potential | F12 | Industrial | Paper and Printing | New | Space Heating | Natural Gas | Strategic Energy Management | A | Cumulative Winter Peak Savings (MW) | Achievable Economic TRC Potential | 0 | 0 | 0 | 0 | 0 | 0 | 0 | 0 | 0 | 0 | 0 | 0 | 0 | 0 | 0 | 0 | 0 | 0 | 0 | 0 | 0 | 0
F13_Industrial_Paper and Printing_New_Space Heating_Natural Gas_Strategic Energy Management_A_Achievable Economic TRC Potential | F13 | Industrial | Paper and Printing | New | Space Heating | Natural Gas | Strategic Energy Management | A | Purchases (Incremental) | Achievable Economic TRC Potential | 0 | 0 | 0.0552 | 0.096334 | 0.13737 | 0.18336 | 0.21106 | 0.24321 | 0.27496 | 0.31067 | 0.33727 | 0.36786 | 0.39805 | 0.43307 | 0.45683 | 0.48572 | 0.51458 | 0.54818 | 0.57037 | 0.59772 | 0.66907 | 0.72563
F14_Industrial_Paper and Printing_New_Space Heating_Natural Gas_Strategic Energy Management_A_Achievable Economic TRC Potential | F14 | Industrial | Paper and Printing | New | Space Heating | Natural Gas | Strategic Energy Management | A | Purchases (Cumulative) | Achievable Economic TRC Potential | 0 | 0 | 0.0552 | 0.15153 | 0.2889 | 0.47226 | 0.68332 | 0.87133 | 1.05 | 1.2233 | 1.3772 | 1.534 | 1.6888 | 1.8469 | 1.9931 | 2.1415 | 2.2882 | 2.3832 | 2.4241 | 2.4277 | 2.4277 | 2.4277
F1_Industrial_Paper and Printing_New_Process_Natural Gas_Strategic Energy Management_A_Achievable Economic TRC Potential | F1 | Industrial | Paper and Printing | New | Process | Natural Gas | Strategic Energy Management | A | Original Unit Energy Savings (kWh or therms) | Achievable Economic TRC Potential | 0 | 0 | 56.8877 | 56.8877 | 56.8877 | 56.8877 | 56.8877 | 56.8877 | 56.8877 | 56.8877 | 56.8877 | 56.8877 | 56.8877 | 56.8877 | 56.8877 | 56.8877 | 56.8877 | 56.8877 | 56.8877 | 56.8877 | 56.8877 | 56.8877
F2_Industrial_Paper and Printing_New_Process_Natural Gas_Strategic Energy Management_A_Achievable Economic TRC Potential | F2 | Industrial | Paper and Printing | New | Process | Natural Gas | Strategic Energy Management | A | Original Unit Summer Peak Savings (kW) | Achievable Economic TRC Potential | 0 | 0 | 0 | 0 | 0 | 0 | 0 | 0 | 0 | 0 | 0 | 0 | 0 | 0 | 0 | 0 | 0 | 0 | 0 | 0 | 0 | 0
F3_Industrial_Paper and Printing_New_Process_Natural Gas_Strategic Energy Management_A_Achievable Economic TRC Potential | F3 | Industrial | Paper and Printing | New | Process | Natural Gas | Strategic Energy Management | A | Original Unit Winter Peak Savings (kW) | Achievable Economic TRC Potential | 0 | 0 | 0 | 0 | 0 | 0 | 0 | 0 | 0 | 0 | 0 | 0 | 0 | 0 | 0 | 0 | 0 | 0 | 0 | 0 | 0 | 0
F4_Industrial_Paper and Printing_New_Process_Natural Gas_Strategic Energy Management_A_Achievable Economic TRC Potential | F4 | Industrial | Paper and Printing | New | Process | Natural Gas | Strategic Energy Management | A | Standalone Impact on Baseline Energy (%) | Achievable Economic TRC Potential | 0% | 0% | 0.08224% | 0.1294% | 0.173% | 0.2118% | 0.2663% | 0.2946% | 0.314% | 0.3238% | 0.3358% | 0.3429% | 0.3489% | 0.3507% | 0.3588% | 0.3626% | 0.3657% | 0.3575% | 0.3495% | 0.334% | 0.3198% | 0.3067%
F5_Industrial_Paper and Printing_New_Process_Natural Gas_Strategic Energy Management_A_Achievable Economic TRC Potential | F5 | Industrial | Paper and Printing | New | Process | Natural Gas | Strategic Energy Management | A | Standalone Impact on Baseline Summer Peak (%) | Achievable Economic TRC Potential | bar: 2019 to 2040
F6_Industrial_Paper and Printing_New_Process_Natural Gas_Strategic Energy Management_A_Achievable Economic TRC Potential | F6 | Industrial | Paper and Printing | New | Process | Natural Gas | Strategic Energy Management | A | Standalone Impact on Baseline Winter Peak (%) | Achievable Economic TRC Potential | bar: 2019 to 2040
F7_Industrial_Paper and Printing_New_Process_Natural Gas_Strategic Energy Management_A_Achievable Economic TRC Potential | F7 | Industrial | Paper and Printing | New | Process | Natural Gas | Strategic Energy Management | A | Incremental Energy Savings (MWh or mTherms) | Achievable Economic TRC Potential | 0 | 0 | 0.014564 | 0.025417 | 0.036243 | 0.048377 | 0.055685 | 0.064169 | 0.072545 | 0.081968 | 0.088985 | 0.097057 | 0.10502 | 0.11426 | 0.12053 | 0.12815 | 0.13577 | 0.14463 | 0.15049 | 0.1577 | 0.17653 | 0.19145
F8_Industrial_Paper and Printing_New_Process_Natural Gas_Strategic Energy Management_A_Achievable Economic TRC Potential | F8 | Industrial | Paper and Printing | New | Process | Natural Gas | Strategic Energy Management | A | Incremental Summer Peak Savings (MW) | Achievable Economic TRC Potential | 0 | 0 | 0 | 0 | 0 | 0 | 0 | 0 | 0 | 0 | 0 | 0 | 0 | 0 | 0 | 0 | 0 | 0 | 0 | 0 | 0 | 0
F9_Industrial_Paper and Printing_New_Process_Natural Gas_Strategic Energy Management_A_Achievable Economic TRC Potential | F9 | Industrial | Paper and Printing | New | Process | Natural Gas | Strategic Energy Management | A | Incremental Winter Peak Savings (MW) | Achievable Economic TRC Potential | 0 | 0 | 0 | 0 | 0 | 0 | 0 | 0 | 0 | 0 | 0 | 0 | 0 | 0 | 0 | 0 | 0 | 0 | 0 | 0 | 0 | 0
F10_Industrial_Paper and Printing_New_Process_Natural Gas_Strategic Energy Management_A_Achievable Economic TRC Potential | F10 | Industrial | Paper and Printing | New | Process | Natural Gas | Strategic Energy Management | A | Cumulative Energy Savings (MWh or mTherms) | Achievable Economic TRC Potential | 0 | 0 | 0.014564 | 0.039981 | 0.076224 | 0.1246 | 0.18029 | 0.22989 | 0.27702 | 0.32274 | 0.36335 | 0.40472 | 0.44558 | 0.48729 | 0.52585 | 0.56502 | 0.60373 | 0.62877 | 0.63958 | 0.64051 | 0.64051 | 0.64051
F11_Industrial_Paper and Printing_New_Process_Natural Gas_Strategic Energy Management_A_Achievable Economic TRC Potential | F11 | Industrial | Paper and Printing | New | Process | Natural Gas | Strategic Energy Management | A | Cumulative Summer Peak Savings (MW) | Achievable Economic TRC Potential | 0 | 0 | 0 | 0 | 0 | 0 | 0 | 0 | 0 | 0 | 0 | 0 | 0 | 0 | 0 | 0 | 0 | 0 | 0 | 0 | 0 | 0
F12_Industrial_Paper and Printing_New_Process_Natural Gas_Strategic Energy Management_A_Achievable Economic TRC Potential | F12 | Industrial | Paper and Printing | New | Process | Natural Gas | Strategic Energy Management | A | Cumulative Winter Peak Savings (MW) | Achievable Economic TRC Potential | 0 | 0 | 0 | 0 | 0 | 0 | 0 | 0 | 0 | 0 | 0 | 0 | 0 | 0 | 0 | 0 | 0 | 0 | 0 | 0 | 0 | 0
F13_Industrial_Paper and Printing_New_Process_Natural Gas_Strategic Energy Management_A_Achievable Economic TRC Potential | F13 | Industrial | Paper and Printing | New | Process | Natural Gas | Strategic Energy Management | A | Purchases (Incremental) | Achievable Economic TRC Potential | 0 | 0 | 0.25601 | 0.44679 | 0.6371 | 0.8504 | 0.97886 | 1.128 | 1.2752 | 1.4409 | 1.5642 | 1.7061 | 1.8461 | 2.0085 | 2.1187 | 2.2527 | 2.3866 | 2.5424 | 2.6453 | 2.7722 | 3.1031 | 3.3654
F14_Industrial_Paper and Printing_New_Process_Natural Gas_Strategic Energy Management_A_Achievable Economic TRC Potential | F14 | Industrial | Paper and Printing | New | Process | Natural Gas | Strategic Energy Management | A | Purchases (Cumulative) | Achievable Economic TRC Potential | 0 | 0 | 0.25601 | 0.7028 | 1.3399 | 2.1903 | 3.1692 | 4.0411 | 4.8696 | 5.6734 | 6.3872 | 7.1144 | 7.8326 | 8.5658 | 9.2437 | 9.9322 | 10.6126 | 11.0529 | 11.2429 | 11.2592 | 11.2592 | 11.2592
F1_Industrial_Paper and Printing_New_Miscellaneous_Natural Gas_Strategic Energy Management_A_Achievable Economic TRC Potential | F1 | Industrial | Paper and Printing | New | Miscellaneous | Natural Gas | Strategic Energy Management | A | Original Unit Energy Savings (kWh or therms) | Achievable Economic TRC Potential | 0 | 0 | 18.0192 | 18.0192 | 18.0192 | 18.0192 | 18.0192 | 18.0192 | 18.0192 | 18.0192 | 18.0192 | 18.0192 | 18.0192 | 18.0192 | 18.0192 | 18.0192 | 18.0192 | 18.0192 | 18.0192 | 18.0192 | 18.0192 | 18.0192
F2_Industrial_Paper and Printing_New_Miscellaneous_Natural Gas_Strategic Energy Management_A_Achievable Economic TRC Potential | F2 | Industrial | Paper and Printing | New | Miscellaneous | Natural Gas | Strategic Energy Management | A | Original Unit Summer Peak Savings (kW) | Achievable Economic TRC Potential | 0 | 0 | 0 | 0 | 0 | 0 | 0 | 0 | 0 | 0 | 0 | 0 | 0 | 0 | 0 | 0 | 0 | 0 | 0 | 0 | 0 | 0
F3_Industrial_Paper and Printing_New_Miscellaneous_Natural Gas_Strategic Energy Management_A_Achievable Economic TRC Potential | F3 | Industrial | Paper and Printing | New | Miscellaneous | Natural Gas | Strategic Energy Management | A | Original Unit Winter Peak Savings (kW) | Achievable Economic TRC Potential | 0 | 0 | 0 | 0 | 0 | 0 | 0 | 0 | 0 | 0 | 0 | 0 | 0 | 0 | 0 | 0 | 0 | 0 | 0 | 0 | 0 | 0
F4_Industrial_Paper and Printing_New_Miscellaneous_Natural Gas_Strategic Energy Management_A_Achievable Economic TRC Potential | F4 | Industrial | Paper and Printing | New | Miscellaneous | Natural Gas | Strategic Energy Management | A | Standalone Impact on Baseline Energy (%) | Achievable Economic TRC Potential | 0% | 0% | 0.08224% | 0.1294% | 0.173% | 0.2118% | 0.2663% | 0.2946% | 0.314% | 0.3238% | 0.3358% | 0.3429% | 0.3489% | 0.3507% | 0.3588% | 0.3626% | 0.3657% | 0.3575% | 0.3495% | 0.334% | 0.3198% | 0.3067%
F5_Industrial_Paper and Printing_New_Miscellaneous_Natural Gas_Strategic Energy Management_A_Achievable Economic TRC Potential | F5 | Industrial | Paper and Printing | New | Miscellaneous | Natural Gas | Strategic Energy Management | A | Standalone Impact on Baseline Summer Peak (%) | Achievable Economic TRC Potential | bar: 2019 to 2040
F6_Industrial_Paper and Printing_New_Miscellaneous_Natural Gas_Strategic Energy Management_A_Achievable Economic TRC Potential | F6 | Industrial | Paper and Printing | New | Miscellaneous | Natural Gas | Strategic Energy Management | A | Standalone Impact on Baseline Winter Peak (%) | Achievable Economic TRC Potential | bar: 2019 to 2040
F7_Industrial_Paper and Printing_New_Miscellaneous_Natural Gas_Strategic Energy Management_A_Achievable Economic TRC Potential | F7 | Industrial | Paper and Printing | New | Miscellaneous | Natural Gas | Strategic Energy Management | A | Incremental Energy Savings (MWh or mTherms) | Achievable Economic TRC Potential | 0 | 0 | 0.0011533 | 0.0020127 | 0.00287 | 0.0038309 | 0.0044096 | 0.0050814 | 0.0057447 | 0.0064908 | 0.0070465 | 0.0076857 | 0.0083164 | 0.0090479 | 0.0095445 | 0.010148 | 0.010751 | 0.011453 | 0.011917 | 0.012488 | 0.013979 | 0.015161
F8_Industrial_Paper and Printing_New_Miscellaneous_Natural Gas_Strategic Energy Management_A_Achievable Economic TRC Potential | F8 | Industrial | Paper and Printing | New | Miscellaneous | Natural Gas | Strategic Energy Management | A | Incremental Summer Peak Savings (MW) | Achievable Economic TRC Potential | 0 | 0 | 0 | 0 | 0 | 0 | 0 | 0 | 0 | 0 | 0 | 0 | 0 | 0 | 0 | 0 | 0 | 0 | 0 | 0 | 0 | 0
F9_Industrial_Paper and Printing_New_Miscellaneous_Natural Gas_Strategic Energy Management_A_Achievable Economic TRC Potential | F9 | Industrial | Paper and Printing | New | Miscellaneous | Natural Gas | Strategic Energy Management | A | Incremental Winter Peak Savings (MW) | Achievable Economic TRC Potential | 0 | 0 | 0 | 0 | 0 | 0 | 0 | 0 | 0 | 0 | 0 | 0 | 0 | 0 | 0 | 0 | 0 | 0 | 0 | 0 | 0 | 0
F10_Industrial_Paper and Printing_New_Miscellaneous_Natural Gas_Strategic Energy Management_A_Achievable Economic TRC Potential | F10 | Industrial | Paper and Printing | New | Miscellaneous | Natural Gas | Strategic Energy Management | A | Cumulative Energy Savings (MWh or mTherms) | Achievable Economic TRC Potential | 0 | 0 | 0.0011533 | 0.003166 | 0.006036 | 0.0098668 | 0.014276 | 0.018205 | 0.021937 | 0.025557 | 0.028773 | 0.032049 | 0.035284 | 0.038587 | 0.041641 | 0.044742 | 0.047808 | 0.049791 | 0.050647 | 0.050721 | 0.050721 | 0.050721
F11_Industrial_Paper and Printing_New_Miscellaneous_Natural Gas_Strategic Energy Management_A_Achievable Economic TRC Potential | F11 | Industrial | Paper and Printing | New | Miscellaneous | Natural Gas | Strategic Energy Management | A | Cumulative Summer Peak Savings (MW) | Achievable Economic TRC Potential | 0 | 0 | 0 | 0 | 0 | 0 | 0 | 0 | 0 | 0 | 0 | 0 | 0 | 0 | 0 | 0 | 0 | 0 | 0 | 0 | 0 | 0
F12_Industrial_Paper and Printing_New_Miscellaneous_Natural Gas_Strategic Energy Management_A_Achievable Economic TRC Potential | F12 | Industrial | Paper and Printing | New | Miscellaneous | Natural Gas | Strategic Energy Management | A | Cumulative Winter Peak Savings (MW) | Achievable Economic TRC Potential | 0 | 0 | 0 | 0 | 0 | 0 | 0 | 0 | 0 | 0 | 0 | 0 | 0 | 0 | 0 | 0 | 0 | 0 | 0 | 0 | 0 | 0
F13_Industrial_Paper and Printing_New_Miscellaneous_Natural Gas_Strategic Energy Management_A_Achievable Economic TRC Potential | F13 | Industrial | Paper and Printing | New | Miscellaneous | Natural Gas | Strategic Energy Management | A | Purchases (Incremental) | Achievable Economic TRC Potential | 0 | 0 | 0.064003 | 0.1117 | 0.15927 | 0.2126 | 0.24472 | 0.282 | 0.31881 | 0.36022 | 0.39106 | 0.42653 | 0.46153 | 0.50213 | 0.52968 | 0.56317 | 0.59664 | 0.6356 | 0.66133 | 0.69304 | 0.77578 | 0.84136
F14_Industrial_Paper and Printing_New_Miscellaneous_Natural Gas_Strategic Energy Management_A_Achievable Economic TRC Potential | F14 | Industrial | Paper and Printing | New | Miscellaneous | Natural Gas | Strategic Energy Management | A | Purchases (Cumulative) | Achievable Economic TRC Potential | 0 | 0 | 0.064003 | 0.1757 | 0.33497 | 0.54757 | 0.79229 | 1.0103 | 1.2174 | 1.4183 | 1.5968 | 1.7786 | 1.9581 | 2.1415 | 2.3109 | 2.483 | 2.6532 | 2.7632 | 2.8107 | 2.8148 | 2.8148 | 2.8148
F1_Industrial_Paper and Printing_New_Space Heating_Natural Gas_Commissioning_A_Achievable Economic TRC Potential | F1 | Industrial | Paper and Printing | New | Space Heating | Natural Gas | Commissioning | A | Original Unit Energy Savings (kWh or therms) | Achievable Economic TRC Potential | 0 | 0 | 64.9213 | 64.9213 | 64.9213 | 64.9213 | 64.9213 | 64.9213 | 64.9213 | 64.9213 | 64.9213 | 64.9213 | 64.9213 | 64.9213 | 64.9213 | 64.9213 | 64.9213 | 64.9213 | 64.9213 | 64.9213 | 64.9213 | 64.9213
F2_Industrial_Paper and Printing_New_Space Heating_Natural Gas_Commissioning_A_Achievable Economic TRC Potential | F2 | Industrial | Paper and Printing | New | Space Heating | Natural Gas | Commissioning | A | Original Unit Summer Peak Savings (kW) | Achievable Economic TRC Potential | 0 | 0 | 0 | 0 | 0 | 0 | 0 | 0 | 0 | 0 | 0 | 0 | 0 | 0 | 0 | 0 | 0 | 0 | 0 | 0 | 0 | 0
F3_Industrial_Paper and Printing_New_Space Heating_Natural Gas_Commissioning_A_Achievable Economic TRC Potential | F3 | Industrial | Paper and Printing | New | Space Heating | Natural Gas | Commissioning | A | Original Unit Winter Peak Savings (kW) | Achievable Economic TRC Potential | 0 | 0 | 0 | 0 | 0 | 0 | 0 | 0 | 0 | 0 | 0 | 0 | 0 | 0 | 0 | 0 | 0 | 0 | 0 | 0 | 0 | 0
F4_Industrial_Paper and Printing_New_Space Heating_Natural Gas_Commissioning_A_Achievable Economic TRC Potential | F4 | Industrial | Paper and Printing | New | Space Heating | Natural Gas | Commissioning | A | Standalone Impact on Baseline Energy (%) | Achievable Economic TRC Potential | bar: 2019 to 2040
F5_Industrial_Paper and Printing_New_Space Heating_Natural Gas_Commissioning_A_Achievable Economic TRC Potential | F5 | Industrial | Paper and Printing | New | Space Heating | Natural Gas | Commissioning | A | Standalone Impact on Baseline Summer Peak (%) | Achievable Economic TRC Potential | bar: 2019 to 2040
F6_Industrial_Paper and Printing_New_Space Heating_Natural Gas_Commissioning_A_Achievable Economic TRC Potential | F6 | Industrial | Paper and Printing | New | Space Heating | Natural Gas | Commissioning | A | Standalone Impact on Baseline Winter Peak (%) | Achievable Economic TRC Potential | bar: 2019 to 2040
F7_Industrial_Paper and Printing_New_Space Heating_Natural Gas_Commissioning_A_Achievable Economic TRC Potential | F7 | Industrial | Paper and Printing | New | Space Heating | Natural Gas | Commissioning | A | Incremental Energy Savings (MWh or mTherms) | Achievable Economic TRC Potential | 0 | 0 | 0 | 0 | 0 | 0 | 0 | 0 | 0 | 0 | 0 | 0 | 0 | 0 | 0 | 0 | 0 | 0 | 0 | 0 | 0 | 0
F8_Industrial_Paper and Printing_New_Space Heating_Natural Gas_Commissioning_A_Achievable Economic TRC Potential | F8 | Industrial | Paper and Printing | New | Space Heating | Natural Gas | Commissioning | A | Incremental Summer Peak Savings (MW) | Achievable Economic TRC Potential | 0 | 0 | 0 | 0 | 0 | 0 | 0 | 0 | 0 | 0 | 0 | 0 | 0 | 0 | 0 | 0 | 0 | 0 | 0 | 0 | 0 | 0
F9_Industrial_Paper and Printing_New_Space Heating_Natural Gas_Commissioning_A_Achievable Economic TRC Potential | F9 | Industrial | Paper and Printing | New | Space Heating | Natural Gas | Commissioning | A | Incremental Winter Peak Savings (MW) | Achievable Economic TRC Potential | 0 | 0 | 0 | 0 | 0 | 0 | 0 | 0 | 0 | 0 | 0 | 0 | 0 | 0 | 0 | 0 | 0 | 0 | 0 | 0 | 0 | 0
F10_Industrial_Paper and Printing_New_Space Heating_Natural Gas_Commissioning_A_Achievable Economic TRC Potential | F10 | Industrial | Paper and Printing | New | Space Heating | Natural Gas | Commissioning | A | Cumulative Energy Savings (MWh or mTherms) | Achievable Economic TRC Potential | 0 | 0 | 0 | 0 | 0 | 0 | 0 | 0 | 0 | 0 | 0 | 0 | 0 | 0 | 0 | 0 | 0 | 0 | 0 | 0 | 0 | 0
F11_Industrial_Paper and Printing_New_Space Heating_Natural Gas_Commissioning_A_Achievable Economic TRC Potential | F11 | Industrial | Paper and Printing | New | Space Heating | Natural Gas | Commissioning | A | Cumulative Summer Peak Savings (MW) | Achievable Economic TRC Potential | 0 | 0 | 0 | 0 | 0 | 0 | 0 | 0 | 0 | 0 | 0 | 0 | 0 | 0 | 0 | 0 | 0 | 0 | 0 | 0 | 0 | 0
F12_Industrial_Paper and Printing_New_Space Heating_Natural Gas_Commissioning_A_Achievable Economic TRC Potential | F12 | Industrial | Paper and Printing | New | Space Heating | Natural Gas | Commissioning | A | Cumulative Winter Peak Savings (MW) | Achievable Economic TRC Potential | 0 | 0 | 0 | 0 | 0 | 0 | 0 | 0 | 0 | 0 | 0 | 0 | 0 | 0 | 0 | 0 | 0 | 0 | 0 | 0 | 0 | 0
F13_Industrial_Paper and Printing_New_Space Heating_Natural Gas_Commissioning_A_Achievable Economic TRC Potential | F13 | Industrial | Paper and Printing | New | Space Heating | Natural Gas | Commissioning | A | Purchases (Incremental) | Achievable Economic TRC Potential | 0 | 0 | 0 | 0 | 0 | 0 | 0 | 0 | 0 | 0 | 0 | 0 | 0 | 0 | 0 | 0 | 0 | 0 | 0 | 0 | 0 | 0
F14_Industrial_Paper and Printing_New_Space Heating_Natural Gas_Commissioning_A_Achievable Economic TRC Potential | F14 | Industrial | Paper and Printing | New | Space Heating | Natural Gas | Commissioning | A | Purchases (Cumulative) | Achievable Economic TRC Potential | 0 | 0 | 0 | 0 | 0 | 0 | 0 | 0 | 0 | 0 | 0 | 0 | 0 | 0 | 0 | 0 | 0 | 0 | 0 | 0 | 0 | 0
F1_Industrial_Paper and Printing_New_Process_Natural Gas_Commissioning_A_Achievable Economic TRC Potential | F1 | Industrial | Paper and Printing | New | Process | Natural Gas | Commissioning | A | Original Unit Energy Savings (kWh or therms) | Achievable Economic TRC Potential | 0 | 0 | 317.5129 | 317.5129 | 317.5129 | 317.5129 | 317.5129 | 317.5129 | 317.5129 | 317.5129 | 317.5129 | 317.5129 | 317.5129 | 317.5129 | 317.5129 | 317.5129 | 317.5129 | 317.5129 | 317.5129 | 317.5129 | 317.5129 | 317.5129
F2_Industrial_Paper and Printing_New_Process_Natural Gas_Commissioning_A_Achievable Economic TRC Potential | F2 | Industrial | Paper and Printing | New | Process | Natural Gas | Commissioning | A | Original Unit Summer Peak Savings (kW) | Achievable Economic TRC Potential | 0 | 0 | 0 | 0 | 0 | 0 | 0 | 0 | 0 | 0 | 0 | 0 | 0 | 0 | 0 | 0 | 0 | 0 | 0 | 0 | 0 | 0
F3_Industrial_Paper and Printing_New_Process_Natural Gas_Commissioning_A_Achievable Economic TRC Potential | F3 | Industrial | Paper and Printing | New | Process | Natural Gas | Commissioning | A | Original Unit Winter Peak Savings (kW) | Achievable Economic TRC Potential | 0 | 0 | 0 | 0 | 0 | 0 | 0 | 0 | 0 | 0 | 0 | 0 | 0 | 0 | 0 | 0 | 0 | 0 | 0 | 0 | 0 | 0
F4_Industrial_Paper and Printing_New_Process_Natural Gas_Commissioning_A_Achievable Economic TRC Potential | F4 | Industrial | Paper and Printing | New | Process | Natural Gas | Commissioning | A | Standalone Impact on Baseline Energy (%) | Achievable Economic TRC Potential | bar: 2019 to 2040
F5_Industrial_Paper and Printing_New_Process_Natural Gas_Commissioning_A_Achievable Economic TRC Potential | F5 | Industrial | Paper and Printing | New | Process | Natural Gas | Commissioning | A | Standalone Impact on Baseline Summer Peak (%) | Achievable Economic TRC Potential | bar: 2019 to 2040
F6_Industrial_Paper and Printing_New_Process_Natural Gas_Commissioning_A_Achievable Economic TRC Potential | F6 | Industrial | Paper and Printing | New | Process | Natural Gas | Commissioning | A | Standalone Impact on Baseline Winter Peak (%) | Achievable Economic TRC Potential | bar: 2019 to 2040
F7_Industrial_Paper and Printing_New_Process_Natural Gas_Commissioning_A_Achievable Economic TRC Potential | F7 | Industrial | Paper and Printing | New | Process | Natural Gas | Commissioning | A | Incremental Energy Savings (MWh or mTherms) | Achievable Economic TRC Potential | 0 | 0 | 0 | 0 | 0 | 0 | 0 | 0 | 0 | 0 | 0 | 0 | 0 | 0 | 0 | 0 | 0 | 0 | 0 | 0 | 0 | 0
F8_Industrial_Paper and Printing_New_Process_Natural Gas_Commissioning_A_Achievable Economic TRC Potential | F8 | Industrial | Paper and Printing | New | Process | Natural Gas | Commissioning | A | Incremental Summer Peak Savings (MW) | Achievable Economic TRC Potential | 0 | 0 | 0 | 0 | 0 | 0 | 0 | 0 | 0 | 0 | 0 | 0 | 0 | 0 | 0 | 0 | 0 | 0 | 0 | 0 | 0 | 0
F9_Industrial_Paper and Printing_New_Process_Natural Gas_Commissioning_A_Achievable Economic TRC Potential | F9 | Industrial | Paper and Printing | New | Process | Natural Gas | Commissioning | A | Incremental Winter Peak Savings (MW) | Achievable Economic TRC Potential | 0 | 0 | 0 | 0 | 0 | 0 | 0 | 0 | 0 | 0 | 0 | 0 | 0 | 0 | 0 | 0 | 0 | 0 | 0 | 0 | 0 | 0
F10_Industrial_Paper and Printing_New_Process_Natural Gas_Commissioning_A_Achievable Economic TRC Potential | F10 | Industrial | Paper and Printing | New | Process | Natural Gas | Commissioning | A | Cumulative Energy Savings (MWh or mTherms) | Achievable Economic TRC Potential | 0 | 0 | 0 | 0 | 0 | 0 | 0 | 0 | 0 | 0 | 0 | 0 | 0 | 0 | 0 | 0 | 0 | 0 | 0 | 0 | 0 | 0
F11_Industrial_Paper and Printing_New_Process_Natural Gas_Commissioning_A_Achievable Economic TRC Potential | F11 | Industrial | Paper and Printing | New | Process | Natural Gas | Commissioning | A | Cumulative Summer Peak Savings (MW) | Achievable Economic TRC Potential | 0 | 0 | 0 | 0 | 0 | 0 | 0 | 0 | 0 | 0 | 0 | 0 | 0 | 0 | 0 | 0 | 0 | 0 | 0 | 0 | 0 | 0
F12_Industrial_Paper and Printing_New_Process_Natural Gas_Commissioning_A_Achievable Economic TRC Potential | F12 | Industrial | Paper and Printing | New | Process | Natural Gas | Commissioning | A | Cumulative Winter Peak Savings (MW) | Achievable Economic TRC Potential | 0 | 0 | 0 | 0 | 0 | 0 | 0 | 0 | 0 | 0 | 0 | 0 | 0 | 0 | 0 | 0 | 0 | 0 | 0 | 0 | 0 | 0
F13_Industrial_Paper and Printing_New_Process_Natural Gas_Commissioning_A_Achievable Economic TRC Potential | F13 | Industrial | Paper and Printing | New | Process | Natural Gas | Commissioning | A | Purchases (Incremental) | Achievable Economic TRC Potential | 0 | 0 | 0 | 0 | 0 | 0 | 0 | 0 | 0 | 0 | 0 | 0 | 0 | 0 | 0 | 0 | 0 | 0 | 0 | 0 | 0 | 0
F14_Industrial_Paper and Printing_New_Process_Natural Gas_Commissioning_A_Achievable Economic TRC Potential | F14 | Industrial | Paper and Printing | New | Process | Natural Gas | Commissioning | A | Purchases (Cumulative) | Achievable Economic TRC Potential | 0 | 0 | 0 | 0 | 0 | 0 | 0 | 0 | 0 | 0 | 0 | 0 | 0 | 0 | 0 | 0 | 0 | 0 | 0 | 0 | 0 | 0
F1_Industrial_Paper and Printing_New_Space Heating_Natural Gas_Retrocommissioning_A_Achievable Economic TRC Potential | F1 | Industrial | Paper and Printing | New | Space Heating | Natural Gas | Retrocommissioning | A | Original Unit Energy Savings (kWh or therms) | Achievable Economic TRC Potential | 0 | 0 | 0 | 0 | 0 | 0 | 0 | 0 | 0 | 0 | 0 | 0 | 0 | 0 | 0 | 0 | 0 | 0 | 0 | 0 | 0 | 0
F2_Industrial_Paper and Printing_New_Space Heating_Natural Gas_Retrocommissioning_A_Achievable Economic TRC Potential | F2 | Industrial | Paper and Printing | New | Space Heating | Natural Gas | Retrocommissioning | A | Original Unit Summer Peak Savings (kW) | Achievable Economic TRC Potential | 0 | 0 | 0 | 0 | 0 | 0 | 0 | 0 | 0 | 0 | 0 | 0 | 0 | 0 | 0 | 0 | 0 | 0 | 0 | 0 | 0 | 0
F3_Industrial_Paper and Printing_New_Space Heating_Natural Gas_Retrocommissioning_A_Achievable Economic TRC Potential | F3 | Industrial | Paper and Printing | New | Space Heating | Natural Gas | Retrocommissioning | A | Original Unit Winter Peak Savings (kW) | Achievable Economic TRC Potential | 0 | 0 | 0 | 0 | 0 | 0 | 0 | 0 | 0 | 0 | 0 | 0 | 0 | 0 | 0 | 0 | 0 | 0 | 0 | 0 | 0 | 0
F4_Industrial_Paper and Printing_New_Space Heating_Natural Gas_Retrocommissioning_A_Achievable Economic TRC Potential | F4 | Industrial | Paper and Printing | New | Space Heating | Natural Gas | Retrocommissioning | A | Standalone Impact on Baseline Energy (%) | Achievable Economic TRC Potential | bar: 2019 to 2040
F5_Industrial_Paper and Printing_New_Space Heating_Natural Gas_Retrocommissioning_A_Achievable Economic TRC Potential | F5 | Industrial | Paper and Printing | New | Space Heating | Natural Gas | Retrocommissioning | A | Standalone Impact on Baseline Summer Peak (%) | Achievable Economic TRC Potential | bar: 2019 to 2040
F6_Industrial_Paper and Printing_New_Space Heating_Natural Gas_Retrocommissioning_A_Achievable Economic TRC Potential | F6 | Industrial | Paper and Printing | New | Space Heating | Natural Gas | Retrocommissioning | A | Standalone Impact on Baseline Winter Peak (%) | Achievable Economic TRC Potential | bar: 2019 to 2040
F7_Industrial_Paper and Printing_New_Space Heating_Natural Gas_Retrocommissioning_A_Achievable Economic TRC Potential | F7 | Industrial | Paper and Printing | New | Space Heating | Natural Gas | Retrocommissioning | A | Incremental Energy Savings (MWh or mTherms) | Achievable Economic TRC Potential | 0 | 0 | 0 | 0 | 0 | 0 | 0 | 0 | 0 | 0 | 0 | 0 | 0 | 0 | 0 | 0 | 0 | 0 | 0 | 0 | 0 | 0
F8_Industrial_Paper and Printing_New_Space Heating_Natural Gas_Retrocommissioning_A_Achievable Economic TRC Potential | F8 | Industrial | Paper and Printing | New | Space Heating | Natural Gas | Retrocommissioning | A | Incremental Summer Peak Savings (MW) | Achievable Economic TRC Potential | 0 | 0 | 0 | 0 | 0 | 0 | 0 | 0 | 0 | 0 | 0 | 0 | 0 | 0 | 0 | 0 | 0 | 0 | 0 | 0 | 0 | 0
F9_Industrial_Paper and Printing_New_Space Heating_Natural Gas_Retrocommissioning_A_Achievable Economic TRC Potential | F9 | Industrial | Paper and Printing | New | Space Heating | Natural Gas | Retrocommissioning | A | Incremental Winter Peak Savings (MW) | Achievable Economic TRC Potential | 0 | 0 | 0 | 0 | 0 | 0 | 0 | 0 | 0 | 0 | 0 | 0 | 0 | 0 | 0 | 0 | 0 | 0 | 0 | 0 | 0 | 0
F10_Industrial_Paper and Printing_New_Space Heating_Natural Gas_Retrocommissioning_A_Achievable Economic TRC Potential | F10 | Industrial | Paper and Printing | New | Space Heating | Natural Gas | Retrocommissioning | A | Cumulative Energy Savings (MWh or mTherms) | Achievable Economic TRC Potential | 0 | 0 | 0 | 0 | 0 | 0 | 0 | 0 | 0 | 0 | 0 | 0 | 0 | 0 | 0 | 0 | 0 | 0 | 0 | 0 | 0 | 0
F11_Industrial_Paper and Printing_New_Space Heating_Natural Gas_Retrocommissioning_A_Achievable Economic TRC Potential | F11 | Industrial | Paper and Printing | New | Space Heating | Natural Gas | Retrocommissioning | A | Cumulative Summer Peak Savings (MW) | Achievable Economic TRC Potential | 0 | 0 | 0 | 0 | 0 | 0 | 0 | 0 | 0 | 0 | 0 | 0 | 0 | 0 | 0 | 0 | 0 | 0 | 0 | 0 | 0 | 0
F12_Industrial_Paper and Printing_New_Space Heating_Natural Gas_Retrocommissioning_A_Achievable Economic TRC Potential | F12 | Industrial | Paper and Printing | New | Space Heating | Natural Gas | Retrocommissioning | A | Cumulative Winter Peak Savings (MW) | Achievable Economic TRC Potential | 0 | 0 | 0 | 0 | 0 | 0 | 0 | 0 | 0 | 0 | 0 | 0 | 0 | 0 | 0 | 0 | 0 | 0 | 0 | 0 | 0 | 0
F13_Industrial_Paper and Printing_New_Space Heating_Natural Gas_Retrocommissioning_A_Achievable Economic TRC Potential | F13 | Industrial | Paper and Printing | New | Space Heating | Natural Gas | Retrocommissioning | A | Purchases (Incremental) | Achievable Economic TRC Potential | 0 | 0 | 0 | 0 | 0 | 0 | 0 | 0 | 0 | 0 | 0 | 0 | 0 | 0 | 0 | 0 | 0 | 0 | 0 | 0 | 0 | 0
F14_Industrial_Paper and Printing_New_Space Heating_Natural Gas_Retrocommissioning_A_Achievable Economic TRC Potential | F14 | Industrial | Paper and Printing | New | Space Heating | Natural Gas | Retrocommissioning | A | Purchases (Cumulative) | Achievable Economic TRC Potential | 0 | 0 | 0 | 0 | 0 | 0 | 0 | 0 | 0 | 0 | 0 | 0 | 0 | 0 | 0 | 0 | 0 | 0 | 0 | 0 | 0 | 0
F1_Industrial_Paper and Printing_New_Process_Natural Gas_Retrocommissioning_A_Achievable Economic TRC Potential | F1 | Industrial | Paper and Printing | New | Process | Natural Gas | Retrocommissioning | A | Original Unit Energy Savings (kWh or therms) | Achievable Economic TRC Potential | 0 | 0 | 0 | 0 | 0 | 0 | 0 | 0 | 0 | 0 | 0 | 0 | 0 | 0 | 0 | 0 | 0 | 0 | 0 | 0 | 0 | 0
F2_Industrial_Paper and Printing_New_Process_Natural Gas_Retrocommissioning_A_Achievable Economic TRC Potential | F2 | Industrial | Paper and Printing | New | Process | Natural Gas | Retrocommissioning | A | Original Unit Summer Peak Savings (kW) | Achievable Economic TRC Potential | 0 | 0 | 0 | 0 | 0 | 0 | 0 | 0 | 0 | 0 | 0 | 0 | 0 | 0 | 0 | 0 | 0 | 0 | 0 | 0 | 0 | 0
F3_Industrial_Paper and Printing_New_Process_Natural Gas_Retrocommissioning_A_Achievable Economic TRC Potential | F3 | Industrial | Paper and Printing | New | Process | Natural Gas | Retrocommissioning | A | Original Unit Winter Peak Savings (kW) | Achievable Economic TRC Potential | 0 | 0 | 0 | 0 | 0 | 0 | 0 | 0 | 0 | 0 | 0 | 0 | 0 | 0 | 0 | 0 | 0 | 0 | 0 | 0 | 0 | 0
F4_Industrial_Paper and Printing_New_Process_Natural Gas_Retrocommissioning_A_Achievable Economic TRC Potential | F4 | Industrial | Paper and Printing | New | Process | Natural Gas | Retrocommissioning | A | Standalone Impact on Baseline Energy (%) | Achievable Economic TRC Potential | bar: 2019 to 2040
F5_Industrial_Paper and Printing_New_Process_Natural Gas_Retrocommissioning_A_Achievable Economic TRC Potential | F5 | Industrial | Paper and Printing | New | Process | Natural Gas | Retrocommissioning | A | Standalone Impact on Baseline Summer Peak (%) | Achievable Economic TRC Potential | bar: 2019 to 2040
F6_Industrial_Paper and Printing_New_Process_Natural Gas_Retrocommissioning_A_Achievable Economic TRC Potential | F6 | Industrial | Paper and Printing | New | Process | Natural Gas | Retrocommissioning | A | Standalone Impact on Baseline Winter Peak (%) | Achievable Economic TRC Potential | bar: 2019 to 2040
F7_Industrial_Paper and Printing_New_Process_Natural Gas_Retrocommissioning_A_Achievable Economic TRC Potential | F7 | Industrial | Paper and Printing | New | Process | Natural Gas | Retrocommissioning | A | Incremental Energy Savings (MWh or mTherms) | Achievable Economic TRC Potential | 0 | 0 | 0 | 0 | 0 | 0 | 0 | 0 | 0 | 0 | 0 | 0 | 0 | 0 | 0 | 0 | 0 | 0 | 0 | 0 | 0 | 0
F8_Industrial_Paper and Printing_New_Process_Natural Gas_Retrocommissioning_A_Achievable Economic TRC Potential | F8 | Industrial | Paper and Printing | New | Process | Natural Gas | Retrocommissioning | A | Incremental Summer Peak Savings (MW) | Achievable Economic TRC Potential | 0 | 0 | 0 | 0 | 0 | 0 | 0 | 0 | 0 | 0 | 0 | 0 | 0 | 0 | 0 | 0 | 0 | 0 | 0 | 0 | 0 | 0
F9_Industrial_Paper and Printing_New_Process_Natural Gas_Retrocommissioning_A_Achievable Economic TRC Potential | F9 | Industrial | Paper and Printing | New | Process | Natural Gas | Retrocommissioning | A | Incremental Winter Peak Savings (MW) | Achievable Economic TRC Potential | 0 | 0 | 0 | 0 | 0 | 0 | 0 | 0 | 0 | 0 | 0 | 0 | 0 | 0 | 0 | 0 | 0 | 0 | 0 | 0 | 0 | 0
F10_Industrial_Paper and Printing_New_Process_Natural Gas_Retrocommissioning_A_Achievable Economic TRC Potential | F10 | Industrial | Paper and Printing | New | Process | Natural Gas | Retrocommissioning | A | Cumulative Energy Savings (MWh or mTherms) | Achievable Economic TRC Potential | 0 | 0 | 0 | 0 | 0 | 0 | 0 | 0 | 0 | 0 | 0 | 0 | 0 | 0 | 0 | 0 | 0 | 0 | 0 | 0 | 0 | 0
F11_Industrial_Paper and Printing_New_Process_Natural Gas_Retrocommissioning_A_Achievable Economic TRC Potential | F11 | Industrial | Paper and Printing | New | Process | Natural Gas | Retrocommissioning | A | Cumulative Summer Peak Savings (MW) | Achievable Economic TRC Potential | 0 | 0 | 0 | 0 | 0 | 0 | 0 | 0 | 0 | 0 | 0 | 0 | 0 | 0 | 0 | 0 | 0 | 0 | 0 | 0 | 0 | 0
F12_Industrial_Paper and Printing_New_Process_Natural Gas_Retrocommissioning_A_Achievable Economic TRC Potential | F12 | Industrial | Paper and Printing | New | Process | Natural Gas | Retrocommissioning | A | Cumulative Winter Peak Savings (MW) | Achievable Economic TRC Potential | 0 | 0 | 0 | 0 | 0 | 0 | 0 | 0 | 0 | 0 | 0 | 0 | 0 | 0 | 0 | 0 | 0 | 0 | 0 | 0 | 0 | 0
F13_Industrial_Paper and Printing_New_Process_Natural Gas_Retrocommissioning_A_Achievable Economic TRC Potential | F13 | Industrial | Paper and Printing | New | Process | Natural Gas | Retrocommissioning | A | Purchases (Incremental) | Achievable Economic TRC Potential | 0 | 0 | 0 | 0 | 0 | 0 | 0 | 0 | 0 | 0 | 0 | 0 | 0 | 0 | 0 | 0 | 0 | 0 | 0 | 0 | 0 | 0
F14_Industrial_Paper and Printing_New_Process_Natural Gas_Retrocommissioning_A_Achievable Economic TRC Potential | F14 | Industrial | Paper and Printing | New | Process | Natural Gas | Retrocommissioning | A | Purchases (Cumulative) | Achievable Economic TRC Potential | 0 | 0 | 0 | 0 | 0 | 0 | 0 | 0 | 0 | 0 | 0 | 0 | 0 | 0 | 0 | 0 | 0 | 0 | 0 | 0 | 0 | 0
F1_Industrial_Instruments_Existing_Space Heating_Natural Gas_Insulation - Roof/Ceiling_A_Achievable Economic TRC Potential | F1 | Industrial | Instruments | Existing | Space Heating | Natural Gas | Insulation - Roof/Ceiling | A | Original Unit Energy Savings (kWh or therms) | Achievable Economic TRC Potential | 0 | 0 | 0.083035 | 0.082838 | 0.082641 | 0.082447 | 0.082256 | 0.08207 | 0.08189 | 0.081718 | 0.081553 | 0.081398 | 0.081252 | 0.081115 | 0.080985 | 0.080863 | 0.080748 | 0.08064 | 0.080538 | 0.080442 | 0.080353 | 0.080269
F2_Industrial_Instruments_Existing_Space Heating_Natural Gas_Insulation - Roof/Ceiling_A_Achievable Economic TRC Potential | F2 | Industrial | Instruments | Existing | Space Heating | Natural Gas | Insulation - Roof/Ceiling | A | Original Unit Summer Peak Savings (kW) | Achievable Economic TRC Potential | 0 | 0 | 0 | 0 | 0 | 0 | 0 | 0 | 0 | 0 | 0 | 0 | 0 | 0 | 0 | 0 | 0 | 0 | 0 | 0 | 0 | 0
F3_Industrial_Instruments_Existing_Space Heating_Natural Gas_Insulation - Roof/Ceiling_A_Achievable Economic TRC Potential | F3 | Industrial | Instruments | Existing | Space Heating | Natural Gas | Insulation - Roof/Ceiling | A | Original Unit Winter Peak Savings (kW) | Achievable Economic TRC Potential | 0 | 0 | 0 | 0 | 0 | 0 | 0 | 0 | 0 | 0 | 0 | 0 | 0 | 0 | 0 | 0 | 0 | 0 | 0 | 0 | 0 | 0
F4_Industrial_Instruments_Existing_Space Heating_Natural Gas_Insulation - Roof/Ceiling_A_Achievable Economic TRC Potential | F4 | Industrial | Instruments | Existing | Space Heating | Natural Gas | Insulation - Roof/Ceiling | A | Standalone Impact on Baseline Energy (%) | Achievable Economic TRC Potential | 0% | 0% | 0.3143% | 0.8697% | 1.74% | 2.969% | 4.545% | 6.403% | 8.431% | 10.49% | 12.47% | 14.25% | 15.79% | 17.06% | 18.1% | 18.94% | 19.61% | 20.18% | 20.66% | 21.12% | 21.49% | 21.86%
F5_Industrial_Instruments_Existing_Space Heating_Natural Gas_Insulation - Roof/Ceiling_A_Achievable Economic TRC Potential | F5 | Industrial | Instruments | Existing | Space Heating | Natural Gas | Insulation - Roof/Ceiling | A | Standalone Impact on Baseline Summer Peak (%) | Achievable Economic TRC Potential | bar: 2019 to 2040
F6_Industrial_Instruments_Existing_Space Heating_Natural Gas_Insulation - Roof/Ceiling_A_Achievable Economic TRC Potential | F6 | Industrial | Instruments | Existing | Space Heating | Natural Gas | Insulation - Roof/Ceiling | A | Standalone Impact on Baseline Winter Peak (%) | Achievable Economic TRC Potential | bar: 2019 to 2040
F7_Industrial_Instruments_Existing_Space Heating_Natural Gas_Insulation - Roof/Ceiling_A_Achievable Economic TRC Potential | F7 | Industrial | Instruments | Existing | Space Heating | Natural Gas | Insulation - Roof/Ceiling | A | Incremental Energy Savings (MWh or mTherms) | Achievable Economic TRC Potential | 0 | 0 | 1.3843 | 2.375 | 3.6222 | 4.9719 | 6.2043 | 7.0975 | 7.4952 | 7.3505 | 6.7286 | 5.775 | 4.6655 | 3.5601 | 2.5739 | 1.768 | 1.1567 | 0.72242 | 0.43161 | 0.28685 | 0 | 0
F8_Industrial_Instruments_Existing_Space Heating_Natural Gas_Insulation - Roof/Ceiling_A_Achievable Economic TRC Potential | F8 | Industrial | Instruments | Existing | Space Heating | Natural Gas | Insulation - Roof/Ceiling | A | Incremental Summer Peak Savings (MW) | Achievable Economic TRC Potential | 0 | 0 | 0 | 0 | 0 | 0 | 0 | 0 | 0 | 0 | 0 | 0 | 0 | 0 | 0 | 0 | 0 | 0 | 0 | 0 | 0 | 0
F9_Industrial_Instruments_Existing_Space Heating_Natural Gas_Insulation - Roof/Ceiling_A_Achievable Economic TRC Potential | F9 | Industrial | Instruments | Existing | Space Heating | Natural Gas | Insulation - Roof/Ceiling | A | Incremental Winter Peak Savings (MW) | Achievable Economic TRC Potential | 0 | 0 | 0 | 0 | 0 | 0 | 0 | 0 | 0 | 0 | 0 | 0 | 0 | 0 | 0 | 0 | 0 | 0 | 0 | 0 | 0 | 0
F10_Industrial_Instruments_Existing_Space Heating_Natural Gas_Insulation - Roof/Ceiling_A_Achievable Economic TRC Potential | F10 | Industrial | Instruments | Existing | Space Heating | Natural Gas | Insulation - Roof/Ceiling | A | Cumulative Energy Savings (MWh or mTherms) | Achievable Economic TRC Potential | 0 | 0 | 1.3843 | 3.756 | 7.3692 | 12.3238 | 18.4996 | 25.5552 | 32.9944 | 40.2754 | 46.923 | 52.6089 | 57.18 | 60.6432 | 63.1201 | 64.7929 | 65.8575 | 66.4917 | 66.8395 | 67.0471 | 66.9724 | 66.9023
F11_Industrial_Instruments_Existing_Space Heating_Natural Gas_Insulation - Roof/Ceiling_A_Achievable Economic TRC Potential | F11 | Industrial | Instruments | Existing | Space Heating | Natural Gas | Insulation - Roof/Ceiling | A | Cumulative Summer Peak Savings (MW) | Achievable Economic TRC Potential | 0 | 0 | 0 | 0 | 0 | 0 | 0 | 0 | 0 | 0 | 0 | 0 | 0 | 0 | 0 | 0 | 0 | 0 | 0 | 0 | 0 | 0
F12_Industrial_Instruments_Existing_Space Heating_Natural Gas_Insulation - Roof/Ceiling_A_Achievable Economic TRC Potential | F12 | Industrial | Instruments | Existing | Space Heating | Natural Gas | Insulation - Roof/Ceiling | A | Cumulative Winter Peak Savings (MW) | Achievable Economic TRC Potential | 0 | 0 | 0 | 0 | 0 | 0 | 0 | 0 | 0 | 0 | 0 | 0 | 0 | 0 | 0 | 0 | 0 | 0 | 0 | 0 | 0 | 0
F13_Industrial_Instruments_Existing_Space Heating_Natural Gas_Insulation - Roof/Ceiling_A_Achievable Economic TRC Potential | F13 | Industrial | Instruments | Existing | Space Heating | Natural Gas | Insulation - Roof/Ceiling | A | Purchases (Incremental) | Achievable Economic TRC Potential | 0 | 0 | 16670.6724 | 28670.6823 | 43829.8937 | 60303.8882 | 75427.1204 | 86481.0949 | 91527.7371 | 89949.6726 | 82505.5618 | 70947.6706 | 57420.1228 | 43890.0939 | 31782.4818 | 21864.1556 | 14324.7916 | 8958.6079 | 5359.0473 | 3565.9628 | 0 | 0
F14_Industrial_Instruments_Existing_Space Heating_Natural Gas_Insulation - Roof/Ceiling_A_Achievable Economic TRC Potential | F14 | Industrial | Instruments | Existing | Space Heating | Natural Gas | Insulation - Roof/Ceiling | A | Purchases (Cumulative) | Achievable Economic TRC Potential | 0 | 0 | 16670.6724 | 45341.3548 | 89171.2485 | 149475.1367 | 224902.2571 | 311383.352 | 402911.089 | 492860.7617 | 575366.3234 | 646313.994 | 703734.1169 | 747624.2108 | 779406.6926 | 801270.8481 | 815595.6397 | 824554.2476 | 829913.2949 | 833479.2578 | 833479.2578 | 833479.2578
F1_Industrial_Instruments_Existing_Space Heating_Natural Gas_Insulation - Wall Cavity_A_Achievable Economic TRC Potential | F1 | Industrial | Instruments | Existing | Space Heating | Natural Gas | Insulation - Wall Cavity | A | Original Unit Energy Savings (kWh or therms) | Achievable Economic TRC Potential | 0 | 0 | 0.018165 | 0.018122 | 0.018079 | 0.018037 | 0.017995 | 0.017954 | 0.017915 | 0.017877 | 0.017841 | 0.017807 | 0.017775 | 0.017745 | 0.017717 | 0.01769 | 0.017665 | 0.017641 | 0.017619 | 0.017598 | 0.017579 | 0.01756
F2_Industrial_Instruments_Existing_Space Heating_Natural Gas_Insulation - Wall Cavity_A_Achievable Economic TRC Potential | F2 | Industrial | Instruments | Existing | Space Heating | Natural Gas | Insulation - Wall Cavity | A | Original Unit Summer Peak Savings (kW) | Achievable Economic TRC Potential | 0 | 0 | 0 | 0 | 0 | 0 | 0 | 0 | 0 | 0 | 0 | 0 | 0 | 0 | 0 | 0 | 0 | 0 | 0 | 0 | 0 | 0
F3_Industrial_Instruments_Existing_Space Heating_Natural Gas_Insulation - Wall Cavity_A_Achievable Economic TRC Potential | F3 | Industrial | Instruments | Existing | Space Heating | Natural Gas | Insulation - Wall Cavity | A | Original Unit Winter Peak Savings (kW) | Achievable Economic TRC Potential | 0 | 0 | 0 | 0 | 0 | 0 | 0 | 0 | 0 | 0 | 0 | 0 | 0 | 0 | 0 | 0 | 0 | 0 | 0 | 0 | 0 | 0
F4_Industrial_Instruments_Existing_Space Heating_Natural Gas_Insulation - Wall Cavity_A_Achievable Economic TRC Potential | F4 | Industrial | Instruments | Existing | Space Heating | Natural Gas | Insulation - Wall Cavity | A | Standalone Impact on Baseline Energy (%) | Achievable Economic TRC Potential | 0% | 0% | 0.06875% | 0.1903% | 0.3808% | 0.6494% | 0.9943% | 1.401% | 1.844% | 2.296% | 2.727% | 3.117% | 3.453% | 3.733% | 3.96% | 4.143% | 4.291% | 4.414% | 4.521% | 4.62% | 4.701% | 4.783%
F5_Industrial_Instruments_Existing_Space Heating_Natural Gas_Insulation - Wall Cavity_A_Achievable Economic TRC Potential | F5 | Industrial | Instruments | Existing | Space Heating | Natural Gas | Insulation - Wall Cavity | A | Standalone Impact on Baseline Summer Peak (%) | Achievable Economic TRC Potential | bar: 2019 to 2040
F6_Industrial_Instruments_Existing_Space Heating_Natural Gas_Insulation - Wall Cavity_A_Achievable Economic TRC Potential | F6 | Industrial | Instruments | Existing | Space Heating | Natural Gas | Insulation - Wall Cavity | A | Standalone Impact on Baseline Winter Peak (%) | Achievable Economic TRC Potential | bar: 2019 to 2040
F7_Industrial_Instruments_Existing_Space Heating_Natural Gas_Insulation - Wall Cavity_A_Achievable Economic TRC Potential | F7 | Industrial | Instruments | Existing | Space Heating | Natural Gas | Insulation - Wall Cavity | A | Incremental Energy Savings (MWh or mTherms) | Achievable Economic TRC Potential | 0 | 0 | 0.30283 | 0.51958 | 0.79241 | 1.0877 | 1.3573 | 1.5527 | 1.6397 | 1.608 | 1.472 | 1.2634 | 1.0207 | 0.77884 | 0.56308 | 0.38678 | 0.25305 | 0.15804 | 0.094421 | 0.062754 | 0 | 0
F8_Industrial_Instruments_Existing_Space Heating_Natural Gas_Insulation - Wall Cavity_A_Achievable Economic TRC Potential | F8 | Industrial | Instruments | Existing | Space Heating | Natural Gas | Insulation - Wall Cavity | A | Incremental Summer Peak Savings (MW) | Achievable Economic TRC Potential | 0 | 0 | 0 | 0 | 0 | 0 | 0 | 0 | 0 | 0 | 0 | 0 | 0 | 0 | 0 | 0 | 0 | 0 | 0 | 0 | 0 | 0
F9_Industrial_Instruments_Existing_Space Heating_Natural Gas_Insulation - Wall Cavity_A_Achievable Economic TRC Potential | F9 | Industrial | Instruments | Existing | Space Heating | Natural Gas | Insulation - Wall Cavity | A | Incremental Winter Peak Savings (MW) | Achievable Economic TRC Potential | 0 | 0 | 0 | 0 | 0 | 0 | 0 | 0 | 0 | 0 | 0 | 0 | 0 | 0 | 0 | 0 | 0 | 0 | 0 | 0 | 0 | 0
F10_Industrial_Instruments_Existing_Space Heating_Natural Gas_Insulation - Wall Cavity_A_Achievable Economic TRC Potential | F10 | Industrial | Instruments | Existing | Space Heating | Natural Gas | Insulation - Wall Cavity | A | Cumulative Energy Savings (MWh or mTherms) | Achievable Economic TRC Potential | 0 | 0 | 0.30283 | 0.82169 | 1.6121 | 2.696 | 4.0471 | 5.5906 | 7.2181 | 8.8109 | 10.2652 | 11.5091 | 12.5091 | 13.2667 | 13.8086 | 14.1745 | 14.4074 | 14.5462 | 14.6222 | 14.6677 | 14.6513 | 14.636
F11_Industrial_Instruments_Existing_Space Heating_Natural Gas_Insulation - Wall Cavity_A_Achievable Economic TRC Potential | F11 | Industrial | Instruments | Existing | Space Heating | Natural Gas | Insulation - Wall Cavity | A | Cumulative Summer Peak Savings (MW) | Achievable Economic TRC Potential | 0 | 0 | 0 | 0 | 0 | 0 | 0 | 0 | 0 | 0 | 0 | 0 | 0 | 0 | 0 | 0 | 0 | 0 | 0 | 0 | 0 | 0
F12_Industrial_Instruments_Existing_Space Heating_Natural Gas_Insulation - Wall Cavity_A_Achievable Economic TRC Potential | F12 | Industrial | Instruments | Existing | Space Heating | Natural Gas | Insulation - Wall Cavity | A | Cumulative Winter Peak Savings (MW) | Achievable Economic TRC Potential | 0 | 0 | 0 | 0 | 0 | 0 | 0 | 0 | 0 | 0 | 0 | 0 | 0 | 0 | 0 | 0 | 0 | 0 | 0 | 0 | 0 | 0
F13_Industrial_Instruments_Existing_Space Heating_Natural Gas_Insulation - Wall Cavity_A_Achievable Economic TRC Potential | F13 | Industrial | Instruments | Existing | Space Heating | Natural Gas | Insulation - Wall Cavity | A | Purchases (Incremental) | Achievable Economic TRC Potential | 0 | 0 | 16670.6724 | 28670.6823 | 43829.8937 | 60303.8882 | 75427.1204 | 86481.0949 | 91527.7371 | 89949.6726 | 82505.5618 | 70947.6706 | 57420.1228 | 43890.0939 | 31782.4818 | 21864.1556 | 14324.7916 | 8958.6079 | 5359.0473 | 3565.9628 | 0 | 0
F14_Industrial_Instruments_Existing_Space Heating_Natural Gas_Insulation - Wall Cavity_A_Achievable Economic TRC Potential | F14 | Industrial | Instruments | Existing | Space Heating | Natural Gas | Insulation - Wall Cavity | A | Purchases (Cumulative) | Achievable Economic TRC Potential | 0 | 0 | 16670.6724 | 45341.3548 | 89171.2485 | 149475.1367 | 224902.2571 | 311383.352 | 402911.089 | 492860.7617 | 575366.3234 | 646313.994 | 703734.1169 | 747624.2108 | 779406.6926 | 801270.8481 | 815595.6397 | 824554.2476 | 829913.2949 | 833479.2578 | 833479.2578 | 833479.2578
F1_Industrial_Instruments_Existing_Space Heating_Natural Gas_Insulation - Ducting_A_Achievable Economic TRC Potential | F1 | Industrial | Instruments | Existing | Space Heating | Natural Gas | Insulation - Ducting | A | Original Unit Energy Savings (kWh or therms) | Achievable Economic TRC Potential | 0 | 0 | 0.0014398 | 0.0014319 | 0.0014239 | 0.0014161 | 0.0014083 | 0.0014008 | 0.0013935 | 0.0013865 | 0.0013799 | 0.0013736 | 0.0013677 | 0.0013622 | 0.001357 | 0.0013521 | 0.0013475 | 0.0013431 | 0.001339 | 0.0013352 | 0.0013316 | 0.0013281
F2_Industrial_Instruments_Existing_Space Heating_Natural Gas_Insulation - Ducting_A_Achievable Economic TRC Potential | F2 | Industrial | Instruments | Existing | Space Heating | Natural Gas | Insulation - Ducting | A | Original Unit Summer Peak Savings (kW) | Achievable Economic TRC Potential | 0 | 0 | 0 | 0 | 0 | 0 | 0 | 0 | 0 | 0 | 0 | 0 | 0 | 0 | 0 | 0 | 0 | 0 | 0 | 0 | 0 | 0
F3_Industrial_Instruments_Existing_Space Heating_Natural Gas_Insulation - Ducting_A_Achievable Economic TRC Potential | F3 | Industrial | Instruments | Existing | Space Heating | Natural Gas | Insulation - Ducting | A | Original Unit Winter Peak Savings (kW) | Achievable Economic TRC Potential | 0 | 0 | 0 | 0 | 0 | 0 | 0 | 0 | 0 | 0 | 0 | 0 | 0 | 0 | 0 | 0 | 0 | 0 | 0 | 0 | 0 | 0
F4_Industrial_Instruments_Existing_Space Heating_Natural Gas_Insulation - Ducting_A_Achievable Economic TRC Potential | F4 | Industrial | Instruments | Existing | Space Heating | Natural Gas | Insulation - Ducting | A | Standalone Impact on Baseline Energy (%) | Achievable Economic TRC Potential | bar: 2019 to 2040
F5_Industrial_Instruments_Existing_Space Heating_Natural Gas_Insulation - Ducting_A_Achievable Economic TRC Potential | F5 | Industrial | Instruments | Existing | Space Heating | Natural Gas | Insulation - Ducting | A | Standalone Impact on Baseline Summer Peak (%) | Achievable Economic TRC Potential | bar: 2019 to 2040
F6_Industrial_Instruments_Existing_Space Heating_Natural Gas_Insulation - Ducting_A_Achievable Economic TRC Potential | F6 | Industrial | Instruments | Existing | Space Heating | Natural Gas | Insulation - Ducting | A | Standalone Impact on Baseline Winter Peak (%) | Achievable Economic TRC Potential | bar: 2019 to 2040
F7_Industrial_Instruments_Existing_Space Heating_Natural Gas_Insulation - Ducting_A_Achievable Economic TRC Potential | F7 | Industrial | Instruments | Existing | Space Heating | Natural Gas | Insulation - Ducting | A | Incremental Energy Savings (MWh or mTherms) | Achievable Economic TRC Potential | 0 | 0 | 0 | 0 | 0 | 0 | 0 | 0 | 0 | 0 | 0 | 0 | 0 | 0 | 0 | 0 | 0 | 0 | 0 | 0 | 0 | 0
F8_Industrial_Instruments_Existing_Space Heating_Natural Gas_Insulation - Ducting_A_Achievable Economic TRC Potential | F8 | Industrial | Instruments | Existing | Space Heating | Natural Gas | Insulation - Ducting | A | Incremental Summer Peak Savings (MW) | Achievable Economic TRC Potential | 0 | 0 | 0 | 0 | 0 | 0 | 0 | 0 | 0 | 0 | 0 | 0 | 0 | 0 | 0 | 0 | 0 | 0 | 0 | 0 | 0 | 0
F9_Industrial_Instruments_Existing_Space Heating_Natural Gas_Insulation - Ducting_A_Achievable Economic TRC Potential | F9 | Industrial | Instruments | Existing | Space Heating | Natural Gas | Insulation - Ducting | A | Incremental Winter Peak Savings (MW) | Achievable Economic TRC Potential | 0 | 0 | 0 | 0 | 0 | 0 | 0 | 0 | 0 | 0 | 0 | 0 | 0 | 0 | 0 | 0 | 0 | 0 | 0 | 0 | 0 | 0
F10_Industrial_Instruments_Existing_Space Heating_Natural Gas_Insulation - Ducting_A_Achievable Economic TRC Potential | F10 | Industrial | Instruments | Existing | Space Heating | Natural Gas | Insulation - Ducting | A | Cumulative Energy Savings (MWh or mTherms) | Achievable Economic TRC Potential | 0 | 0 | 0 | 0 | 0 | 0 | 0 | 0 | 0 | 0 | 0 | 0 | 0 | 0 | 0 | 0 | 0 | 0 | 0 | 0 | 0 | 0
F11_Industrial_Instruments_Existing_Space Heating_Natural Gas_Insulation - Ducting_A_Achievable Economic TRC Potential | F11 | Industrial | Instruments | Existing | Space Heating | Natural Gas | Insulation - Ducting | A | Cumulative Summer Peak Savings (MW) | Achievable Economic TRC Potential | 0 | 0 | 0 | 0 | 0 | 0 | 0 | 0 | 0 | 0 | 0 | 0 | 0 | 0 | 0 | 0 | 0 | 0 | 0 | 0 | 0 | 0
F12_Industrial_Instruments_Existing_Space Heating_Natural Gas_Insulation - Ducting_A_Achievable Economic TRC Potential | F12 | Industrial | Instruments | Existing | Space Heating | Natural Gas | Insulation - Ducting | A | Cumulative Winter Peak Savings (MW) | Achievable Economic TRC Potential | 0 | 0 | 0 | 0 | 0 | 0 | 0 | 0 | 0 | 0 | 0 | 0 | 0 | 0 | 0 | 0 | 0 | 0 | 0 | 0 | 0 | 0
F13_Industrial_Instruments_Existing_Space Heating_Natural Gas_Insulation - Ducting_A_Achievable Economic TRC Potential | F13 | Industrial | Instruments | Existing | Space Heating | Natural Gas | Insulation - Ducting | A | Purchases (Incremental) | Achievable Economic TRC Potential | 0 | 0 | 0 | 0 | 0 | 0 | 0 | 0 | 0 | 0 | 0 | 0 | 0 | 0 | 0 | 0 | 0 | 0 | 0 | 0 | 0 | 0
F14_Industrial_Instruments_Existing_Space Heating_Natural Gas_Insulation - Ducting_A_Achievable Economic TRC Potential | F14 | Industrial | Instruments | Existing | Space Heating | Natural Gas | Insulation - Ducting | A | Purchases (Cumulative) | Achievable Economic TRC Potential | 0 | 0 | 0 | 0 | 0 | 0 | 0 | 0 | 0 | 0 | 0 | 0 | 0 | 0 | 0 | 0 | 0 | 0 | 0 | 0 | 0 | 0
F1_Industrial_Instruments_Existing_Space Heating_Natural Gas_HVAC - Duct Repair and Sealing_A_Achievable Economic TRC Potential | F1 | Industrial | Instruments | Existing | Space Heating | Natural Gas | HVAC - Duct Repair and Sealing | A | Original Unit Energy Savings (kWh or therms) | Achievable Economic TRC Potential | 0 | 0 | 0.0040723 | 0.0040498 | 0.0040273 | 0.004005 | 0.0039832 | 0.0039618 | 0.0039412 | 0.0039215 | 0.0039027 | 0.003885 | 0.0038683 | 0.0038527 | 0.0038379 | 0.0038241 | 0.003811 | 0.0037987 | 0.0037871 | 0.0037763 | 0.003766 | 0.0037564
F2_Industrial_Instruments_Existing_Space Heating_Natural Gas_HVAC - Duct Repair and Sealing_A_Achievable Economic TRC Potential | F2 | Industrial | Instruments | Existing | Space Heating | Natural Gas | HVAC - Duct Repair and Sealing | A | Original Unit Summer Peak Savings (kW) | Achievable Economic TRC Potential | 0 | 0 | 0 | 0 | 0 | 0 | 0 | 0 | 0 | 0 | 0 | 0 | 0 | 0 | 0 | 0 | 0 | 0 | 0 | 0 | 0 | 0
F3_Industrial_Instruments_Existing_Space Heating_Natural Gas_HVAC - Duct Repair and Sealing_A_Achievable Economic TRC Potential | F3 | Industrial | Instruments | Existing | Space Heating | Natural Gas | HVAC - Duct Repair and Sealing | A | Original Unit Winter Peak Savings (kW) | Achievable Economic TRC Potential | 0 | 0 | 0 | 0 | 0 | 0 | 0 | 0 | 0 | 0 | 0 | 0 | 0 | 0 | 0 | 0 | 0 | 0 | 0 | 0 | 0 | 0
F4_Industrial_Instruments_Existing_Space Heating_Natural Gas_HVAC - Duct Repair and Sealing_A_Achievable Economic TRC Potential | F4 | Industrial | Instruments | Existing | Space Heating | Natural Gas | HVAC - Duct Repair and Sealing | A | Standalone Impact on Baseline Energy (%) | Achievable Economic TRC Potential | bar: 2019 to 2040
F5_Industrial_Instruments_Existing_Space Heating_Natural Gas_HVAC - Duct Repair and Sealing_A_Achievable Economic TRC Potential | F5 | Industrial | Instruments | Existing | Space Heating | Natural Gas | HVAC - Duct Repair and Sealing | A | Standalone Impact on Baseline Summer Peak (%) | Achievable Economic TRC Potential | bar: 2019 to 2040
F6_Industrial_Instruments_Existing_Space Heating_Natural Gas_HVAC - Duct Repair and Sealing_A_Achievable Economic TRC Potential | F6 | Industrial | Instruments | Existing | Space Heating | Natural Gas | HVAC - Duct Repair and Sealing | A | Standalone Impact on Baseline Winter Peak (%) | Achievable Economic TRC Potential | bar: 2019 to 2040
F7_Industrial_Instruments_Existing_Space Heating_Natural Gas_HVAC - Duct Repair and Sealing_A_Achievable Economic TRC Potential | F7 | Industrial | Instruments | Existing | Space Heating | Natural Gas | HVAC - Duct Repair and Sealing | A | Incremental Energy Savings (MWh or mTherms) | Achievable Economic TRC Potential | 0 | 0 | 0 | 0 | 0 | 0 | 0 | 0 | 0 | 0 | 0 | 0 | 0 | 0 | 0 | 0 | 0 | 0 | 0 | 0 | 0 | 0
F8_Industrial_Instruments_Existing_Space Heating_Natural Gas_HVAC - Duct Repair and Sealing_A_Achievable Economic TRC Potential | F8 | Industrial | Instruments | Existing | Space Heating | Natural Gas | HVAC - Duct Repair and Sealing | A | Incremental Summer Peak Savings (MW) | Achievable Economic TRC Potential | 0 | 0 | 0 | 0 | 0 | 0 | 0 | 0 | 0 | 0 | 0 | 0 | 0 | 0 | 0 | 0 | 0 | 0 | 0 | 0 | 0 | 0
F9_Industrial_Instruments_Existing_Space Heating_Natural Gas_HVAC - Duct Repair and Sealing_A_Achievable Economic TRC Potential | F9 | Industrial | Instruments | Existing | Space Heating | Natural Gas | HVAC - Duct Repair and Sealing | A | Incremental Winter Peak Savings (MW) | Achievable Economic TRC Potential | 0 | 0 | 0 | 0 | 0 | 0 | 0 | 0 | 0 | 0 | 0 | 0 | 0 | 0 | 0 | 0 | 0 | 0 | 0 | 0 | 0 | 0
F10_Industrial_Instruments_Existing_Space Heating_Natural Gas_HVAC - Duct Repair and Sealing_A_Achievable Economic TRC Potential | F10 | Industrial | Instruments | Existing | Space Heating | Natural Gas | HVAC - Duct Repair and Sealing | A | Cumulative Energy Savings (MWh or mTherms) | Achievable Economic TRC Potential | 0 | 0 | 0 | 0 | 0 | 0 | 0 | 0 | 0 | 0 | 0 | 0 | 0 | 0 | 0 | 0 | 0 | 0 | 0 | 0 | 0 | 0
F11_Industrial_Instruments_Existing_Space Heating_Natural Gas_HVAC - Duct Repair and Sealing_A_Achievable Economic TRC Potential | F11 | Industrial | Instruments | Existing | Space Heating | Natural Gas | HVAC - Duct Repair and Sealing | A | Cumulative Summer Peak Savings (MW) | Achievable Economic TRC Potential | 0 | 0 | 0 | 0 | 0 | 0 | 0 | 0 | 0 | 0 | 0 | 0 | 0 | 0 | 0 | 0 | 0 | 0 | 0 | 0 | 0 | 0
F12_Industrial_Instruments_Existing_Space Heating_Natural Gas_HVAC - Duct Repair and Sealing_A_Achievable Economic TRC Potential | F12 | Industrial | Instruments | Existing | Space Heating | Natural Gas | HVAC - Duct Repair and Sealing | A | Cumulative Winter Peak Savings (MW) | Achievable Economic TRC Potential | 0 | 0 | 0 | 0 | 0 | 0 | 0 | 0 | 0 | 0 | 0 | 0 | 0 | 0 | 0 | 0 | 0 | 0 | 0 | 0 | 0 | 0
F13_Industrial_Instruments_Existing_Space Heating_Natural Gas_HVAC - Duct Repair and Sealing_A_Achievable Economic TRC Potential | F13 | Industrial | Instruments | Existing | Space Heating | Natural Gas | HVAC - Duct Repair and Sealing | A | Purchases (Incremental) | Achievable Economic TRC Potential | 0 | 0 | 0 | 0 | 0 | 0 | 0 | 0 | 0 | 0 | 0 | 0 | 0 | 0 | 0 | 0 | 0 | 0 | 0 | 0 | 0 | 0
F14_Industrial_Instruments_Existing_Space Heating_Natural Gas_HVAC - Duct Repair and Sealing_A_Achievable Economic TRC Potential | F14 | Industrial | Instruments | Existing | Space Heating | Natural Gas | HVAC - Duct Repair and Sealing | A | Purchases (Cumulative) | Achievable Economic TRC Potential | 0 | 0 | 0 | 0 | 0 | 0 | 0 | 0 | 0 | 0 | 0 | 0 | 0 | 0 | 0 | 0 | 0 | 0 | 0 | 0 | 0 | 0
F1_Industrial_Instruments_Existing_Space Heating_Natural Gas_Windows - High Efficiency_A_Achievable Economic TRC Potential | F1 | Industrial | Instruments | Existing | Space Heating | Natural Gas | Windows - High Efficiency | A | Original Unit Energy Savings (kWh or therms) | Achievable Economic TRC Potential | 0 | 0 | 0.0077675 | 0.0077491 | 0.0077307 | 0.0077125 | 0.0076946 | 0.0076772 | 0.0076604 | 0.0076442 | 0.0076289 | 0.0076144 | 0.0076007 | 0.0075878 | 0.0075757 | 0.0075643 | 0.0075535 | 0.0075434 | 0.0075339 | 0.007525 | 0.0075166 | 0.0075087
F2_Industrial_Instruments_Existing_Space Heating_Natural Gas_Windows - High Efficiency_A_Achievable Economic TRC Potential | F2 | Industrial | Instruments | Existing | Space Heating | Natural Gas | Windows - High Efficiency | A | Original Unit Summer Peak Savings (kW) | Achievable Economic TRC Potential | 0 | 0 | 0 | 0 | 0 | 0 | 0 | 0 | 0 | 0 | 0 | 0 | 0 | 0 | 0 | 0 | 0 | 0 | 0 | 0 | 0 | 0
F3_Industrial_Instruments_Existing_Space Heating_Natural Gas_Windows - High Efficiency_A_Achievable Economic TRC Potential | F3 | Industrial | Instruments | Existing | Space Heating | Natural Gas | Windows - High Efficiency | A | Original Unit Winter Peak Savings (kW) | Achievable Economic TRC Potential | 0 | 0 | 0 | 0 | 0 | 0 | 0 | 0 | 0 | 0 | 0 | 0 | 0 | 0 | 0 | 0 | 0 | 0 | 0 | 0 | 0 | 0
F4_Industrial_Instruments_Existing_Space Heating_Natural Gas_Windows - High Efficiency_A_Achievable Economic TRC Potential | F4 | Industrial | Instruments | Existing | Space Heating | Natural Gas | Windows - High Efficiency | A | Standalone Impact on Baseline Energy (%) | Achievable Economic TRC Potential | bar: 2019 to 2040
F5_Industrial_Instruments_Existing_Space Heating_Natural Gas_Windows - High Efficiency_A_Achievable Economic TRC Potential | F5 | Industrial | Instruments | Existing | Space Heating | Natural Gas | Windows - High Efficiency | A | Standalone Impact on Baseline Summer Peak (%) | Achievable Economic TRC Potential | bar: 2019 to 2040
F6_Industrial_Instruments_Existing_Space Heating_Natural Gas_Windows - High Efficiency_A_Achievable Economic TRC Potential | F6 | Industrial | Instruments | Existing | Space Heating | Natural Gas | Windows - High Efficiency | A | Standalone Impact on Baseline Winter Peak (%) | Achievable Economic TRC Potential | bar: 2019 to 2040
F7_Industrial_Instruments_Existing_Space Heating_Natural Gas_Windows - High Efficiency_A_Achievable Economic TRC Potential | F7 | Industrial | Instruments | Existing | Space Heating | Natural Gas | Windows - High Efficiency | A | Incremental Energy Savings (MWh or mTherms) | Achievable Economic TRC Potential | 0 | 0 | 0 | 0 | 0 | 0 | 0 | 0 | 0 | 0 | 0 | 0 | 0 | 0 | 0 | 0 | 0 | 0 | 0 | 0 | 0 | 0
F8_Industrial_Instruments_Existing_Space Heating_Natural Gas_Windows - High Efficiency_A_Achievable Economic TRC Potential | F8 | Industrial | Instruments | Existing | Space Heating | Natural Gas | Windows - High Efficiency | A | Incremental Summer Peak Savings (MW) | Achievable Economic TRC Potential | 0 | 0 | 0 | 0 | 0 | 0 | 0 | 0 | 0 | 0 | 0 | 0 | 0 | 0 | 0 | 0 | 0 | 0 | 0 | 0 | 0 | 0
F9_Industrial_Instruments_Existing_Space Heating_Natural Gas_Windows - High Efficiency_A_Achievable Economic TRC Potential | F9 | Industrial | Instruments | Existing | Space Heating | Natural Gas | Windows - High Efficiency | A | Incremental Winter Peak Savings (MW) | Achievable Economic TRC Potential | 0 | 0 | 0 | 0 | 0 | 0 | 0 | 0 | 0 | 0 | 0 | 0 | 0 | 0 | 0 | 0 | 0 | 0 | 0 | 0 | 0 | 0
F10_Industrial_Instruments_Existing_Space Heating_Natural Gas_Windows - High Efficiency_A_Achievable Economic TRC Potential | F10 | Industrial | Instruments | Existing | Space Heating | Natural Gas | Windows - High Efficiency | A | Cumulative Energy Savings (MWh or mTherms) | Achievable Economic TRC Potential | 0 | 0 | 0 | 0 | 0 | 0 | 0 | 0 | 0 | 0 | 0 | 0 | 0 | 0 | 0 | 0 | 0 | 0 | 0 | 0 | 0 | 0
F11_Industrial_Instruments_Existing_Space Heating_Natural Gas_Windows - High Efficiency_A_Achievable Economic TRC Potential | F11 | Industrial | Instruments | Existing | Space Heating | Natural Gas | Windows - High Efficiency | A | Cumulative Summer Peak Savings (MW) | Achievable Economic TRC Potential | 0 | 0 | 0 | 0 | 0 | 0 | 0 | 0 | 0 | 0 | 0 | 0 | 0 | 0 | 0 | 0 | 0 | 0 | 0 | 0 | 0 | 0
F12_Industrial_Instruments_Existing_Space Heating_Natural Gas_Windows - High Efficiency_A_Achievable Economic TRC Potential | F12 | Industrial | Instruments | Existing | Space Heating | Natural Gas | Windows - High Efficiency | A | Cumulative Winter Peak Savings (MW) | Achievable Economic TRC Potential | 0 | 0 | 0 | 0 | 0 | 0 | 0 | 0 | 0 | 0 | 0 | 0 | 0 | 0 | 0 | 0 | 0 | 0 | 0 | 0 | 0 | 0
F13_Industrial_Instruments_Existing_Space Heating_Natural Gas_Windows - High Efficiency_A_Achievable Economic TRC Potential | F13 | Industrial | Instruments | Existing | Space Heating | Natural Gas | Windows - High Efficiency | A | Purchases (Incremental) | Achievable Economic TRC Potential | 0 | 0 | 0 | 0 | 0 | 0 | 0 | 0 | 0 | 0 | 0 | 0 | 0 | 0 | 0 | 0 | 0 | 0 | 0 | 0 | 0 | 0
F14_Industrial_Instruments_Existing_Space Heating_Natural Gas_Windows - High Efficiency_A_Achievable Economic TRC Potential | F14 | Industrial | Instruments | Existing | Space Heating | Natural Gas | Windows - High Efficiency | A | Purchases (Cumulative) | Achievable Economic TRC Potential | 0 | 0 | 0 | 0 | 0 | 0 | 0 | 0 | 0 | 0 | 0 | 0 | 0 | 0 | 0 | 0 | 0 | 0 | 0 | 0 | 0 | 0
F1_Industrial_Instruments_Existing_Space Heating_Natural Gas_Gas Boiler - Maintenance_A_Achievable Economic TRC Potential | F1 | Industrial | Instruments | Existing | Space Heating | Natural Gas | Gas Boiler - Maintenance | A | Original Unit Energy Savings (kWh or therms) | Achievable Economic TRC Potential | 0 | 0 | 4.1325 | 4.1221 | 4.112 | 4.1021 | 4.0924 | 4.083 | 4.0739 | 4.0651 | 4.0567 | 4.0486 | 4.0408 | 4.0334 | 4.0264 | 4.0197 | 4.0135 | 4.0076 | 4.0022 | 3.9971 | 3.9925 | 3.9883
F2_Industrial_Instruments_Existing_Space Heating_Natural Gas_Gas Boiler - Maintenance_A_Achievable Economic TRC Potential | F2 | Industrial | Instruments | Existing | Space Heating | Natural Gas | Gas Boiler - Maintenance | A | Original Unit Summer Peak Savings (kW) | Achievable Economic TRC Potential | 0 | 0 | 0 | 0 | 0 | 0 | 0 | 0 | 0 | 0 | 0 | 0 | 0 | 0 | 0 | 0 | 0 | 0 | 0 | 0 | 0 | 0
F3_Industrial_Instruments_Existing_Space Heating_Natural Gas_Gas Boiler - Maintenance_A_Achievable Economic TRC Potential | F3 | Industrial | Instruments | Existing | Space Heating | Natural Gas | Gas Boiler - Maintenance | A | Original Unit Winter Peak Savings (kW) | Achievable Economic TRC Potential | 0 | 0 | 0 | 0 | 0 | 0 | 0 | 0 | 0 | 0 | 0 | 0 | 0 | 0 | 0 | 0 | 0 | 0 | 0 | 0 | 0 | 0
F4_Industrial_Instruments_Existing_Space Heating_Natural Gas_Gas Boiler - Maintenance_A_Achievable Economic TRC Potential | F4 | Industrial | Instruments | Existing | Space Heating | Natural Gas | Gas Boiler - Maintenance | A | Standalone Impact on Baseline Energy (%) | Achievable Economic TRC Potential | 0% | 0% | 0.004189% | 0.007197% | 0.009355% | 0.0111% | 0.01268% | 0.0141% | 0.01538% | 0.01652% | 0.01754% | 0.01847% | 0.01931% | 0.02004% | 0.0207% | 0.02131% | 0.02187% | 0.02242% | 0.02295% | 0.02347% | 0.02398% | 0.02448%
F5_Industrial_Instruments_Existing_Space Heating_Natural Gas_Gas Boiler - Maintenance_A_Achievable Economic TRC Potential | F5 | Industrial | Instruments | Existing | Space Heating | Natural Gas | Gas Boiler - Maintenance | A | Standalone Impact on Baseline Summer Peak (%) | Achievable Economic TRC Potential | bar: 2019 to 2040
F6_Industrial_Instruments_Existing_Space Heating_Natural Gas_Gas Boiler - Maintenance_A_Achievable Economic TRC Potential | F6 | Industrial | Instruments | Existing | Space Heating | Natural Gas | Gas Boiler - Maintenance | A | Standalone Impact on Baseline Winter Peak (%) | Achievable Economic TRC Potential | bar: 2019 to 2040
F7_Industrial_Instruments_Existing_Space Heating_Natural Gas_Gas Boiler - Maintenance_A_Achievable Economic TRC Potential | F7 | Industrial | Instruments | Existing | Space Heating | Natural Gas | Gas Boiler - Maintenance | A | Incremental Energy Savings (MWh or mTherms) | Achievable Economic TRC Potential | 0 | 0 | 0.01845 | 0.012677 | 0.0086034 | 0.0065689 | 0.0056428 | 0.0047877 | 0.0040219 | 0.0033508 | 0.0027726 | 0.0022807 | 0.0018667 | 0.0014261 | 0.0010896 | 0.00083258 | 0.00063624 | 0.0005733 | 0.00044033 | 0.00037217 | 0.0003064 | 0.00024296
F8_Industrial_Instruments_Existing_Space Heating_Natural Gas_Gas Boiler - Maintenance_A_Achievable Economic TRC Potential | F8 | Industrial | Instruments | Existing | Space Heating | Natural Gas | Gas Boiler - Maintenance | A | Incremental Summer Peak Savings (MW) | Achievable Economic TRC Potential | 0 | 0 | 0 | 0 | 0 | 0 | 0 | 0 | 0 | 0 | 0 | 0 | 0 | 0 | 0 | 0 | 0 | 0 | 0 | 0 | 0 | 0
F9_Industrial_Instruments_Existing_Space Heating_Natural Gas_Gas Boiler - Maintenance_A_Achievable Economic TRC Potential | F9 | Industrial | Instruments | Existing | Space Heating | Natural Gas | Gas Boiler - Maintenance | A | Incremental Winter Peak Savings (MW) | Achievable Economic TRC Potential | 0 | 0 | 0 | 0 | 0 | 0 | 0 | 0 | 0 | 0 | 0 | 0 | 0 | 0 | 0 | 0 | 0 | 0 | 0 | 0 | 0 | 0
F10_Industrial_Instruments_Existing_Space Heating_Natural Gas_Gas Boiler - Maintenance_A_Achievable Economic TRC Potential | F10 | Industrial | Instruments | Existing | Space Heating | Natural Gas | Gas Boiler - Maintenance | A | Cumulative Energy Savings (MWh or mTherms) | Achievable Economic TRC Potential | 0 | 0 | 0.01845 | 0.031081 | 0.039608 | 0.046081 | 0.051615 | 0.056285 | 0.060181 | 0.063403 | 0.066043 | 0.068192 | 0.069928 | 0.071226 | 0.072192 | 0.072905 | 0.073428 | 0.073894 | 0.074234 | 0.074512 | 0.074732 | 0.074897
F11_Industrial_Instruments_Existing_Space Heating_Natural Gas_Gas Boiler - Maintenance_A_Achievable Economic TRC Potential | F11 | Industrial | Instruments | Existing | Space Heating | Natural Gas | Gas Boiler - Maintenance | A | Cumulative Summer Peak Savings (MW) | Achievable Economic TRC Potential | 0 | 0 | 0 | 0 | 0 | 0 | 0 | 0 | 0 | 0 | 0 | 0 | 0 | 0 | 0 | 0 | 0 | 0 | 0 | 0 | 0 | 0
F12_Industrial_Instruments_Existing_Space Heating_Natural Gas_Gas Boiler - Maintenance_A_Achievable Economic TRC Potential | F12 | Industrial | Instruments | Existing | Space Heating | Natural Gas | Gas Boiler - Maintenance | A | Cumulative Winter Peak Savings (MW) | Achievable Economic TRC Potential | 0 | 0 | 0 | 0 | 0 | 0 | 0 | 0 | 0 | 0 | 0 | 0 | 0 | 0 | 0 | 0 | 0 | 0 | 0 | 0 | 0 | 0
F13_Industrial_Instruments_Existing_Space Heating_Natural Gas_Gas Boiler - Maintenance_A_Achievable Economic TRC Potential | F13 | Industrial | Instruments | Existing | Space Heating | Natural Gas | Gas Boiler - Maintenance | A | Purchases (Incremental) | Achievable Economic TRC Potential | 0 | 0 | 4.4646 | 3.0754 | 2.0923 | 1.6014 | 1.3789 | 1.1726 | 0.98723 | 0.82429 | 0.68346 | 0.56334 | 0.46196 | 0.35358 | 0.27062 | 0.20712 | 0.15853 | 0.14305 | 0.11002 | 0.093109 | 0.076745 | 0.060917
F14_Industrial_Instruments_Existing_Space Heating_Natural Gas_Gas Boiler - Maintenance_A_Achievable Economic TRC Potential | F14 | Industrial | Instruments | Existing | Space Heating | Natural Gas | Gas Boiler - Maintenance | A | Purchases (Cumulative) | Achievable Economic TRC Potential | 0 | 0 | 4.4646 | 7.54 | 9.6323 | 11.2337 | 12.6125 | 13.7851 | 14.7724 | 15.5967 | 16.2801 | 16.8435 | 17.3054 | 17.659 | 17.9296 | 18.1367 | 18.2953 | 18.4383 | 18.5483 | 18.6415 | 18.7182 | 18.7791
F1_Industrial_Instruments_Existing_Process_Natural Gas_Gas Boiler - Maintenance_A_Achievable Economic TRC Potential | F1 | Industrial | Instruments | Existing | Process | Natural Gas | Gas Boiler - Maintenance | A | Original Unit Energy Savings (kWh or therms) | Achievable Economic TRC Potential | 0 | 0 | 2.58 | 2.58 | 2.58 | 2.58 | 2.58 | 2.58 | 2.58 | 2.58 | 2.58 | 2.58 | 2.58 | 2.58 | 2.58 | 2.58 | 2.58 | 2.58 | 2.58 | 2.58 | 2.58 | 2.58
F2_Industrial_Instruments_Existing_Process_Natural Gas_Gas Boiler - Maintenance_A_Achievable Economic TRC Potential | F2 | Industrial | Instruments | Existing | Process | Natural Gas | Gas Boiler - Maintenance | A | Original Unit Summer Peak Savings (kW) | Achievable Economic TRC Potential | 0 | 0 | 0 | 0 | 0 | 0 | 0 | 0 | 0 | 0 | 0 | 0 | 0 | 0 | 0 | 0 | 0 | 0 | 0 | 0 | 0 | 0
F3_Industrial_Instruments_Existing_Process_Natural Gas_Gas Boiler - Maintenance_A_Achievable Economic TRC Potential | F3 | Industrial | Instruments | Existing | Process | Natural Gas | Gas Boiler - Maintenance | A | Original Unit Winter Peak Savings (kW) | Achievable Economic TRC Potential | 0 | 0 | 0 | 0 | 0 | 0 | 0 | 0 | 0 | 0 | 0 | 0 | 0 | 0 | 0 | 0 | 0 | 0 | 0 | 0 | 0 | 0
F4_Industrial_Instruments_Existing_Process_Natural Gas_Gas Boiler - Maintenance_A_Achievable Economic TRC Potential | F4 | Industrial | Instruments | Existing | Process | Natural Gas | Gas Boiler - Maintenance | A | Standalone Impact on Baseline Energy (%) | Achievable Economic TRC Potential | 0% | 0% | 0.03069% | 0.05273% | 0.06855% | 0.08135% | 0.09293% | 0.1034% | 0.1127% | 0.1211% | 0.1286% | 0.1354% | 0.1415% | 0.147% | 0.1518% | 0.1563% | 0.1604% | 0.1645% | 0.1684% | 0.1722% | 0.1759% | 0.1796%
F5_Industrial_Instruments_Existing_Process_Natural Gas_Gas Boiler - Maintenance_A_Achievable Economic TRC Potential | F5 | Industrial | Instruments | Existing | Process | Natural Gas | Gas Boiler - Maintenance | A | Standalone Impact on Baseline Summer Peak (%) | Achievable Economic TRC Potential | bar: 2019 to 2040
F6_Industrial_Instruments_Existing_Process_Natural Gas_Gas Boiler - Maintenance_A_Achievable Economic TRC Potential | F6 | Industrial | Instruments | Existing | Process | Natural Gas | Gas Boiler - Maintenance | A | Standalone Impact on Baseline Winter Peak (%) | Achievable Economic TRC Potential | bar: 2019 to 2040
F7_Industrial_Instruments_Existing_Process_Natural Gas_Gas Boiler - Maintenance_A_Achievable Economic TRC Potential | F7 | Industrial | Instruments | Existing | Process | Natural Gas | Gas Boiler - Maintenance | A | Incremental Energy Savings (MWh or mTherms) | Achievable Economic TRC Potential | 0 | 0 | 0.34942 | 0.24069 | 0.16375 | 0.12533 | 0.10792 | 0.091773 | 0.077265 | 0.064512 | 0.053491 | 0.04409 | 0.036155 | 0.027672 | 0.02118 | 0.01621 | 0.012407 | 0.011196 | 0.0086109 | 0.0072871 | 0.0060064 | 0.0047676
F8_Industrial_Instruments_Existing_Process_Natural Gas_Gas Boiler - Maintenance_A_Achievable Economic TRC Potential | F8 | Industrial | Instruments | Existing | Process | Natural Gas | Gas Boiler - Maintenance | A | Incremental Summer Peak Savings (MW) | Achievable Economic TRC Potential | 0 | 0 | 0 | 0 | 0 | 0 | 0 | 0 | 0 | 0 | 0 | 0 | 0 | 0 | 0 | 0 | 0 | 0 | 0 | 0 | 0 | 0
F9_Industrial_Instruments_Existing_Process_Natural Gas_Gas Boiler - Maintenance_A_Achievable Economic TRC Potential | F9 | Industrial | Instruments | Existing | Process | Natural Gas | Gas Boiler - Maintenance | A | Incremental Winter Peak Savings (MW) | Achievable Economic TRC Potential | 0 | 0 | 0 | 0 | 0 | 0 | 0 | 0 | 0 | 0 | 0 | 0 | 0 | 0 | 0 | 0 | 0 | 0 | 0 | 0 | 0 | 0
F10_Industrial_Instruments_Existing_Process_Natural Gas_Gas Boiler - Maintenance_A_Achievable Economic TRC Potential | F10 | Industrial | Instruments | Existing | Process | Natural Gas | Gas Boiler - Maintenance | A | Cumulative Energy Savings (MWh or mTherms) | Achievable Economic TRC Potential | 0 | 0 | 0.34942 | 0.59011 | 0.75387 | 0.8792 | 0.98711 | 1.0789 | 1.1561 | 1.2207 | 1.2742 | 1.3182 | 1.3544 | 1.3821 | 1.4032 | 1.4195 | 1.4319 | 1.4431 | 1.4517 | 1.459 | 1.465 | 1.4697
F11_Industrial_Instruments_Existing_Process_Natural Gas_Gas Boiler - Maintenance_A_Achievable Economic TRC Potential | F11 | Industrial | Instruments | Existing | Process | Natural Gas | Gas Boiler - Maintenance | A | Cumulative Summer Peak Savings (MW) | Achievable Economic TRC Potential | 0 | 0 | 0 | 0 | 0 | 0 | 0 | 0 | 0 | 0 | 0 | 0 | 0 | 0 | 0 | 0 | 0 | 0 | 0 | 0 | 0 | 0
F12_Industrial_Instruments_Existing_Process_Natural Gas_Gas Boiler - Maintenance_A_Achievable Economic TRC Potential | F12 | Industrial | Instruments | Existing | Process | Natural Gas | Gas Boiler - Maintenance | A | Cumulative Winter Peak Savings (MW) | Achievable Economic TRC Potential | 0 | 0 | 0 | 0 | 0 | 0 | 0 | 0 | 0 | 0 | 0 | 0 | 0 | 0 | 0 | 0 | 0 | 0 | 0 | 0 | 0 | 0
F13_Industrial_Instruments_Existing_Process_Natural Gas_Gas Boiler - Maintenance_A_Achievable Economic TRC Potential | F13 | Industrial | Instruments | Existing | Process | Natural Gas | Gas Boiler - Maintenance | A | Purchases (Incremental) | Achievable Economic TRC Potential | 0 | 0 | 135.4334 | 93.2914 | 63.4691 | 48.5775 | 41.8274 | 35.5707 | 29.9473 | 25.0046 | 20.7327 | 17.0889 | 14.0136 | 10.7256 | 8.2091 | 6.283 | 4.8089 | 4.3394 | 3.3375 | 2.8244 | 2.328 | 1.8479
F14_Industrial_Instruments_Existing_Process_Natural Gas_Gas Boiler - Maintenance_A_Achievable Economic TRC Potential | F14 | Industrial | Instruments | Existing | Process | Natural Gas | Gas Boiler - Maintenance | A | Purchases (Cumulative) | Achievable Economic TRC Potential | 0 | 0 | 135.4334 | 228.7248 | 292.1939 | 340.7715 | 382.5989 | 418.1696 | 448.1169 | 473.1215 | 493.8542 | 510.943 | 524.9566 | 535.6822 | 543.8913 | 550.1744 | 554.9832 | 559.3227 | 562.6602 | 565.4846 | 567.8127 | 569.6606
F1_Industrial_Instruments_Existing_Space Heating_Natural Gas_Gas Furnace - Maintenance_A_Achievable Economic TRC Potential | F1 | Industrial | Instruments | Existing | Space Heating | Natural Gas | Gas Furnace - Maintenance | A | Original Unit Energy Savings (kWh or therms) | Achievable Economic TRC Potential | 0 | 0 | 0.0093975 | 0.0093456 | 0.0092937 | 0.0092423 | 0.0091918 | 0.0091426 | 0.0090951 | 0.0090495 | 0.0090061 | 0.0089653 | 0.0089269 | 0.0088907 | 0.0088567 | 0.0088247 | 0.0087946 | 0.0087662 | 0.0087395 | 0.0087144 | 0.0086907 | 0.0086685
F2_Industrial_Instruments_Existing_Space Heating_Natural Gas_Gas Furnace - Maintenance_A_Achievable Economic TRC Potential | F2 | Industrial | Instruments | Existing | Space Heating | Natural Gas | Gas Furnace - Maintenance | A | Original Unit Summer Peak Savings (kW) | Achievable Economic TRC Potential | 0 | 0 | 0 | 0 | 0 | 0 | 0 | 0 | 0 | 0 | 0 | 0 | 0 | 0 | 0 | 0 | 0 | 0 | 0 | 0 | 0 | 0
F3_Industrial_Instruments_Existing_Space Heating_Natural Gas_Gas Furnace - Maintenance_A_Achievable Economic TRC Potential | F3 | Industrial | Instruments | Existing | Space Heating | Natural Gas | Gas Furnace - Maintenance | A | Original Unit Winter Peak Savings (kW) | Achievable Economic TRC Potential | 0 | 0 | 0 | 0 | 0 | 0 | 0 | 0 | 0 | 0 | 0 | 0 | 0 | 0 | 0 | 0 | 0 | 0 | 0 | 0 | 0 | 0
F4_Industrial_Instruments_Existing_Space Heating_Natural Gas_Gas Furnace - Maintenance_A_Achievable Economic TRC Potential | F4 | Industrial | Instruments | Existing | Space Heating | Natural Gas | Gas Furnace - Maintenance | A | Standalone Impact on Baseline Energy (%) | Achievable Economic TRC Potential | 0% | 0% | 0.0001148% | 0.0001967% | 0.0002548% | 0.0003015% | 0.0003433% | 0.0003806% | 0.0004138% | 0.0004433% | 0.0004695% | 0.0004929% | 0.0005141% | 0.0005325% | 0.0005489% | 0.0005638% | 0.0005776% | 0.0005912% | 0.0006041% | 0.0006167% | 0.0006291% | 0.0006412%
F5_Industrial_Instruments_Existing_Space Heating_Natural Gas_Gas Furnace - Maintenance_A_Achievable Economic TRC Potential | F5 | Industrial | Instruments | Existing | Space Heating | Natural Gas | Gas Furnace - Maintenance | A | Standalone Impact on Baseline Summer Peak (%) | Achievable Economic TRC Potential | bar: 2019 to 2040
F6_Industrial_Instruments_Existing_Space Heating_Natural Gas_Gas Furnace - Maintenance_A_Achievable Economic TRC Potential | F6 | Industrial | Instruments | Existing | Space Heating | Natural Gas | Gas Furnace - Maintenance | A | Standalone Impact on Baseline Winter Peak (%) | Achievable Economic TRC Potential | bar: 2019 to 2040
F7_Industrial_Instruments_Existing_Space Heating_Natural Gas_Gas Furnace - Maintenance_A_Achievable Economic TRC Potential | F7 | Industrial | Instruments | Existing | Space Heating | Natural Gas | Gas Furnace - Maintenance | A | Incremental Energy Savings (MWh or mTherms) | Achievable Economic TRC Potential | 0 | 0 | 0.00050572 | 0.00034643 | 0.00023438 | 0.0001784 | 0.00015277 | 0.00012922 | 0.00010823 | 8.991e-05 | 7.4192e-05 | 6.0876e-05 | 4.9707e-05 | 3.789e-05 | 2.8889e-05 | 2.2031e-05 | 1.6804e-05 | 1.5115e-05 | 1.159e-05 | 9.7799e-06 | 8.0392e-06 | 6.3649e-06
F8_Industrial_Instruments_Existing_Space Heating_Natural Gas_Gas Furnace - Maintenance_A_Achievable Economic TRC Potential | F8 | Industrial | Instruments | Existing | Space Heating | Natural Gas | Gas Furnace - Maintenance | A | Incremental Summer Peak Savings (MW) | Achievable Economic TRC Potential | 0 | 0 | 0 | 0 | 0 | 0 | 0 | 0 | 0 | 0 | 0 | 0 | 0 | 0 | 0 | 0 | 0 | 0 | 0 | 0 | 0 | 0
F9_Industrial_Instruments_Existing_Space Heating_Natural Gas_Gas Furnace - Maintenance_A_Achievable Economic TRC Potential | F9 | Industrial | Instruments | Existing | Space Heating | Natural Gas | Gas Furnace - Maintenance | A | Incremental Winter Peak Savings (MW) | Achievable Economic TRC Potential | 0 | 0 | 0 | 0 | 0 | 0 | 0 | 0 | 0 | 0 | 0 | 0 | 0 | 0 | 0 | 0 | 0 | 0 | 0 | 0 | 0 | 0
F10_Industrial_Instruments_Existing_Space Heating_Natural Gas_Gas Furnace - Maintenance_A_Achievable Economic TRC Potential | F10 | Industrial | Instruments | Existing | Space Heating | Natural Gas | Gas Furnace - Maintenance | A | Cumulative Energy Savings (MWh or mTherms) | Achievable Economic TRC Potential | 0 | 0 | 0.00050572 | 0.00084935 | 0.001079 | 0.0012514 | 0.0013974 | 0.0015191 | 0.0016194 | 0.0017012 | 0.0017673 | 0.0018201 | 0.001862 | 0.0018924 | 0.001914 | 0.0019292 | 0.0019394 | 0.0019482 | 0.0019539 | 0.0019581 | 0.0019608 | 0.0019621
F11_Industrial_Instruments_Existing_Space Heating_Natural Gas_Gas Furnace - Maintenance_A_Achievable Economic TRC Potential | F11 | Industrial | Instruments | Existing | Space Heating | Natural Gas | Gas Furnace - Maintenance | A | Cumulative Summer Peak Savings (MW) | Achievable Economic TRC Potential | 0 | 0 | 0 | 0 | 0 | 0 | 0 | 0 | 0 | 0 | 0 | 0 | 0 | 0 | 0 | 0 | 0 | 0 | 0 | 0 | 0 | 0
F12_Industrial_Instruments_Existing_Space Heating_Natural Gas_Gas Furnace - Maintenance_A_Achievable Economic TRC Potential | F12 | Industrial | Instruments | Existing | Space Heating | Natural Gas | Gas Furnace - Maintenance | A | Cumulative Winter Peak Savings (MW) | Achievable Economic TRC Potential | 0 | 0 | 0 | 0 | 0 | 0 | 0 | 0 | 0 | 0 | 0 | 0 | 0 | 0 | 0 | 0 | 0 | 0 | 0 | 0 | 0 | 0
F13_Industrial_Instruments_Existing_Space Heating_Natural Gas_Gas Furnace - Maintenance_A_Achievable Economic TRC Potential | F13 | Industrial | Instruments | Existing | Space Heating | Natural Gas | Gas Furnace - Maintenance | A | Purchases (Incremental) | Achievable Economic TRC Potential | 0 | 0 | 53.8138 | 37.0689 | 25.2191 | 19.302 | 16.6199 | 14.1338 | 11.8994 | 9.9354 | 8.238 | 6.7902 | 5.5682 | 4.2618 | 3.2618 | 2.4965 | 1.9108 | 1.7243 | 1.3261 | 1.1223 | 0.92503 | 0.73426
F14_Industrial_Instruments_Existing_Space Heating_Natural Gas_Gas Furnace - Maintenance_A_Achievable Economic TRC Potential | F14 | Industrial | Instruments | Existing | Space Heating | Natural Gas | Gas Furnace - Maintenance | A | Purchases (Cumulative) | Achievable Economic TRC Potential | 0 | 0 | 53.8138 | 90.8826 | 116.1017 | 135.4038 | 152.0237 | 166.1575 | 178.0569 | 187.9924 | 196.2304 | 203.0206 | 208.5888 | 212.8506 | 216.1124 | 218.6089 | 220.5197 | 222.244 | 223.5701 | 224.6924 | 225.6174 | 226.3517
F1_Industrial_Instruments_Existing_Space Heating_Natural Gas_Gas Boiler - Hot Water Reset_A_Achievable Economic TRC Potential | F1 | Industrial | Instruments | Existing | Space Heating | Natural Gas | Gas Boiler - Hot Water Reset | A | Original Unit Energy Savings (kWh or therms) | Achievable Economic TRC Potential | 0 | 0 | 15.0273 | 14.9896 | 14.9526 | 14.9166 | 14.8814 | 14.8473 | 14.8142 | 14.7823 | 14.7516 | 14.7221 | 14.6939 | 14.667 | 14.6414 | 14.6172 | 14.5945 | 14.5732 | 14.5534 | 14.535 | 14.5182 | 14.5029
F2_Industrial_Instruments_Existing_Space Heating_Natural Gas_Gas Boiler - Hot Water Reset_A_Achievable Economic TRC Potential | F2 | Industrial | Instruments | Existing | Space Heating | Natural Gas | Gas Boiler - Hot Water Reset | A | Original Unit Summer Peak Savings (kW) | Achievable Economic TRC Potential | 0 | 0 | 0 | 0 | 0 | 0 | 0 | 0 | 0 | 0 | 0 | 0 | 0 | 0 | 0 | 0 | 0 | 0 | 0 | 0 | 0 | 0
F3_Industrial_Instruments_Existing_Space Heating_Natural Gas_Gas Boiler - Hot Water Reset_A_Achievable Economic TRC Potential | F3 | Industrial | Instruments | Existing | Space Heating | Natural Gas | Gas Boiler - Hot Water Reset | A | Original Unit Winter Peak Savings (kW) | Achievable Economic TRC Potential | 0 | 0 | 0 | 0 | 0 | 0 | 0 | 0 | 0 | 0 | 0 | 0 | 0 | 0 | 0 | 0 | 0 | 0 | 0 | 0 | 0 | 0
F4_Industrial_Instruments_Existing_Space Heating_Natural Gas_Gas Boiler - Hot Water Reset_A_Achievable Economic TRC Potential | F4 | Industrial | Instruments | Existing | Space Heating | Natural Gas | Gas Boiler - Hot Water Reset | A | Standalone Impact on Baseline Energy (%) | Achievable Economic TRC Potential | 0% | 0% | 0.007402% | 0.01662% | 0.02803% | 0.04143% | 0.05687% | 0.07508% | 0.09527% | 0.1162% | 0.1364% | 0.1544% | 0.1692% | 0.1801% | 0.1879% | 0.1934% | 0.1977% | 0.2015% | 0.2052% | 0.2088% | 0.2124% | 0.2161%
F5_Industrial_Instruments_Existing_Space Heating_Natural Gas_Gas Boiler - Hot Water Reset_A_Achievable Economic TRC Potential | F5 | Industrial | Instruments | Existing | Space Heating | Natural Gas | Gas Boiler - Hot Water Reset | A | Standalone Impact on Baseline Summer Peak (%) | Achievable Economic TRC Potential | bar: 2019 to 2040
F6_Industrial_Instruments_Existing_Space Heating_Natural Gas_Gas Boiler - Hot Water Reset_A_Achievable Economic TRC Potential | F6 | Industrial | Instruments | Existing | Space Heating | Natural Gas | Gas Boiler - Hot Water Reset | A | Standalone Impact on Baseline Winter Peak (%) | Achievable Economic TRC Potential | bar: 2019 to 2040
F7_Industrial_Instruments_Existing_Space Heating_Natural Gas_Gas Boiler - Hot Water Reset_A_Achievable Economic TRC Potential | F7 | Industrial | Instruments | Existing | Space Heating | Natural Gas | Gas Boiler - Hot Water Reset | A | Incremental Energy Savings (MWh or mTherms) | Achievable Economic TRC Potential | 0 | 0 | 0.032605 | 0.039245 | 0.04708 | 0.053581 | 0.059921 | 0.068689 | 0.073889 | 0.074021 | 0.068411 | 0.057676 | 0.043778 | 0.028422 | 0.01619 | 0.0076482 | 0.003175 | 0.001133 | 0.00034732 | 7.4302e-05 | 1.1989e-05 | 1.4127e-06
F8_Industrial_Instruments_Existing_Space Heating_Natural Gas_Gas Boiler - Hot Water Reset_A_Achievable Economic TRC Potential | F8 | Industrial | Instruments | Existing | Space Heating | Natural Gas | Gas Boiler - Hot Water Reset | A | Incremental Summer Peak Savings (MW) | Achievable Economic TRC Potential | 0 | 0 | 0 | 0 | 0 | 0 | 0 | 0 | 0 | 0 | 0 | 0 | 0 | 0 | 0 | 0 | 0 | 0 | 0 | 0 | 0 | 0
F9_Industrial_Instruments_Existing_Space Heating_Natural Gas_Gas Boiler - Hot Water Reset_A_Achievable Economic TRC Potential | F9 | Industrial | Instruments | Existing | Space Heating | Natural Gas | Gas Boiler - Hot Water Reset | A | Incremental Winter Peak Savings (MW) | Achievable Economic TRC Potential | 0 | 0 | 0 | 0 | 0 | 0 | 0 | 0 | 0 | 0 | 0 | 0 | 0 | 0 | 0 | 0 | 0 | 0 | 0 | 0 | 0 | 0
F10_Industrial_Instruments_Existing_Space Heating_Natural Gas_Gas Boiler - Hot Water Reset_A_Achievable Economic TRC Potential | F10 | Industrial | Instruments | Existing | Space Heating | Natural Gas | Gas Boiler - Hot Water Reset | A | Cumulative Energy Savings (MWh or mTherms) | Achievable Economic TRC Potential | 0 | 0 | 0.032605 | 0.071769 | 0.11867 | 0.17197 | 0.23148 | 0.29964 | 0.37286 | 0.44608 | 0.51356 | 0.57021 | 0.6129 | 0.6402 | 0.65527 | 0.66184 | 0.66398 | 0.66415 | 0.66359 | 0.66283 | 0.66207 | 0.66138
F11_Industrial_Instruments_Existing_Space Heating_Natural Gas_Gas Boiler - Hot Water Reset_A_Achievable Economic TRC Potential | F11 | Industrial | Instruments | Existing | Space Heating | Natural Gas | Gas Boiler - Hot Water Reset | A | Cumulative Summer Peak Savings (MW) | Achievable Economic TRC Potential | 0 | 0 | 0 | 0 | 0 | 0 | 0 | 0 | 0 | 0 | 0 | 0 | 0 | 0 | 0 | 0 | 0 | 0 | 0 | 0 | 0 | 0
F12_Industrial_Instruments_Existing_Space Heating_Natural Gas_Gas Boiler - Hot Water Reset_A_Achievable Economic TRC Potential | F12 | Industrial | Instruments | Existing | Space Heating | Natural Gas | Gas Boiler - Hot Water Reset | A | Cumulative Winter Peak Savings (MW) | Achievable Economic TRC Potential | 0 | 0 | 0 | 0 | 0 | 0 | 0 | 0 | 0 | 0 | 0 | 0 | 0 | 0 | 0 | 0 | 0 | 0 | 0 | 0 | 0 | 0
F13_Industrial_Instruments_Existing_Space Heating_Natural Gas_Gas Boiler - Hot Water Reset_A_Achievable Economic TRC Potential | F13 | Industrial | Instruments | Existing | Space Heating | Natural Gas | Gas Boiler - Hot Water Reset | A | Purchases (Incremental) | Achievable Economic TRC Potential | 0 | 0 | 2.1698 | 2.6182 | 3.1486 | 3.5921 | 4.0266 | 4.6264 | 4.9877 | 5.0074 | 4.6375 | 3.9176 | 2.9794 | 1.9378 | 1.1058 | 0.52323 | 0.21755 | 0.077745 | 0.023865 | 0.0051119 | 0.00082577 | 9.7411e-05
F14_Industrial_Instruments_Existing_Space Heating_Natural Gas_Gas Boiler - Hot Water Reset_A_Achievable Economic TRC Potential | F14 | Industrial | Instruments | Existing | Space Heating | Natural Gas | Gas Boiler - Hot Water Reset | A | Purchases (Cumulative) | Achievable Economic TRC Potential | 0 | 0 | 2.1698 | 4.7879 | 7.9366 | 11.5286 | 15.5552 | 20.1815 | 25.1692 | 30.1766 | 34.8142 | 38.7318 | 41.7112 | 43.649 | 44.7547 | 45.278 | 45.4955 | 45.5733 | 45.5971 | 45.6022 | 45.6031 | 45.6032
F1_Industrial_Instruments_Existing_Process_Natural Gas_Gas Boiler - Hot Water Reset_A_Achievable Economic TRC Potential | F1 | Industrial | Instruments | Existing | Process | Natural Gas | Gas Boiler - Hot Water Reset | A | Original Unit Energy Savings (kWh or therms) | Achievable Economic TRC Potential | 0 | 0 | 4.6909 | 4.6909 | 4.6909 | 4.6909 | 4.6909 | 4.6909 | 4.6909 | 4.6909 | 4.6909 | 4.6909 | 4.6909 | 4.6909 | 4.6909 | 4.6909 | 4.6909 | 4.6909 | 4.6909 | 4.6909 | 4.6909 | 4.6909
F2_Industrial_Instruments_Existing_Process_Natural Gas_Gas Boiler - Hot Water Reset_A_Achievable Economic TRC Potential | F2 | Industrial | Instruments | Existing | Process | Natural Gas | Gas Boiler - Hot Water Reset | A | Original Unit Summer Peak Savings (kW) | Achievable Economic TRC Potential | 0 | 0 | 0 | 0 | 0 | 0 | 0 | 0 | 0 | 0 | 0 | 0 | 0 | 0 | 0 | 0 | 0 | 0 | 0 | 0 | 0 | 0
F3_Industrial_Instruments_Existing_Process_Natural Gas_Gas Boiler - Hot Water Reset_A_Achievable Economic TRC Potential | F3 | Industrial | Instruments | Existing | Process | Natural Gas | Gas Boiler - Hot Water Reset | A | Original Unit Winter Peak Savings (kW) | Achievable Economic TRC Potential | 0 | 0 | 0 | 0 | 0 | 0 | 0 | 0 | 0 | 0 | 0 | 0 | 0 | 0 | 0 | 0 | 0 | 0 | 0 | 0 | 0 | 0
F4_Industrial_Instruments_Existing_Process_Natural Gas_Gas Boiler - Hot Water Reset_A_Achievable Economic TRC Potential | F4 | Industrial | Instruments | Existing | Process | Natural Gas | Gas Boiler - Hot Water Reset | A | Standalone Impact on Baseline Energy (%) | Achievable Economic TRC Potential | 0% | 0% | 0.02711% | 0.06088% | 0.1027% | 0.1518% | 0.2084% | 0.2751% | 0.3491% | 0.4259% | 0.5% | 0.566% | 0.6203% | 0.6605% | 0.6891% | 0.7094% | 0.7253% | 0.7393% | 0.7526% | 0.7659% | 0.7794% | 0.7931%
F5_Industrial_Instruments_Existing_Process_Natural Gas_Gas Boiler - Hot Water Reset_A_Achievable Economic TRC Potential | F5 | Industrial | Instruments | Existing | Process | Natural Gas | Gas Boiler - Hot Water Reset | A | Standalone Impact on Baseline Summer Peak (%) | Achievable Economic TRC Potential | bar: 2019 to 2040
F6_Industrial_Instruments_Existing_Process_Natural Gas_Gas Boiler - Hot Water Reset_A_Achievable Economic TRC Potential | F6 | Industrial | Instruments | Existing | Process | Natural Gas | Gas Boiler - Hot Water Reset | A | Standalone Impact on Baseline Winter Peak (%) | Achievable Economic TRC Potential | bar: 2019 to 2040
F7_Industrial_Instruments_Existing_Process_Natural Gas_Gas Boiler - Hot Water Reset_A_Achievable Economic TRC Potential | F7 | Industrial | Instruments | Existing | Process | Natural Gas | Gas Boiler - Hot Water Reset | A | Incremental Energy Savings (MWh or mTherms) | Achievable Economic TRC Potential | 0 | 0 | 0.30875 | 0.37256 | 0.44805 | 0.51114 | 0.57297 | 0.65832 | 0.70974 | 0.71255 | 0.65992 | 0.55747 | 0.42396 | 0.27575 | 0.15735 | 0.074455 | 0.030957 | 0.011063 | 0.003396 | 0.00072742 | 0.00011751 | 1.3861e-05
F8_Industrial_Instruments_Existing_Process_Natural Gas_Gas Boiler - Hot Water Reset_A_Achievable Economic TRC Potential | F8 | Industrial | Instruments | Existing | Process | Natural Gas | Gas Boiler - Hot Water Reset | A | Incremental Summer Peak Savings (MW) | Achievable Economic TRC Potential | 0 | 0 | 0 | 0 | 0 | 0 | 0 | 0 | 0 | 0 | 0 | 0 | 0 | 0 | 0 | 0 | 0 | 0 | 0 | 0 | 0 | 0
F9_Industrial_Instruments_Existing_Process_Natural Gas_Gas Boiler - Hot Water Reset_A_Achievable Economic TRC Potential | F9 | Industrial | Instruments | Existing | Process | Natural Gas | Gas Boiler - Hot Water Reset | A | Incremental Winter Peak Savings (MW) | Achievable Economic TRC Potential | 0 | 0 | 0 | 0 | 0 | 0 | 0 | 0 | 0 | 0 | 0 | 0 | 0 | 0 | 0 | 0 | 0 | 0 | 0 | 0 | 0 | 0
F10_Industrial_Instruments_Existing_Process_Natural Gas_Gas Boiler - Hot Water Reset_A_Achievable Economic TRC Potential | F10 | Industrial | Instruments | Existing | Process | Natural Gas | Gas Boiler - Hot Water Reset | A | Cumulative Energy Savings (MWh or mTherms) | Achievable Economic TRC Potential | 0 | 0 | 0.30875 | 0.68132 | 1.1294 | 1.6405 | 2.2135 | 2.8718 | 3.5815 | 4.2941 | 4.954 | 5.5115 | 5.9354 | 6.2112 | 6.3685 | 6.443 | 6.474 | 6.485 | 6.4884 | 6.4891 | 6.4893 | 6.4893
F11_Industrial_Instruments_Existing_Process_Natural Gas_Gas Boiler - Hot Water Reset_A_Achievable Economic TRC Potential | F11 | Industrial | Instruments | Existing | Process | Natural Gas | Gas Boiler - Hot Water Reset | A | Cumulative Summer Peak Savings (MW) | Achievable Economic TRC Potential | 0 | 0 | 0 | 0 | 0 | 0 | 0 | 0 | 0 | 0 | 0 | 0 | 0 | 0 | 0 | 0 | 0 | 0 | 0 | 0 | 0 | 0
F12_Industrial_Instruments_Existing_Process_Natural Gas_Gas Boiler - Hot Water Reset_A_Achievable Economic TRC Potential | F12 | Industrial | Instruments | Existing | Process | Natural Gas | Gas Boiler - Hot Water Reset | A | Cumulative Winter Peak Savings (MW) | Achievable Economic TRC Potential | 0 | 0 | 0 | 0 | 0 | 0 | 0 | 0 | 0 | 0 | 0 | 0 | 0 | 0 | 0 | 0 | 0 | 0 | 0 | 0 | 0 | 0
F13_Industrial_Instruments_Existing_Process_Natural Gas_Gas Boiler - Hot Water Reset_A_Achievable Economic TRC Potential | F13 | Industrial | Instruments | Existing | Process | Natural Gas | Gas Boiler - Hot Water Reset | A | Purchases (Incremental) | Achievable Economic TRC Potential | 0 | 0 | 65.8189 | 79.4218 | 95.5133 | 108.9643 | 122.1447 | 140.3397 | 151.3004 | 151.8992 | 140.6787 | 118.8403 | 90.3781 | 58.7829 | 33.5435 | 15.8721 | 6.5993 | 2.3584 | 0.72395 | 0.15507 | 0.025049 | 0.0029549
F14_Industrial_Instruments_Existing_Process_Natural Gas_Gas Boiler - Hot Water Reset_A_Achievable Economic TRC Potential | F14 | Industrial | Instruments | Existing | Process | Natural Gas | Gas Boiler - Hot Water Reset | A | Purchases (Cumulative) | Achievable Economic TRC Potential | 0 | 0 | 65.8189 | 145.2407 | 240.754 | 349.7183 | 471.8629 | 612.2026 | 763.5031 | 915.4022 | 1056.0809 | 1174.9213 | 1265.2994 | 1324.0822 | 1357.6257 | 1373.4978 | 1380.0972 | 1382.4556 | 1383.1795 | 1383.3346 | 1383.3597 | 1383.3626
F1_Industrial_Instruments_Existing_Space Heating_Natural Gas_Steam Trap Maintenance_A_Achievable Economic TRC Potential | F1 | Industrial | Instruments | Existing | Space Heating | Natural Gas | Steam Trap Maintenance | A | Original Unit Energy Savings (kWh or therms) | Achievable Economic TRC Potential | 0 | 0 | 5.3088 | 5.2955 | 5.2825 | 5.2697 | 5.2573 | 5.2452 | 5.2336 | 5.2223 | 5.2114 | 5.201 | 5.191 | 5.1815 | 5.1725 | 5.164 | 5.1559 | 5.1484 | 5.1414 | 5.1349 | 5.129 | 5.1236
F2_Industrial_Instruments_Existing_Space Heating_Natural Gas_Steam Trap Maintenance_A_Achievable Economic TRC Potential | F2 | Industrial | Instruments | Existing | Space Heating | Natural Gas | Steam Trap Maintenance | A | Original Unit Summer Peak Savings (kW) | Achievable Economic TRC Potential | 0 | 0 | 0 | 0 | 0 | 0 | 0 | 0 | 0 | 0 | 0 | 0 | 0 | 0 | 0 | 0 | 0 | 0 | 0 | 0 | 0 | 0
F3_Industrial_Instruments_Existing_Space Heating_Natural Gas_Steam Trap Maintenance_A_Achievable Economic TRC Potential | F3 | Industrial | Instruments | Existing | Space Heating | Natural Gas | Steam Trap Maintenance | A | Original Unit Winter Peak Savings (kW) | Achievable Economic TRC Potential | 0 | 0 | 0 | 0 | 0 | 0 | 0 | 0 | 0 | 0 | 0 | 0 | 0 | 0 | 0 | 0 | 0 | 0 | 0 | 0 | 0 | 0
F4_Industrial_Instruments_Existing_Space Heating_Natural Gas_Steam Trap Maintenance_A_Achievable Economic TRC Potential | F4 | Industrial | Instruments | Existing | Space Heating | Natural Gas | Steam Trap Maintenance | A | Standalone Impact on Baseline Energy (%) | Achievable Economic TRC Potential | 0% | 0% | 0.00146% | 0.002944% | 0.004455% | 0.005992% | 0.007556% | 0.009147% | 0.01077% | 0.01241% | 0.01409% | 0.01579% | 0.01753% | 0.01929% | 0.02108% | 0.02291% | 0.02477% | 0.02665% | 0.02858% | 0.03053% | 0.03252% | 0.03455%
F5_Industrial_Instruments_Existing_Space Heating_Natural Gas_Steam Trap Maintenance_A_Achievable Economic TRC Potential | F5 | Industrial | Instruments | Existing | Space Heating | Natural Gas | Steam Trap Maintenance | A | Standalone Impact on Baseline Summer Peak (%) | Achievable Economic TRC Potential | bar: 2019 to 2040
F6_Industrial_Instruments_Existing_Space Heating_Natural Gas_Steam Trap Maintenance_A_Achievable Economic TRC Potential | F6 | Industrial | Instruments | Existing | Space Heating | Natural Gas | Steam Trap Maintenance | A | Standalone Impact on Baseline Winter Peak (%) | Achievable Economic TRC Potential | bar: 2019 to 2040
F7_Industrial_Instruments_Existing_Space Heating_Natural Gas_Steam Trap Maintenance_A_Achievable Economic TRC Potential | F7 | Industrial | Instruments | Existing | Space Heating | Natural Gas | Steam Trap Maintenance | A | Incremental Energy Savings (MWh or mTherms) | Achievable Economic TRC Potential | 0 | 0 | 0.0064291 | 0.0063024 | 0.0061785 | 0.0060573 | 0.0059388 | 0.0058231 | 0.0057099 | 0.0055994 | 0.0054914 | 0.0053859 | 0.0052829 | 0.0051823 | 0.0050841 | 0.0049882 | 0.0048946 | 0.0048032 | 0.0047139 | 0.0046268 | 0.0045418 | 0.0044588
F8_Industrial_Instruments_Existing_Space Heating_Natural Gas_Steam Trap Maintenance_A_Achievable Economic TRC Potential | F8 | Industrial | Instruments | Existing | Space Heating | Natural Gas | Steam Trap Maintenance | A | Incremental Summer Peak Savings (MW) | Achievable Economic TRC Potential | 0 | 0 | 0 | 0 | 0 | 0 | 0 | 0 | 0 | 0 | 0 | 0 | 0 | 0 | 0 | 0 | 0 | 0 | 0 | 0 | 0 | 0
F9_Industrial_Instruments_Existing_Space Heating_Natural Gas_Steam Trap Maintenance_A_Achievable Economic TRC Potential | F9 | Industrial | Instruments | Existing | Space Heating | Natural Gas | Steam Trap Maintenance | A | Incremental Winter Peak Savings (MW) | Achievable Economic TRC Potential | 0 | 0 | 0 | 0 | 0 | 0 | 0 | 0 | 0 | 0 | 0 | 0 | 0 | 0 | 0 | 0 | 0 | 0 | 0 | 0 | 0 | 0
F10_Industrial_Instruments_Existing_Space Heating_Natural Gas_Steam Trap Maintenance_A_Achievable Economic TRC Potential | F10 | Industrial | Instruments | Existing | Space Heating | Natural Gas | Steam Trap Maintenance | A | Cumulative Energy Savings (MWh or mTherms) | Achievable Economic TRC Potential | 0 | 0 | 0.0064291 | 0.012715 | 0.018863 | 0.024874 | 0.030755 | 0.036507 | 0.042136 | 0.047644 | 0.053037 | 0.058317 | 0.063488 | 0.068554 | 0.073519 | 0.078385 | 0.083158 | 0.08784 | 0.092434 | 0.096945 | 0.10137 | 0.10573
F11_Industrial_Instruments_Existing_Space Heating_Natural Gas_Steam Trap Maintenance_A_Achievable Economic TRC Potential | F11 | Industrial | Instruments | Existing | Space Heating | Natural Gas | Steam Trap Maintenance | A | Cumulative Summer Peak Savings (MW) | Achievable Economic TRC Potential | 0 | 0 | 0 | 0 | 0 | 0 | 0 | 0 | 0 | 0 | 0 | 0 | 0 | 0 | 0 | 0 | 0 | 0 | 0 | 0 | 0 | 0
F12_Industrial_Instruments_Existing_Space Heating_Natural Gas_Steam Trap Maintenance_A_Achievable Economic TRC Potential | F12 | Industrial | Instruments | Existing | Space Heating | Natural Gas | Steam Trap Maintenance | A | Cumulative Winter Peak Savings (MW) | Achievable Economic TRC Potential | 0 | 0 | 0 | 0 | 0 | 0 | 0 | 0 | 0 | 0 | 0 | 0 | 0 | 0 | 0 | 0 | 0 | 0 | 0 | 0 | 0 | 0
F13_Industrial_Instruments_Existing_Space Heating_Natural Gas_Steam Trap Maintenance_A_Achievable Economic TRC Potential | F13 | Industrial | Instruments | Existing | Space Heating | Natural Gas | Steam Trap Maintenance | A | Purchases (Incremental) | Achievable Economic TRC Potential | 0 | 0 | 1.211 | 1.1901 | 1.1696 | 1.1495 | 1.1296 | 1.1102 | 1.091 | 1.0722 | 1.0537 | 1.0356 | 1.0177 | 1.0002 | 0.98291 | 0.96597 | 0.94931 | 0.93294 | 0.91686 | 0.90105 | 0.88552 | 0.87025
F14_Industrial_Instruments_Existing_Space Heating_Natural Gas_Steam Trap Maintenance_A_Achievable Economic TRC Potential | F14 | Industrial | Instruments | Existing | Space Heating | Natural Gas | Steam Trap Maintenance | A | Purchases (Cumulative) | Achievable Economic TRC Potential | 0 | 0 | 1.211 | 2.4012 | 3.5708 | 4.7202 | 5.8499 | 6.9601 | 8.0511 | 9.1233 | 10.177 | 11.2126 | 12.2303 | 13.2304 | 14.2133 | 15.1793 | 16.1286 | 17.0616 | 17.9784 | 18.8795 | 19.765 | 20.6352
F1_Industrial_Instruments_Existing_Process_Natural Gas_Steam Trap Maintenance_A_Achievable Economic TRC Potential | F1 | Industrial | Instruments | Existing | Process | Natural Gas | Steam Trap Maintenance | A | Original Unit Energy Savings (kWh or therms) | Achievable Economic TRC Potential | 0 | 0 | 3.3144 | 3.3144 | 3.3144 | 3.3144 | 3.3144 | 3.3144 | 3.3144 | 3.3144 | 3.3144 | 3.3144 | 3.3144 | 3.3144 | 3.3144 | 3.3144 | 3.3144 | 3.3144 | 3.3144 | 3.3144 | 3.3144 | 3.3144
F2_Industrial_Instruments_Existing_Process_Natural Gas_Steam Trap Maintenance_A_Achievable Economic TRC Potential | F2 | Industrial | Instruments | Existing | Process | Natural Gas | Steam Trap Maintenance | A | Original Unit Summer Peak Savings (kW) | Achievable Economic TRC Potential | 0 | 0 | 0 | 0 | 0 | 0 | 0 | 0 | 0 | 0 | 0 | 0 | 0 | 0 | 0 | 0 | 0 | 0 | 0 | 0 | 0 | 0
F3_Industrial_Instruments_Existing_Process_Natural Gas_Steam Trap Maintenance_A_Achievable Economic TRC Potential | F3 | Industrial | Instruments | Existing | Process | Natural Gas | Steam Trap Maintenance | A | Original Unit Winter Peak Savings (kW) | Achievable Economic TRC Potential | 0 | 0 | 0 | 0 | 0 | 0 | 0 | 0 | 0 | 0 | 0 | 0 | 0 | 0 | 0 | 0 | 0 | 0 | 0 | 0 | 0 | 0
F4_Industrial_Instruments_Existing_Process_Natural Gas_Steam Trap Maintenance_A_Achievable Economic TRC Potential | F4 | Industrial | Instruments | Existing | Process | Natural Gas | Steam Trap Maintenance | A | Standalone Impact on Baseline Energy (%) | Achievable Economic TRC Potential | 0% | 0% | 0.01069% | 0.02157% | 0.03264% | 0.04391% | 0.05537% | 0.06704% | 0.07891% | 0.09098% | 0.1033% | 0.1158% | 0.1285% | 0.1415% | 0.1546% | 0.168% | 0.1817% | 0.1956% | 0.2097% | 0.224% | 0.2387% | 0.2536%
F5_Industrial_Instruments_Existing_Process_Natural Gas_Steam Trap Maintenance_A_Achievable Economic TRC Potential | F5 | Industrial | Instruments | Existing | Process | Natural Gas | Steam Trap Maintenance | A | Standalone Impact on Baseline Summer Peak (%) | Achievable Economic TRC Potential | bar: 2019 to 2040
F6_Industrial_Instruments_Existing_Process_Natural Gas_Steam Trap Maintenance_A_Achievable Economic TRC Potential | F6 | Industrial | Instruments | Existing | Process | Natural Gas | Steam Trap Maintenance | A | Standalone Impact on Baseline Winter Peak (%) | Achievable Economic TRC Potential | bar: 2019 to 2040
F7_Industrial_Instruments_Existing_Process_Natural Gas_Steam Trap Maintenance_A_Achievable Economic TRC Potential | F7 | Industrial | Instruments | Existing | Process | Natural Gas | Steam Trap Maintenance | A | Incremental Energy Savings (MWh or mTherms) | Achievable Economic TRC Potential | 0 | 0 | 0.12176 | 0.11966 | 0.1176 | 0.11557 | 0.11358 | 0.11162 | 0.10969 | 0.1078 | 0.10594 | 0.10412 | 0.10232 | 0.10056 | 0.098824 | 0.09712 | 0.095446 | 0.0938 | 0.092183 | 0.090594 | 0.089032 | 0.087497
F8_Industrial_Instruments_Existing_Process_Natural Gas_Steam Trap Maintenance_A_Achievable Economic TRC Potential | F8 | Industrial | Instruments | Existing | Process | Natural Gas | Steam Trap Maintenance | A | Incremental Summer Peak Savings (MW) | Achievable Economic TRC Potential | 0 | 0 | 0 | 0 | 0 | 0 | 0 | 0 | 0 | 0 | 0 | 0 | 0 | 0 | 0 | 0 | 0 | 0 | 0 | 0 | 0 | 0
F9_Industrial_Instruments_Existing_Process_Natural Gas_Steam Trap Maintenance_A_Achievable Economic TRC Potential | F9 | Industrial | Instruments | Existing | Process | Natural Gas | Steam Trap Maintenance | A | Incremental Winter Peak Savings (MW) | Achievable Economic TRC Potential | 0 | 0 | 0 | 0 | 0 | 0 | 0 | 0 | 0 | 0 | 0 | 0 | 0 | 0 | 0 | 0 | 0 | 0 | 0 | 0 | 0 | 0
F10_Industrial_Instruments_Existing_Process_Natural Gas_Steam Trap Maintenance_A_Achievable Economic TRC Potential | F10 | Industrial | Instruments | Existing | Process | Natural Gas | Steam Trap Maintenance | A | Cumulative Energy Savings (MWh or mTherms) | Achievable Economic TRC Potential | 0 | 0 | 0.12176 | 0.24142 | 0.35902 | 0.47458 | 0.58816 | 0.69978 | 0.80947 | 0.91728 | 1.0232 | 1.1273 | 1.2297 | 1.3302 | 1.429 | 1.5262 | 1.6216 | 1.7154 | 1.8076 | 1.8982 | 1.9872 | 2.0747
F11_Industrial_Instruments_Existing_Process_Natural Gas_Steam Trap Maintenance_A_Achievable Economic TRC Potential | F11 | Industrial | Instruments | Existing | Process | Natural Gas | Steam Trap Maintenance | A | Cumulative Summer Peak Savings (MW) | Achievable Economic TRC Potential | 0 | 0 | 0 | 0 | 0 | 0 | 0 | 0 | 0 | 0 | 0 | 0 | 0 | 0 | 0 | 0 | 0 | 0 | 0 | 0 | 0 | 0
F12_Industrial_Instruments_Existing_Process_Natural Gas_Steam Trap Maintenance_A_Achievable Economic TRC Potential | F12 | Industrial | Instruments | Existing | Process | Natural Gas | Steam Trap Maintenance | A | Cumulative Winter Peak Savings (MW) | Achievable Economic TRC Potential | 0 | 0 | 0 | 0 | 0 | 0 | 0 | 0 | 0 | 0 | 0 | 0 | 0 | 0 | 0 | 0 | 0 | 0 | 0 | 0 | 0 | 0
F13_Industrial_Instruments_Existing_Process_Natural Gas_Steam Trap Maintenance_A_Achievable Economic TRC Potential | F13 | Industrial | Instruments | Existing | Process | Natural Gas | Steam Trap Maintenance | A | Purchases (Incremental) | Achievable Economic TRC Potential | 0 | 0 | 36.7361 | 36.1028 | 35.4803 | 34.8686 | 34.2674 | 33.6766 | 33.0959 | 32.5253 | 31.9645 | 31.4134 | 30.8718 | 30.3395 | 29.8164 | 29.3024 | 28.7972 | 28.3007 | 27.8127 | 27.3332 | 26.8619 | 26.3988
F14_Industrial_Instruments_Existing_Process_Natural Gas_Steam Trap Maintenance_A_Achievable Economic TRC Potential | F14 | Industrial | Instruments | Existing | Process | Natural Gas | Steam Trap Maintenance | A | Purchases (Cumulative) | Achievable Economic TRC Potential | 0 | 0 | 36.7361 | 72.8389 | 108.3192 | 143.1878 | 177.4551 | 211.1317 | 244.2277 | 276.753 | 308.7175 | 340.1309 | 371.0027 | 401.3423 | 431.1587 | 460.4611 | 489.2583 | 517.5589 | 545.3716 | 572.7048 | 599.5667 | 625.9655
F1_Industrial_Instruments_Existing_Space Heating_Natural Gas_Gas Boiler - High Turndown_A_Achievable Economic TRC Potential | F1 | Industrial | Instruments | Existing | Space Heating | Natural Gas | Gas Boiler - High Turndown | A | Original Unit Energy Savings (kWh or therms) | Achievable Economic TRC Potential | 0 | 0 | 5.6352 | 5.6211 | 5.6072 | 5.5937 | 5.5805 | 5.5677 | 5.5553 | 5.5434 | 5.5318 | 5.5208 | 5.5102 | 5.5001 | 5.4905 | 5.4815 | 5.4729 | 5.465 | 5.4575 | 5.4506 | 5.4443 | 5.4386
F2_Industrial_Instruments_Existing_Space Heating_Natural Gas_Gas Boiler - High Turndown_A_Achievable Economic TRC Potential | F2 | Industrial | Instruments | Existing | Space Heating | Natural Gas | Gas Boiler - High Turndown | A | Original Unit Summer Peak Savings (kW) | Achievable Economic TRC Potential | 0 | 0 | 0 | 0 | 0 | 0 | 0 | 0 | 0 | 0 | 0 | 0 | 0 | 0 | 0 | 0 | 0 | 0 | 0 | 0 | 0 | 0
F3_Industrial_Instruments_Existing_Space Heating_Natural Gas_Gas Boiler - High Turndown_A_Achievable Economic TRC Potential | F3 | Industrial | Instruments | Existing | Space Heating | Natural Gas | Gas Boiler - High Turndown | A | Original Unit Winter Peak Savings (kW) | Achievable Economic TRC Potential | 0 | 0 | 0 | 0 | 0 | 0 | 0 | 0 | 0 | 0 | 0 | 0 | 0 | 0 | 0 | 0 | 0 | 0 | 0 | 0 | 0 | 0
F4_Industrial_Instruments_Existing_Space Heating_Natural Gas_Gas Boiler - High Turndown_A_Achievable Economic TRC Potential | F4 | Industrial | Instruments | Existing | Space Heating | Natural Gas | Gas Boiler - High Turndown | A | Standalone Impact on Baseline Energy (%) | Achievable Economic TRC Potential | bar: 2019 to 2040
F5_Industrial_Instruments_Existing_Space Heating_Natural Gas_Gas Boiler - High Turndown_A_Achievable Economic TRC Potential | F5 | Industrial | Instruments | Existing | Space Heating | Natural Gas | Gas Boiler - High Turndown | A | Standalone Impact on Baseline Summer Peak (%) | Achievable Economic TRC Potential | bar: 2019 to 2040
F6_Industrial_Instruments_Existing_Space Heating_Natural Gas_Gas Boiler - High Turndown_A_Achievable Economic TRC Potential | F6 | Industrial | Instruments | Existing | Space Heating | Natural Gas | Gas Boiler - High Turndown | A | Standalone Impact on Baseline Winter Peak (%) | Achievable Economic TRC Potential | bar: 2019 to 2040
F7_Industrial_Instruments_Existing_Space Heating_Natural Gas_Gas Boiler - High Turndown_A_Achievable Economic TRC Potential | F7 | Industrial | Instruments | Existing | Space Heating | Natural Gas | Gas Boiler - High Turndown | A | Incremental Energy Savings (MWh or mTherms) | Achievable Economic TRC Potential | 0 | 0 | 0 | 0 | 0 | 0 | 0 | 0 | 0 | 0 | 0 | 0 | 0 | 0 | 0 | 0 | 0 | 0 | 0 | 0 | 0 | 0
F8_Industrial_Instruments_Existing_Space Heating_Natural Gas_Gas Boiler - High Turndown_A_Achievable Economic TRC Potential | F8 | Industrial | Instruments | Existing | Space Heating | Natural Gas | Gas Boiler - High Turndown | A | Incremental Summer Peak Savings (MW) | Achievable Economic TRC Potential | 0 | 0 | 0 | 0 | 0 | 0 | 0 | 0 | 0 | 0 | 0 | 0 | 0 | 0 | 0 | 0 | 0 | 0 | 0 | 0 | 0 | 0
F9_Industrial_Instruments_Existing_Space Heating_Natural Gas_Gas Boiler - High Turndown_A_Achievable Economic TRC Potential | F9 | Industrial | Instruments | Existing | Space Heating | Natural Gas | Gas Boiler - High Turndown | A | Incremental Winter Peak Savings (MW) | Achievable Economic TRC Potential | 0 | 0 | 0 | 0 | 0 | 0 | 0 | 0 | 0 | 0 | 0 | 0 | 0 | 0 | 0 | 0 | 0 | 0 | 0 | 0 | 0 | 0
F10_Industrial_Instruments_Existing_Space Heating_Natural Gas_Gas Boiler - High Turndown_A_Achievable Economic TRC Potential | F10 | Industrial | Instruments | Existing | Space Heating | Natural Gas | Gas Boiler - High Turndown | A | Cumulative Energy Savings (MWh or mTherms) | Achievable Economic TRC Potential | 0 | 0 | 0 | 0 | 0 | 0 | 0 | 0 | 0 | 0 | 0 | 0 | 0 | 0 | 0 | 0 | 0 | 0 | 0 | 0 | 0 | 0
F11_Industrial_Instruments_Existing_Space Heating_Natural Gas_Gas Boiler - High Turndown_A_Achievable Economic TRC Potential | F11 | Industrial | Instruments | Existing | Space Heating | Natural Gas | Gas Boiler - High Turndown | A | Cumulative Summer Peak Savings (MW) | Achievable Economic TRC Potential | 0 | 0 | 0 | 0 | 0 | 0 | 0 | 0 | 0 | 0 | 0 | 0 | 0 | 0 | 0 | 0 | 0 | 0 | 0 | 0 | 0 | 0
F12_Industrial_Instruments_Existing_Space Heating_Natural Gas_Gas Boiler - High Turndown_A_Achievable Economic TRC Potential | F12 | Industrial | Instruments | Existing | Space Heating | Natural Gas | Gas Boiler - High Turndown | A | Cumulative Winter Peak Savings (MW) | Achievable Economic TRC Potential | 0 | 0 | 0 | 0 | 0 | 0 | 0 | 0 | 0 | 0 | 0 | 0 | 0 | 0 | 0 | 0 | 0 | 0 | 0 | 0 | 0 | 0
F13_Industrial_Instruments_Existing_Space Heating_Natural Gas_Gas Boiler - High Turndown_A_Achievable Economic TRC Potential | F13 | Industrial | Instruments | Existing | Space Heating | Natural Gas | Gas Boiler - High Turndown | A | Purchases (Incremental) | Achievable Economic TRC Potential | 0 | 0 | 0 | 0 | 0 | 0 | 0 | 0 | 0 | 0 | 0 | 0 | 0 | 0 | 0 | 0 | 0 | 0 | 0 | 0 | 0 | 0
F14_Industrial_Instruments_Existing_Space Heating_Natural Gas_Gas Boiler - High Turndown_A_Achievable Economic TRC Potential | F14 | Industrial | Instruments | Existing | Space Heating | Natural Gas | Gas Boiler - High Turndown | A | Purchases (Cumulative) | Achievable Economic TRC Potential | 0 | 0 | 0 | 0 | 0 | 0 | 0 | 0 | 0 | 0 | 0 | 0 | 0 | 0 | 0 | 0 | 0 | 0 | 0 | 0 | 0 | 0
F1_Industrial_Instruments_Existing_Process_Natural Gas_Gas Boiler - High Turndown_A_Achievable Economic TRC Potential | F1 | Industrial | Instruments | Existing | Process | Natural Gas | Gas Boiler - High Turndown | A | Original Unit Energy Savings (kWh or therms) | Achievable Economic TRC Potential | 0 | 0 | 3.5182 | 3.5182 | 3.5182 | 3.5182 | 3.5182 | 3.5182 | 3.5182 | 3.5182 | 3.5182 | 3.5182 | 3.5182 | 3.5182 | 3.5182 | 3.5182 | 3.5182 | 3.5182 | 3.5182 | 3.5182 | 3.5182 | 3.5182
F2_Industrial_Instruments_Existing_Process_Natural Gas_Gas Boiler - High Turndown_A_Achievable Economic TRC Potential | F2 | Industrial | Instruments | Existing | Process | Natural Gas | Gas Boiler - High Turndown | A | Original Unit Summer Peak Savings (kW) | Achievable Economic TRC Potential | 0 | 0 | 0 | 0 | 0 | 0 | 0 | 0 | 0 | 0 | 0 | 0 | 0 | 0 | 0 | 0 | 0 | 0 | 0 | 0 | 0 | 0
F3_Industrial_Instruments_Existing_Process_Natural Gas_Gas Boiler - High Turndown_A_Achievable Economic TRC Potential | F3 | Industrial | Instruments | Existing | Process | Natural Gas | Gas Boiler - High Turndown | A | Original Unit Winter Peak Savings (kW) | Achievable Economic TRC Potential | 0 | 0 | 0 | 0 | 0 | 0 | 0 | 0 | 0 | 0 | 0 | 0 | 0 | 0 | 0 | 0 | 0 | 0 | 0 | 0 | 0 | 0
F4_Industrial_Instruments_Existing_Process_Natural Gas_Gas Boiler - High Turndown_A_Achievable Economic TRC Potential | F4 | Industrial | Instruments | Existing | Process | Natural Gas | Gas Boiler - High Turndown | A | Standalone Impact on Baseline Energy (%) | Achievable Economic TRC Potential | bar: 2019 to 2040
F5_Industrial_Instruments_Existing_Process_Natural Gas_Gas Boiler - High Turndown_A_Achievable Economic TRC Potential | F5 | Industrial | Instruments | Existing | Process | Natural Gas | Gas Boiler - High Turndown | A | Standalone Impact on Baseline Summer Peak (%) | Achievable Economic TRC Potential | bar: 2019 to 2040
F6_Industrial_Instruments_Existing_Process_Natural Gas_Gas Boiler - High Turndown_A_Achievable Economic TRC Potential | F6 | Industrial | Instruments | Existing | Process | Natural Gas | Gas Boiler - High Turndown | A | Standalone Impact on Baseline Winter Peak (%) | Achievable Economic TRC Potential | bar: 2019 to 2040
F7_Industrial_Instruments_Existing_Process_Natural Gas_Gas Boiler - High Turndown_A_Achievable Economic TRC Potential | F7 | Industrial | Instruments | Existing | Process | Natural Gas | Gas Boiler - High Turndown | A | Incremental Energy Savings (MWh or mTherms) | Achievable Economic TRC Potential | 0 | 0 | 0 | 0 | 0 | 0 | 0 | 0 | 0 | 0 | 0 | 0 | 0 | 0 | 0 | 0 | 0 | 0 | 0 | 0 | 0 | 0
F8_Industrial_Instruments_Existing_Process_Natural Gas_Gas Boiler - High Turndown_A_Achievable Economic TRC Potential | F8 | Industrial | Instruments | Existing | Process | Natural Gas | Gas Boiler - High Turndown | A | Incremental Summer Peak Savings (MW) | Achievable Economic TRC Potential | 0 | 0 | 0 | 0 | 0 | 0 | 0 | 0 | 0 | 0 | 0 | 0 | 0 | 0 | 0 | 0 | 0 | 0 | 0 | 0 | 0 | 0
F9_Industrial_Instruments_Existing_Process_Natural Gas_Gas Boiler - High Turndown_A_Achievable Economic TRC Potential | F9 | Industrial | Instruments | Existing | Process | Natural Gas | Gas Boiler - High Turndown | A | Incremental Winter Peak Savings (MW) | Achievable Economic TRC Potential | 0 | 0 | 0 | 0 | 0 | 0 | 0 | 0 | 0 | 0 | 0 | 0 | 0 | 0 | 0 | 0 | 0 | 0 | 0 | 0 | 0 | 0
F10_Industrial_Instruments_Existing_Process_Natural Gas_Gas Boiler - High Turndown_A_Achievable Economic TRC Potential | F10 | Industrial | Instruments | Existing | Process | Natural Gas | Gas Boiler - High Turndown | A | Cumulative Energy Savings (MWh or mTherms) | Achievable Economic TRC Potential | 0 | 0 | 0 | 0 | 0 | 0 | 0 | 0 | 0 | 0 | 0 | 0 | 0 | 0 | 0 | 0 | 0 | 0 | 0 | 0 | 0 | 0
F11_Industrial_Instruments_Existing_Process_Natural Gas_Gas Boiler - High Turndown_A_Achievable Economic TRC Potential | F11 | Industrial | Instruments | Existing | Process | Natural Gas | Gas Boiler - High Turndown | A | Cumulative Summer Peak Savings (MW) | Achievable Economic TRC Potential | 0 | 0 | 0 | 0 | 0 | 0 | 0 | 0 | 0 | 0 | 0 | 0 | 0 | 0 | 0 | 0 | 0 | 0 | 0 | 0 | 0 | 0
F12_Industrial_Instruments_Existing_Process_Natural Gas_Gas Boiler - High Turndown_A_Achievable Economic TRC Potential | F12 | Industrial | Instruments | Existing | Process | Natural Gas | Gas Boiler - High Turndown | A | Cumulative Winter Peak Savings (MW) | Achievable Economic TRC Potential | 0 | 0 | 0 | 0 | 0 | 0 | 0 | 0 | 0 | 0 | 0 | 0 | 0 | 0 | 0 | 0 | 0 | 0 | 0 | 0 | 0 | 0
F13_Industrial_Instruments_Existing_Process_Natural Gas_Gas Boiler - High Turndown_A_Achievable Economic TRC Potential | F13 | Industrial | Instruments | Existing | Process | Natural Gas | Gas Boiler - High Turndown | A | Purchases (Incremental) | Achievable Economic TRC Potential | 0 | 0 | 0 | 0 | 0 | 0 | 0 | 0 | 0 | 0 | 0 | 0 | 0 | 0 | 0 | 0 | 0 | 0 | 0 | 0 | 0 | 0
F14_Industrial_Instruments_Existing_Process_Natural Gas_Gas Boiler - High Turndown_A_Achievable Economic TRC Potential | F14 | Industrial | Instruments | Existing | Process | Natural Gas | Gas Boiler - High Turndown | A | Purchases (Cumulative) | Achievable Economic TRC Potential | 0 | 0 | 0 | 0 | 0 | 0 | 0 | 0 | 0 | 0 | 0 | 0 | 0 | 0 | 0 | 0 | 0 | 0 | 0 | 0 | 0 | 0
F1_Industrial_Instruments_Existing_Space Heating_Natural Gas_Gas Boiler - Burner Control Optimization_A_Achievable Economic TRC Potential | F1 | Industrial | Instruments | Existing | Space Heating | Natural Gas | Gas Boiler - Burner Control Optimization | A | Original Unit Energy Savings (kWh or therms) | Achievable Economic TRC Potential | 0 | 0 | 1.6342 | 1.6301 | 1.6261 | 1.6222 | 1.6184 | 1.6146 | 1.611 | 1.6076 | 1.6042 | 1.601 | 1.598 | 1.595 | 1.5923 | 1.5896 | 1.5872 | 1.5848 | 1.5827 | 1.5807 | 1.5789 | 1.5772
F2_Industrial_Instruments_Existing_Space Heating_Natural Gas_Gas Boiler - Burner Control Optimization_A_Achievable Economic TRC Potential | F2 | Industrial | Instruments | Existing | Space Heating | Natural Gas | Gas Boiler - Burner Control Optimization | A | Original Unit Summer Peak Savings (kW) | Achievable Economic TRC Potential | 0 | 0 | 0 | 0 | 0 | 0 | 0 | 0 | 0 | 0 | 0 | 0 | 0 | 0 | 0 | 0 | 0 | 0 | 0 | 0 | 0 | 0
F3_Industrial_Instruments_Existing_Space Heating_Natural Gas_Gas Boiler - Burner Control Optimization_A_Achievable Economic TRC Potential | F3 | Industrial | Instruments | Existing | Space Heating | Natural Gas | Gas Boiler - Burner Control Optimization | A | Original Unit Winter Peak Savings (kW) | Achievable Economic TRC Potential | 0 | 0 | 0 | 0 | 0 | 0 | 0 | 0 | 0 | 0 | 0 | 0 | 0 | 0 | 0 | 0 | 0 | 0 | 0 | 0 | 0 | 0
F4_Industrial_Instruments_Existing_Space Heating_Natural Gas_Gas Boiler - Burner Control Optimization_A_Achievable Economic TRC Potential | F4 | Industrial | Instruments | Existing | Space Heating | Natural Gas | Gas Boiler - Burner Control Optimization | A | Standalone Impact on Baseline Energy (%) | Achievable Economic TRC Potential | bar: 2019 to 2040
F5_Industrial_Instruments_Existing_Space Heating_Natural Gas_Gas Boiler - Burner Control Optimization_A_Achievable Economic TRC Potential | F5 | Industrial | Instruments | Existing | Space Heating | Natural Gas | Gas Boiler - Burner Control Optimization | A | Standalone Impact on Baseline Summer Peak (%) | Achievable Economic TRC Potential | bar: 2019 to 2040
F6_Industrial_Instruments_Existing_Space Heating_Natural Gas_Gas Boiler - Burner Control Optimization_A_Achievable Economic TRC Potential | F6 | Industrial | Instruments | Existing | Space Heating | Natural Gas | Gas Boiler - Burner Control Optimization | A | Standalone Impact on Baseline Winter Peak (%) | Achievable Economic TRC Potential | bar: 2019 to 2040
F7_Industrial_Instruments_Existing_Space Heating_Natural Gas_Gas Boiler - Burner Control Optimization_A_Achievable Economic TRC Potential | F7 | Industrial | Instruments | Existing | Space Heating | Natural Gas | Gas Boiler - Burner Control Optimization | A | Incremental Energy Savings (MWh or mTherms) | Achievable Economic TRC Potential | 0 | 0 | 0 | 0 | 0 | 0 | 0 | 0 | 0 | 0 | 0 | 0 | 0 | 0 | 0 | 0 | 0 | 0 | 0 | 0 | 0 | 0
F8_Industrial_Instruments_Existing_Space Heating_Natural Gas_Gas Boiler - Burner Control Optimization_A_Achievable Economic TRC Potential | F8 | Industrial | Instruments | Existing | Space Heating | Natural Gas | Gas Boiler - Burner Control Optimization | A | Incremental Summer Peak Savings (MW) | Achievable Economic TRC Potential | 0 | 0 | 0 | 0 | 0 | 0 | 0 | 0 | 0 | 0 | 0 | 0 | 0 | 0 | 0 | 0 | 0 | 0 | 0 | 0 | 0 | 0
F9_Industrial_Instruments_Existing_Space Heating_Natural Gas_Gas Boiler - Burner Control Optimization_A_Achievable Economic TRC Potential | F9 | Industrial | Instruments | Existing | Space Heating | Natural Gas | Gas Boiler - Burner Control Optimization | A | Incremental Winter Peak Savings (MW) | Achievable Economic TRC Potential | 0 | 0 | 0 | 0 | 0 | 0 | 0 | 0 | 0 | 0 | 0 | 0 | 0 | 0 | 0 | 0 | 0 | 0 | 0 | 0 | 0 | 0
F10_Industrial_Instruments_Existing_Space Heating_Natural Gas_Gas Boiler - Burner Control Optimization_A_Achievable Economic TRC Potential | F10 | Industrial | Instruments | Existing | Space Heating | Natural Gas | Gas Boiler - Burner Control Optimization | A | Cumulative Energy Savings (MWh or mTherms) | Achievable Economic TRC Potential | 0 | 0 | 0 | 0 | 0 | 0 | 0 | 0 | 0 | 0 | 0 | 0 | 0 | 0 | 0 | 0 | 0 | 0 | 0 | 0 | 0 | 0
F11_Industrial_Instruments_Existing_Space Heating_Natural Gas_Gas Boiler - Burner Control Optimization_A_Achievable Economic TRC Potential | F11 | Industrial | Instruments | Existing | Space Heating | Natural Gas | Gas Boiler - Burner Control Optimization | A | Cumulative Summer Peak Savings (MW) | Achievable Economic TRC Potential | 0 | 0 | 0 | 0 | 0 | 0 | 0 | 0 | 0 | 0 | 0 | 0 | 0 | 0 | 0 | 0 | 0 | 0 | 0 | 0 | 0 | 0
F12_Industrial_Instruments_Existing_Space Heating_Natural Gas_Gas Boiler - Burner Control Optimization_A_Achievable Economic TRC Potential | F12 | Industrial | Instruments | Existing | Space Heating | Natural Gas | Gas Boiler - Burner Control Optimization | A | Cumulative Winter Peak Savings (MW) | Achievable Economic TRC Potential | 0 | 0 | 0 | 0 | 0 | 0 | 0 | 0 | 0 | 0 | 0 | 0 | 0 | 0 | 0 | 0 | 0 | 0 | 0 | 0 | 0 | 0
F13_Industrial_Instruments_Existing_Space Heating_Natural Gas_Gas Boiler - Burner Control Optimization_A_Achievable Economic TRC Potential | F13 | Industrial | Instruments | Existing | Space Heating | Natural Gas | Gas Boiler - Burner Control Optimization | A | Purchases (Incremental) | Achievable Economic TRC Potential | 0 | 0 | 0 | 0 | 0 | 0 | 0 | 0 | 0 | 0 | 0 | 0 | 0 | 0 | 0 | 0 | 0 | 0 | 0 | 0 | 0 | 0
F14_Industrial_Instruments_Existing_Space Heating_Natural Gas_Gas Boiler - Burner Control Optimization_A_Achievable Economic TRC Potential | F14 | Industrial | Instruments | Existing | Space Heating | Natural Gas | Gas Boiler - Burner Control Optimization | A | Purchases (Cumulative) | Achievable Economic TRC Potential | 0 | 0 | 0 | 0 | 0 | 0 | 0 | 0 | 0 | 0 | 0 | 0 | 0 | 0 | 0 | 0 | 0 | 0 | 0 | 0 | 0 | 0
F1_Industrial_Instruments_Existing_Process_Natural Gas_Gas Boiler - Burner Control Optimization_A_Achievable Economic TRC Potential | F1 | Industrial | Instruments | Existing | Process | Natural Gas | Gas Boiler - Burner Control Optimization | A | Original Unit Energy Savings (kWh or therms) | Achievable Economic TRC Potential | 0 | 0 | 1.0203 | 1.0203 | 1.0203 | 1.0203 | 1.0203 | 1.0203 | 1.0203 | 1.0203 | 1.0203 | 1.0203 | 1.0203 | 1.0203 | 1.0203 | 1.0203 | 1.0203 | 1.0203 | 1.0203 | 1.0203 | 1.0203 | 1.0203
F2_Industrial_Instruments_Existing_Process_Natural Gas_Gas Boiler - Burner Control Optimization_A_Achievable Economic TRC Potential | F2 | Industrial | Instruments | Existing | Process | Natural Gas | Gas Boiler - Burner Control Optimization | A | Original Unit Summer Peak Savings (kW) | Achievable Economic TRC Potential | 0 | 0 | 0 | 0 | 0 | 0 | 0 | 0 | 0 | 0 | 0 | 0 | 0 | 0 | 0 | 0 | 0 | 0 | 0 | 0 | 0 | 0
F3_Industrial_Instruments_Existing_Process_Natural Gas_Gas Boiler - Burner Control Optimization_A_Achievable Economic TRC Potential | F3 | Industrial | Instruments | Existing | Process | Natural Gas | Gas Boiler - Burner Control Optimization | A | Original Unit Winter Peak Savings (kW) | Achievable Economic TRC Potential | 0 | 0 | 0 | 0 | 0 | 0 | 0 | 0 | 0 | 0 | 0 | 0 | 0 | 0 | 0 | 0 | 0 | 0 | 0 | 0 | 0 | 0
F4_Industrial_Instruments_Existing_Process_Natural Gas_Gas Boiler - Burner Control Optimization_A_Achievable Economic TRC Potential | F4 | Industrial | Instruments | Existing | Process | Natural Gas | Gas Boiler - Burner Control Optimization | A | Standalone Impact on Baseline Energy (%) | Achievable Economic TRC Potential | bar: 2019 to 2040
F5_Industrial_Instruments_Existing_Process_Natural Gas_Gas Boiler - Burner Control Optimization_A_Achievable Economic TRC Potential | F5 | Industrial | Instruments | Existing | Process | Natural Gas | Gas Boiler - Burner Control Optimization | A | Standalone Impact on Baseline Summer Peak (%) | Achievable Economic TRC Potential | bar: 2019 to 2040
F6_Industrial_Instruments_Existing_Process_Natural Gas_Gas Boiler - Burner Control Optimization_A_Achievable Economic TRC Potential | F6 | Industrial | Instruments | Existing | Process | Natural Gas | Gas Boiler - Burner Control Optimization | A | Standalone Impact on Baseline Winter Peak (%) | Achievable Economic TRC Potential | bar: 2019 to 2040
F7_Industrial_Instruments_Existing_Process_Natural Gas_Gas Boiler - Burner Control Optimization_A_Achievable Economic TRC Potential | F7 | Industrial | Instruments | Existing | Process | Natural Gas | Gas Boiler - Burner Control Optimization | A | Incremental Energy Savings (MWh or mTherms) | Achievable Economic TRC Potential | 0 | 0 | 0 | 0 | 0 | 0 | 0 | 0 | 0 | 0 | 0 | 0 | 0 | 0 | 0 | 0 | 0 | 0 | 0 | 0 | 0 | 0
F8_Industrial_Instruments_Existing_Process_Natural Gas_Gas Boiler - Burner Control Optimization_A_Achievable Economic TRC Potential | F8 | Industrial | Instruments | Existing | Process | Natural Gas | Gas Boiler - Burner Control Optimization | A | Incremental Summer Peak Savings (MW) | Achievable Economic TRC Potential | 0 | 0 | 0 | 0 | 0 | 0 | 0 | 0 | 0 | 0 | 0 | 0 | 0 | 0 | 0 | 0 | 0 | 0 | 0 | 0 | 0 | 0
F9_Industrial_Instruments_Existing_Process_Natural Gas_Gas Boiler - Burner Control Optimization_A_Achievable Economic TRC Potential | F9 | Industrial | Instruments | Existing | Process | Natural Gas | Gas Boiler - Burner Control Optimization | A | Incremental Winter Peak Savings (MW) | Achievable Economic TRC Potential | 0 | 0 | 0 | 0 | 0 | 0 | 0 | 0 | 0 | 0 | 0 | 0 | 0 | 0 | 0 | 0 | 0 | 0 | 0 | 0 | 0 | 0
F10_Industrial_Instruments_Existing_Process_Natural Gas_Gas Boiler - Burner Control Optimization_A_Achievable Economic TRC Potential | F10 | Industrial | Instruments | Existing | Process | Natural Gas | Gas Boiler - Burner Control Optimization | A | Cumulative Energy Savings (MWh or mTherms) | Achievable Economic TRC Potential | 0 | 0 | 0 | 0 | 0 | 0 | 0 | 0 | 0 | 0 | 0 | 0 | 0 | 0 | 0 | 0 | 0 | 0 | 0 | 0 | 0 | 0
F11_Industrial_Instruments_Existing_Process_Natural Gas_Gas Boiler - Burner Control Optimization_A_Achievable Economic TRC Potential | F11 | Industrial | Instruments | Existing | Process | Natural Gas | Gas Boiler - Burner Control Optimization | A | Cumulative Summer Peak Savings (MW) | Achievable Economic TRC Potential | 0 | 0 | 0 | 0 | 0 | 0 | 0 | 0 | 0 | 0 | 0 | 0 | 0 | 0 | 0 | 0 | 0 | 0 | 0 | 0 | 0 | 0
F12_Industrial_Instruments_Existing_Process_Natural Gas_Gas Boiler - Burner Control Optimization_A_Achievable Economic TRC Potential | F12 | Industrial | Instruments | Existing | Process | Natural Gas | Gas Boiler - Burner Control Optimization | A | Cumulative Winter Peak Savings (MW) | Achievable Economic TRC Potential | 0 | 0 | 0 | 0 | 0 | 0 | 0 | 0 | 0 | 0 | 0 | 0 | 0 | 0 | 0 | 0 | 0 | 0 | 0 | 0 | 0 | 0
F13_Industrial_Instruments_Existing_Process_Natural Gas_Gas Boiler - Burner Control Optimization_A_Achievable Economic TRC Potential | F13 | Industrial | Instruments | Existing | Process | Natural Gas | Gas Boiler - Burner Control Optimization | A | Purchases (Incremental) | Achievable Economic TRC Potential | 0 | 0 | 0 | 0 | 0 | 0 | 0 | 0 | 0 | 0 | 0 | 0 | 0 | 0 | 0 | 0 | 0 | 0 | 0 | 0 | 0 | 0
F14_Industrial_Instruments_Existing_Process_Natural Gas_Gas Boiler - Burner Control Optimization_A_Achievable Economic TRC Potential | F14 | Industrial | Instruments | Existing | Process | Natural Gas | Gas Boiler - Burner Control Optimization | A | Purchases (Cumulative) | Achievable Economic TRC Potential | 0 | 0 | 0 | 0 | 0 | 0 | 0 | 0 | 0 | 0 | 0 | 0 | 0 | 0 | 0 | 0 | 0 | 0 | 0 | 0 | 0 | 0
F1_Industrial_Instruments_Existing_Space Heating_Natural Gas_HVAC - Demand Controlled Ventilation_A_Achievable Economic TRC Potential | F1 | Industrial | Instruments | Existing | Space Heating | Natural Gas | HVAC - Demand Controlled Ventilation | A | Original Unit Energy Savings (kWh or therms) | Achievable Economic TRC Potential | 0 | 0 | 0.076632 | 0.076208 | 0.075785 | 0.075366 | 0.074954 | 0.074553 | 0.074165 | 0.073793 | 0.07344 | 0.073107 | 0.072794 | 0.072499 | 0.072221 | 0.07196 | 0.071715 | 0.071483 | 0.071266 | 0.071061 | 0.070868 | 0.070686
F2_Industrial_Instruments_Existing_Space Heating_Natural Gas_HVAC - Demand Controlled Ventilation_A_Achievable Economic TRC Potential | F2 | Industrial | Instruments | Existing | Space Heating | Natural Gas | HVAC - Demand Controlled Ventilation | A | Original Unit Summer Peak Savings (kW) | Achievable Economic TRC Potential | 0 | 0 | 0 | 0 | 0 | 0 | 0 | 0 | 0 | 0 | 0 | 0 | 0 | 0 | 0 | 0 | 0 | 0 | 0 | 0 | 0 | 0
F3_Industrial_Instruments_Existing_Space Heating_Natural Gas_HVAC - Demand Controlled Ventilation_A_Achievable Economic TRC Potential | F3 | Industrial | Instruments | Existing | Space Heating | Natural Gas | HVAC - Demand Controlled Ventilation | A | Original Unit Winter Peak Savings (kW) | Achievable Economic TRC Potential | 0 | 0 | 0 | 0 | 0 | 0 | 0 | 0 | 0 | 0 | 0 | 0 | 0 | 0 | 0 | 0 | 0 | 0 | 0 | 0 | 0 | 0
F4_Industrial_Instruments_Existing_Space Heating_Natural Gas_HVAC - Demand Controlled Ventilation_A_Achievable Economic TRC Potential | F4 | Industrial | Instruments | Existing | Space Heating | Natural Gas | HVAC - Demand Controlled Ventilation | A | Standalone Impact on Baseline Energy (%) | Achievable Economic TRC Potential | 0% | 0% | 0.04258% | 0.08564% | 0.1292% | 0.1732% | 0.2177% | 0.2628% | 0.3084% | 0.3545% | 0.4013% | 0.4487% | 0.4967% | 0.5455% | 0.595% | 0.6452% | 0.6962% | 0.748% | 0.8005% | 0.854% | 0.9083% | 0.9634%
F5_Industrial_Instruments_Existing_Space Heating_Natural Gas_HVAC - Demand Controlled Ventilation_A_Achievable Economic TRC Potential | F5 | Industrial | Instruments | Existing | Space Heating | Natural Gas | HVAC - Demand Controlled Ventilation | A | Standalone Impact on Baseline Summer Peak (%) | Achievable Economic TRC Potential | bar: 2019 to 2040
F6_Industrial_Instruments_Existing_Space Heating_Natural Gas_HVAC - Demand Controlled Ventilation_A_Achievable Economic TRC Potential | F6 | Industrial | Instruments | Existing | Space Heating | Natural Gas | HVAC - Demand Controlled Ventilation | A | Standalone Impact on Baseline Winter Peak (%) | Achievable Economic TRC Potential | bar: 2019 to 2040
F7_Industrial_Instruments_Existing_Space Heating_Natural Gas_HVAC - Demand Controlled Ventilation_A_Achievable Economic TRC Potential | F7 | Industrial | Instruments | Existing | Space Heating | Natural Gas | HVAC - Demand Controlled Ventilation | A | Incremental Energy Savings (MWh or mTherms) | Achievable Economic TRC Potential | 0 | 0 | 0.18756 | 0.1833 | 0.17914 | 0.17508 | 0.17112 | 0.16727 | 0.16353 | 0.15991 | 0.1564 | 0.15301 | 0.14972 | 0.14655 | 0.14347 | 0.14048 | 0.13759 | 0.13478 | 0.13206 | 0.12941 | 0.12683 | 0.12432
F8_Industrial_Instruments_Existing_Space Heating_Natural Gas_HVAC - Demand Controlled Ventilation_A_Achievable Economic TRC Potential | F8 | Industrial | Instruments | Existing | Space Heating | Natural Gas | HVAC - Demand Controlled Ventilation | A | Incremental Summer Peak Savings (MW) | Achievable Economic TRC Potential | 0 | 0 | 0 | 0 | 0 | 0 | 0 | 0 | 0 | 0 | 0 | 0 | 0 | 0 | 0 | 0 | 0 | 0 | 0 | 0 | 0 | 0
F9_Industrial_Instruments_Existing_Space Heating_Natural Gas_HVAC - Demand Controlled Ventilation_A_Achievable Economic TRC Potential | F9 | Industrial | Instruments | Existing | Space Heating | Natural Gas | HVAC - Demand Controlled Ventilation | A | Incremental Winter Peak Savings (MW) | Achievable Economic TRC Potential | 0 | 0 | 0 | 0 | 0 | 0 | 0 | 0 | 0 | 0 | 0 | 0 | 0 | 0 | 0 | 0 | 0 | 0 | 0 | 0 | 0 | 0
F10_Industrial_Instruments_Existing_Space Heating_Natural Gas_HVAC - Demand Controlled Ventilation_A_Achievable Economic TRC Potential | F10 | Industrial | Instruments | Existing | Space Heating | Natural Gas | HVAC - Demand Controlled Ventilation | A | Cumulative Energy Savings (MWh or mTherms) | Achievable Economic TRC Potential | 0 | 0 | 0.18756 | 0.36982 | 0.54692 | 0.71897 | 0.88617 | 1.0487 | 1.2068 | 1.3606 | 1.5105 | 1.6567 | 1.7993 | 1.9386 | 2.0746 | 2.2076 | 2.3377 | 2.4649 | 2.5894 | 2.7114 | 2.8309 | 2.948
F11_Industrial_Instruments_Existing_Space Heating_Natural Gas_HVAC - Demand Controlled Ventilation_A_Achievable Economic TRC Potential | F11 | Industrial | Instruments | Existing | Space Heating | Natural Gas | HVAC - Demand Controlled Ventilation | A | Cumulative Summer Peak Savings (MW) | Achievable Economic TRC Potential | 0 | 0 | 0 | 0 | 0 | 0 | 0 | 0 | 0 | 0 | 0 | 0 | 0 | 0 | 0 | 0 | 0 | 0 | 0 | 0 | 0 | 0
F12_Industrial_Instruments_Existing_Space Heating_Natural Gas_HVAC - Demand Controlled Ventilation_A_Achievable Economic TRC Potential | F12 | Industrial | Instruments | Existing | Space Heating | Natural Gas | HVAC - Demand Controlled Ventilation | A | Cumulative Winter Peak Savings (MW) | Achievable Economic TRC Potential | 0 | 0 | 0 | 0 | 0 | 0 | 0 | 0 | 0 | 0 | 0 | 0 | 0 | 0 | 0 | 0 | 0 | 0 | 0 | 0 | 0 | 0
F13_Industrial_Instruments_Existing_Space Heating_Natural Gas_HVAC - Demand Controlled Ventilation_A_Achievable Economic TRC Potential | F13 | Industrial | Instruments | Existing | Space Heating | Natural Gas | HVAC - Demand Controlled Ventilation | A | Purchases (Incremental) | Achievable Economic TRC Potential | 0 | 0 | 2447.5258 | 2405.327 | 2363.8559 | 2323.0997 | 2283.0463 | 2243.6834 | 2204.9992 | 2166.982 | 2129.6202 | 2092.9027 | 2056.8181 | 2021.3557 | 1986.5048 | 1952.2547 | 1918.5951 | 1885.5159 | 1853.007 | 1821.0586 | 1789.6611 | 1758.8048
F14_Industrial_Instruments_Existing_Space Heating_Natural Gas_HVAC - Demand Controlled Ventilation_A_Achievable Economic TRC Potential | F14 | Industrial | Instruments | Existing | Space Heating | Natural Gas | HVAC - Demand Controlled Ventilation | A | Purchases (Cumulative) | Achievable Economic TRC Potential | 0 | 0 | 2447.5258 | 4852.8528 | 7216.7087 | 9539.8084 | 11822.8547 | 14066.5381 | 16271.5373 | 18438.5194 | 20568.1396 | 22661.0422 | 24717.8604 | 26739.2161 | 28725.7209 | 30677.9756 | 32596.5707 | 34482.0866 | 36335.0937 | 38156.1523 | 39945.8133 | 41704.6182
F1_Industrial_Instruments_Existing_Space Heating_Natural Gas_Gas Boiler - Stack Economizer_A_Achievable Economic TRC Potential | F1 | Industrial | Instruments | Existing | Space Heating | Natural Gas | Gas Boiler - Stack Economizer | A | Original Unit Energy Savings (kWh or therms) | Achievable Economic TRC Potential | 0 | 0 | 4.1137 | 4.1034 | 4.0933 | 4.0834 | 4.0738 | 4.0644 | 4.0554 | 4.0467 | 4.0382 | 4.0302 | 4.0224 | 4.0151 | 4.0081 | 4.0015 | 3.9952 | 3.9894 | 3.984 | 3.979 | 3.9744 | 3.9702
F2_Industrial_Instruments_Existing_Space Heating_Natural Gas_Gas Boiler - Stack Economizer_A_Achievable Economic TRC Potential | F2 | Industrial | Instruments | Existing | Space Heating | Natural Gas | Gas Boiler - Stack Economizer | A | Original Unit Summer Peak Savings (kW) | Achievable Economic TRC Potential | 0 | 0 | 0 | 0 | 0 | 0 | 0 | 0 | 0 | 0 | 0 | 0 | 0 | 0 | 0 | 0 | 0 | 0 | 0 | 0 | 0 | 0
F3_Industrial_Instruments_Existing_Space Heating_Natural Gas_Gas Boiler - Stack Economizer_A_Achievable Economic TRC Potential | F3 | Industrial | Instruments | Existing | Space Heating | Natural Gas | Gas Boiler - Stack Economizer | A | Original Unit Winter Peak Savings (kW) | Achievable Economic TRC Potential | 0 | 0 | 0 | 0 | 0 | 0 | 0 | 0 | 0 | 0 | 0 | 0 | 0 | 0 | 0 | 0 | 0 | 0 | 0 | 0 | 0 | 0
F4_Industrial_Instruments_Existing_Space Heating_Natural Gas_Gas Boiler - Stack Economizer_A_Achievable Economic TRC Potential | F4 | Industrial | Instruments | Existing | Space Heating | Natural Gas | Gas Boiler - Stack Economizer | A | Standalone Impact on Baseline Energy (%) | Achievable Economic TRC Potential | bar: 2019 to 2040
F5_Industrial_Instruments_Existing_Space Heating_Natural Gas_Gas Boiler - Stack Economizer_A_Achievable Economic TRC Potential | F5 | Industrial | Instruments | Existing | Space Heating | Natural Gas | Gas Boiler - Stack Economizer | A | Standalone Impact on Baseline Summer Peak (%) | Achievable Economic TRC Potential | bar: 2019 to 2040
F6_Industrial_Instruments_Existing_Space Heating_Natural Gas_Gas Boiler - Stack Economizer_A_Achievable Economic TRC Potential | F6 | Industrial | Instruments | Existing | Space Heating | Natural Gas | Gas Boiler - Stack Economizer | A | Standalone Impact on Baseline Winter Peak (%) | Achievable Economic TRC Potential | bar: 2019 to 2040
F7_Industrial_Instruments_Existing_Space Heating_Natural Gas_Gas Boiler - Stack Economizer_A_Achievable Economic TRC Potential | F7 | Industrial | Instruments | Existing | Space Heating | Natural Gas | Gas Boiler - Stack Economizer | A | Incremental Energy Savings (MWh or mTherms) | Achievable Economic TRC Potential | 0 | 0 | 0 | 0 | 0 | 0 | 0 | 0 | 0 | 0 | 0 | 0 | 0 | 0 | 0 | 0 | 0 | 0 | 0 | 0 | 0 | 0
F8_Industrial_Instruments_Existing_Space Heating_Natural Gas_Gas Boiler - Stack Economizer_A_Achievable Economic TRC Potential | F8 | Industrial | Instruments | Existing | Space Heating | Natural Gas | Gas Boiler - Stack Economizer | A | Incremental Summer Peak Savings (MW) | Achievable Economic TRC Potential | 0 | 0 | 0 | 0 | 0 | 0 | 0 | 0 | 0 | 0 | 0 | 0 | 0 | 0 | 0 | 0 | 0 | 0 | 0 | 0 | 0 | 0
F9_Industrial_Instruments_Existing_Space Heating_Natural Gas_Gas Boiler - Stack Economizer_A_Achievable Economic TRC Potential | F9 | Industrial | Instruments | Existing | Space Heating | Natural Gas | Gas Boiler - Stack Economizer | A | Incremental Winter Peak Savings (MW) | Achievable Economic TRC Potential | 0 | 0 | 0 | 0 | 0 | 0 | 0 | 0 | 0 | 0 | 0 | 0 | 0 | 0 | 0 | 0 | 0 | 0 | 0 | 0 | 0 | 0
F10_Industrial_Instruments_Existing_Space Heating_Natural Gas_Gas Boiler - Stack Economizer_A_Achievable Economic TRC Potential | F10 | Industrial | Instruments | Existing | Space Heating | Natural Gas | Gas Boiler - Stack Economizer | A | Cumulative Energy Savings (MWh or mTherms) | Achievable Economic TRC Potential | 0 | 0 | 0 | 0 | 0 | 0 | 0 | 0 | 0 | 0 | 0 | 0 | 0 | 0 | 0 | 0 | 0 | 0 | 0 | 0 | 0 | 0
F11_Industrial_Instruments_Existing_Space Heating_Natural Gas_Gas Boiler - Stack Economizer_A_Achievable Economic TRC Potential | F11 | Industrial | Instruments | Existing | Space Heating | Natural Gas | Gas Boiler - Stack Economizer | A | Cumulative Summer Peak Savings (MW) | Achievable Economic TRC Potential | 0 | 0 | 0 | 0 | 0 | 0 | 0 | 0 | 0 | 0 | 0 | 0 | 0 | 0 | 0 | 0 | 0 | 0 | 0 | 0 | 0 | 0
F12_Industrial_Instruments_Existing_Space Heating_Natural Gas_Gas Boiler - Stack Economizer_A_Achievable Economic TRC Potential | F12 | Industrial | Instruments | Existing | Space Heating | Natural Gas | Gas Boiler - Stack Economizer | A | Cumulative Winter Peak Savings (MW) | Achievable Economic TRC Potential | 0 | 0 | 0 | 0 | 0 | 0 | 0 | 0 | 0 | 0 | 0 | 0 | 0 | 0 | 0 | 0 | 0 | 0 | 0 | 0 | 0 | 0
F13_Industrial_Instruments_Existing_Space Heating_Natural Gas_Gas Boiler - Stack Economizer_A_Achievable Economic TRC Potential | F13 | Industrial | Instruments | Existing | Space Heating | Natural Gas | Gas Boiler - Stack Economizer | A | Purchases (Incremental) | Achievable Economic TRC Potential | 0 | 0 | 0 | 0 | 0 | 0 | 0 | 0 | 0 | 0 | 0 | 0 | 0 | 0 | 0 | 0 | 0 | 0 | 0 | 0 | 0 | 0
F14_Industrial_Instruments_Existing_Space Heating_Natural Gas_Gas Boiler - Stack Economizer_A_Achievable Economic TRC Potential | F14 | Industrial | Instruments | Existing | Space Heating | Natural Gas | Gas Boiler - Stack Economizer | A | Purchases (Cumulative) | Achievable Economic TRC Potential | 0 | 0 | 0 | 0 | 0 | 0 | 0 | 0 | 0 | 0 | 0 | 0 | 0 | 0 | 0 | 0 | 0 | 0 | 0 | 0 | 0 | 0
F1_Industrial_Instruments_Existing_Process_Natural Gas_Gas Boiler - Stack Economizer_A_Achievable Economic TRC Potential | F1 | Industrial | Instruments | Existing | Process | Natural Gas | Gas Boiler - Stack Economizer | A | Original Unit Energy Savings (kWh or therms) | Achievable Economic TRC Potential | 0 | 0 | 3.3775 | 3.3775 | 3.3775 | 3.3775 | 3.3775 | 3.3775 | 3.3775 | 3.3775 | 3.3775 | 3.3775 | 3.3775 | 3.3775 | 3.3775 | 3.3775 | 3.3775 | 3.3775 | 3.3775 | 3.3775 | 3.3775 | 3.3775
F2_Industrial_Instruments_Existing_Process_Natural Gas_Gas Boiler - Stack Economizer_A_Achievable Economic TRC Potential | F2 | Industrial | Instruments | Existing | Process | Natural Gas | Gas Boiler - Stack Economizer | A | Original Unit Summer Peak Savings (kW) | Achievable Economic TRC Potential | 0 | 0 | 0 | 0 | 0 | 0 | 0 | 0 | 0 | 0 | 0 | 0 | 0 | 0 | 0 | 0 | 0 | 0 | 0 | 0 | 0 | 0
F3_Industrial_Instruments_Existing_Process_Natural Gas_Gas Boiler - Stack Economizer_A_Achievable Economic TRC Potential | F3 | Industrial | Instruments | Existing | Process | Natural Gas | Gas Boiler - Stack Economizer | A | Original Unit Winter Peak Savings (kW) | Achievable Economic TRC Potential | 0 | 0 | 0 | 0 | 0 | 0 | 0 | 0 | 0 | 0 | 0 | 0 | 0 | 0 | 0 | 0 | 0 | 0 | 0 | 0 | 0 | 0
F4_Industrial_Instruments_Existing_Process_Natural Gas_Gas Boiler - Stack Economizer_A_Achievable Economic TRC Potential | F4 | Industrial | Instruments | Existing | Process | Natural Gas | Gas Boiler - Stack Economizer | A | Standalone Impact on Baseline Energy (%) | Achievable Economic TRC Potential | bar: 2019 to 2040
F5_Industrial_Instruments_Existing_Process_Natural Gas_Gas Boiler - Stack Economizer_A_Achievable Economic TRC Potential | F5 | Industrial | Instruments | Existing | Process | Natural Gas | Gas Boiler - Stack Economizer | A | Standalone Impact on Baseline Summer Peak (%) | Achievable Economic TRC Potential | bar: 2019 to 2040
F6_Industrial_Instruments_Existing_Process_Natural Gas_Gas Boiler - Stack Economizer_A_Achievable Economic TRC Potential | F6 | Industrial | Instruments | Existing | Process | Natural Gas | Gas Boiler - Stack Economizer | A | Standalone Impact on Baseline Winter Peak (%) | Achievable Economic TRC Potential | bar: 2019 to 2040
F7_Industrial_Instruments_Existing_Process_Natural Gas_Gas Boiler - Stack Economizer_A_Achievable Economic TRC Potential | F7 | Industrial | Instruments | Existing | Process | Natural Gas | Gas Boiler - Stack Economizer | A | Incremental Energy Savings (MWh or mTherms) | Achievable Economic TRC Potential | 0 | 0 | 0 | 0 | 0 | 0 | 0 | 0 | 0 | 0 | 0 | 0 | 0 | 0 | 0 | 0 | 0 | 0 | 0 | 0 | 0 | 0
F8_Industrial_Instruments_Existing_Process_Natural Gas_Gas Boiler - Stack Economizer_A_Achievable Economic TRC Potential | F8 | Industrial | Instruments | Existing | Process | Natural Gas | Gas Boiler - Stack Economizer | A | Incremental Summer Peak Savings (MW) | Achievable Economic TRC Potential | 0 | 0 | 0 | 0 | 0 | 0 | 0 | 0 | 0 | 0 | 0 | 0 | 0 | 0 | 0 | 0 | 0 | 0 | 0 | 0 | 0 | 0
F9_Industrial_Instruments_Existing_Process_Natural Gas_Gas Boiler - Stack Economizer_A_Achievable Economic TRC Potential | F9 | Industrial | Instruments | Existing | Process | Natural Gas | Gas Boiler - Stack Economizer | A | Incremental Winter Peak Savings (MW) | Achievable Economic TRC Potential | 0 | 0 | 0 | 0 | 0 | 0 | 0 | 0 | 0 | 0 | 0 | 0 | 0 | 0 | 0 | 0 | 0 | 0 | 0 | 0 | 0 | 0
F10_Industrial_Instruments_Existing_Process_Natural Gas_Gas Boiler - Stack Economizer_A_Achievable Economic TRC Potential | F10 | Industrial | Instruments | Existing | Process | Natural Gas | Gas Boiler - Stack Economizer | A | Cumulative Energy Savings (MWh or mTherms) | Achievable Economic TRC Potential | 0 | 0 | 0 | 0 | 0 | 0 | 0 | 0 | 0 | 0 | 0 | 0 | 0 | 0 | 0 | 0 | 0 | 0 | 0 | 0 | 0 | 0
F11_Industrial_Instruments_Existing_Process_Natural Gas_Gas Boiler - Stack Economizer_A_Achievable Economic TRC Potential | F11 | Industrial | Instruments | Existing | Process | Natural Gas | Gas Boiler - Stack Economizer | A | Cumulative Summer Peak Savings (MW) | Achievable Economic TRC Potential | 0 | 0 | 0 | 0 | 0 | 0 | 0 | 0 | 0 | 0 | 0 | 0 | 0 | 0 | 0 | 0 | 0 | 0 | 0 | 0 | 0 | 0
F12_Industrial_Instruments_Existing_Process_Natural Gas_Gas Boiler - Stack Economizer_A_Achievable Economic TRC Potential | F12 | Industrial | Instruments | Existing | Process | Natural Gas | Gas Boiler - Stack Economizer | A | Cumulative Winter Peak Savings (MW) | Achievable Economic TRC Potential | 0 | 0 | 0 | 0 | 0 | 0 | 0 | 0 | 0 | 0 | 0 | 0 | 0 | 0 | 0 | 0 | 0 | 0 | 0 | 0 | 0 | 0
F13_Industrial_Instruments_Existing_Process_Natural Gas_Gas Boiler - Stack Economizer_A_Achievable Economic TRC Potential | F13 | Industrial | Instruments | Existing | Process | Natural Gas | Gas Boiler - Stack Economizer | A | Purchases (Incremental) | Achievable Economic TRC Potential | 0 | 0 | 0 | 0 | 0 | 0 | 0 | 0 | 0 | 0 | 0 | 0 | 0 | 0 | 0 | 0 | 0 | 0 | 0 | 0 | 0 | 0
F14_Industrial_Instruments_Existing_Process_Natural Gas_Gas Boiler - Stack Economizer_A_Achievable Economic TRC Potential | F14 | Industrial | Instruments | Existing | Process | Natural Gas | Gas Boiler - Stack Economizer | A | Purchases (Cumulative) | Achievable Economic TRC Potential | 0 | 0 | 0 | 0 | 0 | 0 | 0 | 0 | 0 | 0 | 0 | 0 | 0 | 0 | 0 | 0 | 0 | 0 | 0 | 0 | 0 | 0
F1_Industrial_Instruments_Existing_Space Heating_Natural Gas_Gas Furnace Tube Inserts_A_Achievable Economic TRC Potential | F1 | Industrial | Instruments | Existing | Space Heating | Natural Gas | Gas Furnace Tube Inserts | A | Original Unit Energy Savings (kWh or therms) | Achievable Economic TRC Potential | 0 | 0 | 0.088102 | 0.087615 | 0.087128 | 0.086647 | 0.086173 | 0.085712 | 0.085266 | 0.084839 | 0.084432 | 0.08405 | 0.08369 | 0.083351 | 0.083032 | 0.082732 | 0.082449 | 0.082183 | 0.081933 | 0.081697 | 0.081476 | 0.081267
F2_Industrial_Instruments_Existing_Space Heating_Natural Gas_Gas Furnace Tube Inserts_A_Achievable Economic TRC Potential | F2 | Industrial | Instruments | Existing | Space Heating | Natural Gas | Gas Furnace Tube Inserts | A | Original Unit Summer Peak Savings (kW) | Achievable Economic TRC Potential | 0 | 0 | 0 | 0 | 0 | 0 | 0 | 0 | 0 | 0 | 0 | 0 | 0 | 0 | 0 | 0 | 0 | 0 | 0 | 0 | 0 | 0
F3_Industrial_Instruments_Existing_Space Heating_Natural Gas_Gas Furnace Tube Inserts_A_Achievable Economic TRC Potential | F3 | Industrial | Instruments | Existing | Space Heating | Natural Gas | Gas Furnace Tube Inserts | A | Original Unit Winter Peak Savings (kW) | Achievable Economic TRC Potential | 0 | 0 | 0 | 0 | 0 | 0 | 0 | 0 | 0 | 0 | 0 | 0 | 0 | 0 | 0 | 0 | 0 | 0 | 0 | 0 | 0 | 0
F4_Industrial_Instruments_Existing_Space Heating_Natural Gas_Gas Furnace Tube Inserts_A_Achievable Economic TRC Potential | F4 | Industrial | Instruments | Existing | Space Heating | Natural Gas | Gas Furnace Tube Inserts | A | Standalone Impact on Baseline Energy (%) | Achievable Economic TRC Potential | bar: 2019 to 2040
F5_Industrial_Instruments_Existing_Space Heating_Natural Gas_Gas Furnace Tube Inserts_A_Achievable Economic TRC Potential | F5 | Industrial | Instruments | Existing | Space Heating | Natural Gas | Gas Furnace Tube Inserts | A | Standalone Impact on Baseline Summer Peak (%) | Achievable Economic TRC Potential | bar: 2019 to 2040
F6_Industrial_Instruments_Existing_Space Heating_Natural Gas_Gas Furnace Tube Inserts_A_Achievable Economic TRC Potential | F6 | Industrial | Instruments | Existing | Space Heating | Natural Gas | Gas Furnace Tube Inserts | A | Standalone Impact on Baseline Winter Peak (%) | Achievable Economic TRC Potential | bar: 2019 to 2040
F7_Industrial_Instruments_Existing_Space Heating_Natural Gas_Gas Furnace Tube Inserts_A_Achievable Economic TRC Potential | F7 | Industrial | Instruments | Existing | Space Heating | Natural Gas | Gas Furnace Tube Inserts | A | Incremental Energy Savings (MWh or mTherms) | Achievable Economic TRC Potential | 0 | 0 | 0 | 0 | 0 | 0 | 0 | 0 | 0 | 0 | 0 | 0 | 0 | 0 | 0 | 0 | 0 | 0 | 0 | 0 | 0 | 0
F8_Industrial_Instruments_Existing_Space Heating_Natural Gas_Gas Furnace Tube Inserts_A_Achievable Economic TRC Potential | F8 | Industrial | Instruments | Existing | Space Heating | Natural Gas | Gas Furnace Tube Inserts | A | Incremental Summer Peak Savings (MW) | Achievable Economic TRC Potential | 0 | 0 | 0 | 0 | 0 | 0 | 0 | 0 | 0 | 0 | 0 | 0 | 0 | 0 | 0 | 0 | 0 | 0 | 0 | 0 | 0 | 0
F9_Industrial_Instruments_Existing_Space Heating_Natural Gas_Gas Furnace Tube Inserts_A_Achievable Economic TRC Potential | F9 | Industrial | Instruments | Existing | Space Heating | Natural Gas | Gas Furnace Tube Inserts | A | Incremental Winter Peak Savings (MW) | Achievable Economic TRC Potential | 0 | 0 | 0 | 0 | 0 | 0 | 0 | 0 | 0 | 0 | 0 | 0 | 0 | 0 | 0 | 0 | 0 | 0 | 0 | 0 | 0 | 0
F10_Industrial_Instruments_Existing_Space Heating_Natural Gas_Gas Furnace Tube Inserts_A_Achievable Economic TRC Potential | F10 | Industrial | Instruments | Existing | Space Heating | Natural Gas | Gas Furnace Tube Inserts | A | Cumulative Energy Savings (MWh or mTherms) | Achievable Economic TRC Potential | 0 | 0 | 0 | 0 | 0 | 0 | 0 | 0 | 0 | 0 | 0 | 0 | 0 | 0 | 0 | 0 | 0 | 0 | 0 | 0 | 0 | 0
F11_Industrial_Instruments_Existing_Space Heating_Natural Gas_Gas Furnace Tube Inserts_A_Achievable Economic TRC Potential | F11 | Industrial | Instruments | Existing | Space Heating | Natural Gas | Gas Furnace Tube Inserts | A | Cumulative Summer Peak Savings (MW) | Achievable Economic TRC Potential | 0 | 0 | 0 | 0 | 0 | 0 | 0 | 0 | 0 | 0 | 0 | 0 | 0 | 0 | 0 | 0 | 0 | 0 | 0 | 0 | 0 | 0
F12_Industrial_Instruments_Existing_Space Heating_Natural Gas_Gas Furnace Tube Inserts_A_Achievable Economic TRC Potential | F12 | Industrial | Instruments | Existing | Space Heating | Natural Gas | Gas Furnace Tube Inserts | A | Cumulative Winter Peak Savings (MW) | Achievable Economic TRC Potential | 0 | 0 | 0 | 0 | 0 | 0 | 0 | 0 | 0 | 0 | 0 | 0 | 0 | 0 | 0 | 0 | 0 | 0 | 0 | 0 | 0 | 0
F13_Industrial_Instruments_Existing_Space Heating_Natural Gas_Gas Furnace Tube Inserts_A_Achievable Economic TRC Potential | F13 | Industrial | Instruments | Existing | Space Heating | Natural Gas | Gas Furnace Tube Inserts | A | Purchases (Incremental) | Achievable Economic TRC Potential | 0 | 0 | 0 | 0 | 0 | 0 | 0 | 0 | 0 | 0 | 0 | 0 | 0 | 0 | 0 | 0 | 0 | 0 | 0 | 0 | 0 | 0
F14_Industrial_Instruments_Existing_Space Heating_Natural Gas_Gas Furnace Tube Inserts_A_Achievable Economic TRC Potential | F14 | Industrial | Instruments | Existing | Space Heating | Natural Gas | Gas Furnace Tube Inserts | A | Purchases (Cumulative) | Achievable Economic TRC Potential | 0 | 0 | 0 | 0 | 0 | 0 | 0 | 0 | 0 | 0 | 0 | 0 | 0 | 0 | 0 | 0 | 0 | 0 | 0 | 0 | 0 | 0
F1_Industrial_Instruments_Existing_Space Heating_Natural Gas_Space Heating - Heat Recovery Ventilator_A_Achievable Economic TRC Potential | F1 | Industrial | Instruments | Existing | Space Heating | Natural Gas | Space Heating - Heat Recovery Ventilator | A | Original Unit Energy Savings (kWh or therms) | Achievable Economic TRC Potential | 0 | 0 | 0.01336 | 0.013329 | 0.013297 | 0.013266 | 0.013235 | 0.013205 | 0.013176 | 0.013148 | 0.013122 | 0.013097 | 0.013074 | 0.013051 | 0.013031 | 0.013011 | 0.012992 | 0.012975 | 0.012959 | 0.012943 | 0.012929 | 0.012915
F2_Industrial_Instruments_Existing_Space Heating_Natural Gas_Space Heating - Heat Recovery Ventilator_A_Achievable Economic TRC Potential | F2 | Industrial | Instruments | Existing | Space Heating | Natural Gas | Space Heating - Heat Recovery Ventilator | A | Original Unit Summer Peak Savings (kW) | Achievable Economic TRC Potential | 0 | 0 | 0 | 0 | 0 | 0 | 0 | 0 | 0 | 0 | 0 | 0 | 0 | 0 | 0 | 0 | 0 | 0 | 0 | 0 | 0 | 0
F3_Industrial_Instruments_Existing_Space Heating_Natural Gas_Space Heating - Heat Recovery Ventilator_A_Achievable Economic TRC Potential | F3 | Industrial | Instruments | Existing | Space Heating | Natural Gas | Space Heating - Heat Recovery Ventilator | A | Original Unit Winter Peak Savings (kW) | Achievable Economic TRC Potential | 0 | 0 | 0 | 0 | 0 | 0 | 0 | 0 | 0 | 0 | 0 | 0 | 0 | 0 | 0 | 0 | 0 | 0 | 0 | 0 | 0 | 0
F4_Industrial_Instruments_Existing_Space Heating_Natural Gas_Space Heating - Heat Recovery Ventilator_A_Achievable Economic TRC Potential | F4 | Industrial | Instruments | Existing | Space Heating | Natural Gas | Space Heating - Heat Recovery Ventilator | A | Standalone Impact on Baseline Energy (%) | Achievable Economic TRC Potential | bar: 2019 to 2040
F5_Industrial_Instruments_Existing_Space Heating_Natural Gas_Space Heating - Heat Recovery Ventilator_A_Achievable Economic TRC Potential | F5 | Industrial | Instruments | Existing | Space Heating | Natural Gas | Space Heating - Heat Recovery Ventilator | A | Standalone Impact on Baseline Summer Peak (%) | Achievable Economic TRC Potential | bar: 2019 to 2040
F6_Industrial_Instruments_Existing_Space Heating_Natural Gas_Space Heating - Heat Recovery Ventilator_A_Achievable Economic TRC Potential | F6 | Industrial | Instruments | Existing | Space Heating | Natural Gas | Space Heating - Heat Recovery Ventilator | A | Standalone Impact on Baseline Winter Peak (%) | Achievable Economic TRC Potential | bar: 2019 to 2040
F7_Industrial_Instruments_Existing_Space Heating_Natural Gas_Space Heating - Heat Recovery Ventilator_A_Achievable Economic TRC Potential | F7 | Industrial | Instruments | Existing | Space Heating | Natural Gas | Space Heating - Heat Recovery Ventilator | A | Incremental Energy Savings (MWh or mTherms) | Achievable Economic TRC Potential | 0 | 0 | 0 | 0 | 0 | 0 | 0 | 0 | 0 | 0 | 0 | 0 | 0 | 0 | 0 | 0 | 0 | 0 | 0 | 0 | 0 | 0
F8_Industrial_Instruments_Existing_Space Heating_Natural Gas_Space Heating - Heat Recovery Ventilator_A_Achievable Economic TRC Potential | F8 | Industrial | Instruments | Existing | Space Heating | Natural Gas | Space Heating - Heat Recovery Ventilator | A | Incremental Summer Peak Savings (MW) | Achievable Economic TRC Potential | 0 | 0 | 0 | 0 | 0 | 0 | 0 | 0 | 0 | 0 | 0 | 0 | 0 | 0 | 0 | 0 | 0 | 0 | 0 | 0 | 0 | 0
F9_Industrial_Instruments_Existing_Space Heating_Natural Gas_Space Heating - Heat Recovery Ventilator_A_Achievable Economic TRC Potential | F9 | Industrial | Instruments | Existing | Space Heating | Natural Gas | Space Heating - Heat Recovery Ventilator | A | Incremental Winter Peak Savings (MW) | Achievable Economic TRC Potential | 0 | 0 | 0 | 0 | 0 | 0 | 0 | 0 | 0 | 0 | 0 | 0 | 0 | 0 | 0 | 0 | 0 | 0 | 0 | 0 | 0 | 0
F10_Industrial_Instruments_Existing_Space Heating_Natural Gas_Space Heating - Heat Recovery Ventilator_A_Achievable Economic TRC Potential | F10 | Industrial | Instruments | Existing | Space Heating | Natural Gas | Space Heating - Heat Recovery Ventilator | A | Cumulative Energy Savings (MWh or mTherms) | Achievable Economic TRC Potential | 0 | 0 | 0 | 0 | 0 | 0 | 0 | 0 | 0 | 0 | 0 | 0 | 0 | 0 | 0 | 0 | 0 | 0 | 0 | 0 | 0 | 0
F11_Industrial_Instruments_Existing_Space Heating_Natural Gas_Space Heating - Heat Recovery Ventilator_A_Achievable Economic TRC Potential | F11 | Industrial | Instruments | Existing | Space Heating | Natural Gas | Space Heating - Heat Recovery Ventilator | A | Cumulative Summer Peak Savings (MW) | Achievable Economic TRC Potential | 0 | 0 | 0 | 0 | 0 | 0 | 0 | 0 | 0 | 0 | 0 | 0 | 0 | 0 | 0 | 0 | 0 | 0 | 0 | 0 | 0 | 0
F12_Industrial_Instruments_Existing_Space Heating_Natural Gas_Space Heating - Heat Recovery Ventilator_A_Achievable Economic TRC Potential | F12 | Industrial | Instruments | Existing | Space Heating | Natural Gas | Space Heating - Heat Recovery Ventilator | A | Cumulative Winter Peak Savings (MW) | Achievable Economic TRC Potential | 0 | 0 | 0 | 0 | 0 | 0 | 0 | 0 | 0 | 0 | 0 | 0 | 0 | 0 | 0 | 0 | 0 | 0 | 0 | 0 | 0 | 0
F13_Industrial_Instruments_Existing_Space Heating_Natural Gas_Space Heating - Heat Recovery Ventilator_A_Achievable Economic TRC Potential | F13 | Industrial | Instruments | Existing | Space Heating | Natural Gas | Space Heating - Heat Recovery Ventilator | A | Purchases (Incremental) | Achievable Economic TRC Potential | 0 | 0 | 0 | 0 | 0 | 0 | 0 | 0 | 0 | 0 | 0 | 0 | 0 | 0 | 0 | 0 | 0 | 0 | 0 | 0 | 0 | 0
F14_Industrial_Instruments_Existing_Space Heating_Natural Gas_Space Heating - Heat Recovery Ventilator_A_Achievable Economic TRC Potential | F14 | Industrial | Instruments | Existing | Space Heating | Natural Gas | Space Heating - Heat Recovery Ventilator | A | Purchases (Cumulative) | Achievable Economic TRC Potential | 0 | 0 | 0 | 0 | 0 | 0 | 0 | 0 | 0 | 0 | 0 | 0 | 0 | 0 | 0 | 0 | 0 | 0 | 0 | 0 | 0 | 0
F1_Industrial_Instruments_Existing_Space Heating_Natural Gas_Thermostat - Programmable_A_Achievable Economic TRC Potential | F1 | Industrial | Instruments | Existing | Space Heating | Natural Gas | Thermostat - Programmable | A | Original Unit Energy Savings (kWh or therms) | Achievable Economic TRC Potential | 0 | 0 | 0.0064634 | 0.006448 | 0.0064327 | 0.0064176 | 0.0064027 | 0.0063882 | 0.0063742 | 0.0063608 | 0.006348 | 0.006336 | 0.0063246 | 0.0063139 | 0.0063038 | 0.0062943 | 0.0062853 | 0.0062769 | 0.006269 | 0.0062616 | 0.0062546 | 0.006248
F2_Industrial_Instruments_Existing_Space Heating_Natural Gas_Thermostat - Programmable_A_Achievable Economic TRC Potential | F2 | Industrial | Instruments | Existing | Space Heating | Natural Gas | Thermostat - Programmable | A | Original Unit Summer Peak Savings (kW) | Achievable Economic TRC Potential | 0 | 0 | 0 | 0 | 0 | 0 | 0 | 0 | 0 | 0 | 0 | 0 | 0 | 0 | 0 | 0 | 0 | 0 | 0 | 0 | 0 | 0
F3_Industrial_Instruments_Existing_Space Heating_Natural Gas_Thermostat - Programmable_A_Achievable Economic TRC Potential | F3 | Industrial | Instruments | Existing | Space Heating | Natural Gas | Thermostat - Programmable | A | Original Unit Winter Peak Savings (kW) | Achievable Economic TRC Potential | 0 | 0 | 0 | 0 | 0 | 0 | 0 | 0 | 0 | 0 | 0 | 0 | 0 | 0 | 0 | 0 | 0 | 0 | 0 | 0 | 0 | 0
F4_Industrial_Instruments_Existing_Space Heating_Natural Gas_Thermostat - Programmable_A_Achievable Economic TRC Potential | F4 | Industrial | Instruments | Existing | Space Heating | Natural Gas | Thermostat - Programmable | A | Standalone Impact on Baseline Energy (%) | Achievable Economic TRC Potential | bar: 2019 to 2040
F5_Industrial_Instruments_Existing_Space Heating_Natural Gas_Thermostat - Programmable_A_Achievable Economic TRC Potential | F5 | Industrial | Instruments | Existing | Space Heating | Natural Gas | Thermostat - Programmable | A | Standalone Impact on Baseline Summer Peak (%) | Achievable Economic TRC Potential | bar: 2019 to 2040
F6_Industrial_Instruments_Existing_Space Heating_Natural Gas_Thermostat - Programmable_A_Achievable Economic TRC Potential | F6 | Industrial | Instruments | Existing | Space Heating | Natural Gas | Thermostat - Programmable | A | Standalone Impact on Baseline Winter Peak (%) | Achievable Economic TRC Potential | bar: 2019 to 2040
F7_Industrial_Instruments_Existing_Space Heating_Natural Gas_Thermostat - Programmable_A_Achievable Economic TRC Potential | F7 | Industrial | Instruments | Existing | Space Heating | Natural Gas | Thermostat - Programmable | A | Incremental Energy Savings (MWh or mTherms) | Achievable Economic TRC Potential | 0 | 0 | 0 | 0 | 0 | 0 | 0 | 0 | 0 | 0 | 0 | 0 | 0 | 0 | 0 | 0 | 0 | 0 | 0 | 0 | 0 | 0
F8_Industrial_Instruments_Existing_Space Heating_Natural Gas_Thermostat - Programmable_A_Achievable Economic TRC Potential | F8 | Industrial | Instruments | Existing | Space Heating | Natural Gas | Thermostat - Programmable | A | Incremental Summer Peak Savings (MW) | Achievable Economic TRC Potential | 0 | 0 | 0 | 0 | 0 | 0 | 0 | 0 | 0 | 0 | 0 | 0 | 0 | 0 | 0 | 0 | 0 | 0 | 0 | 0 | 0 | 0
F9_Industrial_Instruments_Existing_Space Heating_Natural Gas_Thermostat - Programmable_A_Achievable Economic TRC Potential | F9 | Industrial | Instruments | Existing | Space Heating | Natural Gas | Thermostat - Programmable | A | Incremental Winter Peak Savings (MW) | Achievable Economic TRC Potential | 0 | 0 | 0 | 0 | 0 | 0 | 0 | 0 | 0 | 0 | 0 | 0 | 0 | 0 | 0 | 0 | 0 | 0 | 0 | 0 | 0 | 0
F10_Industrial_Instruments_Existing_Space Heating_Natural Gas_Thermostat - Programmable_A_Achievable Economic TRC Potential | F10 | Industrial | Instruments | Existing | Space Heating | Natural Gas | Thermostat - Programmable | A | Cumulative Energy Savings (MWh or mTherms) | Achievable Economic TRC Potential | 0 | 0 | 0 | 0 | 0 | 0 | 0 | 0 | 0 | 0 | 0 | 0 | 0 | 0 | 0 | 0 | 0 | 0 | 0 | 0 | 0 | 0
F11_Industrial_Instruments_Existing_Space Heating_Natural Gas_Thermostat - Programmable_A_Achievable Economic TRC Potential | F11 | Industrial | Instruments | Existing | Space Heating | Natural Gas | Thermostat - Programmable | A | Cumulative Summer Peak Savings (MW) | Achievable Economic TRC Potential | 0 | 0 | 0 | 0 | 0 | 0 | 0 | 0 | 0 | 0 | 0 | 0 | 0 | 0 | 0 | 0 | 0 | 0 | 0 | 0 | 0 | 0
F12_Industrial_Instruments_Existing_Space Heating_Natural Gas_Thermostat - Programmable_A_Achievable Economic TRC Potential | F12 | Industrial | Instruments | Existing | Space Heating | Natural Gas | Thermostat - Programmable | A | Cumulative Winter Peak Savings (MW) | Achievable Economic TRC Potential | 0 | 0 | 0 | 0 | 0 | 0 | 0 | 0 | 0 | 0 | 0 | 0 | 0 | 0 | 0 | 0 | 0 | 0 | 0 | 0 | 0 | 0
F13_Industrial_Instruments_Existing_Space Heating_Natural Gas_Thermostat - Programmable_A_Achievable Economic TRC Potential | F13 | Industrial | Instruments | Existing | Space Heating | Natural Gas | Thermostat - Programmable | A | Purchases (Incremental) | Achievable Economic TRC Potential | 0 | 0 | 0 | 0 | 0 | 0 | 0 | 0 | 0 | 0 | 0 | 0 | 0 | 0 | 0 | 0 | 0 | 0 | 0 | 0 | 0 | 0
F14_Industrial_Instruments_Existing_Space Heating_Natural Gas_Thermostat - Programmable_A_Achievable Economic TRC Potential | F14 | Industrial | Instruments | Existing | Space Heating | Natural Gas | Thermostat - Programmable | A | Purchases (Cumulative) | Achievable Economic TRC Potential | 0 | 0 | 0 | 0 | 0 | 0 | 0 | 0 | 0 | 0 | 0 | 0 | 0 | 0 | 0 | 0 | 0 | 0 | 0 | 0 | 0 | 0
F1_Industrial_Instruments_Existing_Space Heating_Natural Gas_ENERGY STAR Connected Thermostat_A_Achievable Economic TRC Potential | F1 | Industrial | Instruments | Existing | Space Heating | Natural Gas | ENERGY STAR Connected Thermostat | A | Original Unit Energy Savings (kWh or therms) | Achievable Economic TRC Potential | 0 | 0 | 0.015624 | 0.015587 | 0.01555 | 0.015514 | 0.015478 | 0.015443 | 0.015409 | 0.015376 | 0.015345 | 0.015316 | 0.015289 | 0.015263 | 0.015238 | 0.015215 | 0.015194 | 0.015173 | 0.015154 | 0.015136 | 0.01512 | 0.015104
F2_Industrial_Instruments_Existing_Space Heating_Natural Gas_ENERGY STAR Connected Thermostat_A_Achievable Economic TRC Potential | F2 | Industrial | Instruments | Existing | Space Heating | Natural Gas | ENERGY STAR Connected Thermostat | A | Original Unit Summer Peak Savings (kW) | Achievable Economic TRC Potential | 0 | 0 | 0 | 0 | 0 | 0 | 0 | 0 | 0 | 0 | 0 | 0 | 0 | 0 | 0 | 0 | 0 | 0 | 0 | 0 | 0 | 0
F3_Industrial_Instruments_Existing_Space Heating_Natural Gas_ENERGY STAR Connected Thermostat_A_Achievable Economic TRC Potential | F3 | Industrial | Instruments | Existing | Space Heating | Natural Gas | ENERGY STAR Connected Thermostat | A | Original Unit Winter Peak Savings (kW) | Achievable Economic TRC Potential | 0 | 0 | 0 | 0 | 0 | 0 | 0 | 0 | 0 | 0 | 0 | 0 | 0 | 0 | 0 | 0 | 0 | 0 | 0 | 0 | 0 | 0
F4_Industrial_Instruments_Existing_Space Heating_Natural Gas_ENERGY STAR Connected Thermostat_A_Achievable Economic TRC Potential | F4 | Industrial | Instruments | Existing | Space Heating | Natural Gas | ENERGY STAR Connected Thermostat | A | Standalone Impact on Baseline Energy (%) | Achievable Economic TRC Potential | bar: 2019 to 2040
F5_Industrial_Instruments_Existing_Space Heating_Natural Gas_ENERGY STAR Connected Thermostat_A_Achievable Economic TRC Potential | F5 | Industrial | Instruments | Existing | Space Heating | Natural Gas | ENERGY STAR Connected Thermostat | A | Standalone Impact on Baseline Summer Peak (%) | Achievable Economic TRC Potential | bar: 2019 to 2040
F6_Industrial_Instruments_Existing_Space Heating_Natural Gas_ENERGY STAR Connected Thermostat_A_Achievable Economic TRC Potential | F6 | Industrial | Instruments | Existing | Space Heating | Natural Gas | ENERGY STAR Connected Thermostat | A | Standalone Impact on Baseline Winter Peak (%) | Achievable Economic TRC Potential | bar: 2019 to 2040
F7_Industrial_Instruments_Existing_Space Heating_Natural Gas_ENERGY STAR Connected Thermostat_A_Achievable Economic TRC Potential | F7 | Industrial | Instruments | Existing | Space Heating | Natural Gas | ENERGY STAR Connected Thermostat | A | Incremental Energy Savings (MWh or mTherms) | Achievable Economic TRC Potential | 0 | 0 | 0 | 0 | 0 | 0 | 0 | 0 | 0 | 0 | 0 | 0 | 0 | 0 | 0 | 0 | 0 | 0 | 0 | 0 | 0 | 0
F8_Industrial_Instruments_Existing_Space Heating_Natural Gas_ENERGY STAR Connected Thermostat_A_Achievable Economic TRC Potential | F8 | Industrial | Instruments | Existing | Space Heating | Natural Gas | ENERGY STAR Connected Thermostat | A | Incremental Summer Peak Savings (MW) | Achievable Economic TRC Potential | 0 | 0 | 0 | 0 | 0 | 0 | 0 | 0 | 0 | 0 | 0 | 0 | 0 | 0 | 0 | 0 | 0 | 0 | 0 | 0 | 0 | 0
F9_Industrial_Instruments_Existing_Space Heating_Natural Gas_ENERGY STAR Connected Thermostat_A_Achievable Economic TRC Potential | F9 | Industrial | Instruments | Existing | Space Heating | Natural Gas | ENERGY STAR Connected Thermostat | A | Incremental Winter Peak Savings (MW) | Achievable Economic TRC Potential | 0 | 0 | 0 | 0 | 0 | 0 | 0 | 0 | 0 | 0 | 0 | 0 | 0 | 0 | 0 | 0 | 0 | 0 | 0 | 0 | 0 | 0
F10_Industrial_Instruments_Existing_Space Heating_Natural Gas_ENERGY STAR Connected Thermostat_A_Achievable Economic TRC Potential | F10 | Industrial | Instruments | Existing | Space Heating | Natural Gas | ENERGY STAR Connected Thermostat | A | Cumulative Energy Savings (MWh or mTherms) | Achievable Economic TRC Potential | 0 | 0 | 0 | 0 | 0 | 0 | 0 | 0 | 0 | 0 | 0 | 0 | 0 | 0 | 0 | 0 | 0 | 0 | 0 | 0 | 0 | 0
F11_Industrial_Instruments_Existing_Space Heating_Natural Gas_ENERGY STAR Connected Thermostat_A_Achievable Economic TRC Potential | F11 | Industrial | Instruments | Existing | Space Heating | Natural Gas | ENERGY STAR Connected Thermostat | A | Cumulative Summer Peak Savings (MW) | Achievable Economic TRC Potential | 0 | 0 | 0 | 0 | 0 | 0 | 0 | 0 | 0 | 0 | 0 | 0 | 0 | 0 | 0 | 0 | 0 | 0 | 0 | 0 | 0 | 0
F12_Industrial_Instruments_Existing_Space Heating_Natural Gas_ENERGY STAR Connected Thermostat_A_Achievable Economic TRC Potential | F12 | Industrial | Instruments | Existing | Space Heating | Natural Gas | ENERGY STAR Connected Thermostat | A | Cumulative Winter Peak Savings (MW) | Achievable Economic TRC Potential | 0 | 0 | 0 | 0 | 0 | 0 | 0 | 0 | 0 | 0 | 0 | 0 | 0 | 0 | 0 | 0 | 0 | 0 | 0 | 0 | 0 | 0
F13_Industrial_Instruments_Existing_Space Heating_Natural Gas_ENERGY STAR Connected Thermostat_A_Achievable Economic TRC Potential | F13 | Industrial | Instruments | Existing | Space Heating | Natural Gas | ENERGY STAR Connected Thermostat | A | Purchases (Incremental) | Achievable Economic TRC Potential | 0 | 0 | 0 | 0 | 0 | 0 | 0 | 0 | 0 | 0 | 0 | 0 | 0 | 0 | 0 | 0 | 0 | 0 | 0 | 0 | 0 | 0
F14_Industrial_Instruments_Existing_Space Heating_Natural Gas_ENERGY STAR Connected Thermostat_A_Achievable Economic TRC Potential | F14 | Industrial | Instruments | Existing | Space Heating | Natural Gas | ENERGY STAR Connected Thermostat | A | Purchases (Cumulative) | Achievable Economic TRC Potential | 0 | 0 | 0 | 0 | 0 | 0 | 0 | 0 | 0 | 0 | 0 | 0 | 0 | 0 | 0 | 0 | 0 | 0 | 0 | 0 | 0 | 0
F1_Industrial_Instruments_Existing_Space Heating_Natural Gas_Destratification Fans (HVLS)_A_Achievable Economic TRC Potential | F1 | Industrial | Instruments | Existing | Space Heating | Natural Gas | Destratification Fans (HVLS) | A | Original Unit Energy Savings (kWh or therms) | Achievable Economic TRC Potential | 0 | 0 | 0.015624 | 0.015587 | 0.01555 | 0.015514 | 0.015478 | 0.015443 | 0.015409 | 0.015376 | 0.015345 | 0.015316 | 0.015289 | 0.015263 | 0.015238 | 0.015215 | 0.015194 | 0.015173 | 0.015154 | 0.015136 | 0.01512 | 0.015104
F2_Industrial_Instruments_Existing_Space Heating_Natural Gas_Destratification Fans (HVLS)_A_Achievable Economic TRC Potential | F2 | Industrial | Instruments | Existing | Space Heating | Natural Gas | Destratification Fans (HVLS) | A | Original Unit Summer Peak Savings (kW) | Achievable Economic TRC Potential | 0 | 0 | 0 | 0 | 0 | 0 | 0 | 0 | 0 | 0 | 0 | 0 | 0 | 0 | 0 | 0 | 0 | 0 | 0 | 0 | 0 | 0
F3_Industrial_Instruments_Existing_Space Heating_Natural Gas_Destratification Fans (HVLS)_A_Achievable Economic TRC Potential | F3 | Industrial | Instruments | Existing | Space Heating | Natural Gas | Destratification Fans (HVLS) | A | Original Unit Winter Peak Savings (kW) | Achievable Economic TRC Potential | 0 | 0 | 0 | 0 | 0 | 0 | 0 | 0 | 0 | 0 | 0 | 0 | 0 | 0 | 0 | 0 | 0 | 0 | 0 | 0 | 0 | 0
F4_Industrial_Instruments_Existing_Space Heating_Natural Gas_Destratification Fans (HVLS)_A_Achievable Economic TRC Potential | F4 | Industrial | Instruments | Existing | Space Heating | Natural Gas | Destratification Fans (HVLS) | A | Standalone Impact on Baseline Energy (%) | Achievable Economic TRC Potential | bar: 2019 to 2040
F5_Industrial_Instruments_Existing_Space Heating_Natural Gas_Destratification Fans (HVLS)_A_Achievable Economic TRC Potential | F5 | Industrial | Instruments | Existing | Space Heating | Natural Gas | Destratification Fans (HVLS) | A | Standalone Impact on Baseline Summer Peak (%) | Achievable Economic TRC Potential | bar: 2019 to 2040
F6_Industrial_Instruments_Existing_Space Heating_Natural Gas_Destratification Fans (HVLS)_A_Achievable Economic TRC Potential | F6 | Industrial | Instruments | Existing | Space Heating | Natural Gas | Destratification Fans (HVLS) | A | Standalone Impact on Baseline Winter Peak (%) | Achievable Economic TRC Potential | bar: 2019 to 2040
F7_Industrial_Instruments_Existing_Space Heating_Natural Gas_Destratification Fans (HVLS)_A_Achievable Economic TRC Potential | F7 | Industrial | Instruments | Existing | Space Heating | Natural Gas | Destratification Fans (HVLS) | A | Incremental Energy Savings (MWh or mTherms) | Achievable Economic TRC Potential | 0 | 0 | 0 | 0 | 0 | 0 | 0 | 0 | 0 | 0 | 0 | 0 | 0 | 0 | 0 | 0 | 0 | 0 | 0 | 0 | 0 | 0
F8_Industrial_Instruments_Existing_Space Heating_Natural Gas_Destratification Fans (HVLS)_A_Achievable Economic TRC Potential | F8 | Industrial | Instruments | Existing | Space Heating | Natural Gas | Destratification Fans (HVLS) | A | Incremental Summer Peak Savings (MW) | Achievable Economic TRC Potential | 0 | 0 | 0 | 0 | 0 | 0 | 0 | 0 | 0 | 0 | 0 | 0 | 0 | 0 | 0 | 0 | 0 | 0 | 0 | 0 | 0 | 0
F9_Industrial_Instruments_Existing_Space Heating_Natural Gas_Destratification Fans (HVLS)_A_Achievable Economic TRC Potential | F9 | Industrial | Instruments | Existing | Space Heating | Natural Gas | Destratification Fans (HVLS) | A | Incremental Winter Peak Savings (MW) | Achievable Economic TRC Potential | 0 | 0 | 0 | 0 | 0 | 0 | 0 | 0 | 0 | 0 | 0 | 0 | 0 | 0 | 0 | 0 | 0 | 0 | 0 | 0 | 0 | 0
F10_Industrial_Instruments_Existing_Space Heating_Natural Gas_Destratification Fans (HVLS)_A_Achievable Economic TRC Potential | F10 | Industrial | Instruments | Existing | Space Heating | Natural Gas | Destratification Fans (HVLS) | A | Cumulative Energy Savings (MWh or mTherms) | Achievable Economic TRC Potential | 0 | 0 | 0 | 0 | 0 | 0 | 0 | 0 | 0 | 0 | 0 | 0 | 0 | 0 | 0 | 0 | 0 | 0 | 0 | 0 | 0 | 0
F11_Industrial_Instruments_Existing_Space Heating_Natural Gas_Destratification Fans (HVLS)_A_Achievable Economic TRC Potential | F11 | Industrial | Instruments | Existing | Space Heating | Natural Gas | Destratification Fans (HVLS) | A | Cumulative Summer Peak Savings (MW) | Achievable Economic TRC Potential | 0 | 0 | 0 | 0 | 0 | 0 | 0 | 0 | 0 | 0 | 0 | 0 | 0 | 0 | 0 | 0 | 0 | 0 | 0 | 0 | 0 | 0
F12_Industrial_Instruments_Existing_Space Heating_Natural Gas_Destratification Fans (HVLS)_A_Achievable Economic TRC Potential | F12 | Industrial | Instruments | Existing | Space Heating | Natural Gas | Destratification Fans (HVLS) | A | Cumulative Winter Peak Savings (MW) | Achievable Economic TRC Potential | 0 | 0 | 0 | 0 | 0 | 0 | 0 | 0 | 0 | 0 | 0 | 0 | 0 | 0 | 0 | 0 | 0 | 0 | 0 | 0 | 0 | 0
F13_Industrial_Instruments_Existing_Space Heating_Natural Gas_Destratification Fans (HVLS)_A_Achievable Economic TRC Potential | F13 | Industrial | Instruments | Existing | Space Heating | Natural Gas | Destratification Fans (HVLS) | A | Purchases (Incremental) | Achievable Economic TRC Potential | 0 | 0 | 0 | 0 | 0 | 0 | 0 | 0 | 0 | 0 | 0 | 0 | 0 | 0 | 0 | 0 | 0 | 0 | 0 | 0 | 0 | 0
F14_Industrial_Instruments_Existing_Space Heating_Natural Gas_Destratification Fans (HVLS)_A_Achievable Economic TRC Potential | F14 | Industrial | Instruments | Existing | Space Heating | Natural Gas | Destratification Fans (HVLS) | A | Purchases (Cumulative) | Achievable Economic TRC Potential | 0 | 0 | 0 | 0 | 0 | 0 | 0 | 0 | 0 | 0 | 0 | 0 | 0 | 0 | 0 | 0 | 0 | 0 | 0 | 0 | 0 | 0
F1_Industrial_Instruments_Existing_Space Heating_Natural Gas_Gas Boiler - Insulate Steam Lines/Condensate Tank_A_Achievable Economic TRC Potential | F1 | Industrial | Instruments | Existing | Space Heating | Natural Gas | Gas Boiler - Insulate Steam Lines/Condensate Tank | A | Original Unit Energy Savings (kWh or therms) | Achievable Economic TRC Potential | 0 | 0 | 44.7545 | 44.6421 | 44.5321 | 44.4246 | 44.32 | 44.2184 | 44.1199 | 44.0248 | 43.9333 | 43.8455 | 43.7614 | 43.6813 | 43.6052 | 43.5332 | 43.4655 | 43.4021 | 43.343 | 43.2884 | 43.2382 | 43.1927
F2_Industrial_Instruments_Existing_Space Heating_Natural Gas_Gas Boiler - Insulate Steam Lines/Condensate Tank_A_Achievable Economic TRC Potential | F2 | Industrial | Instruments | Existing | Space Heating | Natural Gas | Gas Boiler - Insulate Steam Lines/Condensate Tank | A | Original Unit Summer Peak Savings (kW) | Achievable Economic TRC Potential | 0 | 0 | 0 | 0 | 0 | 0 | 0 | 0 | 0 | 0 | 0 | 0 | 0 | 0 | 0 | 0 | 0 | 0 | 0 | 0 | 0 | 0
F3_Industrial_Instruments_Existing_Space Heating_Natural Gas_Gas Boiler - Insulate Steam Lines/Condensate Tank_A_Achievable Economic TRC Potential | F3 | Industrial | Instruments | Existing | Space Heating | Natural Gas | Gas Boiler - Insulate Steam Lines/Condensate Tank | A | Original Unit Winter Peak Savings (kW) | Achievable Economic TRC Potential | 0 | 0 | 0 | 0 | 0 | 0 | 0 | 0 | 0 | 0 | 0 | 0 | 0 | 0 | 0 | 0 | 0 | 0 | 0 | 0 | 0 | 0
F4_Industrial_Instruments_Existing_Space Heating_Natural Gas_Gas Boiler - Insulate Steam Lines/Condensate Tank_A_Achievable Economic TRC Potential | F4 | Industrial | Instruments | Existing | Space Heating | Natural Gas | Gas Boiler - Insulate Steam Lines/Condensate Tank | A | Standalone Impact on Baseline Energy (%) | Achievable Economic TRC Potential | 0% | 0% | 0.005127% | 0.01034% | 0.01565% | 0.02105% | 0.02654% | 0.03213% | 0.03782% | 0.0436% | 0.04949% | 0.05548% | 0.06157% | 0.06776% | 0.07406% | 0.08047% | 0.08699% | 0.09363% | 0.1004% | 0.1073% | 0.1142% | 0.1214%
F5_Industrial_Instruments_Existing_Space Heating_Natural Gas_Gas Boiler - Insulate Steam Lines/Condensate Tank_A_Achievable Economic TRC Potential | F5 | Industrial | Instruments | Existing | Space Heating | Natural Gas | Gas Boiler - Insulate Steam Lines/Condensate Tank | A | Standalone Impact on Baseline Summer Peak (%) | Achievable Economic TRC Potential | bar: 2019 to 2040
F6_Industrial_Instruments_Existing_Space Heating_Natural Gas_Gas Boiler - Insulate Steam Lines/Condensate Tank_A_Achievable Economic TRC Potential | F6 | Industrial | Instruments | Existing | Space Heating | Natural Gas | Gas Boiler - Insulate Steam Lines/Condensate Tank | A | Standalone Impact on Baseline Winter Peak (%) | Achievable Economic TRC Potential | bar: 2019 to 2040
F7_Industrial_Instruments_Existing_Space Heating_Natural Gas_Gas Boiler - Insulate Steam Lines/Condensate Tank_A_Achievable Economic TRC Potential | F7 | Industrial | Instruments | Existing | Space Heating | Natural Gas | Gas Boiler - Insulate Steam Lines/Condensate Tank | A | Incremental Energy Savings (MWh or mTherms) | Achievable Economic TRC Potential | 0 | 0 | 0.022583 | 0.022138 | 0.021702 | 0.021277 | 0.020861 | 0.020454 | 0.020057 | 0.019668 | 0.019289 | 0.018919 | 0.018557 | 0.018203 | 0.017858 | 0.017522 | 0.017193 | 0.016872 | 0.016558 | 0.016252 | 0.015953 | 0.015662
F8_Industrial_Instruments_Existing_Space Heating_Natural Gas_Gas Boiler - Insulate Steam Lines/Condensate Tank_A_Achievable Economic TRC Potential | F8 | Industrial | Instruments | Existing | Space Heating | Natural Gas | Gas Boiler - Insulate Steam Lines/Condensate Tank | A | Incremental Summer Peak Savings (MW) | Achievable Economic TRC Potential | 0 | 0 | 0 | 0 | 0 | 0 | 0 | 0 | 0 | 0 | 0 | 0 | 0 | 0 | 0 | 0 | 0 | 0 | 0 | 0 | 0 | 0
F9_Industrial_Instruments_Existing_Space Heating_Natural Gas_Gas Boiler - Insulate Steam Lines/Condensate Tank_A_Achievable Economic TRC Potential | F9 | Industrial | Instruments | Existing | Space Heating | Natural Gas | Gas Boiler - Insulate Steam Lines/Condensate Tank | A | Incremental Winter Peak Savings (MW) | Achievable Economic TRC Potential | 0 | 0 | 0 | 0 | 0 | 0 | 0 | 0 | 0 | 0 | 0 | 0 | 0 | 0 | 0 | 0 | 0 | 0 | 0 | 0 | 0 | 0
F10_Industrial_Instruments_Existing_Space Heating_Natural Gas_Gas Boiler - Insulate Steam Lines/Condensate Tank_A_Achievable Economic TRC Potential | F10 | Industrial | Instruments | Existing | Space Heating | Natural Gas | Gas Boiler - Insulate Steam Lines/Condensate Tank | A | Cumulative Energy Savings (MWh or mTherms) | Achievable Economic TRC Potential | 0 | 0 | 0.022583 | 0.044664 | 0.066256 | 0.087373 | 0.10803 | 0.12823 | 0.14801 | 0.16735 | 0.1863 | 0.20484 | 0.22301 | 0.2408 | 0.25824 | 0.27534 | 0.2921 | 0.30854 | 0.32468 | 0.34053 | 0.35608 | 0.37137
F11_Industrial_Instruments_Existing_Space Heating_Natural Gas_Gas Boiler - Insulate Steam Lines/Condensate Tank_A_Achievable Economic TRC Potential | F11 | Industrial | Instruments | Existing | Space Heating | Natural Gas | Gas Boiler - Insulate Steam Lines/Condensate Tank | A | Cumulative Summer Peak Savings (MW) | Achievable Economic TRC Potential | 0 | 0 | 0 | 0 | 0 | 0 | 0 | 0 | 0 | 0 | 0 | 0 | 0 | 0 | 0 | 0 | 0 | 0 | 0 | 0 | 0 | 0
F12_Industrial_Instruments_Existing_Space Heating_Natural Gas_Gas Boiler - Insulate Steam Lines/Condensate Tank_A_Achievable Economic TRC Potential | F12 | Industrial | Instruments | Existing | Space Heating | Natural Gas | Gas Boiler - Insulate Steam Lines/Condensate Tank | A | Cumulative Winter Peak Savings (MW) | Achievable Economic TRC Potential | 0 | 0 | 0 | 0 | 0 | 0 | 0 | 0 | 0 | 0 | 0 | 0 | 0 | 0 | 0 | 0 | 0 | 0 | 0 | 0 | 0 | 0
F13_Industrial_Instruments_Existing_Space Heating_Natural Gas_Gas Boiler - Insulate Steam Lines/Condensate Tank_A_Achievable Economic TRC Potential | F13 | Industrial | Instruments | Existing | Space Heating | Natural Gas | Gas Boiler - Insulate Steam Lines/Condensate Tank | A | Purchases (Incremental) | Achievable Economic TRC Potential | 0 | 0 | 0.50459 | 0.49589 | 0.48734 | 0.47894 | 0.47068 | 0.46257 | 0.45459 | 0.44675 | 0.43905 | 0.43148 | 0.42404 | 0.41673 | 0.40955 | 0.40249 | 0.39555 | 0.38873 | 0.38202 | 0.37544 | 0.36896 | 0.3626
F14_Industrial_Instruments_Existing_Space Heating_Natural Gas_Gas Boiler - Insulate Steam Lines/Condensate Tank_A_Achievable Economic TRC Potential | F14 | Industrial | Instruments | Existing | Space Heating | Natural Gas | Gas Boiler - Insulate Steam Lines/Condensate Tank | A | Purchases (Cumulative) | Achievable Economic TRC Potential | 0 | 0 | 0.50459 | 1.0005 | 1.4878 | 1.9668 | 2.4375 | 2.9 | 3.3546 | 3.8014 | 4.2404 | 4.6719 | 5.0959 | 5.5127 | 5.9222 | 6.3247 | 6.7203 | 7.109 | 7.491 | 7.8664 | 8.2354 | 8.598
F1_Industrial_Instruments_Existing_Process_Natural Gas_Gas Boiler - Insulate Steam Lines/Condensate Tank_A_Achievable Economic TRC Potential | F1 | Industrial | Instruments | Existing | Process | Natural Gas | Gas Boiler - Insulate Steam Lines/Condensate Tank | A | Original Unit Energy Savings (kWh or therms) | Achievable Economic TRC Potential | 0 | 0 | 27.9412 | 27.9412 | 27.9412 | 27.9412 | 27.9412 | 27.9412 | 27.9412 | 27.9412 | 27.9412 | 27.9412 | 27.9412 | 27.9412 | 27.9412 | 27.9412 | 27.9412 | 27.9412 | 27.9412 | 27.9412 | 27.9412 | 27.9412
F2_Industrial_Instruments_Existing_Process_Natural Gas_Gas Boiler - Insulate Steam Lines/Condensate Tank_A_Achievable Economic TRC Potential | F2 | Industrial | Instruments | Existing | Process | Natural Gas | Gas Boiler - Insulate Steam Lines/Condensate Tank | A | Original Unit Summer Peak Savings (kW) | Achievable Economic TRC Potential | 0 | 0 | 0 | 0 | 0 | 0 | 0 | 0 | 0 | 0 | 0 | 0 | 0 | 0 | 0 | 0 | 0 | 0 | 0 | 0 | 0 | 0
F3_Industrial_Instruments_Existing_Process_Natural Gas_Gas Boiler - Insulate Steam Lines/Condensate Tank_A_Achievable Economic TRC Potential | F3 | Industrial | Instruments | Existing | Process | Natural Gas | Gas Boiler - Insulate Steam Lines/Condensate Tank | A | Original Unit Winter Peak Savings (kW) | Achievable Economic TRC Potential | 0 | 0 | 0 | 0 | 0 | 0 | 0 | 0 | 0 | 0 | 0 | 0 | 0 | 0 | 0 | 0 | 0 | 0 | 0 | 0 | 0 | 0
F4_Industrial_Instruments_Existing_Process_Natural Gas_Gas Boiler - Insulate Steam Lines/Condensate Tank_A_Achievable Economic TRC Potential | F4 | Industrial | Instruments | Existing | Process | Natural Gas | Gas Boiler - Insulate Steam Lines/Condensate Tank | A | Standalone Impact on Baseline Energy (%) | Achievable Economic TRC Potential | 0% | 0% | 0.03756% | 0.07578% | 0.1147% | 0.1542% | 0.1945% | 0.2355% | 0.2772% | 0.3196% | 0.3628% | 0.4067% | 0.4514% | 0.4969% | 0.5431% | 0.5902% | 0.6381% | 0.6869% | 0.7365% | 0.787% | 0.8383% | 0.8906%
F5_Industrial_Instruments_Existing_Process_Natural Gas_Gas Boiler - Insulate Steam Lines/Condensate Tank_A_Achievable Economic TRC Potential | F5 | Industrial | Instruments | Existing | Process | Natural Gas | Gas Boiler - Insulate Steam Lines/Condensate Tank | A | Standalone Impact on Baseline Summer Peak (%) | Achievable Economic TRC Potential | bar: 2019 to 2040
F6_Industrial_Instruments_Existing_Process_Natural Gas_Gas Boiler - Insulate Steam Lines/Condensate Tank_A_Achievable Economic TRC Potential | F6 | Industrial | Instruments | Existing | Process | Natural Gas | Gas Boiler - Insulate Steam Lines/Condensate Tank | A | Standalone Impact on Baseline Winter Peak (%) | Achievable Economic TRC Potential | bar: 2019 to 2040
F7_Industrial_Instruments_Existing_Process_Natural Gas_Gas Boiler - Insulate Steam Lines/Condensate Tank_A_Achievable Economic TRC Potential | F7 | Industrial | Instruments | Existing | Process | Natural Gas | Gas Boiler - Insulate Steam Lines/Condensate Tank | A | Incremental Energy Savings (MWh or mTherms) | Achievable Economic TRC Potential | 0 | 0 | 0.42769 | 0.42031 | 0.41307 | 0.40595 | 0.39895 | 0.39207 | 0.38531 | 0.37867 | 0.37214 | 0.36572 | 0.35941 | 0.35322 | 0.34713 | 0.34114 | 0.33526 | 0.32948 | 0.3238 | 0.31822 | 0.31273 | 0.30734
F8_Industrial_Instruments_Existing_Process_Natural Gas_Gas Boiler - Insulate Steam Lines/Condensate Tank_A_Achievable Economic TRC Potential | F8 | Industrial | Instruments | Existing | Process | Natural Gas | Gas Boiler - Insulate Steam Lines/Condensate Tank | A | Incremental Summer Peak Savings (MW) | Achievable Economic TRC Potential | 0 | 0 | 0 | 0 | 0 | 0 | 0 | 0 | 0 | 0 | 0 | 0 | 0 | 0 | 0 | 0 | 0 | 0 | 0 | 0 | 0 | 0
F9_Industrial_Instruments_Existing_Process_Natural Gas_Gas Boiler - Insulate Steam Lines/Condensate Tank_A_Achievable Economic TRC Potential | F9 | Industrial | Instruments | Existing | Process | Natural Gas | Gas Boiler - Insulate Steam Lines/Condensate Tank | A | Incremental Winter Peak Savings (MW) | Achievable Economic TRC Potential | 0 | 0 | 0 | 0 | 0 | 0 | 0 | 0 | 0 | 0 | 0 | 0 | 0 | 0 | 0 | 0 | 0 | 0 | 0 | 0 | 0 | 0
F10_Industrial_Instruments_Existing_Process_Natural Gas_Gas Boiler - Insulate Steam Lines/Condensate Tank_A_Achievable Economic TRC Potential | F10 | Industrial | Instruments | Existing | Process | Natural Gas | Gas Boiler - Insulate Steam Lines/Condensate Tank | A | Cumulative Energy Savings (MWh or mTherms) | Achievable Economic TRC Potential | 0 | 0 | 0.42769 | 0.848 | 1.2611 | 1.667 | 2.066 | 2.458 | 2.8433 | 3.222 | 3.5941 | 3.9599 | 4.3193 | 4.6725 | 5.0196 | 5.3608 | 5.696 | 6.0255 | 6.3493 | 6.6675 | 6.9803 | 7.2876
F11_Industrial_Instruments_Existing_Process_Natural Gas_Gas Boiler - Insulate Steam Lines/Condensate Tank_A_Achievable Economic TRC Potential | F11 | Industrial | Instruments | Existing | Process | Natural Gas | Gas Boiler - Insulate Steam Lines/Condensate Tank | A | Cumulative Summer Peak Savings (MW) | Achievable Economic TRC Potential | 0 | 0 | 0 | 0 | 0 | 0 | 0 | 0 | 0 | 0 | 0 | 0 | 0 | 0 | 0 | 0 | 0 | 0 | 0 | 0 | 0 | 0
F12_Industrial_Instruments_Existing_Process_Natural Gas_Gas Boiler - Insulate Steam Lines/Condensate Tank_A_Achievable Economic TRC Potential | F12 | Industrial | Instruments | Existing | Process | Natural Gas | Gas Boiler - Insulate Steam Lines/Condensate Tank | A | Cumulative Winter Peak Savings (MW) | Achievable Economic TRC Potential | 0 | 0 | 0 | 0 | 0 | 0 | 0 | 0 | 0 | 0 | 0 | 0 | 0 | 0 | 0 | 0 | 0 | 0 | 0 | 0 | 0 | 0
F13_Industrial_Instruments_Existing_Process_Natural Gas_Gas Boiler - Insulate Steam Lines/Condensate Tank_A_Achievable Economic TRC Potential | F13 | Industrial | Instruments | Existing | Process | Natural Gas | Gas Boiler - Insulate Steam Lines/Condensate Tank | A | Purchases (Incremental) | Achievable Economic TRC Potential | 0 | 0 | 15.3067 | 15.0428 | 14.7835 | 14.5286 | 14.2781 | 14.0319 | 13.79 | 13.5522 | 13.3186 | 13.0889 | 12.8633 | 12.6415 | 12.4235 | 12.2093 | 11.9988 | 11.7919 | 11.5886 | 11.3888 | 11.1925 | 10.9995
F14_Industrial_Instruments_Existing_Process_Natural Gas_Gas Boiler - Insulate Steam Lines/Condensate Tank_A_Achievable Economic TRC Potential | F14 | Industrial | Instruments | Existing | Process | Natural Gas | Gas Boiler - Insulate Steam Lines/Condensate Tank | A | Purchases (Cumulative) | Achievable Economic TRC Potential | 0 | 0 | 15.3067 | 30.3495 | 45.133 | 59.6616 | 73.9396 | 87.9715 | 101.7615 | 115.3137 | 128.6323 | 141.7212 | 154.5845 | 167.226 | 179.6495 | 191.8588 | 203.8576 | 215.6495 | 227.2382 | 238.627 | 249.8195 | 260.819
F1_Industrial_Instruments_Existing_Space Heating_Natural Gas_Gas Boiler - Insulate Hot Water Lines_A_Achievable Economic TRC Potential | F1 | Industrial | Instruments | Existing | Space Heating | Natural Gas | Gas Boiler - Insulate Hot Water Lines | A | Original Unit Energy Savings (kWh or therms) | Achievable Economic TRC Potential | 0 | 0 | 50.5866 | 50.4596 | 50.3353 | 50.2138 | 50.0955 | 49.9806 | 49.8694 | 49.7619 | 49.6585 | 49.5592 | 49.4642 | 49.3736 | 49.2876 | 49.2063 | 49.1297 | 49.058 | 48.9912 | 48.9295 | 48.8728 | 48.8213
F2_Industrial_Instruments_Existing_Space Heating_Natural Gas_Gas Boiler - Insulate Hot Water Lines_A_Achievable Economic TRC Potential | F2 | Industrial | Instruments | Existing | Space Heating | Natural Gas | Gas Boiler - Insulate Hot Water Lines | A | Original Unit Summer Peak Savings (kW) | Achievable Economic TRC Potential | 0 | 0 | 0 | 0 | 0 | 0 | 0 | 0 | 0 | 0 | 0 | 0 | 0 | 0 | 0 | 0 | 0 | 0 | 0 | 0 | 0 | 0
F3_Industrial_Instruments_Existing_Space Heating_Natural Gas_Gas Boiler - Insulate Hot Water Lines_A_Achievable Economic TRC Potential | F3 | Industrial | Instruments | Existing | Space Heating | Natural Gas | Gas Boiler - Insulate Hot Water Lines | A | Original Unit Winter Peak Savings (kW) | Achievable Economic TRC Potential | 0 | 0 | 0 | 0 | 0 | 0 | 0 | 0 | 0 | 0 | 0 | 0 | 0 | 0 | 0 | 0 | 0 | 0 | 0 | 0 | 0 | 0
F4_Industrial_Instruments_Existing_Space Heating_Natural Gas_Gas Boiler - Insulate Hot Water Lines_A_Achievable Economic TRC Potential | F4 | Industrial | Instruments | Existing | Space Heating | Natural Gas | Gas Boiler - Insulate Hot Water Lines | A | Standalone Impact on Baseline Energy (%) | Achievable Economic TRC Potential | 0% | 0% | 0.01159% | 0.02338% | 0.03537% | 0.04758% | 0.06% | 0.07264% | 0.08549% | 0.09857% | 0.1119% | 0.1254% | 0.1392% | 0.1532% | 0.1674% | 0.1819% | 0.1967% | 0.2117% | 0.2269% | 0.2425% | 0.2583% | 0.2744%
F5_Industrial_Instruments_Existing_Space Heating_Natural Gas_Gas Boiler - Insulate Hot Water Lines_A_Achievable Economic TRC Potential | F5 | Industrial | Instruments | Existing | Space Heating | Natural Gas | Gas Boiler - Insulate Hot Water Lines | A | Standalone Impact on Baseline Summer Peak (%) | Achievable Economic TRC Potential | bar: 2019 to 2040
F6_Industrial_Instruments_Existing_Space Heating_Natural Gas_Gas Boiler - Insulate Hot Water Lines_A_Achievable Economic TRC Potential | F6 | Industrial | Instruments | Existing | Space Heating | Natural Gas | Gas Boiler - Insulate Hot Water Lines | A | Standalone Impact on Baseline Winter Peak (%) | Achievable Economic TRC Potential | bar: 2019 to 2040
F7_Industrial_Instruments_Existing_Space Heating_Natural Gas_Gas Boiler - Insulate Hot Water Lines_A_Achievable Economic TRC Potential | F7 | Industrial | Instruments | Existing | Space Heating | Natural Gas | Gas Boiler - Insulate Hot Water Lines | A | Incremental Energy Savings (MWh or mTherms) | Achievable Economic TRC Potential | 0 | 0 | 0.051051 | 0.050045 | 0.049061 | 0.048099 | 0.047158 | 0.046239 | 0.045341 | 0.044463 | 0.043605 | 0.042768 | 0.04195 | 0.041151 | 0.040371 | 0.03961 | 0.038866 | 0.03814 | 0.037432 | 0.03674 | 0.036065 | 0.035406
F8_Industrial_Instruments_Existing_Space Heating_Natural Gas_Gas Boiler - Insulate Hot Water Lines_A_Achievable Economic TRC Potential | F8 | Industrial | Instruments | Existing | Space Heating | Natural Gas | Gas Boiler - Insulate Hot Water Lines | A | Incremental Summer Peak Savings (MW) | Achievable Economic TRC Potential | 0 | 0 | 0 | 0 | 0 | 0 | 0 | 0 | 0 | 0 | 0 | 0 | 0 | 0 | 0 | 0 | 0 | 0 | 0 | 0 | 0 | 0
F9_Industrial_Instruments_Existing_Space Heating_Natural Gas_Gas Boiler - Insulate Hot Water Lines_A_Achievable Economic TRC Potential | F9 | Industrial | Instruments | Existing | Space Heating | Natural Gas | Gas Boiler - Insulate Hot Water Lines | A | Incremental Winter Peak Savings (MW) | Achievable Economic TRC Potential | 0 | 0 | 0 | 0 | 0 | 0 | 0 | 0 | 0 | 0 | 0 | 0 | 0 | 0 | 0 | 0 | 0 | 0 | 0 | 0 | 0 | 0
F10_Industrial_Instruments_Existing_Space Heating_Natural Gas_Gas Boiler - Insulate Hot Water Lines_A_Achievable Economic TRC Potential | F10 | Industrial | Instruments | Existing | Space Heating | Natural Gas | Gas Boiler - Insulate Hot Water Lines | A | Cumulative Energy Savings (MWh or mTherms) | Achievable Economic TRC Potential | 0 | 0 | 0.051051 | 0.10097 | 0.14978 | 0.19752 | 0.24421 | 0.28989 | 0.33459 | 0.37833 | 0.42115 | 0.46307 | 0.50413 | 0.54436 | 0.58378 | 0.62243 | 0.66033 | 0.6975 | 0.73399 | 0.7698 | 0.80498 | 0.83953
F11_Industrial_Instruments_Existing_Space Heating_Natural Gas_Gas Boiler - Insulate Hot Water Lines_A_Achievable Economic TRC Potential | F11 | Industrial | Instruments | Existing | Space Heating | Natural Gas | Gas Boiler - Insulate Hot Water Lines | A | Cumulative Summer Peak Savings (MW) | Achievable Economic TRC Potential | 0 | 0 | 0 | 0 | 0 | 0 | 0 | 0 | 0 | 0 | 0 | 0 | 0 | 0 | 0 | 0 | 0 | 0 | 0 | 0 | 0 | 0
F12_Industrial_Instruments_Existing_Space Heating_Natural Gas_Gas Boiler - Insulate Hot Water Lines_A_Achievable Economic TRC Potential | F12 | Industrial | Instruments | Existing | Space Heating | Natural Gas | Gas Boiler - Insulate Hot Water Lines | A | Cumulative Winter Peak Savings (MW) | Achievable Economic TRC Potential | 0 | 0 | 0 | 0 | 0 | 0 | 0 | 0 | 0 | 0 | 0 | 0 | 0 | 0 | 0 | 0 | 0 | 0 | 0 | 0 | 0 | 0
F13_Industrial_Instruments_Existing_Space Heating_Natural Gas_Gas Boiler - Insulate Hot Water Lines_A_Achievable Economic TRC Potential | F13 | Industrial | Instruments | Existing | Space Heating | Natural Gas | Gas Boiler - Insulate Hot Water Lines | A | Purchases (Incremental) | Achievable Economic TRC Potential | 0 | 0 | 1.0092 | 0.99179 | 0.97469 | 0.95788 | 0.94137 | 0.92514 | 0.90919 | 0.89351 | 0.8781 | 0.86296 | 0.84809 | 0.83346 | 0.81909 | 0.80497 | 0.79109 | 0.77745 | 0.76405 | 0.75088 | 0.73793 | 0.72521
F14_Industrial_Instruments_Existing_Space Heating_Natural Gas_Gas Boiler - Insulate Hot Water Lines_A_Achievable Economic TRC Potential | F14 | Industrial | Instruments | Existing | Space Heating | Natural Gas | Gas Boiler - Insulate Hot Water Lines | A | Purchases (Cumulative) | Achievable Economic TRC Potential | 0 | 0 | 1.0092 | 2.001 | 2.9757 | 3.9335 | 4.8749 | 5.8 | 6.7092 | 7.6027 | 8.4808 | 9.3438 | 10.1919 | 11.0254 | 11.8445 | 12.6494 | 13.4405 | 14.218 | 14.982 | 15.7329 | 16.4708 | 17.196
F1_Industrial_Instruments_Existing_Process_Natural Gas_Gas Boiler - Insulate Hot Water Lines_A_Achievable Economic TRC Potential | F1 | Industrial | Instruments | Existing | Process | Natural Gas | Gas Boiler - Insulate Hot Water Lines | A | Original Unit Energy Savings (kWh or therms) | Achievable Economic TRC Potential | 0 | 0 | 31.5823 | 31.5823 | 31.5823 | 31.5823 | 31.5823 | 31.5823 | 31.5823 | 31.5823 | 31.5823 | 31.5823 | 31.5823 | 31.5823 | 31.5823 | 31.5823 | 31.5823 | 31.5823 | 31.5823 | 31.5823 | 31.5823 | 31.5823
F2_Industrial_Instruments_Existing_Process_Natural Gas_Gas Boiler - Insulate Hot Water Lines_A_Achievable Economic TRC Potential | F2 | Industrial | Instruments | Existing | Process | Natural Gas | Gas Boiler - Insulate Hot Water Lines | A | Original Unit Summer Peak Savings (kW) | Achievable Economic TRC Potential | 0 | 0 | 0 | 0 | 0 | 0 | 0 | 0 | 0 | 0 | 0 | 0 | 0 | 0 | 0 | 0 | 0 | 0 | 0 | 0 | 0 | 0
F3_Industrial_Instruments_Existing_Process_Natural Gas_Gas Boiler - Insulate Hot Water Lines_A_Achievable Economic TRC Potential | F3 | Industrial | Instruments | Existing | Process | Natural Gas | Gas Boiler - Insulate Hot Water Lines | A | Original Unit Winter Peak Savings (kW) | Achievable Economic TRC Potential | 0 | 0 | 0 | 0 | 0 | 0 | 0 | 0 | 0 | 0 | 0 | 0 | 0 | 0 | 0 | 0 | 0 | 0 | 0 | 0 | 0 | 0
F4_Industrial_Instruments_Existing_Process_Natural Gas_Gas Boiler - Insulate Hot Water Lines_A_Achievable Economic TRC Potential | F4 | Industrial | Instruments | Existing | Process | Natural Gas | Gas Boiler - Insulate Hot Water Lines | A | Standalone Impact on Baseline Energy (%) | Achievable Economic TRC Potential | 0% | 0% | 0.08491% | 0.1713% | 0.2592% | 0.3487% | 0.4397% | 0.5323% | 0.6266% | 0.7225% | 0.8201% | 0.9194% | 1.02% | 1.123% | 1.228% | 1.334% | 1.443% | 1.553% | 1.665% | 1.779% | 1.895% | 2.013%
F5_Industrial_Instruments_Existing_Process_Natural Gas_Gas Boiler - Insulate Hot Water Lines_A_Achievable Economic TRC Potential | F5 | Industrial | Instruments | Existing | Process | Natural Gas | Gas Boiler - Insulate Hot Water Lines | A | Standalone Impact on Baseline Summer Peak (%) | Achievable Economic TRC Potential | bar: 2019 to 2040
F6_Industrial_Instruments_Existing_Process_Natural Gas_Gas Boiler - Insulate Hot Water Lines_A_Achievable Economic TRC Potential | F6 | Industrial | Instruments | Existing | Process | Natural Gas | Gas Boiler - Insulate Hot Water Lines | A | Standalone Impact on Baseline Winter Peak (%) | Achievable Economic TRC Potential | bar: 2019 to 2040
F7_Industrial_Instruments_Existing_Process_Natural Gas_Gas Boiler - Insulate Hot Water Lines_A_Achievable Economic TRC Potential | F7 | Industrial | Instruments | Existing | Process | Natural Gas | Gas Boiler - Insulate Hot Water Lines | A | Incremental Energy Savings (MWh or mTherms) | Achievable Economic TRC Potential | 0 | 0 | 0.96684 | 0.95017 | 0.93379 | 0.91769 | 0.90187 | 0.88632 | 0.87104 | 0.85602 | 0.84126 | 0.82676 | 0.8125 | 0.79849 | 0.78473 | 0.7712 | 0.7579 | 0.74483 | 0.73199 | 0.71937 | 0.70697 | 0.69478
F8_Industrial_Instruments_Existing_Process_Natural Gas_Gas Boiler - Insulate Hot Water Lines_A_Achievable Economic TRC Potential | F8 | Industrial | Instruments | Existing | Process | Natural Gas | Gas Boiler - Insulate Hot Water Lines | A | Incremental Summer Peak Savings (MW) | Achievable Economic TRC Potential | 0 | 0 | 0 | 0 | 0 | 0 | 0 | 0 | 0 | 0 | 0 | 0 | 0 | 0 | 0 | 0 | 0 | 0 | 0 | 0 | 0 | 0
F9_Industrial_Instruments_Existing_Process_Natural Gas_Gas Boiler - Insulate Hot Water Lines_A_Achievable Economic TRC Potential | F9 | Industrial | Instruments | Existing | Process | Natural Gas | Gas Boiler - Insulate Hot Water Lines | A | Incremental Winter Peak Savings (MW) | Achievable Economic TRC Potential | 0 | 0 | 0 | 0 | 0 | 0 | 0 | 0 | 0 | 0 | 0 | 0 | 0 | 0 | 0 | 0 | 0 | 0 | 0 | 0 | 0 | 0
F10_Industrial_Instruments_Existing_Process_Natural Gas_Gas Boiler - Insulate Hot Water Lines_A_Achievable Economic TRC Potential | F10 | Industrial | Instruments | Existing | Process | Natural Gas | Gas Boiler - Insulate Hot Water Lines | A | Cumulative Energy Savings (MWh or mTherms) | Achievable Economic TRC Potential | 0 | 0 | 0.96684 | 1.917 | 2.8508 | 3.7685 | 4.6704 | 5.5567 | 6.4277 | 7.2838 | 8.125 | 8.9518 | 9.7643 | 10.5628 | 11.3475 | 12.1187 | 12.8766 | 13.6214 | 14.3534 | 15.0728 | 15.7798 | 16.4746
F11_Industrial_Instruments_Existing_Process_Natural Gas_Gas Boiler - Insulate Hot Water Lines_A_Achievable Economic TRC Potential | F11 | Industrial | Instruments | Existing | Process | Natural Gas | Gas Boiler - Insulate Hot Water Lines | A | Cumulative Summer Peak Savings (MW) | Achievable Economic TRC Potential | 0 | 0 | 0 | 0 | 0 | 0 | 0 | 0 | 0 | 0 | 0 | 0 | 0 | 0 | 0 | 0 | 0 | 0 | 0 | 0 | 0 | 0
F12_Industrial_Instruments_Existing_Process_Natural Gas_Gas Boiler - Insulate Hot Water Lines_A_Achievable Economic TRC Potential | F12 | Industrial | Instruments | Existing | Process | Natural Gas | Gas Boiler - Insulate Hot Water Lines | A | Cumulative Winter Peak Savings (MW) | Achievable Economic TRC Potential | 0 | 0 | 0 | 0 | 0 | 0 | 0 | 0 | 0 | 0 | 0 | 0 | 0 | 0 | 0 | 0 | 0 | 0 | 0 | 0 | 0 | 0
F13_Industrial_Instruments_Existing_Process_Natural Gas_Gas Boiler - Insulate Hot Water Lines_A_Achievable Economic TRC Potential | F13 | Industrial | Instruments | Existing | Process | Natural Gas | Gas Boiler - Insulate Hot Water Lines | A | Purchases (Incremental) | Achievable Economic TRC Potential | 0 | 0 | 30.6134 | 30.0856 | 29.5669 | 29.0571 | 28.5562 | 28.0638 | 27.5799 | 27.1044 | 26.6371 | 26.1779 | 25.7265 | 25.283 | 24.847 | 24.4186 | 23.9976 | 23.5839 | 23.1773 | 22.7777 | 22.3849 | 21.999
F14_Industrial_Instruments_Existing_Process_Natural Gas_Gas Boiler - Insulate Hot Water Lines_A_Achievable Economic TRC Potential | F14 | Industrial | Instruments | Existing | Process | Natural Gas | Gas Boiler - Insulate Hot Water Lines | A | Purchases (Cumulative) | Achievable Economic TRC Potential | 0 | 0 | 30.6134 | 60.6991 | 90.266 | 119.3231 | 147.8793 | 175.9431 | 203.523 | 230.6275 | 257.2646 | 283.4424 | 309.169 | 334.4519 | 359.2989 | 383.7176 | 407.7152 | 431.2991 | 454.4763 | 477.254 | 499.6389 | 521.6379
F1_Industrial_Instruments_Existing_Process_Natural Gas_Process - Insulate Heated Process Fluids_A_Achievable Economic TRC Potential | F1 | Industrial | Instruments | Existing | Process | Natural Gas | Process - Insulate Heated Process Fluids | A | Original Unit Energy Savings (kWh or therms) | Achievable Economic TRC Potential | 0 | 0 | 9.2315 | 9.2315 | 9.2315 | 9.2315 | 9.2315 | 9.2315 | 9.2315 | 9.2315 | 9.2315 | 9.2315 | 9.2315 | 9.2315 | 9.2315 | 9.2315 | 9.2315 | 9.2315 | 9.2315 | 9.2315 | 9.2315 | 9.2315
F2_Industrial_Instruments_Existing_Process_Natural Gas_Process - Insulate Heated Process Fluids_A_Achievable Economic TRC Potential | F2 | Industrial | Instruments | Existing | Process | Natural Gas | Process - Insulate Heated Process Fluids | A | Original Unit Summer Peak Savings (kW) | Achievable Economic TRC Potential | 0 | 0 | 0 | 0 | 0 | 0 | 0 | 0 | 0 | 0 | 0 | 0 | 0 | 0 | 0 | 0 | 0 | 0 | 0 | 0 | 0 | 0
F3_Industrial_Instruments_Existing_Process_Natural Gas_Process - Insulate Heated Process Fluids_A_Achievable Economic TRC Potential | F3 | Industrial | Instruments | Existing | Process | Natural Gas | Process - Insulate Heated Process Fluids | A | Original Unit Winter Peak Savings (kW) | Achievable Economic TRC Potential | 0 | 0 | 0 | 0 | 0 | 0 | 0 | 0 | 0 | 0 | 0 | 0 | 0 | 0 | 0 | 0 | 0 | 0 | 0 | 0 | 0 | 0
F4_Industrial_Instruments_Existing_Process_Natural Gas_Process - Insulate Heated Process Fluids_A_Achievable Economic TRC Potential | F4 | Industrial | Instruments | Existing | Process | Natural Gas | Process - Insulate Heated Process Fluids | A | Standalone Impact on Baseline Energy (%) | Achievable Economic TRC Potential | bar: 2019 to 2040
F5_Industrial_Instruments_Existing_Process_Natural Gas_Process - Insulate Heated Process Fluids_A_Achievable Economic TRC Potential | F5 | Industrial | Instruments | Existing | Process | Natural Gas | Process - Insulate Heated Process Fluids | A | Standalone Impact on Baseline Summer Peak (%) | Achievable Economic TRC Potential | bar: 2019 to 2040
F6_Industrial_Instruments_Existing_Process_Natural Gas_Process - Insulate Heated Process Fluids_A_Achievable Economic TRC Potential | F6 | Industrial | Instruments | Existing | Process | Natural Gas | Process - Insulate Heated Process Fluids | A | Standalone Impact on Baseline Winter Peak (%) | Achievable Economic TRC Potential | bar: 2019 to 2040
F7_Industrial_Instruments_Existing_Process_Natural Gas_Process - Insulate Heated Process Fluids_A_Achievable Economic TRC Potential | F7 | Industrial | Instruments | Existing | Process | Natural Gas | Process - Insulate Heated Process Fluids | A | Incremental Energy Savings (MWh or mTherms) | Achievable Economic TRC Potential | 0 | 0 | 0 | 0 | 0 | 0 | 0 | 0 | 0 | 0 | 0 | 0 | 0 | 0 | 0 | 0 | 0 | 0 | 0 | 0 | 0 | 0
F8_Industrial_Instruments_Existing_Process_Natural Gas_Process - Insulate Heated Process Fluids_A_Achievable Economic TRC Potential | F8 | Industrial | Instruments | Existing | Process | Natural Gas | Process - Insulate Heated Process Fluids | A | Incremental Summer Peak Savings (MW) | Achievable Economic TRC Potential | 0 | 0 | 0 | 0 | 0 | 0 | 0 | 0 | 0 | 0 | 0 | 0 | 0 | 0 | 0 | 0 | 0 | 0 | 0 | 0 | 0 | 0
F9_Industrial_Instruments_Existing_Process_Natural Gas_Process - Insulate Heated Process Fluids_A_Achievable Economic TRC Potential | F9 | Industrial | Instruments | Existing | Process | Natural Gas | Process - Insulate Heated Process Fluids | A | Incremental Winter Peak Savings (MW) | Achievable Economic TRC Potential | 0 | 0 | 0 | 0 | 0 | 0 | 0 | 0 | 0 | 0 | 0 | 0 | 0 | 0 | 0 | 0 | 0 | 0 | 0 | 0 | 0 | 0
F10_Industrial_Instruments_Existing_Process_Natural Gas_Process - Insulate Heated Process Fluids_A_Achievable Economic TRC Potential | F10 | Industrial | Instruments | Existing | Process | Natural Gas | Process - Insulate Heated Process Fluids | A | Cumulative Energy Savings (MWh or mTherms) | Achievable Economic TRC Potential | 0 | 0 | 0 | 0 | 0 | 0 | 0 | 0 | 0 | 0 | 0 | 0 | 0 | 0 | 0 | 0 | 0 | 0 | 0 | 0 | 0 | 0
F11_Industrial_Instruments_Existing_Process_Natural Gas_Process - Insulate Heated Process Fluids_A_Achievable Economic TRC Potential | F11 | Industrial | Instruments | Existing | Process | Natural Gas | Process - Insulate Heated Process Fluids | A | Cumulative Summer Peak Savings (MW) | Achievable Economic TRC Potential | 0 | 0 | 0 | 0 | 0 | 0 | 0 | 0 | 0 | 0 | 0 | 0 | 0 | 0 | 0 | 0 | 0 | 0 | 0 | 0 | 0 | 0
F12_Industrial_Instruments_Existing_Process_Natural Gas_Process - Insulate Heated Process Fluids_A_Achievable Economic TRC Potential | F12 | Industrial | Instruments | Existing | Process | Natural Gas | Process - Insulate Heated Process Fluids | A | Cumulative Winter Peak Savings (MW) | Achievable Economic TRC Potential | 0 | 0 | 0 | 0 | 0 | 0 | 0 | 0 | 0 | 0 | 0 | 0 | 0 | 0 | 0 | 0 | 0 | 0 | 0 | 0 | 0 | 0
F13_Industrial_Instruments_Existing_Process_Natural Gas_Process - Insulate Heated Process Fluids_A_Achievable Economic TRC Potential | F13 | Industrial | Instruments | Existing | Process | Natural Gas | Process - Insulate Heated Process Fluids | A | Purchases (Incremental) | Achievable Economic TRC Potential | 0 | 0 | 0 | 0 | 0 | 0 | 0 | 0 | 0 | 0 | 0 | 0 | 0 | 0 | 0 | 0 | 0 | 0 | 0 | 0 | 0 | 0
F14_Industrial_Instruments_Existing_Process_Natural Gas_Process - Insulate Heated Process Fluids_A_Achievable Economic TRC Potential | F14 | Industrial | Instruments | Existing | Process | Natural Gas | Process - Insulate Heated Process Fluids | A | Purchases (Cumulative) | Achievable Economic TRC Potential | 0 | 0 | 0 | 0 | 0 | 0 | 0 | 0 | 0 | 0 | 0 | 0 | 0 | 0 | 0 | 0 | 0 | 0 | 0 | 0 | 0 | 0
F1_Industrial_Instruments_Existing_Process_Natural Gas_Process Heat Recovery_A_Achievable Economic TRC Potential | F1 | Industrial | Instruments | Existing | Process | Natural Gas | Process Heat Recovery | A | Original Unit Energy Savings (kWh or therms) | Achievable Economic TRC Potential | 0 | 0 | 0.14017 | 0.14017 | 0.14017 | 0.14017 | 0.14017 | 0.14017 | 0.14017 | 0.14017 | 0.14017 | 0.14017 | 0.14017 | 0.14017 | 0.14017 | 0.14017 | 0.14017 | 0.14017 | 0.14017 | 0.14017 | 0.14017 | 0.14017
F2_Industrial_Instruments_Existing_Process_Natural Gas_Process Heat Recovery_A_Achievable Economic TRC Potential | F2 | Industrial | Instruments | Existing | Process | Natural Gas | Process Heat Recovery | A | Original Unit Summer Peak Savings (kW) | Achievable Economic TRC Potential | 0 | 0 | 0 | 0 | 0 | 0 | 0 | 0 | 0 | 0 | 0 | 0 | 0 | 0 | 0 | 0 | 0 | 0 | 0 | 0 | 0 | 0
F3_Industrial_Instruments_Existing_Process_Natural Gas_Process Heat Recovery_A_Achievable Economic TRC Potential | F3 | Industrial | Instruments | Existing | Process | Natural Gas | Process Heat Recovery | A | Original Unit Winter Peak Savings (kW) | Achievable Economic TRC Potential | 0 | 0 | 0 | 0 | 0 | 0 | 0 | 0 | 0 | 0 | 0 | 0 | 0 | 0 | 0 | 0 | 0 | 0 | 0 | 0 | 0 | 0
F4_Industrial_Instruments_Existing_Process_Natural Gas_Process Heat Recovery_A_Achievable Economic TRC Potential | F4 | Industrial | Instruments | Existing | Process | Natural Gas | Process Heat Recovery | A | Standalone Impact on Baseline Energy (%) | Achievable Economic TRC Potential | bar: 2019 to 2040
F5_Industrial_Instruments_Existing_Process_Natural Gas_Process Heat Recovery_A_Achievable Economic TRC Potential | F5 | Industrial | Instruments | Existing | Process | Natural Gas | Process Heat Recovery | A | Standalone Impact on Baseline Summer Peak (%) | Achievable Economic TRC Potential | bar: 2019 to 2040
F6_Industrial_Instruments_Existing_Process_Natural Gas_Process Heat Recovery_A_Achievable Economic TRC Potential | F6 | Industrial | Instruments | Existing | Process | Natural Gas | Process Heat Recovery | A | Standalone Impact on Baseline Winter Peak (%) | Achievable Economic TRC Potential | bar: 2019 to 2040
F7_Industrial_Instruments_Existing_Process_Natural Gas_Process Heat Recovery_A_Achievable Economic TRC Potential | F7 | Industrial | Instruments | Existing | Process | Natural Gas | Process Heat Recovery | A | Incremental Energy Savings (MWh or mTherms) | Achievable Economic TRC Potential | 0 | 0 | 0 | 0 | 0 | 0 | 0 | 0 | 0 | 0 | 0 | 0 | 0 | 0 | 0 | 0 | 0 | 0 | 0 | 0 | 0 | 0
F8_Industrial_Instruments_Existing_Process_Natural Gas_Process Heat Recovery_A_Achievable Economic TRC Potential | F8 | Industrial | Instruments | Existing | Process | Natural Gas | Process Heat Recovery | A | Incremental Summer Peak Savings (MW) | Achievable Economic TRC Potential | 0 | 0 | 0 | 0 | 0 | 0 | 0 | 0 | 0 | 0 | 0 | 0 | 0 | 0 | 0 | 0 | 0 | 0 | 0 | 0 | 0 | 0
F9_Industrial_Instruments_Existing_Process_Natural Gas_Process Heat Recovery_A_Achievable Economic TRC Potential | F9 | Industrial | Instruments | Existing | Process | Natural Gas | Process Heat Recovery | A | Incremental Winter Peak Savings (MW) | Achievable Economic TRC Potential | 0 | 0 | 0 | 0 | 0 | 0 | 0 | 0 | 0 | 0 | 0 | 0 | 0 | 0 | 0 | 0 | 0 | 0 | 0 | 0 | 0 | 0
F10_Industrial_Instruments_Existing_Process_Natural Gas_Process Heat Recovery_A_Achievable Economic TRC Potential | F10 | Industrial | Instruments | Existing | Process | Natural Gas | Process Heat Recovery | A | Cumulative Energy Savings (MWh or mTherms) | Achievable Economic TRC Potential | 0 | 0 | 0 | 0 | 0 | 0 | 0 | 0 | 0 | 0 | 0 | 0 | 0 | 0 | 0 | 0 | 0 | 0 | 0 | 0 | 0 | 0
F11_Industrial_Instruments_Existing_Process_Natural Gas_Process Heat Recovery_A_Achievable Economic TRC Potential | F11 | Industrial | Instruments | Existing | Process | Natural Gas | Process Heat Recovery | A | Cumulative Summer Peak Savings (MW) | Achievable Economic TRC Potential | 0 | 0 | 0 | 0 | 0 | 0 | 0 | 0 | 0 | 0 | 0 | 0 | 0 | 0 | 0 | 0 | 0 | 0 | 0 | 0 | 0 | 0
F12_Industrial_Instruments_Existing_Process_Natural Gas_Process Heat Recovery_A_Achievable Economic TRC Potential | F12 | Industrial | Instruments | Existing | Process | Natural Gas | Process Heat Recovery | A | Cumulative Winter Peak Savings (MW) | Achievable Economic TRC Potential | 0 | 0 | 0 | 0 | 0 | 0 | 0 | 0 | 0 | 0 | 0 | 0 | 0 | 0 | 0 | 0 | 0 | 0 | 0 | 0 | 0 | 0
F13_Industrial_Instruments_Existing_Process_Natural Gas_Process Heat Recovery_A_Achievable Economic TRC Potential | F13 | Industrial | Instruments | Existing | Process | Natural Gas | Process Heat Recovery | A | Purchases (Incremental) | Achievable Economic TRC Potential | 0 | 0 | 0 | 0 | 0 | 0 | 0 | 0 | 0 | 0 | 0 | 0 | 0 | 0 | 0 | 0 | 0 | 0 | 0 | 0 | 0 | 0
F14_Industrial_Instruments_Existing_Process_Natural Gas_Process Heat Recovery_A_Achievable Economic TRC Potential | F14 | Industrial | Instruments | Existing | Process | Natural Gas | Process Heat Recovery | A | Purchases (Cumulative) | Achievable Economic TRC Potential | 0 | 0 | 0 | 0 | 0 | 0 | 0 | 0 | 0 | 0 | 0 | 0 | 0 | 0 | 0 | 0 | 0 | 0 | 0 | 0 | 0 | 0
F1_Industrial_Instruments_Existing_Space Heating_Natural Gas_Building Automation System_A_Achievable Economic TRC Potential | F1 | Industrial | Instruments | Existing | Space Heating | Natural Gas | Building Automation System | A | Original Unit Energy Savings (kWh or therms) | Achievable Economic TRC Potential | 0 | 0 | 0.015624 | 0.015587 | 0.01555 | 0.015514 | 0.015478 | 0.015443 | 0.015409 | 0.015376 | 0.015345 | 0.015316 | 0.015289 | 0.015263 | 0.015238 | 0.015215 | 0.015194 | 0.015173 | 0.015154 | 0.015136 | 0.01512 | 0.015104
F2_Industrial_Instruments_Existing_Space Heating_Natural Gas_Building Automation System_A_Achievable Economic TRC Potential | F2 | Industrial | Instruments | Existing | Space Heating | Natural Gas | Building Automation System | A | Original Unit Summer Peak Savings (kW) | Achievable Economic TRC Potential | 0 | 0 | 0 | 0 | 0 | 0 | 0 | 0 | 0 | 0 | 0 | 0 | 0 | 0 | 0 | 0 | 0 | 0 | 0 | 0 | 0 | 0
F3_Industrial_Instruments_Existing_Space Heating_Natural Gas_Building Automation System_A_Achievable Economic TRC Potential | F3 | Industrial | Instruments | Existing | Space Heating | Natural Gas | Building Automation System | A | Original Unit Winter Peak Savings (kW) | Achievable Economic TRC Potential | 0 | 0 | 0 | 0 | 0 | 0 | 0 | 0 | 0 | 0 | 0 | 0 | 0 | 0 | 0 | 0 | 0 | 0 | 0 | 0 | 0 | 0
F4_Industrial_Instruments_Existing_Space Heating_Natural Gas_Building Automation System_A_Achievable Economic TRC Potential | F4 | Industrial | Instruments | Existing | Space Heating | Natural Gas | Building Automation System | A | Standalone Impact on Baseline Energy (%) | Achievable Economic TRC Potential | 0% | 0% | 0.01308% | 0.03945% | 0.08656% | 0.1636% | 0.2811% | 0.4501% | 0.6813% | 0.9827% | 1.358% | 1.804% | 2.309% | 2.854% | 3.41% | 3.946% | 4.435% | 4.86% | 5.21% | 5.485% | 5.699% | 5.875%
F5_Industrial_Instruments_Existing_Space Heating_Natural Gas_Building Automation System_A_Achievable Economic TRC Potential | F5 | Industrial | Instruments | Existing | Space Heating | Natural Gas | Building Automation System | A | Standalone Impact on Baseline Summer Peak (%) | Achievable Economic TRC Potential | bar: 2019 to 2040
F6_Industrial_Instruments_Existing_Space Heating_Natural Gas_Building Automation System_A_Achievable Economic TRC Potential | F6 | Industrial | Instruments | Existing | Space Heating | Natural Gas | Building Automation System | A | Standalone Impact on Baseline Winter Peak (%) | Achievable Economic TRC Potential | bar: 2019 to 2040
F7_Industrial_Instruments_Existing_Space Heating_Natural Gas_Building Automation System_A_Achievable Economic TRC Potential | F7 | Industrial | Instruments | Existing | Space Heating | Natural Gas | Building Automation System | A | Incremental Energy Savings (MWh or mTherms) | Achievable Economic TRC Potential | 0 | 0 | 0.057609 | 0.1129 | 0.19654 | 0.31344 | 0.46648 | 0.65509 | 0.87382 | 1.1109 | 1.3476 | 1.5588 | 1.7156 | 1.7906 | 1.7642 | 1.6319 | 1.4081 | 1.1429 | 0.85781 | 0.58294 | 0.3656 | 0.23408
F8_Industrial_Instruments_Existing_Space Heating_Natural Gas_Building Automation System_A_Achievable Economic TRC Potential | F8 | Industrial | Instruments | Existing | Space Heating | Natural Gas | Building Automation System | A | Incremental Summer Peak Savings (MW) | Achievable Economic TRC Potential | 0 | 0 | 0 | 0 | 0 | 0 | 0 | 0 | 0 | 0 | 0 | 0 | 0 | 0 | 0 | 0 | 0 | 0 | 0 | 0 | 0 | 0
F9_Industrial_Instruments_Existing_Space Heating_Natural Gas_Building Automation System_A_Achievable Economic TRC Potential | F9 | Industrial | Instruments | Existing | Space Heating | Natural Gas | Building Automation System | A | Incremental Winter Peak Savings (MW) | Achievable Economic TRC Potential | 0 | 0 | 0 | 0 | 0 | 0 | 0 | 0 | 0 | 0 | 0 | 0 | 0 | 0 | 0 | 0 | 0 | 0 | 0 | 0 | 0 | 0
F10_Industrial_Instruments_Existing_Space Heating_Natural Gas_Building Automation System_A_Achievable Economic TRC Potential | F10 | Industrial | Instruments | Existing | Space Heating | Natural Gas | Building Automation System | A | Cumulative Energy Savings (MWh or mTherms) | Achievable Economic TRC Potential | 0 | 0 | 0.057609 | 0.17037 | 0.36651 | 0.67909 | 1.144 | 1.7965 | 2.6664 | 3.7717 | 5.1117 | 6.6608 | 8.3644 | 10.1408 | 11.8888 | 13.5029 | 14.8918 | 16.0147 | 16.8523 | 17.4153 | 17.7615 | 17.977
F11_Industrial_Instruments_Existing_Space Heating_Natural Gas_Building Automation System_A_Achievable Economic TRC Potential | F11 | Industrial | Instruments | Existing | Space Heating | Natural Gas | Building Automation System | A | Cumulative Summer Peak Savings (MW) | Achievable Economic TRC Potential | 0 | 0 | 0 | 0 | 0 | 0 | 0 | 0 | 0 | 0 | 0 | 0 | 0 | 0 | 0 | 0 | 0 | 0 | 0 | 0 | 0 | 0
F12_Industrial_Instruments_Existing_Space Heating_Natural Gas_Building Automation System_A_Achievable Economic TRC Potential | F12 | Industrial | Instruments | Existing | Space Heating | Natural Gas | Building Automation System | A | Cumulative Winter Peak Savings (MW) | Achievable Economic TRC Potential | 0 | 0 | 0 | 0 | 0 | 0 | 0 | 0 | 0 | 0 | 0 | 0 | 0 | 0 | 0 | 0 | 0 | 0 | 0 | 0 | 0 | 0
F13_Industrial_Instruments_Existing_Space Heating_Natural Gas_Building Automation System_A_Achievable Economic TRC Potential | F13 | Industrial | Instruments | Existing | Space Heating | Natural Gas | Building Automation System | A | Purchases (Incremental) | Achievable Economic TRC Potential | 0 | 0 | 3687.115 | 7243.2269 | 12638.9415 | 20204.5057 | 30138.8656 | 42421.0663 | 56709.3982 | 72248.3472 | 87818.0855 | 101772.8947 | 112213.9088 | 117316.291 | 115774.9319 | 107255.7191 | 92675.873 | 75320.5105 | 56604.9678 | 38512.3985 | 24180.9169 | 15498.2638
F14_Industrial_Instruments_Existing_Space Heating_Natural Gas_Building Automation System_A_Achievable Economic TRC Potential | F14 | Industrial | Instruments | Existing | Space Heating | Natural Gas | Building Automation System | A | Purchases (Cumulative) | Achievable Economic TRC Potential | 0 | 0 | 3687.115 | 10930.3419 | 23569.2834 | 43773.7891 | 73912.6547 | 116333.7211 | 173043.1193 | 245291.4665 | 333109.552 | 434882.4468 | 547096.3556 | 664412.6466 | 780187.5785 | 887443.2976 | 980119.1706 | 1055439.6811 | 1112044.6489 | 1150557.0474 | 1174737.9643 | 1190236.2282
F1_Industrial_Instruments_Existing_Space Heating_Natural Gas_Steam System Efficiency Improvements_A_Achievable Economic TRC Potential | F1 | Industrial | Instruments | Existing | Space Heating | Natural Gas | Steam System Efficiency Improvements | A | Original Unit Energy Savings (kWh or therms) | Achievable Economic TRC Potential | 0 | 0 | 0.13953 | 0.13917 | 0.13883 | 0.1385 | 0.13817 | 0.13785 | 0.13755 | 0.13725 | 0.13697 | 0.13669 | 0.13643 | 0.13618 | 0.13594 | 0.13572 | 0.13551 | 0.13531 | 0.13512 | 0.13495 | 0.1348 | 0.13466
F2_Industrial_Instruments_Existing_Space Heating_Natural Gas_Steam System Efficiency Improvements_A_Achievable Economic TRC Potential | F2 | Industrial | Instruments | Existing | Space Heating | Natural Gas | Steam System Efficiency Improvements | A | Original Unit Summer Peak Savings (kW) | Achievable Economic TRC Potential | 0 | 0 | 0 | 0 | 0 | 0 | 0 | 0 | 0 | 0 | 0 | 0 | 0 | 0 | 0 | 0 | 0 | 0 | 0 | 0 | 0 | 0
F3_Industrial_Instruments_Existing_Space Heating_Natural Gas_Steam System Efficiency Improvements_A_Achievable Economic TRC Potential | F3 | Industrial | Instruments | Existing | Space Heating | Natural Gas | Steam System Efficiency Improvements | A | Original Unit Winter Peak Savings (kW) | Achievable Economic TRC Potential | 0 | 0 | 0 | 0 | 0 | 0 | 0 | 0 | 0 | 0 | 0 | 0 | 0 | 0 | 0 | 0 | 0 | 0 | 0 | 0 | 0 | 0
F4_Industrial_Instruments_Existing_Space Heating_Natural Gas_Steam System Efficiency Improvements_A_Achievable Economic TRC Potential | F4 | Industrial | Instruments | Existing | Space Heating | Natural Gas | Steam System Efficiency Improvements | A | Standalone Impact on Baseline Energy (%) | Achievable Economic TRC Potential | 0% | 0% | 0.0008277% | 0.002496% | 0.005477% | 0.01035% | 0.01778% | 0.02848% | 0.0431% | 0.06217% | 0.0859% | 0.1141% | 0.146% | 0.1804% | 0.2156% | 0.2495% | 0.2803% | 0.3071% | 0.3292% | 0.3466% | 0.3601% | 0.3712%
F5_Industrial_Instruments_Existing_Space Heating_Natural Gas_Steam System Efficiency Improvements_A_Achievable Economic TRC Potential | F5 | Industrial | Instruments | Existing | Space Heating | Natural Gas | Steam System Efficiency Improvements | A | Standalone Impact on Baseline Summer Peak (%) | Achievable Economic TRC Potential | bar: 2019 to 2040
F6_Industrial_Instruments_Existing_Space Heating_Natural Gas_Steam System Efficiency Improvements_A_Achievable Economic TRC Potential | F6 | Industrial | Instruments | Existing | Space Heating | Natural Gas | Steam System Efficiency Improvements | A | Standalone Impact on Baseline Winter Peak (%) | Achievable Economic TRC Potential | bar: 2019 to 2040
F7_Industrial_Instruments_Existing_Space Heating_Natural Gas_Steam System Efficiency Improvements_A_Achievable Economic TRC Potential | F7 | Industrial | Instruments | Existing | Space Heating | Natural Gas | Steam System Efficiency Improvements | A | Incremental Energy Savings (MWh or mTherms) | Achievable Economic TRC Potential | 0 | 0 | 0.0036459 | 0.0071444 | 0.012436 | 0.019832 | 0.029513 | 0.041445 | 0.055281 | 0.070277 | 0.085244 | 0.098592 | 0.1085 | 0.11322 | 0.11154 | 0.10316 | 0.089001 | 0.072229 | 0.054207 | 0.036835 | 0.023101 | 0.01479
F8_Industrial_Instruments_Existing_Space Heating_Natural Gas_Steam System Efficiency Improvements_A_Achievable Economic TRC Potential | F8 | Industrial | Instruments | Existing | Space Heating | Natural Gas | Steam System Efficiency Improvements | A | Incremental Summer Peak Savings (MW) | Achievable Economic TRC Potential | 0 | 0 | 0 | 0 | 0 | 0 | 0 | 0 | 0 | 0 | 0 | 0 | 0 | 0 | 0 | 0 | 0 | 0 | 0 | 0 | 0 | 0
F9_Industrial_Instruments_Existing_Space Heating_Natural Gas_Steam System Efficiency Improvements_A_Achievable Economic TRC Potential | F9 | Industrial | Instruments | Existing | Space Heating | Natural Gas | Steam System Efficiency Improvements | A | Incremental Winter Peak Savings (MW) | Achievable Economic TRC Potential | 0 | 0 | 0 | 0 | 0 | 0 | 0 | 0 | 0 | 0 | 0 | 0 | 0 | 0 | 0 | 0 | 0 | 0 | 0 | 0 | 0 | 0
F10_Industrial_Instruments_Existing_Space Heating_Natural Gas_Steam System Efficiency Improvements_A_Achievable Economic TRC Potential | F10 | Industrial | Instruments | Existing | Space Heating | Natural Gas | Steam System Efficiency Improvements | A | Cumulative Energy Savings (MWh or mTherms) | Achievable Economic TRC Potential | 0 | 0 | 0.0036459 | 0.010781 | 0.02319 | 0.042966 | 0.072378 | 0.11366 | 0.16868 | 0.2386 | 0.32335 | 0.42129 | 0.52898 | 0.64124 | 0.75166 | 0.85359 | 0.94126 | 1.0121 | 1.0649 | 1.1004 | 1.1223 | 1.1359
F11_Industrial_Instruments_Existing_Space Heating_Natural Gas_Steam System Efficiency Improvements_A_Achievable Economic TRC Potential | F11 | Industrial | Instruments | Existing | Space Heating | Natural Gas | Steam System Efficiency Improvements | A | Cumulative Summer Peak Savings (MW) | Achievable Economic TRC Potential | 0 | 0 | 0 | 0 | 0 | 0 | 0 | 0 | 0 | 0 | 0 | 0 | 0 | 0 | 0 | 0 | 0 | 0 | 0 | 0 | 0 | 0
F12_Industrial_Instruments_Existing_Space Heating_Natural Gas_Steam System Efficiency Improvements_A_Achievable Economic TRC Potential | F12 | Industrial | Instruments | Existing | Space Heating | Natural Gas | Steam System Efficiency Improvements | A | Cumulative Winter Peak Savings (MW) | Achievable Economic TRC Potential | 0 | 0 | 0 | 0 | 0 | 0 | 0 | 0 | 0 | 0 | 0 | 0 | 0 | 0 | 0 | 0 | 0 | 0 | 0 | 0 | 0 | 0
F13_Industrial_Instruments_Existing_Space Heating_Natural Gas_Steam System Efficiency Improvements_A_Achievable Economic TRC Potential | F13 | Industrial | Instruments | Existing | Space Heating | Natural Gas | Steam System Efficiency Improvements | A | Purchases (Incremental) | Achievable Economic TRC Potential | 0 | 0 | 26.131 | 51.3336 | 89.5737 | 143.1918 | 213.5978 | 300.6433 | 401.9064 | 512.0329 | 622.3775 | 721.277 | 795.2737 | 831.4349 | 820.5111 | 760.1344 | 656.8052 | 533.8057 | 401.1663 | 272.9421 | 171.3731 | 109.8381
F14_Industrial_Instruments_Existing_Space Heating_Natural Gas_Steam System Efficiency Improvements_A_Achievable Economic TRC Potential | F14 | Industrial | Instruments | Existing | Space Heating | Natural Gas | Steam System Efficiency Improvements | A | Purchases (Cumulative) | Achievable Economic TRC Potential | 0 | 0 | 26.131 | 77.4647 | 167.0384 | 310.2302 | 523.828 | 824.4713 | 1226.3778 | 1738.4106 | 2360.7881 | 3082.0651 | 3877.3388 | 4708.7737 | 5529.2848 | 6289.4192 | 6946.2244 | 7480.0301 | 7881.1965 | 8154.1385 | 8325.5116 | 8435.3497
F1_Industrial_Instruments_Existing_Process_Natural Gas_Steam System Efficiency Improvements_A_Achievable Economic TRC Potential | F1 | Industrial | Instruments | Existing | Process | Natural Gas | Steam System Efficiency Improvements | A | Original Unit Energy Savings (kWh or therms) | Achievable Economic TRC Potential | 0 | 0 | 0.087109 | 0.087109 | 0.087109 | 0.087109 | 0.087109 | 0.087109 | 0.087109 | 0.087109 | 0.087109 | 0.087109 | 0.087109 | 0.087109 | 0.087109 | 0.087109 | 0.087109 | 0.087109 | 0.087109 | 0.087109 | 0.087109 | 0.087109
F2_Industrial_Instruments_Existing_Process_Natural Gas_Steam System Efficiency Improvements_A_Achievable Economic TRC Potential | F2 | Industrial | Instruments | Existing | Process | Natural Gas | Steam System Efficiency Improvements | A | Original Unit Summer Peak Savings (kW) | Achievable Economic TRC Potential | 0 | 0 | 0 | 0 | 0 | 0 | 0 | 0 | 0 | 0 | 0 | 0 | 0 | 0 | 0 | 0 | 0 | 0 | 0 | 0 | 0 | 0
F3_Industrial_Instruments_Existing_Process_Natural Gas_Steam System Efficiency Improvements_A_Achievable Economic TRC Potential | F3 | Industrial | Instruments | Existing | Process | Natural Gas | Steam System Efficiency Improvements | A | Original Unit Winter Peak Savings (kW) | Achievable Economic TRC Potential | 0 | 0 | 0 | 0 | 0 | 0 | 0 | 0 | 0 | 0 | 0 | 0 | 0 | 0 | 0 | 0 | 0 | 0 | 0 | 0 | 0 | 0
F4_Industrial_Instruments_Existing_Process_Natural Gas_Steam System Efficiency Improvements_A_Achievable Economic TRC Potential | F4 | Industrial | Instruments | Existing | Process | Natural Gas | Steam System Efficiency Improvements | A | Standalone Impact on Baseline Energy (%) | Achievable Economic TRC Potential | bar: 2019 to 2040
F5_Industrial_Instruments_Existing_Process_Natural Gas_Steam System Efficiency Improvements_A_Achievable Economic TRC Potential | F5 | Industrial | Instruments | Existing | Process | Natural Gas | Steam System Efficiency Improvements | A | Standalone Impact on Baseline Summer Peak (%) | Achievable Economic TRC Potential | bar: 2019 to 2040
F6_Industrial_Instruments_Existing_Process_Natural Gas_Steam System Efficiency Improvements_A_Achievable Economic TRC Potential | F6 | Industrial | Instruments | Existing | Process | Natural Gas | Steam System Efficiency Improvements | A | Standalone Impact on Baseline Winter Peak (%) | Achievable Economic TRC Potential | bar: 2019 to 2040
F7_Industrial_Instruments_Existing_Process_Natural Gas_Steam System Efficiency Improvements_A_Achievable Economic TRC Potential | F7 | Industrial | Instruments | Existing | Process | Natural Gas | Steam System Efficiency Improvements | A | Incremental Energy Savings (MWh or mTherms) | Achievable Economic TRC Potential | 0 | 0 | 0 | 0 | 0 | 0 | 0 | 0 | 0 | 0 | 0 | 0 | 0 | 0 | 0 | 0 | 0 | 0 | 0 | 0 | 0 | 0
F8_Industrial_Instruments_Existing_Process_Natural Gas_Steam System Efficiency Improvements_A_Achievable Economic TRC Potential | F8 | Industrial | Instruments | Existing | Process | Natural Gas | Steam System Efficiency Improvements | A | Incremental Summer Peak Savings (MW) | Achievable Economic TRC Potential | 0 | 0 | 0 | 0 | 0 | 0 | 0 | 0 | 0 | 0 | 0 | 0 | 0 | 0 | 0 | 0 | 0 | 0 | 0 | 0 | 0 | 0
F9_Industrial_Instruments_Existing_Process_Natural Gas_Steam System Efficiency Improvements_A_Achievable Economic TRC Potential | F9 | Industrial | Instruments | Existing | Process | Natural Gas | Steam System Efficiency Improvements | A | Incremental Winter Peak Savings (MW) | Achievable Economic TRC Potential | 0 | 0 | 0 | 0 | 0 | 0 | 0 | 0 | 0 | 0 | 0 | 0 | 0 | 0 | 0 | 0 | 0 | 0 | 0 | 0 | 0 | 0
F10_Industrial_Instruments_Existing_Process_Natural Gas_Steam System Efficiency Improvements_A_Achievable Economic TRC Potential | F10 | Industrial | Instruments | Existing | Process | Natural Gas | Steam System Efficiency Improvements | A | Cumulative Energy Savings (MWh or mTherms) | Achievable Economic TRC Potential | 0 | 0 | 0 | 0 | 0 | 0 | 0 | 0 | 0 | 0 | 0 | 0 | 0 | 0 | 0 | 0 | 0 | 0 | 0 | 0 | 0 | 0
F11_Industrial_Instruments_Existing_Process_Natural Gas_Steam System Efficiency Improvements_A_Achievable Economic TRC Potential | F11 | Industrial | Instruments | Existing | Process | Natural Gas | Steam System Efficiency Improvements | A | Cumulative Summer Peak Savings (MW) | Achievable Economic TRC Potential | 0 | 0 | 0 | 0 | 0 | 0 | 0 | 0 | 0 | 0 | 0 | 0 | 0 | 0 | 0 | 0 | 0 | 0 | 0 | 0 | 0 | 0
F12_Industrial_Instruments_Existing_Process_Natural Gas_Steam System Efficiency Improvements_A_Achievable Economic TRC Potential | F12 | Industrial | Instruments | Existing | Process | Natural Gas | Steam System Efficiency Improvements | A | Cumulative Winter Peak Savings (MW) | Achievable Economic TRC Potential | 0 | 0 | 0 | 0 | 0 | 0 | 0 | 0 | 0 | 0 | 0 | 0 | 0 | 0 | 0 | 0 | 0 | 0 | 0 | 0 | 0 | 0
F13_Industrial_Instruments_Existing_Process_Natural Gas_Steam System Efficiency Improvements_A_Achievable Economic TRC Potential | F13 | Industrial | Instruments | Existing | Process | Natural Gas | Steam System Efficiency Improvements | A | Purchases (Incremental) | Achievable Economic TRC Potential | 0 | 0 | 0 | 0 | 0 | 0 | 0 | 0 | 0 | 0 | 0 | 0 | 0 | 0 | 0 | 0 | 0 | 0 | 0 | 0 | 0 | 0
F14_Industrial_Instruments_Existing_Process_Natural Gas_Steam System Efficiency Improvements_A_Achievable Economic TRC Potential | F14 | Industrial | Instruments | Existing | Process | Natural Gas | Steam System Efficiency Improvements | A | Purchases (Cumulative) | Achievable Economic TRC Potential | 0 | 0 | 0 | 0 | 0 | 0 | 0 | 0 | 0 | 0 | 0 | 0 | 0 | 0 | 0 | 0 | 0 | 0 | 0 | 0 | 0 | 0
F1_Industrial_Instruments_Existing_Space Heating_Natural Gas_Strategic Energy Management_A_Achievable Economic TRC Potential | F1 | Industrial | Instruments | Existing | Space Heating | Natural Gas | Strategic Energy Management | A | Original Unit Energy Savings (kWh or therms) | Achievable Economic TRC Potential | 0 | 0 | 3.2103 | 3.2026 | 3.195 | 3.1875 | 3.1801 | 3.1729 | 3.166 | 3.1593 | 3.153 | 3.147 | 3.1413 | 3.136 | 3.131 | 3.1263 | 3.1218 | 3.1176 | 3.1137 | 3.11 | 3.1065 | 3.1033
F2_Industrial_Instruments_Existing_Space Heating_Natural Gas_Strategic Energy Management_A_Achievable Economic TRC Potential | F2 | Industrial | Instruments | Existing | Space Heating | Natural Gas | Strategic Energy Management | A | Original Unit Summer Peak Savings (kW) | Achievable Economic TRC Potential | 0 | 0 | 0 | 0 | 0 | 0 | 0 | 0 | 0 | 0 | 0 | 0 | 0 | 0 | 0 | 0 | 0 | 0 | 0 | 0 | 0 | 0
F3_Industrial_Instruments_Existing_Space Heating_Natural Gas_Strategic Energy Management_A_Achievable Economic TRC Potential | F3 | Industrial | Instruments | Existing | Space Heating | Natural Gas | Strategic Energy Management | A | Original Unit Winter Peak Savings (kW) | Achievable Economic TRC Potential | 0 | 0 | 0 | 0 | 0 | 0 | 0 | 0 | 0 | 0 | 0 | 0 | 0 | 0 | 0 | 0 | 0 | 0 | 0 | 0 | 0 | 0
F4_Industrial_Instruments_Existing_Space Heating_Natural Gas_Strategic Energy Management_A_Achievable Economic TRC Potential | F4 | Industrial | Instruments | Existing | Space Heating | Natural Gas | Strategic Energy Management | A | Standalone Impact on Baseline Energy (%) | Achievable Economic TRC Potential | 0% | 0% | 0.08224% | 0.1659% | 0.2511% | 0.3377% | 0.4259% | 0.5156% | 0.6069% | 0.6997% | 0.7943% | 0.8904% | 0.9883% | 1.088% | 1.189% | 1.292% | 1.397% | 1.504% | 1.613% | 1.723% | 1.836% | 1.95%
F5_Industrial_Instruments_Existing_Space Heating_Natural Gas_Strategic Energy Management_A_Achievable Economic TRC Potential | F5 | Industrial | Instruments | Existing | Space Heating | Natural Gas | Strategic Energy Management | A | Standalone Impact on Baseline Summer Peak (%) | Achievable Economic TRC Potential | bar: 2019 to 2040
F6_Industrial_Instruments_Existing_Space Heating_Natural Gas_Strategic Energy Management_A_Achievable Economic TRC Potential | F6 | Industrial | Instruments | Existing | Space Heating | Natural Gas | Strategic Energy Management | A | Standalone Impact on Baseline Winter Peak (%) | Achievable Economic TRC Potential | bar: 2019 to 2040
F7_Industrial_Instruments_Existing_Space Heating_Natural Gas_Strategic Energy Management_A_Achievable Economic TRC Potential | F7 | Industrial | Instruments | Existing | Space Heating | Natural Gas | Strategic Energy Management | A | Incremental Energy Savings (MWh or mTherms) | Achievable Economic TRC Potential | 0 | 0 | 0.36224 | 0.35515 | 0.3482 | 0.34139 | 0.33473 | 0.32821 | 0.32185 | 0.31563 | 0.30957 | 0.30365 | 0.29788 | 0.29225 | 0.28675 | 0.28138 | 0.27614 | 0.27101 | 0.266 | 0.26111 | 0.25632 | 0.25164
F8_Industrial_Instruments_Existing_Space Heating_Natural Gas_Strategic Energy Management_A_Achievable Economic TRC Potential | F8 | Industrial | Instruments | Existing | Space Heating | Natural Gas | Strategic Energy Management | A | Incremental Summer Peak Savings (MW) | Achievable Economic TRC Potential | 0 | 0 | 0 | 0 | 0 | 0 | 0 | 0 | 0 | 0 | 0 | 0 | 0 | 0 | 0 | 0 | 0 | 0 | 0 | 0 | 0 | 0
F9_Industrial_Instruments_Existing_Space Heating_Natural Gas_Strategic Energy Management_A_Achievable Economic TRC Potential | F9 | Industrial | Instruments | Existing | Space Heating | Natural Gas | Strategic Energy Management | A | Incremental Winter Peak Savings (MW) | Achievable Economic TRC Potential | 0 | 0 | 0 | 0 | 0 | 0 | 0 | 0 | 0 | 0 | 0 | 0 | 0 | 0 | 0 | 0 | 0 | 0 | 0 | 0 | 0 | 0
F10_Industrial_Instruments_Existing_Space Heating_Natural Gas_Strategic Energy Management_A_Achievable Economic TRC Potential | F10 | Industrial | Instruments | Existing | Space Heating | Natural Gas | Strategic Energy Management | A | Cumulative Energy Savings (MWh or mTherms) | Achievable Economic TRC Potential | 0 | 0 | 0.36224 | 0.71654 | 1.063 | 1.4019 | 1.7334 | 2.0577 | 2.375 | 2.6857 | 2.9898 | 3.2878 | 3.5798 | 3.866 | 4.1465 | 4.4217 | 4.6915 | 4.9562 | 5.216 | 5.4709 | 5.7211 | 5.9668
F11_Industrial_Instruments_Existing_Space Heating_Natural Gas_Strategic Energy Management_A_Achievable Economic TRC Potential | F11 | Industrial | Instruments | Existing | Space Heating | Natural Gas | Strategic Energy Management | A | Cumulative Summer Peak Savings (MW) | Achievable Economic TRC Potential | 0 | 0 | 0 | 0 | 0 | 0 | 0 | 0 | 0 | 0 | 0 | 0 | 0 | 0 | 0 | 0 | 0 | 0 | 0 | 0 | 0 | 0
F12_Industrial_Instruments_Existing_Space Heating_Natural Gas_Strategic Energy Management_A_Achievable Economic TRC Potential | F12 | Industrial | Instruments | Existing | Space Heating | Natural Gas | Strategic Energy Management | A | Cumulative Winter Peak Savings (MW) | Achievable Economic TRC Potential | 0 | 0 | 0 | 0 | 0 | 0 | 0 | 0 | 0 | 0 | 0 | 0 | 0 | 0 | 0 | 0 | 0 | 0 | 0 | 0 | 0 | 0
F13_Industrial_Instruments_Existing_Space Heating_Natural Gas_Strategic Energy Management_A_Achievable Economic TRC Potential | F13 | Industrial | Instruments | Existing | Space Heating | Natural Gas | Strategic Energy Management | A | Purchases (Incremental) | Achievable Economic TRC Potential | 0 | 0 | 112.8396 | 110.8941 | 108.9821 | 107.1031 | 105.2565 | 103.4418 | 101.6583 | 99.9056 | 98.183 | 96.4902 | 94.8266 | 93.1917 | 91.5849 | 90.0059 | 88.454 | 86.929 | 85.4302 | 83.9573 | 82.5097 | 81.0871
F14_Industrial_Instruments_Existing_Space Heating_Natural Gas_Strategic Energy Management_A_Achievable Economic TRC Potential | F14 | Industrial | Instruments | Existing | Space Heating | Natural Gas | Strategic Energy Management | A | Purchases (Cumulative) | Achievable Economic TRC Potential | 0 | 0 | 112.8396 | 223.7337 | 332.7159 | 439.819 | 545.0755 | 648.5173 | 750.1756 | 850.0812 | 948.2642 | 1044.7544 | 1139.5811 | 1232.7727 | 1324.3576 | 1414.3635 | 1502.8176 | 1589.7465 | 1675.1767 | 1759.134 | 1841.6437 | 1922.7309
F1_Industrial_Instruments_Existing_Process_Natural Gas_Strategic Energy Management_A_Achievable Economic TRC Potential | F1 | Industrial | Instruments | Existing | Process | Natural Gas | Strategic Energy Management | A | Original Unit Energy Savings (kWh or therms) | Achievable Economic TRC Potential | 0 | 0 | 1.6994 | 1.6994 | 1.6994 | 1.6994 | 1.6994 | 1.6994 | 1.6994 | 1.6994 | 1.6994 | 1.6994 | 1.6994 | 1.6994 | 1.6994 | 1.6994 | 1.6994 | 1.6994 | 1.6994 | 1.6994 | 1.6994 | 1.6994
F2_Industrial_Instruments_Existing_Process_Natural Gas_Strategic Energy Management_A_Achievable Economic TRC Potential | F2 | Industrial | Instruments | Existing | Process | Natural Gas | Strategic Energy Management | A | Original Unit Summer Peak Savings (kW) | Achievable Economic TRC Potential | 0 | 0 | 0 | 0 | 0 | 0 | 0 | 0 | 0 | 0 | 0 | 0 | 0 | 0 | 0 | 0 | 0 | 0 | 0 | 0 | 0 | 0
F3_Industrial_Instruments_Existing_Process_Natural Gas_Strategic Energy Management_A_Achievable Economic TRC Potential | F3 | Industrial | Instruments | Existing | Process | Natural Gas | Strategic Energy Management | A | Original Unit Winter Peak Savings (kW) | Achievable Economic TRC Potential | 0 | 0 | 0 | 0 | 0 | 0 | 0 | 0 | 0 | 0 | 0 | 0 | 0 | 0 | 0 | 0 | 0 | 0 | 0 | 0 | 0 | 0
F4_Industrial_Instruments_Existing_Process_Natural Gas_Strategic Energy Management_A_Achievable Economic TRC Potential | F4 | Industrial | Instruments | Existing | Process | Natural Gas | Strategic Energy Management | A | Standalone Impact on Baseline Energy (%) | Achievable Economic TRC Potential | 0% | 0% | 0.08224% | 0.1659% | 0.2511% | 0.3377% | 0.4259% | 0.5156% | 0.6069% | 0.6997% | 0.7943% | 0.8904% | 0.9883% | 1.088% | 1.189% | 1.292% | 1.397% | 1.504% | 1.613% | 1.723% | 1.836% | 1.95%
F5_Industrial_Instruments_Existing_Process_Natural Gas_Strategic Energy Management_A_Achievable Economic TRC Potential | F5 | Industrial | Instruments | Existing | Process | Natural Gas | Strategic Energy Management | A | Standalone Impact on Baseline Summer Peak (%) | Achievable Economic TRC Potential | bar: 2019 to 2040
F6_Industrial_Instruments_Existing_Process_Natural Gas_Strategic Energy Management_A_Achievable Economic TRC Potential | F6 | Industrial | Instruments | Existing | Process | Natural Gas | Strategic Energy Management | A | Standalone Impact on Baseline Winter Peak (%) | Achievable Economic TRC Potential | bar: 2019 to 2040
F7_Industrial_Instruments_Existing_Process_Natural Gas_Strategic Energy Management_A_Achievable Economic TRC Potential | F7 | Industrial | Instruments | Existing | Process | Natural Gas | Strategic Energy Management | A | Incremental Energy Savings (MWh or mTherms) | Achievable Economic TRC Potential | 0 | 0 | 0.93642 | 0.92028 | 0.90441 | 0.88882 | 0.87349 | 0.85843 | 0.84363 | 0.82909 | 0.81479 | 0.80075 | 0.78694 | 0.77337 | 0.76004 | 0.74693 | 0.73406 | 0.7214 | 0.70896 | 0.69674 | 0.68473 | 0.67292
F8_Industrial_Instruments_Existing_Process_Natural Gas_Strategic Energy Management_A_Achievable Economic TRC Potential | F8 | Industrial | Instruments | Existing | Process | Natural Gas | Strategic Energy Management | A | Incremental Summer Peak Savings (MW) | Achievable Economic TRC Potential | 0 | 0 | 0 | 0 | 0 | 0 | 0 | 0 | 0 | 0 | 0 | 0 | 0 | 0 | 0 | 0 | 0 | 0 | 0 | 0 | 0 | 0
F9_Industrial_Instruments_Existing_Process_Natural Gas_Strategic Energy Management_A_Achievable Economic TRC Potential | F9 | Industrial | Instruments | Existing | Process | Natural Gas | Strategic Energy Management | A | Incremental Winter Peak Savings (MW) | Achievable Economic TRC Potential | 0 | 0 | 0 | 0 | 0 | 0 | 0 | 0 | 0 | 0 | 0 | 0 | 0 | 0 | 0 | 0 | 0 | 0 | 0 | 0 | 0 | 0
F10_Industrial_Instruments_Existing_Process_Natural Gas_Strategic Energy Management_A_Achievable Economic TRC Potential | F10 | Industrial | Instruments | Existing | Process | Natural Gas | Strategic Energy Management | A | Cumulative Energy Savings (MWh or mTherms) | Achievable Economic TRC Potential | 0 | 0 | 0.93642 | 1.8567 | 2.7611 | 3.6499 | 4.5234 | 5.3819 | 6.2255 | 7.0546 | 7.8694 | 8.6701 | 9.4571 | 10.2304 | 10.9905 | 11.7374 | 12.4715 | 13.1929 | 13.9018 | 14.5986 | 15.2833 | 15.9562
F11_Industrial_Instruments_Existing_Process_Natural Gas_Strategic Energy Management_A_Achievable Economic TRC Potential | F11 | Industrial | Instruments | Existing | Process | Natural Gas | Strategic Energy Management | A | Cumulative Summer Peak Savings (MW) | Achievable Economic TRC Potential | 0 | 0 | 0 | 0 | 0 | 0 | 0 | 0 | 0 | 0 | 0 | 0 | 0 | 0 | 0 | 0 | 0 | 0 | 0 | 0 | 0 | 0
F12_Industrial_Instruments_Existing_Process_Natural Gas_Strategic Energy Management_A_Achievable Economic TRC Potential | F12 | Industrial | Instruments | Existing | Process | Natural Gas | Strategic Energy Management | A | Cumulative Winter Peak Savings (MW) | Achievable Economic TRC Potential | 0 | 0 | 0 | 0 | 0 | 0 | 0 | 0 | 0 | 0 | 0 | 0 | 0 | 0 | 0 | 0 | 0 | 0 | 0 | 0 | 0 | 0
F13_Industrial_Instruments_Existing_Process_Natural Gas_Strategic Energy Management_A_Achievable Economic TRC Potential | F13 | Industrial | Instruments | Existing | Process | Natural Gas | Strategic Energy Management | A | Purchases (Incremental) | Achievable Economic TRC Potential | 0 | 0 | 551.0421 | 541.5414 | 532.2044 | 523.0285 | 514.0108 | 505.1485 | 496.4391 | 487.8798 | 479.468 | 471.2014 | 463.0772 | 455.0931 | 447.2467 | 439.5355 | 431.9573 | 424.5098 | 417.1907 | 409.9977 | 402.9288 | 395.9817
F14_Industrial_Instruments_Existing_Process_Natural Gas_Strategic Energy Management_A_Achievable Economic TRC Potential | F14 | Industrial | Instruments | Existing | Process | Natural Gas | Strategic Energy Management | A | Purchases (Cumulative) | Achievable Economic TRC Potential | 0 | 0 | 551.0421 | 1092.5835 | 1624.7879 | 2147.8164 | 2661.8272 | 3166.9757 | 3663.4148 | 4151.2945 | 4630.7626 | 5101.9639 | 5565.0411 | 6020.1342 | 6467.3809 | 6906.9164 | 7338.8738 | 7763.3835 | 8180.5742 | 8590.5719 | 8993.5007 | 9389.4824
F1_Industrial_Instruments_Existing_Miscellaneous_Natural Gas_Strategic Energy Management_A_Achievable Economic TRC Potential | F1 | Industrial | Instruments | Existing | Miscellaneous | Natural Gas | Strategic Energy Management | A | Original Unit Energy Savings (kWh or therms) | Achievable Economic TRC Potential | 0 | 0 | 1.1153 | 1.1153 | 1.1153 | 1.1153 | 1.1153 | 1.1153 | 1.1153 | 1.1153 | 1.1153 | 1.1153 | 1.1153 | 1.1153 | 1.1153 | 1.1153 | 1.1153 | 1.1153 | 1.1153 | 1.1153 | 1.1153 | 1.1153
F2_Industrial_Instruments_Existing_Miscellaneous_Natural Gas_Strategic Energy Management_A_Achievable Economic TRC Potential | F2 | Industrial | Instruments | Existing | Miscellaneous | Natural Gas | Strategic Energy Management | A | Original Unit Summer Peak Savings (kW) | Achievable Economic TRC Potential | 0 | 0 | 0 | 0 | 0 | 0 | 0 | 0 | 0 | 0 | 0 | 0 | 0 | 0 | 0 | 0 | 0 | 0 | 0 | 0 | 0 | 0
F3_Industrial_Instruments_Existing_Miscellaneous_Natural Gas_Strategic Energy Management_A_Achievable Economic TRC Potential | F3 | Industrial | Instruments | Existing | Miscellaneous | Natural Gas | Strategic Energy Management | A | Original Unit Winter Peak Savings (kW) | Achievable Economic TRC Potential | 0 | 0 | 0 | 0 | 0 | 0 | 0 | 0 | 0 | 0 | 0 | 0 | 0 | 0 | 0 | 0 | 0 | 0 | 0 | 0 | 0 | 0
F4_Industrial_Instruments_Existing_Miscellaneous_Natural Gas_Strategic Energy Management_A_Achievable Economic TRC Potential | F4 | Industrial | Instruments | Existing | Miscellaneous | Natural Gas | Strategic Energy Management | A | Standalone Impact on Baseline Energy (%) | Achievable Economic TRC Potential | 0% | 0% | 0.08224% | 0.1659% | 0.2511% | 0.3377% | 0.4259% | 0.5156% | 0.6069% | 0.6997% | 0.7943% | 0.8904% | 0.9883% | 1.088% | 1.189% | 1.292% | 1.397% | 1.504% | 1.613% | 1.723% | 1.836% | 1.95%
F5_Industrial_Instruments_Existing_Miscellaneous_Natural Gas_Strategic Energy Management_A_Achievable Economic TRC Potential | F5 | Industrial | Instruments | Existing | Miscellaneous | Natural Gas | Strategic Energy Management | A | Standalone Impact on Baseline Summer Peak (%) | Achievable Economic TRC Potential | bar: 2019 to 2040
F6_Industrial_Instruments_Existing_Miscellaneous_Natural Gas_Strategic Energy Management_A_Achievable Economic TRC Potential | F6 | Industrial | Instruments | Existing | Miscellaneous | Natural Gas | Strategic Energy Management | A | Standalone Impact on Baseline Winter Peak (%) | Achievable Economic TRC Potential | bar: 2019 to 2040
F7_Industrial_Instruments_Existing_Miscellaneous_Natural Gas_Strategic Energy Management_A_Achievable Economic TRC Potential | F7 | Industrial | Instruments | Existing | Miscellaneous | Natural Gas | Strategic Energy Management | A | Incremental Energy Savings (MWh or mTherms) | Achievable Economic TRC Potential | 0 | 0 | 0.15364 | 0.15099 | 0.14839 | 0.14583 | 0.14332 | 0.14084 | 0.13842 | 0.13603 | 0.13368 | 0.13138 | 0.12911 | 0.12689 | 0.1247 | 0.12255 | 0.12044 | 0.11836 | 0.11632 | 0.11432 | 0.11234 | 0.11041
F8_Industrial_Instruments_Existing_Miscellaneous_Natural Gas_Strategic Energy Management_A_Achievable Economic TRC Potential | F8 | Industrial | Instruments | Existing | Miscellaneous | Natural Gas | Strategic Energy Management | A | Incremental Summer Peak Savings (MW) | Achievable Economic TRC Potential | 0 | 0 | 0 | 0 | 0 | 0 | 0 | 0 | 0 | 0 | 0 | 0 | 0 | 0 | 0 | 0 | 0 | 0 | 0 | 0 | 0 | 0
F9_Industrial_Instruments_Existing_Miscellaneous_Natural Gas_Strategic Energy Management_A_Achievable Economic TRC Potential | F9 | Industrial | Instruments | Existing | Miscellaneous | Natural Gas | Strategic Energy Management | A | Incremental Winter Peak Savings (MW) | Achievable Economic TRC Potential | 0 | 0 | 0 | 0 | 0 | 0 | 0 | 0 | 0 | 0 | 0 | 0 | 0 | 0 | 0 | 0 | 0 | 0 | 0 | 0 | 0 | 0
F10_Industrial_Instruments_Existing_Miscellaneous_Natural Gas_Strategic Energy Management_A_Achievable Economic TRC Potential | F10 | Industrial | Instruments | Existing | Miscellaneous | Natural Gas | Strategic Energy Management | A | Cumulative Energy Savings (MWh or mTherms) | Achievable Economic TRC Potential | 0 | 0 | 0.15364 | 0.30463 | 0.45302 | 0.59885 | 0.74217 | 0.88301 | 1.0214 | 1.1575 | 1.2911 | 1.4225 | 1.5516 | 1.6785 | 1.8032 | 1.9258 | 2.0462 | 2.1646 | 2.2809 | 2.3952 | 2.5076 | 2.618
F11_Industrial_Instruments_Existing_Miscellaneous_Natural Gas_Strategic Energy Management_A_Achievable Economic TRC Potential | F11 | Industrial | Instruments | Existing | Miscellaneous | Natural Gas | Strategic Energy Management | A | Cumulative Summer Peak Savings (MW) | Achievable Economic TRC Potential | 0 | 0 | 0 | 0 | 0 | 0 | 0 | 0 | 0 | 0 | 0 | 0 | 0 | 0 | 0 | 0 | 0 | 0 | 0 | 0 | 0 | 0
F12_Industrial_Instruments_Existing_Miscellaneous_Natural Gas_Strategic Energy Management_A_Achievable Economic TRC Potential | F12 | Industrial | Instruments | Existing | Miscellaneous | Natural Gas | Strategic Energy Management | A | Cumulative Winter Peak Savings (MW) | Achievable Economic TRC Potential | 0 | 0 | 0 | 0 | 0 | 0 | 0 | 0 | 0 | 0 | 0 | 0 | 0 | 0 | 0 | 0 | 0 | 0 | 0 | 0 | 0 | 0
F13_Industrial_Instruments_Existing_Miscellaneous_Natural Gas_Strategic Energy Management_A_Achievable Economic TRC Potential | F13 | Industrial | Instruments | Existing | Miscellaneous | Natural Gas | Strategic Energy Management | A | Purchases (Incremental) | Achievable Economic TRC Potential | 0 | 0 | 137.7605 | 135.3853 | 133.0511 | 130.7571 | 128.5027 | 126.2871 | 124.1098 | 121.9699 | 119.867 | 117.8003 | 115.7693 | 113.7733 | 111.8117 | 109.8839 | 107.9893 | 106.1274 | 104.2977 | 102.4994 | 100.7322 | 98.9954
F14_Industrial_Instruments_Existing_Miscellaneous_Natural Gas_Strategic Energy Management_A_Achievable Economic TRC Potential | F14 | Industrial | Instruments | Existing | Miscellaneous | Natural Gas | Strategic Energy Management | A | Purchases (Cumulative) | Achievable Economic TRC Potential | 0 | 0 | 137.7605 | 273.1459 | 406.197 | 536.9541 | 665.4568 | 791.7439 | 915.8537 | 1037.8236 | 1157.6906 | 1275.491 | 1391.2603 | 1505.0336 | 1616.8452 | 1726.7291 | 1834.7184 | 1940.8459 | 2045.1435 | 2147.643 | 2248.3752 | 2347.3706
F1_Industrial_Instruments_Existing_Space Heating_Natural Gas_Commissioning_A_Achievable Economic TRC Potential | F1 | Industrial | Instruments | Existing | Space Heating | Natural Gas | Commissioning | A | Original Unit Energy Savings (kWh or therms) | Achievable Economic TRC Potential | 0 | 0 | 3.6691 | 3.6604 | 3.6517 | 3.6431 | 3.6347 | 3.6264 | 3.6185 | 3.6109 | 3.6036 | 3.5968 | 3.5903 | 3.5842 | 3.5785 | 3.5731 | 3.568 | 3.5632 | 3.5587 | 3.5545 | 3.5506 | 3.5468
F2_Industrial_Instruments_Existing_Space Heating_Natural Gas_Commissioning_A_Achievable Economic TRC Potential | F2 | Industrial | Instruments | Existing | Space Heating | Natural Gas | Commissioning | A | Original Unit Summer Peak Savings (kW) | Achievable Economic TRC Potential | 0 | 0 | 0 | 0 | 0 | 0 | 0 | 0 | 0 | 0 | 0 | 0 | 0 | 0 | 0 | 0 | 0 | 0 | 0 | 0 | 0 | 0
F3_Industrial_Instruments_Existing_Space Heating_Natural Gas_Commissioning_A_Achievable Economic TRC Potential | F3 | Industrial | Instruments | Existing | Space Heating | Natural Gas | Commissioning | A | Original Unit Winter Peak Savings (kW) | Achievable Economic TRC Potential | 0 | 0 | 0 | 0 | 0 | 0 | 0 | 0 | 0 | 0 | 0 | 0 | 0 | 0 | 0 | 0 | 0 | 0 | 0 | 0 | 0 | 0
F4_Industrial_Instruments_Existing_Space Heating_Natural Gas_Commissioning_A_Achievable Economic TRC Potential | F4 | Industrial | Instruments | Existing | Space Heating | Natural Gas | Commissioning | A | Standalone Impact on Baseline Energy (%) | Achievable Economic TRC Potential | bar: 2019 to 2040
F5_Industrial_Instruments_Existing_Space Heating_Natural Gas_Commissioning_A_Achievable Economic TRC Potential | F5 | Industrial | Instruments | Existing | Space Heating | Natural Gas | Commissioning | A | Standalone Impact on Baseline Summer Peak (%) | Achievable Economic TRC Potential | bar: 2019 to 2040
F6_Industrial_Instruments_Existing_Space Heating_Natural Gas_Commissioning_A_Achievable Economic TRC Potential | F6 | Industrial | Instruments | Existing | Space Heating | Natural Gas | Commissioning | A | Standalone Impact on Baseline Winter Peak (%) | Achievable Economic TRC Potential | bar: 2019 to 2040
F7_Industrial_Instruments_Existing_Space Heating_Natural Gas_Commissioning_A_Achievable Economic TRC Potential | F7 | Industrial | Instruments | Existing | Space Heating | Natural Gas | Commissioning | A | Incremental Energy Savings (MWh or mTherms) | Achievable Economic TRC Potential | 0 | 0 | 0 | 0 | 0 | 0 | 0 | 0 | 0 | 0 | 0 | 0 | 0 | 0 | 0 | 0 | 0 | 0 | 0 | 0 | 0 | 0
F8_Industrial_Instruments_Existing_Space Heating_Natural Gas_Commissioning_A_Achievable Economic TRC Potential | F8 | Industrial | Instruments | Existing | Space Heating | Natural Gas | Commissioning | A | Incremental Summer Peak Savings (MW) | Achievable Economic TRC Potential | 0 | 0 | 0 | 0 | 0 | 0 | 0 | 0 | 0 | 0 | 0 | 0 | 0 | 0 | 0 | 0 | 0 | 0 | 0 | 0 | 0 | 0
F9_Industrial_Instruments_Existing_Space Heating_Natural Gas_Commissioning_A_Achievable Economic TRC Potential | F9 | Industrial | Instruments | Existing | Space Heating | Natural Gas | Commissioning | A | Incremental Winter Peak Savings (MW) | Achievable Economic TRC Potential | 0 | 0 | 0 | 0 | 0 | 0 | 0 | 0 | 0 | 0 | 0 | 0 | 0 | 0 | 0 | 0 | 0 | 0 | 0 | 0 | 0 | 0
F10_Industrial_Instruments_Existing_Space Heating_Natural Gas_Commissioning_A_Achievable Economic TRC Potential | F10 | Industrial | Instruments | Existing | Space Heating | Natural Gas | Commissioning | A | Cumulative Energy Savings (MWh or mTherms) | Achievable Economic TRC Potential | 0 | 0 | 0 | 0 | 0 | 0 | 0 | 0 | 0 | 0 | 0 | 0 | 0 | 0 | 0 | 0 | 0 | 0 | 0 | 0 | 0 | 0
F11_Industrial_Instruments_Existing_Space Heating_Natural Gas_Commissioning_A_Achievable Economic TRC Potential | F11 | Industrial | Instruments | Existing | Space Heating | Natural Gas | Commissioning | A | Cumulative Summer Peak Savings (MW) | Achievable Economic TRC Potential | 0 | 0 | 0 | 0 | 0 | 0 | 0 | 0 | 0 | 0 | 0 | 0 | 0 | 0 | 0 | 0 | 0 | 0 | 0 | 0 | 0 | 0
F12_Industrial_Instruments_Existing_Space Heating_Natural Gas_Commissioning_A_Achievable Economic TRC Potential | F12 | Industrial | Instruments | Existing | Space Heating | Natural Gas | Commissioning | A | Cumulative Winter Peak Savings (MW) | Achievable Economic TRC Potential | 0 | 0 | 0 | 0 | 0 | 0 | 0 | 0 | 0 | 0 | 0 | 0 | 0 | 0 | 0 | 0 | 0 | 0 | 0 | 0 | 0 | 0
F13_Industrial_Instruments_Existing_Space Heating_Natural Gas_Commissioning_A_Achievable Economic TRC Potential | F13 | Industrial | Instruments | Existing | Space Heating | Natural Gas | Commissioning | A | Purchases (Incremental) | Achievable Economic TRC Potential | 0 | 0 | 0 | 0 | 0 | 0 | 0 | 0 | 0 | 0 | 0 | 0 | 0 | 0 | 0 | 0 | 0 | 0 | 0 | 0 | 0 | 0
F14_Industrial_Instruments_Existing_Space Heating_Natural Gas_Commissioning_A_Achievable Economic TRC Potential | F14 | Industrial | Instruments | Existing | Space Heating | Natural Gas | Commissioning | A | Purchases (Cumulative) | Achievable Economic TRC Potential | 0 | 0 | 0 | 0 | 0 | 0 | 0 | 0 | 0 | 0 | 0 | 0 | 0 | 0 | 0 | 0 | 0 | 0 | 0 | 0 | 0 | 0
F1_Industrial_Instruments_Existing_Process_Natural Gas_Commissioning_A_Achievable Economic TRC Potential | F1 | Industrial | Instruments | Existing | Process | Natural Gas | Commissioning | A | Original Unit Energy Savings (kWh or therms) | Achievable Economic TRC Potential | 0 | 0 | 9.4849 | 9.4849 | 9.4849 | 9.4849 | 9.4849 | 9.4849 | 9.4849 | 9.4849 | 9.4849 | 9.4849 | 9.4849 | 9.4849 | 9.4849 | 9.4849 | 9.4849 | 9.4849 | 9.4849 | 9.4849 | 9.4849 | 9.4849
F2_Industrial_Instruments_Existing_Process_Natural Gas_Commissioning_A_Achievable Economic TRC Potential | F2 | Industrial | Instruments | Existing | Process | Natural Gas | Commissioning | A | Original Unit Summer Peak Savings (kW) | Achievable Economic TRC Potential | 0 | 0 | 0 | 0 | 0 | 0 | 0 | 0 | 0 | 0 | 0 | 0 | 0 | 0 | 0 | 0 | 0 | 0 | 0 | 0 | 0 | 0
F3_Industrial_Instruments_Existing_Process_Natural Gas_Commissioning_A_Achievable Economic TRC Potential | F3 | Industrial | Instruments | Existing | Process | Natural Gas | Commissioning | A | Original Unit Winter Peak Savings (kW) | Achievable Economic TRC Potential | 0 | 0 | 0 | 0 | 0 | 0 | 0 | 0 | 0 | 0 | 0 | 0 | 0 | 0 | 0 | 0 | 0 | 0 | 0 | 0 | 0 | 0
F4_Industrial_Instruments_Existing_Process_Natural Gas_Commissioning_A_Achievable Economic TRC Potential | F4 | Industrial | Instruments | Existing | Process | Natural Gas | Commissioning | A | Standalone Impact on Baseline Energy (%) | Achievable Economic TRC Potential | bar: 2019 to 2040
F5_Industrial_Instruments_Existing_Process_Natural Gas_Commissioning_A_Achievable Economic TRC Potential | F5 | Industrial | Instruments | Existing | Process | Natural Gas | Commissioning | A | Standalone Impact on Baseline Summer Peak (%) | Achievable Economic TRC Potential | bar: 2019 to 2040
F6_Industrial_Instruments_Existing_Process_Natural Gas_Commissioning_A_Achievable Economic TRC Potential | F6 | Industrial | Instruments | Existing | Process | Natural Gas | Commissioning | A | Standalone Impact on Baseline Winter Peak (%) | Achievable Economic TRC Potential | bar: 2019 to 2040
F7_Industrial_Instruments_Existing_Process_Natural Gas_Commissioning_A_Achievable Economic TRC Potential | F7 | Industrial | Instruments | Existing | Process | Natural Gas | Commissioning | A | Incremental Energy Savings (MWh or mTherms) | Achievable Economic TRC Potential | 0 | 0 | 0 | 0 | 0 | 0 | 0 | 0 | 0 | 0 | 0 | 0 | 0 | 0 | 0 | 0 | 0 | 0 | 0 | 0 | 0 | 0
F8_Industrial_Instruments_Existing_Process_Natural Gas_Commissioning_A_Achievable Economic TRC Potential | F8 | Industrial | Instruments | Existing | Process | Natural Gas | Commissioning | A | Incremental Summer Peak Savings (MW) | Achievable Economic TRC Potential | 0 | 0 | 0 | 0 | 0 | 0 | 0 | 0 | 0 | 0 | 0 | 0 | 0 | 0 | 0 | 0 | 0 | 0 | 0 | 0 | 0 | 0
F9_Industrial_Instruments_Existing_Process_Natural Gas_Commissioning_A_Achievable Economic TRC Potential | F9 | Industrial | Instruments | Existing | Process | Natural Gas | Commissioning | A | Incremental Winter Peak Savings (MW) | Achievable Economic TRC Potential | 0 | 0 | 0 | 0 | 0 | 0 | 0 | 0 | 0 | 0 | 0 | 0 | 0 | 0 | 0 | 0 | 0 | 0 | 0 | 0 | 0 | 0
F10_Industrial_Instruments_Existing_Process_Natural Gas_Commissioning_A_Achievable Economic TRC Potential | F10 | Industrial | Instruments | Existing | Process | Natural Gas | Commissioning | A | Cumulative Energy Savings (MWh or mTherms) | Achievable Economic TRC Potential | 0 | 0 | 0 | 0 | 0 | 0 | 0 | 0 | 0 | 0 | 0 | 0 | 0 | 0 | 0 | 0 | 0 | 0 | 0 | 0 | 0 | 0
F11_Industrial_Instruments_Existing_Process_Natural Gas_Commissioning_A_Achievable Economic TRC Potential | F11 | Industrial | Instruments | Existing | Process | Natural Gas | Commissioning | A | Cumulative Summer Peak Savings (MW) | Achievable Economic TRC Potential | 0 | 0 | 0 | 0 | 0 | 0 | 0 | 0 | 0 | 0 | 0 | 0 | 0 | 0 | 0 | 0 | 0 | 0 | 0 | 0 | 0 | 0
F12_Industrial_Instruments_Existing_Process_Natural Gas_Commissioning_A_Achievable Economic TRC Potential | F12 | Industrial | Instruments | Existing | Process | Natural Gas | Commissioning | A | Cumulative Winter Peak Savings (MW) | Achievable Economic TRC Potential | 0 | 0 | 0 | 0 | 0 | 0 | 0 | 0 | 0 | 0 | 0 | 0 | 0 | 0 | 0 | 0 | 0 | 0 | 0 | 0 | 0 | 0
F13_Industrial_Instruments_Existing_Process_Natural Gas_Commissioning_A_Achievable Economic TRC Potential | F13 | Industrial | Instruments | Existing | Process | Natural Gas | Commissioning | A | Purchases (Incremental) | Achievable Economic TRC Potential | 0 | 0 | 0 | 0 | 0 | 0 | 0 | 0 | 0 | 0 | 0 | 0 | 0 | 0 | 0 | 0 | 0 | 0 | 0 | 0 | 0 | 0
F14_Industrial_Instruments_Existing_Process_Natural Gas_Commissioning_A_Achievable Economic TRC Potential | F14 | Industrial | Instruments | Existing | Process | Natural Gas | Commissioning | A | Purchases (Cumulative) | Achievable Economic TRC Potential | 0 | 0 | 0 | 0 | 0 | 0 | 0 | 0 | 0 | 0 | 0 | 0 | 0 | 0 | 0 | 0 | 0 | 0 | 0 | 0 | 0 | 0
F1_Industrial_Instruments_Existing_Space Heating_Natural Gas_Retrocommissioning_A_Achievable Economic TRC Potential | F1 | Industrial | Instruments | Existing | Space Heating | Natural Gas | Retrocommissioning | A | Original Unit Energy Savings (kWh or therms) | Achievable Economic TRC Potential | 0 | 0 | 0.50961 | 0.5084 | 0.50719 | 0.506 | 0.50483 | 0.50369 | 0.50258 | 0.50152 | 0.50052 | 0.49956 | 0.49867 | 0.49782 | 0.49703 | 0.49628 | 0.49557 | 0.49491 | 0.49428 | 0.4937 | 0.49315 | 0.49263
F2_Industrial_Instruments_Existing_Space Heating_Natural Gas_Retrocommissioning_A_Achievable Economic TRC Potential | F2 | Industrial | Instruments | Existing | Space Heating | Natural Gas | Retrocommissioning | A | Original Unit Summer Peak Savings (kW) | Achievable Economic TRC Potential | 0 | 0 | 0 | 0 | 0 | 0 | 0 | 0 | 0 | 0 | 0 | 0 | 0 | 0 | 0 | 0 | 0 | 0 | 0 | 0 | 0 | 0
F3_Industrial_Instruments_Existing_Space Heating_Natural Gas_Retrocommissioning_A_Achievable Economic TRC Potential | F3 | Industrial | Instruments | Existing | Space Heating | Natural Gas | Retrocommissioning | A | Original Unit Winter Peak Savings (kW) | Achievable Economic TRC Potential | 0 | 0 | 0 | 0 | 0 | 0 | 0 | 0 | 0 | 0 | 0 | 0 | 0 | 0 | 0 | 0 | 0 | 0 | 0 | 0 | 0 | 0
F4_Industrial_Instruments_Existing_Space Heating_Natural Gas_Retrocommissioning_A_Achievable Economic TRC Potential | F4 | Industrial | Instruments | Existing | Space Heating | Natural Gas | Retrocommissioning | A | Standalone Impact on Baseline Energy (%) | Achievable Economic TRC Potential | 0% | 0% | 0.0124% | 0.02501% | 0.03784% | 0.0509% | 0.06419% | 0.07772% | 0.09148% | 0.1055% | 0.1197% | 0.1342% | 0.149% | 0.164% | 0.1793% | 0.1948% | 0.2106% | 0.2267% | 0.2431% | 0.2597% | 0.2767% | 0.2939%
F5_Industrial_Instruments_Existing_Space Heating_Natural Gas_Retrocommissioning_A_Achievable Economic TRC Potential | F5 | Industrial | Instruments | Existing | Space Heating | Natural Gas | Retrocommissioning | A | Standalone Impact on Baseline Summer Peak (%) | Achievable Economic TRC Potential | bar: 2019 to 2040
F6_Industrial_Instruments_Existing_Space Heating_Natural Gas_Retrocommissioning_A_Achievable Economic TRC Potential | F6 | Industrial | Instruments | Existing | Space Heating | Natural Gas | Retrocommissioning | A | Standalone Impact on Baseline Winter Peak (%) | Achievable Economic TRC Potential | bar: 2019 to 2040
F7_Industrial_Instruments_Existing_Space Heating_Natural Gas_Retrocommissioning_A_Achievable Economic TRC Potential | F7 | Industrial | Instruments | Existing | Space Heating | Natural Gas | Retrocommissioning | A | Incremental Energy Savings (MWh or mTherms) | Achievable Economic TRC Potential | 0 | 0 | 0.054604 | 0.053534 | 0.052487 | 0.05146 | 0.050456 | 0.049474 | 0.048514 | 0.047577 | 0.046663 | 0.045771 | 0.044901 | 0.044053 | 0.043224 | 0.042414 | 0.041624 | 0.040851 | 0.040097 | 0.039358 | 0.038637 | 0.037931
F8_Industrial_Instruments_Existing_Space Heating_Natural Gas_Retrocommissioning_A_Achievable Economic TRC Potential | F8 | Industrial | Instruments | Existing | Space Heating | Natural Gas | Retrocommissioning | A | Incremental Summer Peak Savings (MW) | Achievable Economic TRC Potential | 0 | 0 | 0 | 0 | 0 | 0 | 0 | 0 | 0 | 0 | 0 | 0 | 0 | 0 | 0 | 0 | 0 | 0 | 0 | 0 | 0 | 0
F9_Industrial_Instruments_Existing_Space Heating_Natural Gas_Retrocommissioning_A_Achievable Economic TRC Potential | F9 | Industrial | Instruments | Existing | Space Heating | Natural Gas | Retrocommissioning | A | Incremental Winter Peak Savings (MW) | Achievable Economic TRC Potential | 0 | 0 | 0 | 0 | 0 | 0 | 0 | 0 | 0 | 0 | 0 | 0 | 0 | 0 | 0 | 0 | 0 | 0 | 0 | 0 | 0 | 0
F10_Industrial_Instruments_Existing_Space Heating_Natural Gas_Retrocommissioning_A_Achievable Economic TRC Potential | F10 | Industrial | Instruments | Existing | Space Heating | Natural Gas | Retrocommissioning | A | Cumulative Energy Savings (MWh or mTherms) | Achievable Economic TRC Potential | 0 | 0 | 0.054604 | 0.10801 | 0.16024 | 0.21132 | 0.26129 | 0.31017 | 0.35801 | 0.40483 | 0.45068 | 0.49559 | 0.5396 | 0.58274 | 0.62503 | 0.66651 | 0.70718 | 0.74709 | 0.78624 | 0.82467 | 0.86239 | 0.89941
F11_Industrial_Instruments_Existing_Space Heating_Natural Gas_Retrocommissioning_A_Achievable Economic TRC Potential | F11 | Industrial | Instruments | Existing | Space Heating | Natural Gas | Retrocommissioning | A | Cumulative Summer Peak Savings (MW) | Achievable Economic TRC Potential | 0 | 0 | 0 | 0 | 0 | 0 | 0 | 0 | 0 | 0 | 0 | 0 | 0 | 0 | 0 | 0 | 0 | 0 | 0 | 0 | 0 | 0
F12_Industrial_Instruments_Existing_Space Heating_Natural Gas_Retrocommissioning_A_Achievable Economic TRC Potential | F12 | Industrial | Instruments | Existing | Space Heating | Natural Gas | Retrocommissioning | A | Cumulative Winter Peak Savings (MW) | Achievable Economic TRC Potential | 0 | 0 | 0 | 0 | 0 | 0 | 0 | 0 | 0 | 0 | 0 | 0 | 0 | 0 | 0 | 0 | 0 | 0 | 0 | 0 | 0 | 0
F13_Industrial_Instruments_Existing_Space Heating_Natural Gas_Retrocommissioning_A_Achievable Economic TRC Potential | F13 | Industrial | Instruments | Existing | Space Heating | Natural Gas | Retrocommissioning | A | Purchases (Incremental) | Achievable Economic TRC Potential | 0 | 0 | 107.1471 | 105.2997 | 103.4842 | 101.7 | 99.9465 | 98.2233 | 96.5298 | 94.8655 | 93.2299 | 91.6225 | 90.0428 | 88.4903 | 86.9646 | 85.4652 | 83.9917 | 82.5436 | 81.1204 | 79.7218 | 78.3473 | 76.9964
F14_Industrial_Instruments_Existing_Space Heating_Natural Gas_Retrocommissioning_A_Achievable Economic TRC Potential | F14 | Industrial | Instruments | Existing | Space Heating | Natural Gas | Retrocommissioning | A | Purchases (Cumulative) | Achievable Economic TRC Potential | 0 | 0 | 107.1471 | 212.4468 | 315.931 | 417.631 | 517.5775 | 615.8008 | 712.3306 | 807.1962 | 900.4261 | 992.0485 | 1082.0913 | 1170.5817 | 1257.5463 | 1343.0115 | 1427.0032 | 1509.5468 | 1590.6672 | 1670.389 | 1748.7362 | 1825.7327
F1_Industrial_Instruments_Existing_Process_Natural Gas_Retrocommissioning_A_Achievable Economic TRC Potential | F1 | Industrial | Instruments | Existing | Process | Natural Gas | Retrocommissioning | A | Original Unit Energy Savings (kWh or therms) | Achievable Economic TRC Potential | 0 | 0 | 0 | 0 | 0 | 0 | 0 | 0 | 0 | 0 | 0 | 0 | 0 | 0 | 0 | 0 | 0 | 0 | 0 | 0 | 0 | 0
F2_Industrial_Instruments_Existing_Process_Natural Gas_Retrocommissioning_A_Achievable Economic TRC Potential | F2 | Industrial | Instruments | Existing | Process | Natural Gas | Retrocommissioning | A | Original Unit Summer Peak Savings (kW) | Achievable Economic TRC Potential | 0 | 0 | 0 | 0 | 0 | 0 | 0 | 0 | 0 | 0 | 0 | 0 | 0 | 0 | 0 | 0 | 0 | 0 | 0 | 0 | 0 | 0
F3_Industrial_Instruments_Existing_Process_Natural Gas_Retrocommissioning_A_Achievable Economic TRC Potential | F3 | Industrial | Instruments | Existing | Process | Natural Gas | Retrocommissioning | A | Original Unit Winter Peak Savings (kW) | Achievable Economic TRC Potential | 0 | 0 | 0 | 0 | 0 | 0 | 0 | 0 | 0 | 0 | 0 | 0 | 0 | 0 | 0 | 0 | 0 | 0 | 0 | 0 | 0 | 0
F4_Industrial_Instruments_Existing_Process_Natural Gas_Retrocommissioning_A_Achievable Economic TRC Potential | F4 | Industrial | Instruments | Existing | Process | Natural Gas | Retrocommissioning | A | Standalone Impact on Baseline Energy (%) | Achievable Economic TRC Potential | bar: 2019 to 2040
F5_Industrial_Instruments_Existing_Process_Natural Gas_Retrocommissioning_A_Achievable Economic TRC Potential | F5 | Industrial | Instruments | Existing | Process | Natural Gas | Retrocommissioning | A | Standalone Impact on Baseline Summer Peak (%) | Achievable Economic TRC Potential | bar: 2019 to 2040
F6_Industrial_Instruments_Existing_Process_Natural Gas_Retrocommissioning_A_Achievable Economic TRC Potential | F6 | Industrial | Instruments | Existing | Process | Natural Gas | Retrocommissioning | A | Standalone Impact on Baseline Winter Peak (%) | Achievable Economic TRC Potential | bar: 2019 to 2040
F7_Industrial_Instruments_Existing_Process_Natural Gas_Retrocommissioning_A_Achievable Economic TRC Potential | F7 | Industrial | Instruments | Existing | Process | Natural Gas | Retrocommissioning | A | Incremental Energy Savings (MWh or mTherms) | Achievable Economic TRC Potential | 0 | 0 | 0 | 0 | 0 | 0 | 0 | 0 | 0 | 0 | 0 | 0 | 0 | 0 | 0 | 0 | 0 | 0 | 0 | 0 | 0 | 0
F8_Industrial_Instruments_Existing_Process_Natural Gas_Retrocommissioning_A_Achievable Economic TRC Potential | F8 | Industrial | Instruments | Existing | Process | Natural Gas | Retrocommissioning | A | Incremental Summer Peak Savings (MW) | Achievable Economic TRC Potential | 0 | 0 | 0 | 0 | 0 | 0 | 0 | 0 | 0 | 0 | 0 | 0 | 0 | 0 | 0 | 0 | 0 | 0 | 0 | 0 | 0 | 0
F9_Industrial_Instruments_Existing_Process_Natural Gas_Retrocommissioning_A_Achievable Economic TRC Potential | F9 | Industrial | Instruments | Existing | Process | Natural Gas | Retrocommissioning | A | Incremental Winter Peak Savings (MW) | Achievable Economic TRC Potential | 0 | 0 | 0 | 0 | 0 | 0 | 0 | 0 | 0 | 0 | 0 | 0 | 0 | 0 | 0 | 0 | 0 | 0 | 0 | 0 | 0 | 0
F10_Industrial_Instruments_Existing_Process_Natural Gas_Retrocommissioning_A_Achievable Economic TRC Potential | F10 | Industrial | Instruments | Existing | Process | Natural Gas | Retrocommissioning | A | Cumulative Energy Savings (MWh or mTherms) | Achievable Economic TRC Potential | 0 | 0 | 0 | 0 | 0 | 0 | 0 | 0 | 0 | 0 | 0 | 0 | 0 | 0 | 0 | 0 | 0 | 0 | 0 | 0 | 0 | 0
F11_Industrial_Instruments_Existing_Process_Natural Gas_Retrocommissioning_A_Achievable Economic TRC Potential | F11 | Industrial | Instruments | Existing | Process | Natural Gas | Retrocommissioning | A | Cumulative Summer Peak Savings (MW) | Achievable Economic TRC Potential | 0 | 0 | 0 | 0 | 0 | 0 | 0 | 0 | 0 | 0 | 0 | 0 | 0 | 0 | 0 | 0 | 0 | 0 | 0 | 0 | 0 | 0
F12_Industrial_Instruments_Existing_Process_Natural Gas_Retrocommissioning_A_Achievable Economic TRC Potential | F12 | Industrial | Instruments | Existing | Process | Natural Gas | Retrocommissioning | A | Cumulative Winter Peak Savings (MW) | Achievable Economic TRC Potential | 0 | 0 | 0 | 0 | 0 | 0 | 0 | 0 | 0 | 0 | 0 | 0 | 0 | 0 | 0 | 0 | 0 | 0 | 0 | 0 | 0 | 0
F13_Industrial_Instruments_Existing_Process_Natural Gas_Retrocommissioning_A_Achievable Economic TRC Potential | F13 | Industrial | Instruments | Existing | Process | Natural Gas | Retrocommissioning | A | Purchases (Incremental) | Achievable Economic TRC Potential | 0 | 0 | 107.1471 | 105.2997 | 103.4842 | 101.7 | 99.9465 | 98.2233 | 96.5298 | 94.8655 | 93.2299 | 91.6225 | 90.0428 | 88.4903 | 86.9646 | 85.4652 | 83.9917 | 82.5436 | 81.1204 | 79.7218 | 78.3473 | 76.9964
F14_Industrial_Instruments_Existing_Process_Natural Gas_Retrocommissioning_A_Achievable Economic TRC Potential | F14 | Industrial | Instruments | Existing | Process | Natural Gas | Retrocommissioning | A | Purchases (Cumulative) | Achievable Economic TRC Potential | 0 | 0 | 107.1471 | 212.4468 | 315.931 | 417.631 | 517.5775 | 615.8008 | 712.3306 | 807.1962 | 900.4261 | 992.0485 | 1082.0913 | 1170.5817 | 1257.5463 | 1343.0115 | 1427.0032 | 1509.5468 | 1590.6672 | 1670.389 | 1748.7362 | 1825.7327
F1_Industrial_Instruments_New_Space Heating_Natural Gas_Insulation - Roof/Ceiling_A_Achievable Economic TRC Potential | F1 | Industrial | Instruments | New | Space Heating | Natural Gas | Insulation - Roof/Ceiling | A | Original Unit Energy Savings (kWh or therms) | Achievable Economic TRC Potential | 0 | 0 | 0.078976 | 0.078976 | 0.078976 | 0.078976 | 0.078976 | 0.078976 | 0.078976 | 0.078976 | 0.078976 | 0.078976 | 0.078976 | 0.078976 | 0.078976 | 0.078976 | 0.078976 | 0.078976 | 0.078976 | 0.078976 | 0.078976 | 0.078976
F2_Industrial_Instruments_New_Space Heating_Natural Gas_Insulation - Roof/Ceiling_A_Achievable Economic TRC Potential | F2 | Industrial | Instruments | New | Space Heating | Natural Gas | Insulation - Roof/Ceiling | A | Original Unit Summer Peak Savings (kW) | Achievable Economic TRC Potential | 0 | 0 | 0 | 0 | 0 | 0 | 0 | 0 | 0 | 0 | 0 | 0 | 0 | 0 | 0 | 0 | 0 | 0 | 0 | 0 | 0 | 0
F3_Industrial_Instruments_New_Space Heating_Natural Gas_Insulation - Roof/Ceiling_A_Achievable Economic TRC Potential | F3 | Industrial | Instruments | New | Space Heating | Natural Gas | Insulation - Roof/Ceiling | A | Original Unit Winter Peak Savings (kW) | Achievable Economic TRC Potential | 0 | 0 | 0 | 0 | 0 | 0 | 0 | 0 | 0 | 0 | 0 | 0 | 0 | 0 | 0 | 0 | 0 | 0 | 0 | 0 | 0 | 0
F4_Industrial_Instruments_New_Space Heating_Natural Gas_Insulation - Roof/Ceiling_A_Achievable Economic TRC Potential | F4 | Industrial | Instruments | New | Space Heating | Natural Gas | Insulation - Roof/Ceiling | A | Standalone Impact on Baseline Energy (%) | Achievable Economic TRC Potential | bar: 2019 to 2040
F5_Industrial_Instruments_New_Space Heating_Natural Gas_Insulation - Roof/Ceiling_A_Achievable Economic TRC Potential | F5 | Industrial | Instruments | New | Space Heating | Natural Gas | Insulation - Roof/Ceiling | A | Standalone Impact on Baseline Summer Peak (%) | Achievable Economic TRC Potential | bar: 2019 to 2040
F6_Industrial_Instruments_New_Space Heating_Natural Gas_Insulation - Roof/Ceiling_A_Achievable Economic TRC Potential | F6 | Industrial | Instruments | New | Space Heating | Natural Gas | Insulation - Roof/Ceiling | A | Standalone Impact on Baseline Winter Peak (%) | Achievable Economic TRC Potential | bar: 2019 to 2040
F7_Industrial_Instruments_New_Space Heating_Natural Gas_Insulation - Roof/Ceiling_A_Achievable Economic TRC Potential | F7 | Industrial | Instruments | New | Space Heating | Natural Gas | Insulation - Roof/Ceiling | A | Incremental Energy Savings (MWh or mTherms) | Achievable Economic TRC Potential | 0 | 0 | 0 | 0 | 0 | 0 | 0 | 0 | 0 | 0 | 0 | 0 | 0 | 0 | 0 | 0 | 0 | 0 | 0 | 0 | 0 | 0
F8_Industrial_Instruments_New_Space Heating_Natural Gas_Insulation - Roof/Ceiling_A_Achievable Economic TRC Potential | F8 | Industrial | Instruments | New | Space Heating | Natural Gas | Insulation - Roof/Ceiling | A | Incremental Summer Peak Savings (MW) | Achievable Economic TRC Potential | 0 | 0 | 0 | 0 | 0 | 0 | 0 | 0 | 0 | 0 | 0 | 0 | 0 | 0 | 0 | 0 | 0 | 0 | 0 | 0 | 0 | 0
F9_Industrial_Instruments_New_Space Heating_Natural Gas_Insulation - Roof/Ceiling_A_Achievable Economic TRC Potential | F9 | Industrial | Instruments | New | Space Heating | Natural Gas | Insulation - Roof/Ceiling | A | Incremental Winter Peak Savings (MW) | Achievable Economic TRC Potential | 0 | 0 | 0 | 0 | 0 | 0 | 0 | 0 | 0 | 0 | 0 | 0 | 0 | 0 | 0 | 0 | 0 | 0 | 0 | 0 | 0 | 0
F10_Industrial_Instruments_New_Space Heating_Natural Gas_Insulation - Roof/Ceiling_A_Achievable Economic TRC Potential | F10 | Industrial | Instruments | New | Space Heating | Natural Gas | Insulation - Roof/Ceiling | A | Cumulative Energy Savings (MWh or mTherms) | Achievable Economic TRC Potential | 0 | 0 | 0 | 0 | 0 | 0 | 0 | 0 | 0 | 0 | 0 | 0 | 0 | 0 | 0 | 0 | 0 | 0 | 0 | 0 | 0 | 0
F11_Industrial_Instruments_New_Space Heating_Natural Gas_Insulation - Roof/Ceiling_A_Achievable Economic TRC Potential | F11 | Industrial | Instruments | New | Space Heating | Natural Gas | Insulation - Roof/Ceiling | A | Cumulative Summer Peak Savings (MW) | Achievable Economic TRC Potential | 0 | 0 | 0 | 0 | 0 | 0 | 0 | 0 | 0 | 0 | 0 | 0 | 0 | 0 | 0 | 0 | 0 | 0 | 0 | 0 | 0 | 0
F12_Industrial_Instruments_New_Space Heating_Natural Gas_Insulation - Roof/Ceiling_A_Achievable Economic TRC Potential | F12 | Industrial | Instruments | New | Space Heating | Natural Gas | Insulation - Roof/Ceiling | A | Cumulative Winter Peak Savings (MW) | Achievable Economic TRC Potential | 0 | 0 | 0 | 0 | 0 | 0 | 0 | 0 | 0 | 0 | 0 | 0 | 0 | 0 | 0 | 0 | 0 | 0 | 0 | 0 | 0 | 0
F13_Industrial_Instruments_New_Space Heating_Natural Gas_Insulation - Roof/Ceiling_A_Achievable Economic TRC Potential | F13 | Industrial | Instruments | New | Space Heating | Natural Gas | Insulation - Roof/Ceiling | A | Purchases (Incremental) | Achievable Economic TRC Potential | 0 | 0 | 0 | 0 | 0 | 0 | 0 | 0 | 0 | 0 | 0 | 0 | 0 | 0 | 0 | 0 | 0 | 0 | 0 | 0 | 0 | 0
F14_Industrial_Instruments_New_Space Heating_Natural Gas_Insulation - Roof/Ceiling_A_Achievable Economic TRC Potential | F14 | Industrial | Instruments | New | Space Heating | Natural Gas | Insulation - Roof/Ceiling | A | Purchases (Cumulative) | Achievable Economic TRC Potential | 0 | 0 | 0 | 0 | 0 | 0 | 0 | 0 | 0 | 0 | 0 | 0 | 0 | 0 | 0 | 0 | 0 | 0 | 0 | 0 | 0 | 0
F1_Industrial_Instruments_New_Space Heating_Natural Gas_Insulation - Wall Cavity_A_Achievable Economic TRC Potential | F1 | Industrial | Instruments | New | Space Heating | Natural Gas | Insulation - Wall Cavity | A | Original Unit Energy Savings (kWh or therms) | Achievable Economic TRC Potential | 0 | 0 | 0.017277 | 0.017277 | 0.017277 | 0.017277 | 0.017277 | 0.017277 | 0.017277 | 0.017277 | 0.017277 | 0.017277 | 0.017277 | 0.017277 | 0.017277 | 0.017277 | 0.017277 | 0.017277 | 0.017277 | 0.017277 | 0.017277 | 0.017277
F2_Industrial_Instruments_New_Space Heating_Natural Gas_Insulation - Wall Cavity_A_Achievable Economic TRC Potential | F2 | Industrial | Instruments | New | Space Heating | Natural Gas | Insulation - Wall Cavity | A | Original Unit Summer Peak Savings (kW) | Achievable Economic TRC Potential | 0 | 0 | 0 | 0 | 0 | 0 | 0 | 0 | 0 | 0 | 0 | 0 | 0 | 0 | 0 | 0 | 0 | 0 | 0 | 0 | 0 | 0
F3_Industrial_Instruments_New_Space Heating_Natural Gas_Insulation - Wall Cavity_A_Achievable Economic TRC Potential | F3 | Industrial | Instruments | New | Space Heating | Natural Gas | Insulation - Wall Cavity | A | Original Unit Winter Peak Savings (kW) | Achievable Economic TRC Potential | 0 | 0 | 0 | 0 | 0 | 0 | 0 | 0 | 0 | 0 | 0 | 0 | 0 | 0 | 0 | 0 | 0 | 0 | 0 | 0 | 0 | 0
F4_Industrial_Instruments_New_Space Heating_Natural Gas_Insulation - Wall Cavity_A_Achievable Economic TRC Potential | F4 | Industrial | Instruments | New | Space Heating | Natural Gas | Insulation - Wall Cavity | A | Standalone Impact on Baseline Energy (%) | Achievable Economic TRC Potential | bar: 2019 to 2040
F5_Industrial_Instruments_New_Space Heating_Natural Gas_Insulation - Wall Cavity_A_Achievable Economic TRC Potential | F5 | Industrial | Instruments | New | Space Heating | Natural Gas | Insulation - Wall Cavity | A | Standalone Impact on Baseline Summer Peak (%) | Achievable Economic TRC Potential | bar: 2019 to 2040
F6_Industrial_Instruments_New_Space Heating_Natural Gas_Insulation - Wall Cavity_A_Achievable Economic TRC Potential | F6 | Industrial | Instruments | New | Space Heating | Natural Gas | Insulation - Wall Cavity | A | Standalone Impact on Baseline Winter Peak (%) | Achievable Economic TRC Potential | bar: 2019 to 2040
F7_Industrial_Instruments_New_Space Heating_Natural Gas_Insulation - Wall Cavity_A_Achievable Economic TRC Potential | F7 | Industrial | Instruments | New | Space Heating | Natural Gas | Insulation - Wall Cavity | A | Incremental Energy Savings (MWh or mTherms) | Achievable Economic TRC Potential | 0 | 0 | 0 | 0 | 0 | 0 | 0 | 0 | 0 | 0 | 0 | 0 | 0 | 0 | 0 | 0 | 0 | 0 | 0 | 0 | 0 | 0
F8_Industrial_Instruments_New_Space Heating_Natural Gas_Insulation - Wall Cavity_A_Achievable Economic TRC Potential | F8 | Industrial | Instruments | New | Space Heating | Natural Gas | Insulation - Wall Cavity | A | Incremental Summer Peak Savings (MW) | Achievable Economic TRC Potential | 0 | 0 | 0 | 0 | 0 | 0 | 0 | 0 | 0 | 0 | 0 | 0 | 0 | 0 | 0 | 0 | 0 | 0 | 0 | 0 | 0 | 0
F9_Industrial_Instruments_New_Space Heating_Natural Gas_Insulation - Wall Cavity_A_Achievable Economic TRC Potential | F9 | Industrial | Instruments | New | Space Heating | Natural Gas | Insulation - Wall Cavity | A | Incremental Winter Peak Savings (MW) | Achievable Economic TRC Potential | 0 | 0 | 0 | 0 | 0 | 0 | 0 | 0 | 0 | 0 | 0 | 0 | 0 | 0 | 0 | 0 | 0 | 0 | 0 | 0 | 0 | 0
F10_Industrial_Instruments_New_Space Heating_Natural Gas_Insulation - Wall Cavity_A_Achievable Economic TRC Potential | F10 | Industrial | Instruments | New | Space Heating | Natural Gas | Insulation - Wall Cavity | A | Cumulative Energy Savings (MWh or mTherms) | Achievable Economic TRC Potential | 0 | 0 | 0 | 0 | 0 | 0 | 0 | 0 | 0 | 0 | 0 | 0 | 0 | 0 | 0 | 0 | 0 | 0 | 0 | 0 | 0 | 0
F11_Industrial_Instruments_New_Space Heating_Natural Gas_Insulation - Wall Cavity_A_Achievable Economic TRC Potential | F11 | Industrial | Instruments | New | Space Heating | Natural Gas | Insulation - Wall Cavity | A | Cumulative Summer Peak Savings (MW) | Achievable Economic TRC Potential | 0 | 0 | 0 | 0 | 0 | 0 | 0 | 0 | 0 | 0 | 0 | 0 | 0 | 0 | 0 | 0 | 0 | 0 | 0 | 0 | 0 | 0
F12_Industrial_Instruments_New_Space Heating_Natural Gas_Insulation - Wall Cavity_A_Achievable Economic TRC Potential | F12 | Industrial | Instruments | New | Space Heating | Natural Gas | Insulation - Wall Cavity | A | Cumulative Winter Peak Savings (MW) | Achievable Economic TRC Potential | 0 | 0 | 0 | 0 | 0 | 0 | 0 | 0 | 0 | 0 | 0 | 0 | 0 | 0 | 0 | 0 | 0 | 0 | 0 | 0 | 0 | 0
F13_Industrial_Instruments_New_Space Heating_Natural Gas_Insulation - Wall Cavity_A_Achievable Economic TRC Potential | F13 | Industrial | Instruments | New | Space Heating | Natural Gas | Insulation - Wall Cavity | A | Purchases (Incremental) | Achievable Economic TRC Potential | 0 | 0 | 0 | 0 | 0 | 0 | 0 | 0 | 0 | 0 | 0 | 0 | 0 | 0 | 0 | 0 | 0 | 0 | 0 | 0 | 0 | 0
F14_Industrial_Instruments_New_Space Heating_Natural Gas_Insulation - Wall Cavity_A_Achievable Economic TRC Potential | F14 | Industrial | Instruments | New | Space Heating | Natural Gas | Insulation - Wall Cavity | A | Purchases (Cumulative) | Achievable Economic TRC Potential | 0 | 0 | 0 | 0 | 0 | 0 | 0 | 0 | 0 | 0 | 0 | 0 | 0 | 0 | 0 | 0 | 0 | 0 | 0 | 0 | 0 | 0
F1_Industrial_Instruments_New_Space Heating_Natural Gas_Insulation - Ducting_A_Achievable Economic TRC Potential | F1 | Industrial | Instruments | New | Space Heating | Natural Gas | Insulation - Ducting | A | Original Unit Energy Savings (kWh or therms) | Achievable Economic TRC Potential | 0 | 0 | 0.0012737 | 0.0012737 | 0.0012737 | 0.0012737 | 0.0012737 | 0.0012737 | 0.0012737 | 0.0012737 | 0.0012737 | 0.0012737 | 0.0012737 | 0.0012737 | 0.0012737 | 0.0012737 | 0.0012737 | 0.0012737 | 0.0012737 | 0.0012737 | 0.0012737 | 0.0012737
F2_Industrial_Instruments_New_Space Heating_Natural Gas_Insulation - Ducting_A_Achievable Economic TRC Potential | F2 | Industrial | Instruments | New | Space Heating | Natural Gas | Insulation - Ducting | A | Original Unit Summer Peak Savings (kW) | Achievable Economic TRC Potential | 0 | 0 | 0 | 0 | 0 | 0 | 0 | 0 | 0 | 0 | 0 | 0 | 0 | 0 | 0 | 0 | 0 | 0 | 0 | 0 | 0 | 0
F3_Industrial_Instruments_New_Space Heating_Natural Gas_Insulation - Ducting_A_Achievable Economic TRC Potential | F3 | Industrial | Instruments | New | Space Heating | Natural Gas | Insulation - Ducting | A | Original Unit Winter Peak Savings (kW) | Achievable Economic TRC Potential | 0 | 0 | 0 | 0 | 0 | 0 | 0 | 0 | 0 | 0 | 0 | 0 | 0 | 0 | 0 | 0 | 0 | 0 | 0 | 0 | 0 | 0
F4_Industrial_Instruments_New_Space Heating_Natural Gas_Insulation - Ducting_A_Achievable Economic TRC Potential | F4 | Industrial | Instruments | New | Space Heating | Natural Gas | Insulation - Ducting | A | Standalone Impact on Baseline Energy (%) | Achievable Economic TRC Potential | bar: 2019 to 2040
F5_Industrial_Instruments_New_Space Heating_Natural Gas_Insulation - Ducting_A_Achievable Economic TRC Potential | F5 | Industrial | Instruments | New | Space Heating | Natural Gas | Insulation - Ducting | A | Standalone Impact on Baseline Summer Peak (%) | Achievable Economic TRC Potential | bar: 2019 to 2040
F6_Industrial_Instruments_New_Space Heating_Natural Gas_Insulation - Ducting_A_Achievable Economic TRC Potential | F6 | Industrial | Instruments | New | Space Heating | Natural Gas | Insulation - Ducting | A | Standalone Impact on Baseline Winter Peak (%) | Achievable Economic TRC Potential | bar: 2019 to 2040
F7_Industrial_Instruments_New_Space Heating_Natural Gas_Insulation - Ducting_A_Achievable Economic TRC Potential | F7 | Industrial | Instruments | New | Space Heating | Natural Gas | Insulation - Ducting | A | Incremental Energy Savings (MWh or mTherms) | Achievable Economic TRC Potential | 0 | 0 | 0 | 0 | 0 | 0 | 0 | 0 | 0 | 0 | 0 | 0 | 0 | 0 | 0 | 0 | 0 | 0 | 0 | 0 | 0 | 0
F8_Industrial_Instruments_New_Space Heating_Natural Gas_Insulation - Ducting_A_Achievable Economic TRC Potential | F8 | Industrial | Instruments | New | Space Heating | Natural Gas | Insulation - Ducting | A | Incremental Summer Peak Savings (MW) | Achievable Economic TRC Potential | 0 | 0 | 0 | 0 | 0 | 0 | 0 | 0 | 0 | 0 | 0 | 0 | 0 | 0 | 0 | 0 | 0 | 0 | 0 | 0 | 0 | 0
F9_Industrial_Instruments_New_Space Heating_Natural Gas_Insulation - Ducting_A_Achievable Economic TRC Potential | F9 | Industrial | Instruments | New | Space Heating | Natural Gas | Insulation - Ducting | A | Incremental Winter Peak Savings (MW) | Achievable Economic TRC Potential | 0 | 0 | 0 | 0 | 0 | 0 | 0 | 0 | 0 | 0 | 0 | 0 | 0 | 0 | 0 | 0 | 0 | 0 | 0 | 0 | 0 | 0
F10_Industrial_Instruments_New_Space Heating_Natural Gas_Insulation - Ducting_A_Achievable Economic TRC Potential | F10 | Industrial | Instruments | New | Space Heating | Natural Gas | Insulation - Ducting | A | Cumulative Energy Savings (MWh or mTherms) | Achievable Economic TRC Potential | 0 | 0 | 0 | 0 | 0 | 0 | 0 | 0 | 0 | 0 | 0 | 0 | 0 | 0 | 0 | 0 | 0 | 0 | 0 | 0 | 0 | 0
F11_Industrial_Instruments_New_Space Heating_Natural Gas_Insulation - Ducting_A_Achievable Economic TRC Potential | F11 | Industrial | Instruments | New | Space Heating | Natural Gas | Insulation - Ducting | A | Cumulative Summer Peak Savings (MW) | Achievable Economic TRC Potential | 0 | 0 | 0 | 0 | 0 | 0 | 0 | 0 | 0 | 0 | 0 | 0 | 0 | 0 | 0 | 0 | 0 | 0 | 0 | 0 | 0 | 0
F12_Industrial_Instruments_New_Space Heating_Natural Gas_Insulation - Ducting_A_Achievable Economic TRC Potential | F12 | Industrial | Instruments | New | Space Heating | Natural Gas | Insulation - Ducting | A | Cumulative Winter Peak Savings (MW) | Achievable Economic TRC Potential | 0 | 0 | 0 | 0 | 0 | 0 | 0 | 0 | 0 | 0 | 0 | 0 | 0 | 0 | 0 | 0 | 0 | 0 | 0 | 0 | 0 | 0
F13_Industrial_Instruments_New_Space Heating_Natural Gas_Insulation - Ducting_A_Achievable Economic TRC Potential | F13 | Industrial | Instruments | New | Space Heating | Natural Gas | Insulation - Ducting | A | Purchases (Incremental) | Achievable Economic TRC Potential | 0 | 0 | 0 | 0 | 0 | 0 | 0 | 0 | 0 | 0 | 0 | 0 | 0 | 0 | 0 | 0 | 0 | 0 | 0 | 0 | 0 | 0
F14_Industrial_Instruments_New_Space Heating_Natural Gas_Insulation - Ducting_A_Achievable Economic TRC Potential | F14 | Industrial | Instruments | New | Space Heating | Natural Gas | Insulation - Ducting | A | Purchases (Cumulative) | Achievable Economic TRC Potential | 0 | 0 | 0 | 0 | 0 | 0 | 0 | 0 | 0 | 0 | 0 | 0 | 0 | 0 | 0 | 0 | 0 | 0 | 0 | 0 | 0 | 0
F1_Industrial_Instruments_New_Space Heating_Natural Gas_HVAC - Duct Repair and Sealing_A_Achievable Economic TRC Potential | F1 | Industrial | Instruments | New | Space Heating | Natural Gas | HVAC - Duct Repair and Sealing | A | Original Unit Energy Savings (kWh or therms) | Achievable Economic TRC Potential | 0 | 0 | 0.0036023 | 0.0036023 | 0.0036023 | 0.0036023 | 0.0036023 | 0.0036023 | 0.0036023 | 0.0036023 | 0.0036023 | 0.0036023 | 0.0036023 | 0.0036023 | 0.0036023 | 0.0036023 | 0.0036023 | 0.0036023 | 0.0036023 | 0.0036023 | 0.0036023 | 0.0036023
F2_Industrial_Instruments_New_Space Heating_Natural Gas_HVAC - Duct Repair and Sealing_A_Achievable Economic TRC Potential | F2 | Industrial | Instruments | New | Space Heating | Natural Gas | HVAC - Duct Repair and Sealing | A | Original Unit Summer Peak Savings (kW) | Achievable Economic TRC Potential | 0 | 0 | 0 | 0 | 0 | 0 | 0 | 0 | 0 | 0 | 0 | 0 | 0 | 0 | 0 | 0 | 0 | 0 | 0 | 0 | 0 | 0
F3_Industrial_Instruments_New_Space Heating_Natural Gas_HVAC - Duct Repair and Sealing_A_Achievable Economic TRC Potential | F3 | Industrial | Instruments | New | Space Heating | Natural Gas | HVAC - Duct Repair and Sealing | A | Original Unit Winter Peak Savings (kW) | Achievable Economic TRC Potential | 0 | 0 | 0 | 0 | 0 | 0 | 0 | 0 | 0 | 0 | 0 | 0 | 0 | 0 | 0 | 0 | 0 | 0 | 0 | 0 | 0 | 0
F4_Industrial_Instruments_New_Space Heating_Natural Gas_HVAC - Duct Repair and Sealing_A_Achievable Economic TRC Potential | F4 | Industrial | Instruments | New | Space Heating | Natural Gas | HVAC - Duct Repair and Sealing | A | Standalone Impact on Baseline Energy (%) | Achievable Economic TRC Potential | bar: 2019 to 2040
F5_Industrial_Instruments_New_Space Heating_Natural Gas_HVAC - Duct Repair and Sealing_A_Achievable Economic TRC Potential | F5 | Industrial | Instruments | New | Space Heating | Natural Gas | HVAC - Duct Repair and Sealing | A | Standalone Impact on Baseline Summer Peak (%) | Achievable Economic TRC Potential | bar: 2019 to 2040
F6_Industrial_Instruments_New_Space Heating_Natural Gas_HVAC - Duct Repair and Sealing_A_Achievable Economic TRC Potential | F6 | Industrial | Instruments | New | Space Heating | Natural Gas | HVAC - Duct Repair and Sealing | A | Standalone Impact on Baseline Winter Peak (%) | Achievable Economic TRC Potential | bar: 2019 to 2040
F7_Industrial_Instruments_New_Space Heating_Natural Gas_HVAC - Duct Repair and Sealing_A_Achievable Economic TRC Potential | F7 | Industrial | Instruments | New | Space Heating | Natural Gas | HVAC - Duct Repair and Sealing | A | Incremental Energy Savings (MWh or mTherms) | Achievable Economic TRC Potential | 0 | 0 | 0 | 0 | 0 | 0 | 0 | 0 | 0 | 0 | 0 | 0 | 0 | 0 | 0 | 0 | 0 | 0 | 0 | 0 | 0 | 0
F8_Industrial_Instruments_New_Space Heating_Natural Gas_HVAC - Duct Repair and Sealing_A_Achievable Economic TRC Potential | F8 | Industrial | Instruments | New | Space Heating | Natural Gas | HVAC - Duct Repair and Sealing | A | Incremental Summer Peak Savings (MW) | Achievable Economic TRC Potential | 0 | 0 | 0 | 0 | 0 | 0 | 0 | 0 | 0 | 0 | 0 | 0 | 0 | 0 | 0 | 0 | 0 | 0 | 0 | 0 | 0 | 0
F9_Industrial_Instruments_New_Space Heating_Natural Gas_HVAC - Duct Repair and Sealing_A_Achievable Economic TRC Potential | F9 | Industrial | Instruments | New | Space Heating | Natural Gas | HVAC - Duct Repair and Sealing | A | Incremental Winter Peak Savings (MW) | Achievable Economic TRC Potential | 0 | 0 | 0 | 0 | 0 | 0 | 0 | 0 | 0 | 0 | 0 | 0 | 0 | 0 | 0 | 0 | 0 | 0 | 0 | 0 | 0 | 0
F10_Industrial_Instruments_New_Space Heating_Natural Gas_HVAC - Duct Repair and Sealing_A_Achievable Economic TRC Potential | F10 | Industrial | Instruments | New | Space Heating | Natural Gas | HVAC - Duct Repair and Sealing | A | Cumulative Energy Savings (MWh or mTherms) | Achievable Economic TRC Potential | 0 | 0 | 0 | 0 | 0 | 0 | 0 | 0 | 0 | 0 | 0 | 0 | 0 | 0 | 0 | 0 | 0 | 0 | 0 | 0 | 0 | 0
F11_Industrial_Instruments_New_Space Heating_Natural Gas_HVAC - Duct Repair and Sealing_A_Achievable Economic TRC Potential | F11 | Industrial | Instruments | New | Space Heating | Natural Gas | HVAC - Duct Repair and Sealing | A | Cumulative Summer Peak Savings (MW) | Achievable Economic TRC Potential | 0 | 0 | 0 | 0 | 0 | 0 | 0 | 0 | 0 | 0 | 0 | 0 | 0 | 0 | 0 | 0 | 0 | 0 | 0 | 0 | 0 | 0
F12_Industrial_Instruments_New_Space Heating_Natural Gas_HVAC - Duct Repair and Sealing_A_Achievable Economic TRC Potential | F12 | Industrial | Instruments | New | Space Heating | Natural Gas | HVAC - Duct Repair and Sealing | A | Cumulative Winter Peak Savings (MW) | Achievable Economic TRC Potential | 0 | 0 | 0 | 0 | 0 | 0 | 0 | 0 | 0 | 0 | 0 | 0 | 0 | 0 | 0 | 0 | 0 | 0 | 0 | 0 | 0 | 0
F13_Industrial_Instruments_New_Space Heating_Natural Gas_HVAC - Duct Repair and Sealing_A_Achievable Economic TRC Potential | F13 | Industrial | Instruments | New | Space Heating | Natural Gas | HVAC - Duct Repair and Sealing | A | Purchases (Incremental) | Achievable Economic TRC Potential | 0 | 0 | 0 | 0 | 0 | 0 | 0 | 0 | 0 | 0 | 0 | 0 | 0 | 0 | 0 | 0 | 0 | 0 | 0 | 0 | 0 | 0
F14_Industrial_Instruments_New_Space Heating_Natural Gas_HVAC - Duct Repair and Sealing_A_Achievable Economic TRC Potential | F14 | Industrial | Instruments | New | Space Heating | Natural Gas | HVAC - Duct Repair and Sealing | A | Purchases (Cumulative) | Achievable Economic TRC Potential | 0 | 0 | 0 | 0 | 0 | 0 | 0 | 0 | 0 | 0 | 0 | 0 | 0 | 0 | 0 | 0 | 0 | 0 | 0 | 0 | 0 | 0
F1_Industrial_Instruments_New_Space Heating_Natural Gas_Windows - High Efficiency_A_Achievable Economic TRC Potential | F1 | Industrial | Instruments | New | Space Heating | Natural Gas | Windows - High Efficiency | A | Original Unit Energy Savings (kWh or therms) | Achievable Economic TRC Potential | 0 | 0 | 0.0073878 | 0.0073878 | 0.0073878 | 0.0073878 | 0.0073878 | 0.0073878 | 0.0073878 | 0.0073878 | 0.0073878 | 0.0073878 | 0.0073878 | 0.0073878 | 0.0073878 | 0.0073878 | 0.0073878 | 0.0073878 | 0.0073878 | 0.0073878 | 0.0073878 | 0.0073878
F2_Industrial_Instruments_New_Space Heating_Natural Gas_Windows - High Efficiency_A_Achievable Economic TRC Potential | F2 | Industrial | Instruments | New | Space Heating | Natural Gas | Windows - High Efficiency | A | Original Unit Summer Peak Savings (kW) | Achievable Economic TRC Potential | 0 | 0 | 0 | 0 | 0 | 0 | 0 | 0 | 0 | 0 | 0 | 0 | 0 | 0 | 0 | 0 | 0 | 0 | 0 | 0 | 0 | 0
F3_Industrial_Instruments_New_Space Heating_Natural Gas_Windows - High Efficiency_A_Achievable Economic TRC Potential | F3 | Industrial | Instruments | New | Space Heating | Natural Gas | Windows - High Efficiency | A | Original Unit Winter Peak Savings (kW) | Achievable Economic TRC Potential | 0 | 0 | 0 | 0 | 0 | 0 | 0 | 0 | 0 | 0 | 0 | 0 | 0 | 0 | 0 | 0 | 0 | 0 | 0 | 0 | 0 | 0
F4_Industrial_Instruments_New_Space Heating_Natural Gas_Windows - High Efficiency_A_Achievable Economic TRC Potential | F4 | Industrial | Instruments | New | Space Heating | Natural Gas | Windows - High Efficiency | A | Standalone Impact on Baseline Energy (%) | Achievable Economic TRC Potential | bar: 2019 to 2040
F5_Industrial_Instruments_New_Space Heating_Natural Gas_Windows - High Efficiency_A_Achievable Economic TRC Potential | F5 | Industrial | Instruments | New | Space Heating | Natural Gas | Windows - High Efficiency | A | Standalone Impact on Baseline Summer Peak (%) | Achievable Economic TRC Potential | bar: 2019 to 2040
F6_Industrial_Instruments_New_Space Heating_Natural Gas_Windows - High Efficiency_A_Achievable Economic TRC Potential | F6 | Industrial | Instruments | New | Space Heating | Natural Gas | Windows - High Efficiency | A | Standalone Impact on Baseline Winter Peak (%) | Achievable Economic TRC Potential | bar: 2019 to 2040
F7_Industrial_Instruments_New_Space Heating_Natural Gas_Windows - High Efficiency_A_Achievable Economic TRC Potential | F7 | Industrial | Instruments | New | Space Heating | Natural Gas | Windows - High Efficiency | A | Incremental Energy Savings (MWh or mTherms) | Achievable Economic TRC Potential | 0 | 0 | 0 | 0 | 0 | 0 | 0 | 0 | 0 | 0 | 0 | 0 | 0 | 0 | 0 | 0 | 0 | 0 | 0 | 0 | 0 | 0
F8_Industrial_Instruments_New_Space Heating_Natural Gas_Windows - High Efficiency_A_Achievable Economic TRC Potential | F8 | Industrial | Instruments | New | Space Heating | Natural Gas | Windows - High Efficiency | A | Incremental Summer Peak Savings (MW) | Achievable Economic TRC Potential | 0 | 0 | 0 | 0 | 0 | 0 | 0 | 0 | 0 | 0 | 0 | 0 | 0 | 0 | 0 | 0 | 0 | 0 | 0 | 0 | 0 | 0
F9_Industrial_Instruments_New_Space Heating_Natural Gas_Windows - High Efficiency_A_Achievable Economic TRC Potential | F9 | Industrial | Instruments | New | Space Heating | Natural Gas | Windows - High Efficiency | A | Incremental Winter Peak Savings (MW) | Achievable Economic TRC Potential | 0 | 0 | 0 | 0 | 0 | 0 | 0 | 0 | 0 | 0 | 0 | 0 | 0 | 0 | 0 | 0 | 0 | 0 | 0 | 0 | 0 | 0
F10_Industrial_Instruments_New_Space Heating_Natural Gas_Windows - High Efficiency_A_Achievable Economic TRC Potential | F10 | Industrial | Instruments | New | Space Heating | Natural Gas | Windows - High Efficiency | A | Cumulative Energy Savings (MWh or mTherms) | Achievable Economic TRC Potential | 0 | 0 | 0 | 0 | 0 | 0 | 0 | 0 | 0 | 0 | 0 | 0 | 0 | 0 | 0 | 0 | 0 | 0 | 0 | 0 | 0 | 0
F11_Industrial_Instruments_New_Space Heating_Natural Gas_Windows - High Efficiency_A_Achievable Economic TRC Potential | F11 | Industrial | Instruments | New | Space Heating | Natural Gas | Windows - High Efficiency | A | Cumulative Summer Peak Savings (MW) | Achievable Economic TRC Potential | 0 | 0 | 0 | 0 | 0 | 0 | 0 | 0 | 0 | 0 | 0 | 0 | 0 | 0 | 0 | 0 | 0 | 0 | 0 | 0 | 0 | 0
F12_Industrial_Instruments_New_Space Heating_Natural Gas_Windows - High Efficiency_A_Achievable Economic TRC Potential | F12 | Industrial | Instruments | New | Space Heating | Natural Gas | Windows - High Efficiency | A | Cumulative Winter Peak Savings (MW) | Achievable Economic TRC Potential | 0 | 0 | 0 | 0 | 0 | 0 | 0 | 0 | 0 | 0 | 0 | 0 | 0 | 0 | 0 | 0 | 0 | 0 | 0 | 0 | 0 | 0
F13_Industrial_Instruments_New_Space Heating_Natural Gas_Windows - High Efficiency_A_Achievable Economic TRC Potential | F13 | Industrial | Instruments | New | Space Heating | Natural Gas | Windows - High Efficiency | A | Purchases (Incremental) | Achievable Economic TRC Potential | 0 | 0 | 0 | 0 | 0 | 0 | 0 | 0 | 0 | 0 | 0 | 0 | 0 | 0 | 0 | 0 | 0 | 0 | 0 | 0 | 0 | 0
F14_Industrial_Instruments_New_Space Heating_Natural Gas_Windows - High Efficiency_A_Achievable Economic TRC Potential | F14 | Industrial | Instruments | New | Space Heating | Natural Gas | Windows - High Efficiency | A | Purchases (Cumulative) | Achievable Economic TRC Potential | 0 | 0 | 0 | 0 | 0 | 0 | 0 | 0 | 0 | 0 | 0 | 0 | 0 | 0 | 0 | 0 | 0 | 0 | 0 | 0 | 0 | 0
F1_Industrial_Instruments_New_Space Heating_Natural Gas_Gas Boiler - Maintenance_A_Achievable Economic TRC Potential | F1 | Industrial | Instruments | New | Space Heating | Natural Gas | Gas Boiler - Maintenance | A | Original Unit Energy Savings (kWh or therms) | Achievable Economic TRC Potential | 0 | 0 | 3.9458 | 3.9458 | 3.9458 | 3.9458 | 3.9458 | 3.9458 | 3.9458 | 3.9458 | 3.9458 | 3.9458 | 3.9458 | 3.9458 | 3.9458 | 3.9458 | 3.9458 | 3.9458 | 3.9458 | 3.9458 | 3.9458 | 3.9458
F2_Industrial_Instruments_New_Space Heating_Natural Gas_Gas Boiler - Maintenance_A_Achievable Economic TRC Potential | F2 | Industrial | Instruments | New | Space Heating | Natural Gas | Gas Boiler - Maintenance | A | Original Unit Summer Peak Savings (kW) | Achievable Economic TRC Potential | 0 | 0 | 0 | 0 | 0 | 0 | 0 | 0 | 0 | 0 | 0 | 0 | 0 | 0 | 0 | 0 | 0 | 0 | 0 | 0 | 0 | 0
F3_Industrial_Instruments_New_Space Heating_Natural Gas_Gas Boiler - Maintenance_A_Achievable Economic TRC Potential | F3 | Industrial | Instruments | New | Space Heating | Natural Gas | Gas Boiler - Maintenance | A | Original Unit Winter Peak Savings (kW) | Achievable Economic TRC Potential | 0 | 0 | 0 | 0 | 0 | 0 | 0 | 0 | 0 | 0 | 0 | 0 | 0 | 0 | 0 | 0 | 0 | 0 | 0 | 0 | 0 | 0
F4_Industrial_Instruments_New_Space Heating_Natural Gas_Gas Boiler - Maintenance_A_Achievable Economic TRC Potential | F4 | Industrial | Instruments | New | Space Heating | Natural Gas | Gas Boiler - Maintenance | A | Standalone Impact on Baseline Energy (%) | Achievable Economic TRC Potential | 0% | 0% | 0.002102% | 0.002678% | 0.002898% | 0.002333% | 0.00205% | 0.001805% | 0.001597% | 0.001413% | 0.001302% | 0.001194% | 0.001103% | 0.001014% | 0.0009612% | 0.000904% | 0.0008533% | 0.000801% | 0.0007699% | 0.0007346% | 0.0007033% | 0.0006747%
F5_Industrial_Instruments_New_Space Heating_Natural Gas_Gas Boiler - Maintenance_A_Achievable Economic TRC Potential | F5 | Industrial | Instruments | New | Space Heating | Natural Gas | Gas Boiler - Maintenance | A | Standalone Impact on Baseline Summer Peak (%) | Achievable Economic TRC Potential | bar: 2019 to 2040
F6_Industrial_Instruments_New_Space Heating_Natural Gas_Gas Boiler - Maintenance_A_Achievable Economic TRC Potential | F6 | Industrial | Instruments | New | Space Heating | Natural Gas | Gas Boiler - Maintenance | A | Standalone Impact on Baseline Winter Peak (%) | Achievable Economic TRC Potential | bar: 2019 to 2040
F7_Industrial_Instruments_New_Space Heating_Natural Gas_Gas Boiler - Maintenance_A_Achievable Economic TRC Potential | F7 | Industrial | Instruments | New | Space Heating | Natural Gas | Gas Boiler - Maintenance | A | Incremental Energy Savings (MWh or mTherms) | Achievable Economic TRC Potential | 0 | 0 | 0.00048724 | 0.00059601 | 0.00058834 | 0.00061161 | 0.00061681 | 0.00061507 | 0.00061161 | 0.00061681 | 0.00061507 | 0.0010989 | 0.0012128 | 0.0012034 | 0.0021977 | 0.0024257 | 0.0024068 | 0.0043954 | 0.0048513 | 0.0048136 | 0.0089152 | 0.0097234
F8_Industrial_Instruments_New_Space Heating_Natural Gas_Gas Boiler - Maintenance_A_Achievable Economic TRC Potential | F8 | Industrial | Instruments | New | Space Heating | Natural Gas | Gas Boiler - Maintenance | A | Incremental Summer Peak Savings (MW) | Achievable Economic TRC Potential | 0 | 0 | 0 | 0 | 0 | 0 | 0 | 0 | 0 | 0 | 0 | 0 | 0 | 0 | 0 | 0 | 0 | 0 | 0 | 0 | 0 | 0
F9_Industrial_Instruments_New_Space Heating_Natural Gas_Gas Boiler - Maintenance_A_Achievable Economic TRC Potential | F9 | Industrial | Instruments | New | Space Heating | Natural Gas | Gas Boiler - Maintenance | A | Incremental Winter Peak Savings (MW) | Achievable Economic TRC Potential | 0 | 0 | 0 | 0 | 0 | 0 | 0 | 0 | 0 | 0 | 0 | 0 | 0 | 0 | 0 | 0 | 0 | 0 | 0 | 0 | 0 | 0
F10_Industrial_Instruments_New_Space Heating_Natural Gas_Gas Boiler - Maintenance_A_Achievable Economic TRC Potential | F10 | Industrial | Instruments | New | Space Heating | Natural Gas | Gas Boiler - Maintenance | A | Cumulative Energy Savings (MWh or mTherms) | Achievable Economic TRC Potential | 0 | 0 | 0.00048724 | 0.0010833 | 0.0016716 | 0.001796 | 0.0018168 | 0.0018435 | 0.0018435 | 0.0018435 | 0.0018435 | 0.0018435 | 0.0018435 | 0.0018435 | 0.0018435 | 0.0018435 | 0.0018435 | 0.0018435 | 0.0018435 | 0.0018435 | 0.0018435 | 0.0018435
F11_Industrial_Instruments_New_Space Heating_Natural Gas_Gas Boiler - Maintenance_A_Achievable Economic TRC Potential | F11 | Industrial | Instruments | New | Space Heating | Natural Gas | Gas Boiler - Maintenance | A | Cumulative Summer Peak Savings (MW) | Achievable Economic TRC Potential | 0 | 0 | 0 | 0 | 0 | 0 | 0 | 0 | 0 | 0 | 0 | 0 | 0 | 0 | 0 | 0 | 0 | 0 | 0 | 0 | 0 | 0
F12_Industrial_Instruments_New_Space Heating_Natural Gas_Gas Boiler - Maintenance_A_Achievable Economic TRC Potential | F12 | Industrial | Instruments | New | Space Heating | Natural Gas | Gas Boiler - Maintenance | A | Cumulative Winter Peak Savings (MW) | Achievable Economic TRC Potential | 0 | 0 | 0 | 0 | 0 | 0 | 0 | 0 | 0 | 0 | 0 | 0 | 0 | 0 | 0 | 0 | 0 | 0 | 0 | 0 | 0 | 0
F13_Industrial_Instruments_New_Space Heating_Natural Gas_Gas Boiler - Maintenance_A_Achievable Economic TRC Potential | F13 | Industrial | Instruments | New | Space Heating | Natural Gas | Gas Boiler - Maintenance | A | Purchases (Incremental) | Achievable Economic TRC Potential | 0 | 0 | 0.12348 | 0.15105 | 0.14911 | 0.155 | 0.15632 | 0.15588 | 0.155 | 0.15632 | 0.15588 | 0.27848 | 0.30737 | 0.30498 | 0.55697 | 0.61474 | 0.60996 | 1.1139 | 1.2295 | 1.2199 | 2.2594 | 2.4642
F14_Industrial_Instruments_New_Space Heating_Natural Gas_Gas Boiler - Maintenance_A_Achievable Economic TRC Potential | F14 | Industrial | Instruments | New | Space Heating | Natural Gas | Gas Boiler - Maintenance | A | Purchases (Cumulative) | Achievable Economic TRC Potential | 0 | 0 | 0.12348 | 0.27453 | 0.42364 | 0.45516 | 0.46043 | 0.4672 | 0.4672 | 0.4672 | 0.4672 | 0.4672 | 0.4672 | 0.4672 | 0.4672 | 0.4672 | 0.4672 | 0.4672 | 0.4672 | 0.4672 | 0.4672 | 0.4672
F1_Industrial_Instruments_New_Process_Natural Gas_Gas Boiler - Maintenance_A_Achievable Economic TRC Potential | F1 | Industrial | Instruments | New | Process | Natural Gas | Gas Boiler - Maintenance | A | Original Unit Energy Savings (kWh or therms) | Achievable Economic TRC Potential | 0 | 0 | 2.58 | 2.58 | 2.58 | 2.58 | 2.58 | 2.58 | 2.58 | 2.58 | 2.58 | 2.58 | 2.58 | 2.58 | 2.58 | 2.58 | 2.58 | 2.58 | 2.58 | 2.58 | 2.58 | 2.58
F2_Industrial_Instruments_New_Process_Natural Gas_Gas Boiler - Maintenance_A_Achievable Economic TRC Potential | F2 | Industrial | Instruments | New | Process | Natural Gas | Gas Boiler - Maintenance | A | Original Unit Summer Peak Savings (kW) | Achievable Economic TRC Potential | 0 | 0 | 0 | 0 | 0 | 0 | 0 | 0 | 0 | 0 | 0 | 0 | 0 | 0 | 0 | 0 | 0 | 0 | 0 | 0 | 0 | 0
F3_Industrial_Instruments_New_Process_Natural Gas_Gas Boiler - Maintenance_A_Achievable Economic TRC Potential | F3 | Industrial | Instruments | New | Process | Natural Gas | Gas Boiler - Maintenance | A | Original Unit Winter Peak Savings (kW) | Achievable Economic TRC Potential | 0 | 0 | 0 | 0 | 0 | 0 | 0 | 0 | 0 | 0 | 0 | 0 | 0 | 0 | 0 | 0 | 0 | 0 | 0 | 0 | 0 | 0
F4_Industrial_Instruments_New_Process_Natural Gas_Gas Boiler - Maintenance_A_Achievable Economic TRC Potential | F4 | Industrial | Instruments | New | Process | Natural Gas | Gas Boiler - Maintenance | A | Standalone Impact on Baseline Energy (%) | Achievable Economic TRC Potential | 0% | 0% | 0.01534% | 0.01955% | 0.02115% | 0.01703% | 0.01496% | 0.01318% | 0.01165% | 0.01031% | 0.009501% | 0.008711% | 0.00805% | 0.007399% | 0.007014% | 0.006597% | 0.006227% | 0.005846% | 0.005618% | 0.005361% | 0.005133% | 0.004923%
F5_Industrial_Instruments_New_Process_Natural Gas_Gas Boiler - Maintenance_A_Achievable Economic TRC Potential | F5 | Industrial | Instruments | New | Process | Natural Gas | Gas Boiler - Maintenance | A | Standalone Impact on Baseline Summer Peak (%) | Achievable Economic TRC Potential | bar: 2019 to 2040
F6_Industrial_Instruments_New_Process_Natural Gas_Gas Boiler - Maintenance_A_Achievable Economic TRC Potential | F6 | Industrial | Instruments | New | Process | Natural Gas | Gas Boiler - Maintenance | A | Standalone Impact on Baseline Winter Peak (%) | Achievable Economic TRC Potential | bar: 2019 to 2040
F7_Industrial_Instruments_New_Process_Natural Gas_Gas Boiler - Maintenance_A_Achievable Economic TRC Potential | F7 | Industrial | Instruments | New | Process | Natural Gas | Gas Boiler - Maintenance | A | Incremental Energy Savings (MWh or mTherms) | Achievable Economic TRC Potential | 0 | 0 | 0.0096642 | 0.011822 | 0.01167 | 0.012131 | 0.012234 | 0.0122 | 0.012131 | 0.012234 | 0.0122 | 0.021795 | 0.024056 | 0.023869 | 0.043591 | 0.048112 | 0.047738 | 0.087182 | 0.096224 | 0.095477 | 0.17683 | 0.19286
F8_Industrial_Instruments_New_Process_Natural Gas_Gas Boiler - Maintenance_A_Achievable Economic TRC Potential | F8 | Industrial | Instruments | New | Process | Natural Gas | Gas Boiler - Maintenance | A | Incremental Summer Peak Savings (MW) | Achievable Economic TRC Potential | 0 | 0 | 0 | 0 | 0 | 0 | 0 | 0 | 0 | 0 | 0 | 0 | 0 | 0 | 0 | 0 | 0 | 0 | 0 | 0 | 0 | 0
F9_Industrial_Instruments_New_Process_Natural Gas_Gas Boiler - Maintenance_A_Achievable Economic TRC Potential | F9 | Industrial | Instruments | New | Process | Natural Gas | Gas Boiler - Maintenance | A | Incremental Winter Peak Savings (MW) | Achievable Economic TRC Potential | 0 | 0 | 0 | 0 | 0 | 0 | 0 | 0 | 0 | 0 | 0 | 0 | 0 | 0 | 0 | 0 | 0 | 0 | 0 | 0 | 0 | 0
F10_Industrial_Instruments_New_Process_Natural Gas_Gas Boiler - Maintenance_A_Achievable Economic TRC Potential | F10 | Industrial | Instruments | New | Process | Natural Gas | Gas Boiler - Maintenance | A | Cumulative Energy Savings (MWh or mTherms) | Achievable Economic TRC Potential | 0 | 0 | 0.0096642 | 0.021486 | 0.033156 | 0.035622 | 0.036035 | 0.036565 | 0.036565 | 0.036565 | 0.036565 | 0.036565 | 0.036565 | 0.036565 | 0.036565 | 0.036565 | 0.036565 | 0.036565 | 0.036565 | 0.036565 | 0.036565 | 0.036565
F11_Industrial_Instruments_New_Process_Natural Gas_Gas Boiler - Maintenance_A_Achievable Economic TRC Potential | F11 | Industrial | Instruments | New | Process | Natural Gas | Gas Boiler - Maintenance | A | Cumulative Summer Peak Savings (MW) | Achievable Economic TRC Potential | 0 | 0 | 0 | 0 | 0 | 0 | 0 | 0 | 0 | 0 | 0 | 0 | 0 | 0 | 0 | 0 | 0 | 0 | 0 | 0 | 0 | 0
F12_Industrial_Instruments_New_Process_Natural Gas_Gas Boiler - Maintenance_A_Achievable Economic TRC Potential | F12 | Industrial | Instruments | New | Process | Natural Gas | Gas Boiler - Maintenance | A | Cumulative Winter Peak Savings (MW) | Achievable Economic TRC Potential | 0 | 0 | 0 | 0 | 0 | 0 | 0 | 0 | 0 | 0 | 0 | 0 | 0 | 0 | 0 | 0 | 0 | 0 | 0 | 0 | 0 | 0
F13_Industrial_Instruments_New_Process_Natural Gas_Gas Boiler - Maintenance_A_Achievable Economic TRC Potential | F13 | Industrial | Instruments | New | Process | Natural Gas | Gas Boiler - Maintenance | A | Purchases (Incremental) | Achievable Economic TRC Potential | 0 | 0 | 3.7458 | 4.582 | 4.5231 | 4.702 | 4.7419 | 4.7285 | 4.702 | 4.7419 | 4.7285 | 8.4478 | 9.324 | 9.2516 | 16.8955 | 18.6479 | 18.5031 | 33.7911 | 37.2958 | 37.0063 | 68.5383 | 74.7516
F14_Industrial_Instruments_New_Process_Natural Gas_Gas Boiler - Maintenance_A_Achievable Economic TRC Potential | F14 | Industrial | Instruments | New | Process | Natural Gas | Gas Boiler - Maintenance | A | Purchases (Cumulative) | Achievable Economic TRC Potential | 0 | 0 | 3.7458 | 8.3278 | 12.8509 | 13.8071 | 13.967 | 14.1724 | 14.1724 | 14.1724 | 14.1724 | 14.1724 | 14.1724 | 14.1724 | 14.1724 | 14.1724 | 14.1724 | 14.1724 | 14.1724 | 14.1724 | 14.1724 | 14.1724
F1_Industrial_Instruments_New_Space Heating_Natural Gas_Gas Furnace - Maintenance_A_Achievable Economic TRC Potential | F1 | Industrial | Instruments | New | Space Heating | Natural Gas | Gas Furnace - Maintenance | A | Original Unit Energy Savings (kWh or therms) | Achievable Economic TRC Potential | 0 | 0 | 0.0083129 | 0.0083129 | 0.0083129 | 0.0083129 | 0.0083129 | 0.0083129 | 0.0083129 | 0.0083129 | 0.0083129 | 0.0083129 | 0.0083129 | 0.0083129 | 0.0083129 | 0.0083129 | 0.0083129 | 0.0083129 | 0.0083129 | 0.0083129 | 0.0083129 | 0.0083129
F2_Industrial_Instruments_New_Space Heating_Natural Gas_Gas Furnace - Maintenance_A_Achievable Economic TRC Potential | F2 | Industrial | Instruments | New | Space Heating | Natural Gas | Gas Furnace - Maintenance | A | Original Unit Summer Peak Savings (kW) | Achievable Economic TRC Potential | 0 | 0 | 0 | 0 | 0 | 0 | 0 | 0 | 0 | 0 | 0 | 0 | 0 | 0 | 0 | 0 | 0 | 0 | 0 | 0 | 0 | 0
F3_Industrial_Instruments_New_Space Heating_Natural Gas_Gas Furnace - Maintenance_A_Achievable Economic TRC Potential | F3 | Industrial | Instruments | New | Space Heating | Natural Gas | Gas Furnace - Maintenance | A | Original Unit Winter Peak Savings (kW) | Achievable Economic TRC Potential | 0 | 0 | 0 | 0 | 0 | 0 | 0 | 0 | 0 | 0 | 0 | 0 | 0 | 0 | 0 | 0 | 0 | 0 | 0 | 0 | 0 | 0
F4_Industrial_Instruments_New_Space Heating_Natural Gas_Gas Furnace - Maintenance_A_Achievable Economic TRC Potential | F4 | Industrial | Instruments | New | Space Heating | Natural Gas | Gas Furnace - Maintenance | A | Standalone Impact on Baseline Energy (%) | Achievable Economic TRC Potential | 0% | 0% | 5.339e-05% | 6.801e-05% | 7.36e-05% | 5.924e-05% | 5.207e-05% | 4.585e-05% | 4.055e-05% | 3.589e-05% | 3.306e-05% | 3.031e-05% | 2.801e-05% | 2.575e-05% | 2.441e-05% | 2.296e-05% | 2.167e-05% | 2.034e-05% | 1.955e-05% | 1.865e-05% | 1.786e-05% | 1.713e-05%
F5_Industrial_Instruments_New_Space Heating_Natural Gas_Gas Furnace - Maintenance_A_Achievable Economic TRC Potential | F5 | Industrial | Instruments | New | Space Heating | Natural Gas | Gas Furnace - Maintenance | A | Standalone Impact on Baseline Summer Peak (%) | Achievable Economic TRC Potential | bar: 2019 to 2040
F6_Industrial_Instruments_New_Space Heating_Natural Gas_Gas Furnace - Maintenance_A_Achievable Economic TRC Potential | F6 | Industrial | Instruments | New | Space Heating | Natural Gas | Gas Furnace - Maintenance | A | Standalone Impact on Baseline Winter Peak (%) | Achievable Economic TRC Potential | bar: 2019 to 2040
F7_Industrial_Instruments_New_Space Heating_Natural Gas_Gas Furnace - Maintenance_A_Achievable Economic TRC Potential | F7 | Industrial | Instruments | New | Space Heating | Natural Gas | Gas Furnace - Maintenance | A | Incremental Energy Savings (MWh or mTherms) | Achievable Economic TRC Potential | 0 | 0 | 1.2373e-05 | 1.5135e-05 | 1.494e-05 | 1.5531e-05 | 1.5663e-05 | 1.5619e-05 | 1.5531e-05 | 1.5663e-05 | 1.5619e-05 | 2.7904e-05 | 3.0798e-05 | 3.0559e-05 | 5.5807e-05 | 6.1596e-05 | 6.1118e-05 | 0.00011161 | 0.00012319 | 0.00012224 | 0.00022639 | 0.00024691
F8_Industrial_Instruments_New_Space Heating_Natural Gas_Gas Furnace - Maintenance_A_Achievable Economic TRC Potential | F8 | Industrial | Instruments | New | Space Heating | Natural Gas | Gas Furnace - Maintenance | A | Incremental Summer Peak Savings (MW) | Achievable Economic TRC Potential | 0 | 0 | 0 | 0 | 0 | 0 | 0 | 0 | 0 | 0 | 0 | 0 | 0 | 0 | 0 | 0 | 0 | 0 | 0 | 0 | 0 | 0
F9_Industrial_Instruments_New_Space Heating_Natural Gas_Gas Furnace - Maintenance_A_Achievable Economic TRC Potential | F9 | Industrial | Instruments | New | Space Heating | Natural Gas | Gas Furnace - Maintenance | A | Incremental Winter Peak Savings (MW) | Achievable Economic TRC Potential | 0 | 0 | 0 | 0 | 0 | 0 | 0 | 0 | 0 | 0 | 0 | 0 | 0 | 0 | 0 | 0 | 0 | 0 | 0 | 0 | 0 | 0
F10_Industrial_Instruments_New_Space Heating_Natural Gas_Gas Furnace - Maintenance_A_Achievable Economic TRC Potential | F10 | Industrial | Instruments | New | Space Heating | Natural Gas | Gas Furnace - Maintenance | A | Cumulative Energy Savings (MWh or mTherms) | Achievable Economic TRC Potential | 0 | 0 | 1.2373e-05 | 2.7508e-05 | 4.2448e-05 | 4.5606e-05 | 4.6134e-05 | 4.6813e-05 | 4.6813e-05 | 4.6813e-05 | 4.6813e-05 | 4.6813e-05 | 4.6813e-05 | 4.6813e-05 | 4.6813e-05 | 4.6813e-05 | 4.6813e-05 | 4.6813e-05 | 4.6813e-05 | 4.6813e-05 | 4.6813e-05 | 4.6813e-05
F11_Industrial_Instruments_New_Space Heating_Natural Gas_Gas Furnace - Maintenance_A_Achievable Economic TRC Potential | F11 | Industrial | Instruments | New | Space Heating | Natural Gas | Gas Furnace - Maintenance | A | Cumulative Summer Peak Savings (MW) | Achievable Economic TRC Potential | 0 | 0 | 0 | 0 | 0 | 0 | 0 | 0 | 0 | 0 | 0 | 0 | 0 | 0 | 0 | 0 | 0 | 0 | 0 | 0 | 0 | 0
F12_Industrial_Instruments_New_Space Heating_Natural Gas_Gas Furnace - Maintenance_A_Achievable Economic TRC Potential | F12 | Industrial | Instruments | New | Space Heating | Natural Gas | Gas Furnace - Maintenance | A | Cumulative Winter Peak Savings (MW) | Achievable Economic TRC Potential | 0 | 0 | 0 | 0 | 0 | 0 | 0 | 0 | 0 | 0 | 0 | 0 | 0 | 0 | 0 | 0 | 0 | 0 | 0 | 0 | 0 | 0
F13_Industrial_Instruments_New_Space Heating_Natural Gas_Gas Furnace - Maintenance_A_Achievable Economic TRC Potential | F13 | Industrial | Instruments | New | Space Heating | Natural Gas | Gas Furnace - Maintenance | A | Purchases (Incremental) | Achievable Economic TRC Potential | 0 | 0 | 1.4884 | 1.8206 | 1.7972 | 1.8683 | 1.8842 | 1.8788 | 1.8683 | 1.8842 | 1.8788 | 3.3567 | 3.7048 | 3.6761 | 6.7134 | 7.4096 | 7.3521 | 13.4267 | 14.8193 | 14.7043 | 27.2333 | 29.7021
F14_Industrial_Instruments_New_Space Heating_Natural Gas_Gas Furnace - Maintenance_A_Achievable Economic TRC Potential | F14 | Industrial | Instruments | New | Space Heating | Natural Gas | Gas Furnace - Maintenance | A | Purchases (Cumulative) | Achievable Economic TRC Potential | 0 | 0 | 1.4884 | 3.309 | 5.1062 | 5.4862 | 5.5497 | 5.6313 | 5.6313 | 5.6313 | 5.6313 | 5.6313 | 5.6313 | 5.6313 | 5.6313 | 5.6313 | 5.6313 | 5.6313 | 5.6313 | 5.6313 | 5.6313 | 5.6313
F1_Industrial_Instruments_New_Space Heating_Natural Gas_Gas Boiler - Hot Water Reset_A_Achievable Economic TRC Potential | F1 | Industrial | Instruments | New | Space Heating | Natural Gas | Gas Boiler - Hot Water Reset | A | Original Unit Energy Savings (kWh or therms) | Achievable Economic TRC Potential | 0 | 0 | 14.3485 | 14.3485 | 14.3485 | 14.3485 | 14.3485 | 14.3485 | 14.3485 | 14.3485 | 14.3485 | 14.3485 | 14.3485 | 14.3485 | 14.3485 | 14.3485 | 14.3485 | 14.3485 | 14.3485 | 14.3485 | 14.3485 | 14.3485
F2_Industrial_Instruments_New_Space Heating_Natural Gas_Gas Boiler - Hot Water Reset_A_Achievable Economic TRC Potential | F2 | Industrial | Instruments | New | Space Heating | Natural Gas | Gas Boiler - Hot Water Reset | A | Original Unit Summer Peak Savings (kW) | Achievable Economic TRC Potential | 0 | 0 | 0 | 0 | 0 | 0 | 0 | 0 | 0 | 0 | 0 | 0 | 0 | 0 | 0 | 0 | 0 | 0 | 0 | 0 | 0 | 0
F3_Industrial_Instruments_New_Space Heating_Natural Gas_Gas Boiler - Hot Water Reset_A_Achievable Economic TRC Potential | F3 | Industrial | Instruments | New | Space Heating | Natural Gas | Gas Boiler - Hot Water Reset | A | Original Unit Winter Peak Savings (kW) | Achievable Economic TRC Potential | 0 | 0 | 0 | 0 | 0 | 0 | 0 | 0 | 0 | 0 | 0 | 0 | 0 | 0 | 0 | 0 | 0 | 0 | 0 | 0 | 0 | 0
F4_Industrial_Instruments_New_Space Heating_Natural Gas_Gas Boiler - Hot Water Reset_A_Achievable Economic TRC Potential | F4 | Industrial | Instruments | New | Space Heating | Natural Gas | Gas Boiler - Hot Water Reset | A | Standalone Impact on Baseline Energy (%) | Achievable Economic TRC Potential | 0% | 0% | 0.007431% | 0.01338% | 0.02055% | 0.02836% | 0.03942% | 0.05149% | 0.06451% | 0.07646% | 0.08869% | 0.097% | 0.1018% | 0.1016% | 0.101% | 0.09722% | 0.09271% | 0.08738% | 0.08398% | 0.08013% | 0.07672% | 0.07359%
F5_Industrial_Instruments_New_Space Heating_Natural Gas_Gas Boiler - Hot Water Reset_A_Achievable Economic TRC Potential | F5 | Industrial | Instruments | New | Space Heating | Natural Gas | Gas Boiler - Hot Water Reset | A | Standalone Impact on Baseline Summer Peak (%) | Achievable Economic TRC Potential | bar: 2019 to 2040
F6_Industrial_Instruments_New_Space Heating_Natural Gas_Gas Boiler - Hot Water Reset_A_Achievable Economic TRC Potential | F6 | Industrial | Instruments | New | Space Heating | Natural Gas | Gas Boiler - Hot Water Reset | A | Standalone Impact on Baseline Winter Peak (%) | Achievable Economic TRC Potential | bar: 2019 to 2040
F7_Industrial_Instruments_New_Space Heating_Natural Gas_Gas Boiler - Hot Water Reset_A_Achievable Economic TRC Potential | F7 | Industrial | Instruments | New | Space Heating | Natural Gas | Gas Boiler - Hot Water Reset | A | Incremental Energy Savings (MWh or mTherms) | Achievable Economic TRC Potential | 0 | 0 | 0.0017221 | 0.0036902 | 0.0064392 | 0.0099775 | 0.0131 | 0.017648 | 0.021888 | 0.025264 | 0.025847 | 0.024233 | 0.020291 | 0.014611 | 0.0089491 | 0.0045813 | 0.0020534 | 0.00079545 | 0.0017221 | 0.0036902 | 0.0064392 | 0.0099775
F8_Industrial_Instruments_New_Space Heating_Natural Gas_Gas Boiler - Hot Water Reset_A_Achievable Economic TRC Potential | F8 | Industrial | Instruments | New | Space Heating | Natural Gas | Gas Boiler - Hot Water Reset | A | Incremental Summer Peak Savings (MW) | Achievable Economic TRC Potential | 0 | 0 | 0 | 0 | 0 | 0 | 0 | 0 | 0 | 0 | 0 | 0 | 0 | 0 | 0 | 0 | 0 | 0 | 0 | 0 | 0 | 0
F9_Industrial_Instruments_New_Space Heating_Natural Gas_Gas Boiler - Hot Water Reset_A_Achievable Economic TRC Potential | F9 | Industrial | Instruments | New | Space Heating | Natural Gas | Gas Boiler - Hot Water Reset | A | Incremental Winter Peak Savings (MW) | Achievable Economic TRC Potential | 0 | 0 | 0 | 0 | 0 | 0 | 0 | 0 | 0 | 0 | 0 | 0 | 0 | 0 | 0 | 0 | 0 | 0 | 0 | 0 | 0 | 0
F10_Industrial_Instruments_New_Space Heating_Natural Gas_Gas Boiler - Hot Water Reset_A_Achievable Economic TRC Potential | F10 | Industrial | Instruments | New | Space Heating | Natural Gas | Gas Boiler - Hot Water Reset | A | Cumulative Energy Savings (MWh or mTherms) | Achievable Economic TRC Potential | 0 | 0 | 0.0017221 | 0.0054123 | 0.011852 | 0.021829 | 0.034929 | 0.052577 | 0.074465 | 0.09973 | 0.12558 | 0.14981 | 0.1701 | 0.18471 | 0.19366 | 0.19824 | 0.20029 | 0.20109 | 0.20109 | 0.20109 | 0.20109 | 0.20109
F11_Industrial_Instruments_New_Space Heating_Natural Gas_Gas Boiler - Hot Water Reset_A_Achievable Economic TRC Potential | F11 | Industrial | Instruments | New | Space Heating | Natural Gas | Gas Boiler - Hot Water Reset | A | Cumulative Summer Peak Savings (MW) | Achievable Economic TRC Potential | 0 | 0 | 0 | 0 | 0 | 0 | 0 | 0 | 0 | 0 | 0 | 0 | 0 | 0 | 0 | 0 | 0 | 0 | 0 | 0 | 0 | 0
F12_Industrial_Instruments_New_Space Heating_Natural Gas_Gas Boiler - Hot Water Reset_A_Achievable Economic TRC Potential | F12 | Industrial | Instruments | New | Space Heating | Natural Gas | Gas Boiler - Hot Water Reset | A | Cumulative Winter Peak Savings (MW) | Achievable Economic TRC Potential | 0 | 0 | 0 | 0 | 0 | 0 | 0 | 0 | 0 | 0 | 0 | 0 | 0 | 0 | 0 | 0 | 0 | 0 | 0 | 0 | 0 | 0
F13_Industrial_Instruments_New_Space Heating_Natural Gas_Gas Boiler - Hot Water Reset_A_Achievable Economic TRC Potential | F13 | Industrial | Instruments | New | Space Heating | Natural Gas | Gas Boiler - Hot Water Reset | A | Purchases (Incremental) | Achievable Economic TRC Potential | 0 | 0 | 0.12002 | 0.25718 | 0.44877 | 0.69537 | 0.91297 | 1.23 | 1.5255 | 1.7608 | 1.8014 | 1.6889 | 1.4142 | 1.0183 | 0.62369 | 0.31928 | 0.14311 | 0.055438 | 0.12002 | 0.25718 | 0.44877 | 0.69537
F14_Industrial_Instruments_New_Space Heating_Natural Gas_Gas Boiler - Hot Water Reset_A_Achievable Economic TRC Potential | F14 | Industrial | Instruments | New | Space Heating | Natural Gas | Gas Boiler - Hot Water Reset | A | Purchases (Cumulative) | Achievable Economic TRC Potential | 0 | 0 | 0.12002 | 0.37721 | 0.82598 | 1.5213 | 2.4343 | 3.6643 | 5.1898 | 6.9505 | 8.7519 | 10.4408 | 11.8549 | 12.8732 | 13.4969 | 13.8162 | 13.9593 | 14.0147 | 14.0147 | 14.0147 | 14.0147 | 14.0147
F1_Industrial_Instruments_New_Process_Natural Gas_Gas Boiler - Hot Water Reset_A_Achievable Economic TRC Potential | F1 | Industrial | Instruments | New | Process | Natural Gas | Gas Boiler - Hot Water Reset | A | Original Unit Energy Savings (kWh or therms) | Achievable Economic TRC Potential | 0 | 0 | 4.6909 | 4.6909 | 4.6909 | 4.6909 | 4.6909 | 4.6909 | 4.6909 | 4.6909 | 4.6909 | 4.6909 | 4.6909 | 4.6909 | 4.6909 | 4.6909 | 4.6909 | 4.6909 | 4.6909 | 4.6909 | 4.6909 | 4.6909
F2_Industrial_Instruments_New_Process_Natural Gas_Gas Boiler - Hot Water Reset_A_Achievable Economic TRC Potential | F2 | Industrial | Instruments | New | Process | Natural Gas | Gas Boiler - Hot Water Reset | A | Original Unit Summer Peak Savings (kW) | Achievable Economic TRC Potential | 0 | 0 | 0 | 0 | 0 | 0 | 0 | 0 | 0 | 0 | 0 | 0 | 0 | 0 | 0 | 0 | 0 | 0 | 0 | 0 | 0 | 0
F3_Industrial_Instruments_New_Process_Natural Gas_Gas Boiler - Hot Water Reset_A_Achievable Economic TRC Potential | F3 | Industrial | Instruments | New | Process | Natural Gas | Gas Boiler - Hot Water Reset | A | Original Unit Winter Peak Savings (kW) | Achievable Economic TRC Potential | 0 | 0 | 0 | 0 | 0 | 0 | 0 | 0 | 0 | 0 | 0 | 0 | 0 | 0 | 0 | 0 | 0 | 0 | 0 | 0 | 0 | 0
F4_Industrial_Instruments_New_Process_Natural Gas_Gas Boiler - Hot Water Reset_A_Achievable Economic TRC Potential | F4 | Industrial | Instruments | New | Process | Natural Gas | Gas Boiler - Hot Water Reset | A | Standalone Impact on Baseline Energy (%) | Achievable Economic TRC Potential | 0% | 0% | 0.02711% | 0.04883% | 0.07498% | 0.1035% | 0.1438% | 0.1879% | 0.2354% | 0.279% | 0.3236% | 0.3539% | 0.3714% | 0.3707% | 0.3684% | 0.3547% | 0.3383% | 0.3188% | 0.3064% | 0.2924% | 0.2799% | 0.2685%
F5_Industrial_Instruments_New_Process_Natural Gas_Gas Boiler - Hot Water Reset_A_Achievable Economic TRC Potential | F5 | Industrial | Instruments | New | Process | Natural Gas | Gas Boiler - Hot Water Reset | A | Standalone Impact on Baseline Summer Peak (%) | Achievable Economic TRC Potential | bar: 2019 to 2040
F6_Industrial_Instruments_New_Process_Natural Gas_Gas Boiler - Hot Water Reset_A_Achievable Economic TRC Potential | F6 | Industrial | Instruments | New | Process | Natural Gas | Gas Boiler - Hot Water Reset | A | Standalone Impact on Baseline Winter Peak (%) | Achievable Economic TRC Potential | bar: 2019 to 2040
F7_Industrial_Instruments_New_Process_Natural Gas_Gas Boiler - Hot Water Reset_A_Achievable Economic TRC Potential | F7 | Industrial | Instruments | New | Process | Natural Gas | Gas Boiler - Hot Water Reset | A | Incremental Energy Savings (MWh or mTherms) | Achievable Economic TRC Potential | 0 | 0 | 0.017079 | 0.036597 | 0.063859 | 0.09895 | 0.12991 | 0.17503 | 0.21707 | 0.25055 | 0.25633 | 0.24032 | 0.20123 | 0.1449 | 0.088751 | 0.045434 | 0.020364 | 0.0078887 | 0.017079 | 0.036597 | 0.063859 | 0.09895
F8_Industrial_Instruments_New_Process_Natural Gas_Gas Boiler - Hot Water Reset_A_Achievable Economic TRC Potential | F8 | Industrial | Instruments | New | Process | Natural Gas | Gas Boiler - Hot Water Reset | A | Incremental Summer Peak Savings (MW) | Achievable Economic TRC Potential | 0 | 0 | 0 | 0 | 0 | 0 | 0 | 0 | 0 | 0 | 0 | 0 | 0 | 0 | 0 | 0 | 0 | 0 | 0 | 0 | 0 | 0
F9_Industrial_Instruments_New_Process_Natural Gas_Gas Boiler - Hot Water Reset_A_Achievable Economic TRC Potential | F9 | Industrial | Instruments | New | Process | Natural Gas | Gas Boiler - Hot Water Reset | A | Incremental Winter Peak Savings (MW) | Achievable Economic TRC Potential | 0 | 0 | 0 | 0 | 0 | 0 | 0 | 0 | 0 | 0 | 0 | 0 | 0 | 0 | 0 | 0 | 0 | 0 | 0 | 0 | 0 | 0
F10_Industrial_Instruments_New_Process_Natural Gas_Gas Boiler - Hot Water Reset_A_Achievable Economic TRC Potential | F10 | Industrial | Instruments | New | Process | Natural Gas | Gas Boiler - Hot Water Reset | A | Cumulative Energy Savings (MWh or mTherms) | Achievable Economic TRC Potential | 0 | 0 | 0.017079 | 0.053676 | 0.11754 | 0.21649 | 0.3464 | 0.52143 | 0.7385 | 0.98905 | 1.2454 | 1.4857 | 1.6869 | 1.8318 | 1.9206 | 1.966 | 1.9864 | 1.9943 | 1.9943 | 1.9943 | 1.9943 | 1.9943
F11_Industrial_Instruments_New_Process_Natural Gas_Gas Boiler - Hot Water Reset_A_Achievable Economic TRC Potential | F11 | Industrial | Instruments | New | Process | Natural Gas | Gas Boiler - Hot Water Reset | A | Cumulative Summer Peak Savings (MW) | Achievable Economic TRC Potential | 0 | 0 | 0 | 0 | 0 | 0 | 0 | 0 | 0 | 0 | 0 | 0 | 0 | 0 | 0 | 0 | 0 | 0 | 0 | 0 | 0 | 0
F12_Industrial_Instruments_New_Process_Natural Gas_Gas Boiler - Hot Water Reset_A_Achievable Economic TRC Potential | F12 | Industrial | Instruments | New | Process | Natural Gas | Gas Boiler - Hot Water Reset | A | Cumulative Winter Peak Savings (MW) | Achievable Economic TRC Potential | 0 | 0 | 0 | 0 | 0 | 0 | 0 | 0 | 0 | 0 | 0 | 0 | 0 | 0 | 0 | 0 | 0 | 0 | 0 | 0 | 0 | 0
F13_Industrial_Instruments_New_Process_Natural Gas_Gas Boiler - Hot Water Reset_A_Achievable Economic TRC Potential | F13 | Industrial | Instruments | New | Process | Natural Gas | Gas Boiler - Hot Water Reset | A | Purchases (Incremental) | Achievable Economic TRC Potential | 0 | 0 | 3.6408 | 7.8016 | 13.6134 | 21.0939 | 27.6949 | 37.3114 | 46.2743 | 53.4123 | 54.6441 | 51.2317 | 42.8985 | 30.8887 | 18.9197 | 9.6854 | 4.3412 | 1.6817 | 3.6408 | 7.8016 | 13.6134 | 21.0939
F14_Industrial_Instruments_New_Process_Natural Gas_Gas Boiler - Hot Water Reset_A_Achievable Economic TRC Potential | F14 | Industrial | Instruments | New | Process | Natural Gas | Gas Boiler - Hot Water Reset | A | Purchases (Cumulative) | Achievable Economic TRC Potential | 0 | 0 | 3.6408 | 11.4424 | 25.0558 | 46.1497 | 73.8446 | 111.156 | 157.4303 | 210.8427 | 265.4868 | 316.7185 | 359.617 | 390.5058 | 409.4254 | 419.1108 | 423.452 | 425.1337 | 425.1337 | 425.1337 | 425.1337 | 425.1337
F1_Industrial_Instruments_New_Space Heating_Natural Gas_Steam Trap Maintenance_A_Achievable Economic TRC Potential | F1 | Industrial | Instruments | New | Space Heating | Natural Gas | Steam Trap Maintenance | A | Original Unit Energy Savings (kWh or therms) | Achievable Economic TRC Potential | 0 | 0 | 5.069 | 5.069 | 5.069 | 5.069 | 5.069 | 5.069 | 5.069 | 5.069 | 5.069 | 5.069 | 5.069 | 5.069 | 5.069 | 5.069 | 5.069 | 5.069 | 5.069 | 5.069 | 5.069 | 5.069
F2_Industrial_Instruments_New_Space Heating_Natural Gas_Steam Trap Maintenance_A_Achievable Economic TRC Potential | F2 | Industrial | Instruments | New | Space Heating | Natural Gas | Steam Trap Maintenance | A | Original Unit Summer Peak Savings (kW) | Achievable Economic TRC Potential | 0 | 0 | 0 | 0 | 0 | 0 | 0 | 0 | 0 | 0 | 0 | 0 | 0 | 0 | 0 | 0 | 0 | 0 | 0 | 0 | 0 | 0
F3_Industrial_Instruments_New_Space Heating_Natural Gas_Steam Trap Maintenance_A_Achievable Economic TRC Potential | F3 | Industrial | Instruments | New | Space Heating | Natural Gas | Steam Trap Maintenance | A | Original Unit Winter Peak Savings (kW) | Achievable Economic TRC Potential | 0 | 0 | 0 | 0 | 0 | 0 | 0 | 0 | 0 | 0 | 0 | 0 | 0 | 0 | 0 | 0 | 0 | 0 | 0 | 0 | 0 | 0
F4_Industrial_Instruments_New_Space Heating_Natural Gas_Steam Trap Maintenance_A_Achievable Economic TRC Potential | F4 | Industrial | Instruments | New | Space Heating | Natural Gas | Steam Trap Maintenance | A | Standalone Impact on Baseline Energy (%) | Achievable Economic TRC Potential | bar: 2019 to 2040
F5_Industrial_Instruments_New_Space Heating_Natural Gas_Steam Trap Maintenance_A_Achievable Economic TRC Potential | F5 | Industrial | Instruments | New | Space Heating | Natural Gas | Steam Trap Maintenance | A | Standalone Impact on Baseline Summer Peak (%) | Achievable Economic TRC Potential | bar: 2019 to 2040
F6_Industrial_Instruments_New_Space Heating_Natural Gas_Steam Trap Maintenance_A_Achievable Economic TRC Potential | F6 | Industrial | Instruments | New | Space Heating | Natural Gas | Steam Trap Maintenance | A | Standalone Impact on Baseline Winter Peak (%) | Achievable Economic TRC Potential | bar: 2019 to 2040
F7_Industrial_Instruments_New_Space Heating_Natural Gas_Steam Trap Maintenance_A_Achievable Economic TRC Potential | F7 | Industrial | Instruments | New | Space Heating | Natural Gas | Steam Trap Maintenance | A | Incremental Energy Savings (MWh or mTherms) | Achievable Economic TRC Potential | 0 | 0 | 0 | 0 | 0 | 0 | 0 | 0 | 0 | 0 | 0 | 0 | 0 | 0 | 0 | 0 | 0 | 0 | 0 | 0 | 0 | 0
F8_Industrial_Instruments_New_Space Heating_Natural Gas_Steam Trap Maintenance_A_Achievable Economic TRC Potential | F8 | Industrial | Instruments | New | Space Heating | Natural Gas | Steam Trap Maintenance | A | Incremental Summer Peak Savings (MW) | Achievable Economic TRC Potential | 0 | 0 | 0 | 0 | 0 | 0 | 0 | 0 | 0 | 0 | 0 | 0 | 0 | 0 | 0 | 0 | 0 | 0 | 0 | 0 | 0 | 0
F9_Industrial_Instruments_New_Space Heating_Natural Gas_Steam Trap Maintenance_A_Achievable Economic TRC Potential | F9 | Industrial | Instruments | New | Space Heating | Natural Gas | Steam Trap Maintenance | A | Incremental Winter Peak Savings (MW) | Achievable Economic TRC Potential | 0 | 0 | 0 | 0 | 0 | 0 | 0 | 0 | 0 | 0 | 0 | 0 | 0 | 0 | 0 | 0 | 0 | 0 | 0 | 0 | 0 | 0
F10_Industrial_Instruments_New_Space Heating_Natural Gas_Steam Trap Maintenance_A_Achievable Economic TRC Potential | F10 | Industrial | Instruments | New | Space Heating | Natural Gas | Steam Trap Maintenance | A | Cumulative Energy Savings (MWh or mTherms) | Achievable Economic TRC Potential | 0 | 0 | 0 | 0 | 0 | 0 | 0 | 0 | 0 | 0 | 0 | 0 | 0 | 0 | 0 | 0 | 0 | 0 | 0 | 0 | 0 | 0
F11_Industrial_Instruments_New_Space Heating_Natural Gas_Steam Trap Maintenance_A_Achievable Economic TRC Potential | F11 | Industrial | Instruments | New | Space Heating | Natural Gas | Steam Trap Maintenance | A | Cumulative Summer Peak Savings (MW) | Achievable Economic TRC Potential | 0 | 0 | 0 | 0 | 0 | 0 | 0 | 0 | 0 | 0 | 0 | 0 | 0 | 0 | 0 | 0 | 0 | 0 | 0 | 0 | 0 | 0
F12_Industrial_Instruments_New_Space Heating_Natural Gas_Steam Trap Maintenance_A_Achievable Economic TRC Potential | F12 | Industrial | Instruments | New | Space Heating | Natural Gas | Steam Trap Maintenance | A | Cumulative Winter Peak Savings (MW) | Achievable Economic TRC Potential | 0 | 0 | 0 | 0 | 0 | 0 | 0 | 0 | 0 | 0 | 0 | 0 | 0 | 0 | 0 | 0 | 0 | 0 | 0 | 0 | 0 | 0
F13_Industrial_Instruments_New_Space Heating_Natural Gas_Steam Trap Maintenance_A_Achievable Economic TRC Potential | F13 | Industrial | Instruments | New | Space Heating | Natural Gas | Steam Trap Maintenance | A | Purchases (Incremental) | Achievable Economic TRC Potential | 0 | 0 | 0 | 0 | 0 | 0 | 0 | 0 | 0 | 0 | 0 | 0 | 0 | 0 | 0 | 0 | 0 | 0 | 0 | 0 | 0 | 0
F14_Industrial_Instruments_New_Space Heating_Natural Gas_Steam Trap Maintenance_A_Achievable Economic TRC Potential | F14 | Industrial | Instruments | New | Space Heating | Natural Gas | Steam Trap Maintenance | A | Purchases (Cumulative) | Achievable Economic TRC Potential | 0 | 0 | 0 | 0 | 0 | 0 | 0 | 0 | 0 | 0 | 0 | 0 | 0 | 0 | 0 | 0 | 0 | 0 | 0 | 0 | 0 | 0
F1_Industrial_Instruments_New_Process_Natural Gas_Steam Trap Maintenance_A_Achievable Economic TRC Potential | F1 | Industrial | Instruments | New | Process | Natural Gas | Steam Trap Maintenance | A | Original Unit Energy Savings (kWh or therms) | Achievable Economic TRC Potential | 0 | 0 | 3.3144 | 3.3144 | 3.3144 | 3.3144 | 3.3144 | 3.3144 | 3.3144 | 3.3144 | 3.3144 | 3.3144 | 3.3144 | 3.3144 | 3.3144 | 3.3144 | 3.3144 | 3.3144 | 3.3144 | 3.3144 | 3.3144 | 3.3144
F2_Industrial_Instruments_New_Process_Natural Gas_Steam Trap Maintenance_A_Achievable Economic TRC Potential | F2 | Industrial | Instruments | New | Process | Natural Gas | Steam Trap Maintenance | A | Original Unit Summer Peak Savings (kW) | Achievable Economic TRC Potential | 0 | 0 | 0 | 0 | 0 | 0 | 0 | 0 | 0 | 0 | 0 | 0 | 0 | 0 | 0 | 0 | 0 | 0 | 0 | 0 | 0 | 0
F3_Industrial_Instruments_New_Process_Natural Gas_Steam Trap Maintenance_A_Achievable Economic TRC Potential | F3 | Industrial | Instruments | New | Process | Natural Gas | Steam Trap Maintenance | A | Original Unit Winter Peak Savings (kW) | Achievable Economic TRC Potential | 0 | 0 | 0 | 0 | 0 | 0 | 0 | 0 | 0 | 0 | 0 | 0 | 0 | 0 | 0 | 0 | 0 | 0 | 0 | 0 | 0 | 0
F4_Industrial_Instruments_New_Process_Natural Gas_Steam Trap Maintenance_A_Achievable Economic TRC Potential | F4 | Industrial | Instruments | New | Process | Natural Gas | Steam Trap Maintenance | A | Standalone Impact on Baseline Energy (%) | Achievable Economic TRC Potential | bar: 2019 to 2040
F5_Industrial_Instruments_New_Process_Natural Gas_Steam Trap Maintenance_A_Achievable Economic TRC Potential | F5 | Industrial | Instruments | New | Process | Natural Gas | Steam Trap Maintenance | A | Standalone Impact on Baseline Summer Peak (%) | Achievable Economic TRC Potential | bar: 2019 to 2040
F6_Industrial_Instruments_New_Process_Natural Gas_Steam Trap Maintenance_A_Achievable Economic TRC Potential | F6 | Industrial | Instruments | New | Process | Natural Gas | Steam Trap Maintenance | A | Standalone Impact on Baseline Winter Peak (%) | Achievable Economic TRC Potential | bar: 2019 to 2040
F7_Industrial_Instruments_New_Process_Natural Gas_Steam Trap Maintenance_A_Achievable Economic TRC Potential | F7 | Industrial | Instruments | New | Process | Natural Gas | Steam Trap Maintenance | A | Incremental Energy Savings (MWh or mTherms) | Achievable Economic TRC Potential | 0 | 0 | 0 | 0 | 0 | 0 | 0 | 0 | 0 | 0 | 0 | 0 | 0 | 0 | 0 | 0 | 0 | 0 | 0 | 0 | 0 | 0
F8_Industrial_Instruments_New_Process_Natural Gas_Steam Trap Maintenance_A_Achievable Economic TRC Potential | F8 | Industrial | Instruments | New | Process | Natural Gas | Steam Trap Maintenance | A | Incremental Summer Peak Savings (MW) | Achievable Economic TRC Potential | 0 | 0 | 0 | 0 | 0 | 0 | 0 | 0 | 0 | 0 | 0 | 0 | 0 | 0 | 0 | 0 | 0 | 0 | 0 | 0 | 0 | 0
F9_Industrial_Instruments_New_Process_Natural Gas_Steam Trap Maintenance_A_Achievable Economic TRC Potential | F9 | Industrial | Instruments | New | Process | Natural Gas | Steam Trap Maintenance | A | Incremental Winter Peak Savings (MW) | Achievable Economic TRC Potential | 0 | 0 | 0 | 0 | 0 | 0 | 0 | 0 | 0 | 0 | 0 | 0 | 0 | 0 | 0 | 0 | 0 | 0 | 0 | 0 | 0 | 0
F10_Industrial_Instruments_New_Process_Natural Gas_Steam Trap Maintenance_A_Achievable Economic TRC Potential | F10 | Industrial | Instruments | New | Process | Natural Gas | Steam Trap Maintenance | A | Cumulative Energy Savings (MWh or mTherms) | Achievable Economic TRC Potential | 0 | 0 | 0 | 0 | 0 | 0 | 0 | 0 | 0 | 0 | 0 | 0 | 0 | 0 | 0 | 0 | 0 | 0 | 0 | 0 | 0 | 0
F11_Industrial_Instruments_New_Process_Natural Gas_Steam Trap Maintenance_A_Achievable Economic TRC Potential | F11 | Industrial | Instruments | New | Process | Natural Gas | Steam Trap Maintenance | A | Cumulative Summer Peak Savings (MW) | Achievable Economic TRC Potential | 0 | 0 | 0 | 0 | 0 | 0 | 0 | 0 | 0 | 0 | 0 | 0 | 0 | 0 | 0 | 0 | 0 | 0 | 0 | 0 | 0 | 0
F12_Industrial_Instruments_New_Process_Natural Gas_Steam Trap Maintenance_A_Achievable Economic TRC Potential | F12 | Industrial | Instruments | New | Process | Natural Gas | Steam Trap Maintenance | A | Cumulative Winter Peak Savings (MW) | Achievable Economic TRC Potential | 0 | 0 | 0 | 0 | 0 | 0 | 0 | 0 | 0 | 0 | 0 | 0 | 0 | 0 | 0 | 0 | 0 | 0 | 0 | 0 | 0 | 0
F13_Industrial_Instruments_New_Process_Natural Gas_Steam Trap Maintenance_A_Achievable Economic TRC Potential | F13 | Industrial | Instruments | New | Process | Natural Gas | Steam Trap Maintenance | A | Purchases (Incremental) | Achievable Economic TRC Potential | 0 | 0 | 0 | 0 | 0 | 0 | 0 | 0 | 0 | 0 | 0 | 0 | 0 | 0 | 0 | 0 | 0 | 0 | 0 | 0 | 0 | 0
F14_Industrial_Instruments_New_Process_Natural Gas_Steam Trap Maintenance_A_Achievable Economic TRC Potential | F14 | Industrial | Instruments | New | Process | Natural Gas | Steam Trap Maintenance | A | Purchases (Cumulative) | Achievable Economic TRC Potential | 0 | 0 | 0 | 0 | 0 | 0 | 0 | 0 | 0 | 0 | 0 | 0 | 0 | 0 | 0 | 0 | 0 | 0 | 0 | 0 | 0 | 0
F1_Industrial_Instruments_New_Space Heating_Natural Gas_Gas Boiler - High Turndown_A_Achievable Economic TRC Potential | F1 | Industrial | Instruments | New | Space Heating | Natural Gas | Gas Boiler - High Turndown | A | Original Unit Energy Savings (kWh or therms) | Achievable Economic TRC Potential | 0 | 0 | 5.3807 | 5.3807 | 5.3807 | 5.3807 | 5.3807 | 5.3807 | 5.3807 | 5.3807 | 5.3807 | 5.3807 | 5.3807 | 5.3807 | 5.3807 | 5.3807 | 5.3807 | 5.3807 | 5.3807 | 5.3807 | 5.3807 | 5.3807
F2_Industrial_Instruments_New_Space Heating_Natural Gas_Gas Boiler - High Turndown_A_Achievable Economic TRC Potential | F2 | Industrial | Instruments | New | Space Heating | Natural Gas | Gas Boiler - High Turndown | A | Original Unit Summer Peak Savings (kW) | Achievable Economic TRC Potential | 0 | 0 | 0 | 0 | 0 | 0 | 0 | 0 | 0 | 0 | 0 | 0 | 0 | 0 | 0 | 0 | 0 | 0 | 0 | 0 | 0 | 0
F3_Industrial_Instruments_New_Space Heating_Natural Gas_Gas Boiler - High Turndown_A_Achievable Economic TRC Potential | F3 | Industrial | Instruments | New | Space Heating | Natural Gas | Gas Boiler - High Turndown | A | Original Unit Winter Peak Savings (kW) | Achievable Economic TRC Potential | 0 | 0 | 0 | 0 | 0 | 0 | 0 | 0 | 0 | 0 | 0 | 0 | 0 | 0 | 0 | 0 | 0 | 0 | 0 | 0 | 0 | 0
F4_Industrial_Instruments_New_Space Heating_Natural Gas_Gas Boiler - High Turndown_A_Achievable Economic TRC Potential | F4 | Industrial | Instruments | New | Space Heating | Natural Gas | Gas Boiler - High Turndown | A | Standalone Impact on Baseline Energy (%) | Achievable Economic TRC Potential | bar: 2019 to 2040
F5_Industrial_Instruments_New_Space Heating_Natural Gas_Gas Boiler - High Turndown_A_Achievable Economic TRC Potential | F5 | Industrial | Instruments | New | Space Heating | Natural Gas | Gas Boiler - High Turndown | A | Standalone Impact on Baseline Summer Peak (%) | Achievable Economic TRC Potential | bar: 2019 to 2040
F6_Industrial_Instruments_New_Space Heating_Natural Gas_Gas Boiler - High Turndown_A_Achievable Economic TRC Potential | F6 | Industrial | Instruments | New | Space Heating | Natural Gas | Gas Boiler - High Turndown | A | Standalone Impact on Baseline Winter Peak (%) | Achievable Economic TRC Potential | bar: 2019 to 2040
F7_Industrial_Instruments_New_Space Heating_Natural Gas_Gas Boiler - High Turndown_A_Achievable Economic TRC Potential | F7 | Industrial | Instruments | New | Space Heating | Natural Gas | Gas Boiler - High Turndown | A | Incremental Energy Savings (MWh or mTherms) | Achievable Economic TRC Potential | 0 | 0 | 0 | 0 | 0 | 0 | 0 | 0 | 0 | 0 | 0 | 0 | 0 | 0 | 0 | 0 | 0 | 0 | 0 | 0 | 0 | 0
F8_Industrial_Instruments_New_Space Heating_Natural Gas_Gas Boiler - High Turndown_A_Achievable Economic TRC Potential | F8 | Industrial | Instruments | New | Space Heating | Natural Gas | Gas Boiler - High Turndown | A | Incremental Summer Peak Savings (MW) | Achievable Economic TRC Potential | 0 | 0 | 0 | 0 | 0 | 0 | 0 | 0 | 0 | 0 | 0 | 0 | 0 | 0 | 0 | 0 | 0 | 0 | 0 | 0 | 0 | 0
F9_Industrial_Instruments_New_Space Heating_Natural Gas_Gas Boiler - High Turndown_A_Achievable Economic TRC Potential | F9 | Industrial | Instruments | New | Space Heating | Natural Gas | Gas Boiler - High Turndown | A | Incremental Winter Peak Savings (MW) | Achievable Economic TRC Potential | 0 | 0 | 0 | 0 | 0 | 0 | 0 | 0 | 0 | 0 | 0 | 0 | 0 | 0 | 0 | 0 | 0 | 0 | 0 | 0 | 0 | 0
F10_Industrial_Instruments_New_Space Heating_Natural Gas_Gas Boiler - High Turndown_A_Achievable Economic TRC Potential | F10 | Industrial | Instruments | New | Space Heating | Natural Gas | Gas Boiler - High Turndown | A | Cumulative Energy Savings (MWh or mTherms) | Achievable Economic TRC Potential | 0 | 0 | 0 | 0 | 0 | 0 | 0 | 0 | 0 | 0 | 0 | 0 | 0 | 0 | 0 | 0 | 0 | 0 | 0 | 0 | 0 | 0
F11_Industrial_Instruments_New_Space Heating_Natural Gas_Gas Boiler - High Turndown_A_Achievable Economic TRC Potential | F11 | Industrial | Instruments | New | Space Heating | Natural Gas | Gas Boiler - High Turndown | A | Cumulative Summer Peak Savings (MW) | Achievable Economic TRC Potential | 0 | 0 | 0 | 0 | 0 | 0 | 0 | 0 | 0 | 0 | 0 | 0 | 0 | 0 | 0 | 0 | 0 | 0 | 0 | 0 | 0 | 0
F12_Industrial_Instruments_New_Space Heating_Natural Gas_Gas Boiler - High Turndown_A_Achievable Economic TRC Potential | F12 | Industrial | Instruments | New | Space Heating | Natural Gas | Gas Boiler - High Turndown | A | Cumulative Winter Peak Savings (MW) | Achievable Economic TRC Potential | 0 | 0 | 0 | 0 | 0 | 0 | 0 | 0 | 0 | 0 | 0 | 0 | 0 | 0 | 0 | 0 | 0 | 0 | 0 | 0 | 0 | 0
F13_Industrial_Instruments_New_Space Heating_Natural Gas_Gas Boiler - High Turndown_A_Achievable Economic TRC Potential | F13 | Industrial | Instruments | New | Space Heating | Natural Gas | Gas Boiler - High Turndown | A | Purchases (Incremental) | Achievable Economic TRC Potential | 0 | 0 | 0 | 0 | 0 | 0 | 0 | 0 | 0 | 0 | 0 | 0 | 0 | 0 | 0 | 0 | 0 | 0 | 0 | 0 | 0 | 0
F14_Industrial_Instruments_New_Space Heating_Natural Gas_Gas Boiler - High Turndown_A_Achievable Economic TRC Potential | F14 | Industrial | Instruments | New | Space Heating | Natural Gas | Gas Boiler - High Turndown | A | Purchases (Cumulative) | Achievable Economic TRC Potential | 0 | 0 | 0 | 0 | 0 | 0 | 0 | 0 | 0 | 0 | 0 | 0 | 0 | 0 | 0 | 0 | 0 | 0 | 0 | 0 | 0 | 0
F1_Industrial_Instruments_New_Process_Natural Gas_Gas Boiler - High Turndown_A_Achievable Economic TRC Potential | F1 | Industrial | Instruments | New | Process | Natural Gas | Gas Boiler - High Turndown | A | Original Unit Energy Savings (kWh or therms) | Achievable Economic TRC Potential | 0 | 0 | 3.5182 | 3.5182 | 3.5182 | 3.5182 | 3.5182 | 3.5182 | 3.5182 | 3.5182 | 3.5182 | 3.5182 | 3.5182 | 3.5182 | 3.5182 | 3.5182 | 3.5182 | 3.5182 | 3.5182 | 3.5182 | 3.5182 | 3.5182
F2_Industrial_Instruments_New_Process_Natural Gas_Gas Boiler - High Turndown_A_Achievable Economic TRC Potential | F2 | Industrial | Instruments | New | Process | Natural Gas | Gas Boiler - High Turndown | A | Original Unit Summer Peak Savings (kW) | Achievable Economic TRC Potential | 0 | 0 | 0 | 0 | 0 | 0 | 0 | 0 | 0 | 0 | 0 | 0 | 0 | 0 | 0 | 0 | 0 | 0 | 0 | 0 | 0 | 0
F3_Industrial_Instruments_New_Process_Natural Gas_Gas Boiler - High Turndown_A_Achievable Economic TRC Potential | F3 | Industrial | Instruments | New | Process | Natural Gas | Gas Boiler - High Turndown | A | Original Unit Winter Peak Savings (kW) | Achievable Economic TRC Potential | 0 | 0 | 0 | 0 | 0 | 0 | 0 | 0 | 0 | 0 | 0 | 0 | 0 | 0 | 0 | 0 | 0 | 0 | 0 | 0 | 0 | 0
F4_Industrial_Instruments_New_Process_Natural Gas_Gas Boiler - High Turndown_A_Achievable Economic TRC Potential | F4 | Industrial | Instruments | New | Process | Natural Gas | Gas Boiler - High Turndown | A | Standalone Impact on Baseline Energy (%) | Achievable Economic TRC Potential | bar: 2019 to 2040
F5_Industrial_Instruments_New_Process_Natural Gas_Gas Boiler - High Turndown_A_Achievable Economic TRC Potential | F5 | Industrial | Instruments | New | Process | Natural Gas | Gas Boiler - High Turndown | A | Standalone Impact on Baseline Summer Peak (%) | Achievable Economic TRC Potential | bar: 2019 to 2040
F6_Industrial_Instruments_New_Process_Natural Gas_Gas Boiler - High Turndown_A_Achievable Economic TRC Potential | F6 | Industrial | Instruments | New | Process | Natural Gas | Gas Boiler - High Turndown | A | Standalone Impact on Baseline Winter Peak (%) | Achievable Economic TRC Potential | bar: 2019 to 2040
F7_Industrial_Instruments_New_Process_Natural Gas_Gas Boiler - High Turndown_A_Achievable Economic TRC Potential | F7 | Industrial | Instruments | New | Process | Natural Gas | Gas Boiler - High Turndown | A | Incremental Energy Savings (MWh or mTherms) | Achievable Economic TRC Potential | 0 | 0 | 0 | 0 | 0 | 0 | 0 | 0 | 0 | 0 | 0 | 0 | 0 | 0 | 0 | 0 | 0 | 0 | 0 | 0 | 0 | 0
F8_Industrial_Instruments_New_Process_Natural Gas_Gas Boiler - High Turndown_A_Achievable Economic TRC Potential | F8 | Industrial | Instruments | New | Process | Natural Gas | Gas Boiler - High Turndown | A | Incremental Summer Peak Savings (MW) | Achievable Economic TRC Potential | 0 | 0 | 0 | 0 | 0 | 0 | 0 | 0 | 0 | 0 | 0 | 0 | 0 | 0 | 0 | 0 | 0 | 0 | 0 | 0 | 0 | 0
F9_Industrial_Instruments_New_Process_Natural Gas_Gas Boiler - High Turndown_A_Achievable Economic TRC Potential | F9 | Industrial | Instruments | New | Process | Natural Gas | Gas Boiler - High Turndown | A | Incremental Winter Peak Savings (MW) | Achievable Economic TRC Potential | 0 | 0 | 0 | 0 | 0 | 0 | 0 | 0 | 0 | 0 | 0 | 0 | 0 | 0 | 0 | 0 | 0 | 0 | 0 | 0 | 0 | 0
F10_Industrial_Instruments_New_Process_Natural Gas_Gas Boiler - High Turndown_A_Achievable Economic TRC Potential | F10 | Industrial | Instruments | New | Process | Natural Gas | Gas Boiler - High Turndown | A | Cumulative Energy Savings (MWh or mTherms) | Achievable Economic TRC Potential | 0 | 0 | 0 | 0 | 0 | 0 | 0 | 0 | 0 | 0 | 0 | 0 | 0 | 0 | 0 | 0 | 0 | 0 | 0 | 0 | 0 | 0
F11_Industrial_Instruments_New_Process_Natural Gas_Gas Boiler - High Turndown_A_Achievable Economic TRC Potential | F11 | Industrial | Instruments | New | Process | Natural Gas | Gas Boiler - High Turndown | A | Cumulative Summer Peak Savings (MW) | Achievable Economic TRC Potential | 0 | 0 | 0 | 0 | 0 | 0 | 0 | 0 | 0 | 0 | 0 | 0 | 0 | 0 | 0 | 0 | 0 | 0 | 0 | 0 | 0 | 0
F12_Industrial_Instruments_New_Process_Natural Gas_Gas Boiler - High Turndown_A_Achievable Economic TRC Potential | F12 | Industrial | Instruments | New | Process | Natural Gas | Gas Boiler - High Turndown | A | Cumulative Winter Peak Savings (MW) | Achievable Economic TRC Potential | 0 | 0 | 0 | 0 | 0 | 0 | 0 | 0 | 0 | 0 | 0 | 0 | 0 | 0 | 0 | 0 | 0 | 0 | 0 | 0 | 0 | 0
F13_Industrial_Instruments_New_Process_Natural Gas_Gas Boiler - High Turndown_A_Achievable Economic TRC Potential | F13 | Industrial | Instruments | New | Process | Natural Gas | Gas Boiler - High Turndown | A | Purchases (Incremental) | Achievable Economic TRC Potential | 0 | 0 | 0 | 0 | 0 | 0 | 0 | 0 | 0 | 0 | 0 | 0 | 0 | 0 | 0 | 0 | 0 | 0 | 0 | 0 | 0 | 0
F14_Industrial_Instruments_New_Process_Natural Gas_Gas Boiler - High Turndown_A_Achievable Economic TRC Potential | F14 | Industrial | Instruments | New | Process | Natural Gas | Gas Boiler - High Turndown | A | Purchases (Cumulative) | Achievable Economic TRC Potential | 0 | 0 | 0 | 0 | 0 | 0 | 0 | 0 | 0 | 0 | 0 | 0 | 0 | 0 | 0 | 0 | 0 | 0 | 0 | 0 | 0 | 0
F1_Industrial_Instruments_New_Space Heating_Natural Gas_Gas Boiler - Burner Control Optimization_A_Achievable Economic TRC Potential | F1 | Industrial | Instruments | New | Space Heating | Natural Gas | Gas Boiler - Burner Control Optimization | A | Original Unit Energy Savings (kWh or therms) | Achievable Economic TRC Potential | 0 | 0 | 1.5604 | 1.5604 | 1.5604 | 1.5604 | 1.5604 | 1.5604 | 1.5604 | 1.5604 | 1.5604 | 1.5604 | 1.5604 | 1.5604 | 1.5604 | 1.5604 | 1.5604 | 1.5604 | 1.5604 | 1.5604 | 1.5604 | 1.5604
F2_Industrial_Instruments_New_Space Heating_Natural Gas_Gas Boiler - Burner Control Optimization_A_Achievable Economic TRC Potential | F2 | Industrial | Instruments | New | Space Heating | Natural Gas | Gas Boiler - Burner Control Optimization | A | Original Unit Summer Peak Savings (kW) | Achievable Economic TRC Potential | 0 | 0 | 0 | 0 | 0 | 0 | 0 | 0 | 0 | 0 | 0 | 0 | 0 | 0 | 0 | 0 | 0 | 0 | 0 | 0 | 0 | 0
F3_Industrial_Instruments_New_Space Heating_Natural Gas_Gas Boiler - Burner Control Optimization_A_Achievable Economic TRC Potential | F3 | Industrial | Instruments | New | Space Heating | Natural Gas | Gas Boiler - Burner Control Optimization | A | Original Unit Winter Peak Savings (kW) | Achievable Economic TRC Potential | 0 | 0 | 0 | 0 | 0 | 0 | 0 | 0 | 0 | 0 | 0 | 0 | 0 | 0 | 0 | 0 | 0 | 0 | 0 | 0 | 0 | 0
F4_Industrial_Instruments_New_Space Heating_Natural Gas_Gas Boiler - Burner Control Optimization_A_Achievable Economic TRC Potential | F4 | Industrial | Instruments | New | Space Heating | Natural Gas | Gas Boiler - Burner Control Optimization | A | Standalone Impact on Baseline Energy (%) | Achievable Economic TRC Potential | bar: 2019 to 2040
F5_Industrial_Instruments_New_Space Heating_Natural Gas_Gas Boiler - Burner Control Optimization_A_Achievable Economic TRC Potential | F5 | Industrial | Instruments | New | Space Heating | Natural Gas | Gas Boiler - Burner Control Optimization | A | Standalone Impact on Baseline Summer Peak (%) | Achievable Economic TRC Potential | bar: 2019 to 2040
F6_Industrial_Instruments_New_Space Heating_Natural Gas_Gas Boiler - Burner Control Optimization_A_Achievable Economic TRC Potential | F6 | Industrial | Instruments | New | Space Heating | Natural Gas | Gas Boiler - Burner Control Optimization | A | Standalone Impact on Baseline Winter Peak (%) | Achievable Economic TRC Potential | bar: 2019 to 2040
F7_Industrial_Instruments_New_Space Heating_Natural Gas_Gas Boiler - Burner Control Optimization_A_Achievable Economic TRC Potential | F7 | Industrial | Instruments | New | Space Heating | Natural Gas | Gas Boiler - Burner Control Optimization | A | Incremental Energy Savings (MWh or mTherms) | Achievable Economic TRC Potential | 0 | 0 | 0 | 0 | 0 | 0 | 0 | 0 | 0 | 0 | 0 | 0 | 0 | 0 | 0 | 0 | 0 | 0 | 0 | 0 | 0 | 0
F8_Industrial_Instruments_New_Space Heating_Natural Gas_Gas Boiler - Burner Control Optimization_A_Achievable Economic TRC Potential | F8 | Industrial | Instruments | New | Space Heating | Natural Gas | Gas Boiler - Burner Control Optimization | A | Incremental Summer Peak Savings (MW) | Achievable Economic TRC Potential | 0 | 0 | 0 | 0 | 0 | 0 | 0 | 0 | 0 | 0 | 0 | 0 | 0 | 0 | 0 | 0 | 0 | 0 | 0 | 0 | 0 | 0
F9_Industrial_Instruments_New_Space Heating_Natural Gas_Gas Boiler - Burner Control Optimization_A_Achievable Economic TRC Potential | F9 | Industrial | Instruments | New | Space Heating | Natural Gas | Gas Boiler - Burner Control Optimization | A | Incremental Winter Peak Savings (MW) | Achievable Economic TRC Potential | 0 | 0 | 0 | 0 | 0 | 0 | 0 | 0 | 0 | 0 | 0 | 0 | 0 | 0 | 0 | 0 | 0 | 0 | 0 | 0 | 0 | 0
F10_Industrial_Instruments_New_Space Heating_Natural Gas_Gas Boiler - Burner Control Optimization_A_Achievable Economic TRC Potential | F10 | Industrial | Instruments | New | Space Heating | Natural Gas | Gas Boiler - Burner Control Optimization | A | Cumulative Energy Savings (MWh or mTherms) | Achievable Economic TRC Potential | 0 | 0 | 0 | 0 | 0 | 0 | 0 | 0 | 0 | 0 | 0 | 0 | 0 | 0 | 0 | 0 | 0 | 0 | 0 | 0 | 0 | 0
F11_Industrial_Instruments_New_Space Heating_Natural Gas_Gas Boiler - Burner Control Optimization_A_Achievable Economic TRC Potential | F11 | Industrial | Instruments | New | Space Heating | Natural Gas | Gas Boiler - Burner Control Optimization | A | Cumulative Summer Peak Savings (MW) | Achievable Economic TRC Potential | 0 | 0 | 0 | 0 | 0 | 0 | 0 | 0 | 0 | 0 | 0 | 0 | 0 | 0 | 0 | 0 | 0 | 0 | 0 | 0 | 0 | 0
F12_Industrial_Instruments_New_Space Heating_Natural Gas_Gas Boiler - Burner Control Optimization_A_Achievable Economic TRC Potential | F12 | Industrial | Instruments | New | Space Heating | Natural Gas | Gas Boiler - Burner Control Optimization | A | Cumulative Winter Peak Savings (MW) | Achievable Economic TRC Potential | 0 | 0 | 0 | 0 | 0 | 0 | 0 | 0 | 0 | 0 | 0 | 0 | 0 | 0 | 0 | 0 | 0 | 0 | 0 | 0 | 0 | 0
F13_Industrial_Instruments_New_Space Heating_Natural Gas_Gas Boiler - Burner Control Optimization_A_Achievable Economic TRC Potential | F13 | Industrial | Instruments | New | Space Heating | Natural Gas | Gas Boiler - Burner Control Optimization | A | Purchases (Incremental) | Achievable Economic TRC Potential | 0 | 0 | 0 | 0 | 0 | 0 | 0 | 0 | 0 | 0 | 0 | 0 | 0 | 0 | 0 | 0 | 0 | 0 | 0 | 0 | 0 | 0
F14_Industrial_Instruments_New_Space Heating_Natural Gas_Gas Boiler - Burner Control Optimization_A_Achievable Economic TRC Potential | F14 | Industrial | Instruments | New | Space Heating | Natural Gas | Gas Boiler - Burner Control Optimization | A | Purchases (Cumulative) | Achievable Economic TRC Potential | 0 | 0 | 0 | 0 | 0 | 0 | 0 | 0 | 0 | 0 | 0 | 0 | 0 | 0 | 0 | 0 | 0 | 0 | 0 | 0 | 0 | 0
F1_Industrial_Instruments_New_Process_Natural Gas_Gas Boiler - Burner Control Optimization_A_Achievable Economic TRC Potential | F1 | Industrial | Instruments | New | Process | Natural Gas | Gas Boiler - Burner Control Optimization | A | Original Unit Energy Savings (kWh or therms) | Achievable Economic TRC Potential | 0 | 0 | 1.0203 | 1.0203 | 1.0203 | 1.0203 | 1.0203 | 1.0203 | 1.0203 | 1.0203 | 1.0203 | 1.0203 | 1.0203 | 1.0203 | 1.0203 | 1.0203 | 1.0203 | 1.0203 | 1.0203 | 1.0203 | 1.0203 | 1.0203
F2_Industrial_Instruments_New_Process_Natural Gas_Gas Boiler - Burner Control Optimization_A_Achievable Economic TRC Potential | F2 | Industrial | Instruments | New | Process | Natural Gas | Gas Boiler - Burner Control Optimization | A | Original Unit Summer Peak Savings (kW) | Achievable Economic TRC Potential | 0 | 0 | 0 | 0 | 0 | 0 | 0 | 0 | 0 | 0 | 0 | 0 | 0 | 0 | 0 | 0 | 0 | 0 | 0 | 0 | 0 | 0
F3_Industrial_Instruments_New_Process_Natural Gas_Gas Boiler - Burner Control Optimization_A_Achievable Economic TRC Potential | F3 | Industrial | Instruments | New | Process | Natural Gas | Gas Boiler - Burner Control Optimization | A | Original Unit Winter Peak Savings (kW) | Achievable Economic TRC Potential | 0 | 0 | 0 | 0 | 0 | 0 | 0 | 0 | 0 | 0 | 0 | 0 | 0 | 0 | 0 | 0 | 0 | 0 | 0 | 0 | 0 | 0
F4_Industrial_Instruments_New_Process_Natural Gas_Gas Boiler - Burner Control Optimization_A_Achievable Economic TRC Potential | F4 | Industrial | Instruments | New | Process | Natural Gas | Gas Boiler - Burner Control Optimization | A | Standalone Impact on Baseline Energy (%) | Achievable Economic TRC Potential | bar: 2019 to 2040
F5_Industrial_Instruments_New_Process_Natural Gas_Gas Boiler - Burner Control Optimization_A_Achievable Economic TRC Potential | F5 | Industrial | Instruments | New | Process | Natural Gas | Gas Boiler - Burner Control Optimization | A | Standalone Impact on Baseline Summer Peak (%) | Achievable Economic TRC Potential | bar: 2019 to 2040
F6_Industrial_Instruments_New_Process_Natural Gas_Gas Boiler - Burner Control Optimization_A_Achievable Economic TRC Potential | F6 | Industrial | Instruments | New | Process | Natural Gas | Gas Boiler - Burner Control Optimization | A | Standalone Impact on Baseline Winter Peak (%) | Achievable Economic TRC Potential | bar: 2019 to 2040
F7_Industrial_Instruments_New_Process_Natural Gas_Gas Boiler - Burner Control Optimization_A_Achievable Economic TRC Potential | F7 | Industrial | Instruments | New | Process | Natural Gas | Gas Boiler - Burner Control Optimization | A | Incremental Energy Savings (MWh or mTherms) | Achievable Economic TRC Potential | 0 | 0 | 0 | 0 | 0 | 0 | 0 | 0 | 0 | 0 | 0 | 0 | 0 | 0 | 0 | 0 | 0 | 0 | 0 | 0 | 0 | 0
F8_Industrial_Instruments_New_Process_Natural Gas_Gas Boiler - Burner Control Optimization_A_Achievable Economic TRC Potential | F8 | Industrial | Instruments | New | Process | Natural Gas | Gas Boiler - Burner Control Optimization | A | Incremental Summer Peak Savings (MW) | Achievable Economic TRC Potential | 0 | 0 | 0 | 0 | 0 | 0 | 0 | 0 | 0 | 0 | 0 | 0 | 0 | 0 | 0 | 0 | 0 | 0 | 0 | 0 | 0 | 0
F9_Industrial_Instruments_New_Process_Natural Gas_Gas Boiler - Burner Control Optimization_A_Achievable Economic TRC Potential | F9 | Industrial | Instruments | New | Process | Natural Gas | Gas Boiler - Burner Control Optimization | A | Incremental Winter Peak Savings (MW) | Achievable Economic TRC Potential | 0 | 0 | 0 | 0 | 0 | 0 | 0 | 0 | 0 | 0 | 0 | 0 | 0 | 0 | 0 | 0 | 0 | 0 | 0 | 0 | 0 | 0
F10_Industrial_Instruments_New_Process_Natural Gas_Gas Boiler - Burner Control Optimization_A_Achievable Economic TRC Potential | F10 | Industrial | Instruments | New | Process | Natural Gas | Gas Boiler - Burner Control Optimization | A | Cumulative Energy Savings (MWh or mTherms) | Achievable Economic TRC Potential | 0 | 0 | 0 | 0 | 0 | 0 | 0 | 0 | 0 | 0 | 0 | 0 | 0 | 0 | 0 | 0 | 0 | 0 | 0 | 0 | 0 | 0
F11_Industrial_Instruments_New_Process_Natural Gas_Gas Boiler - Burner Control Optimization_A_Achievable Economic TRC Potential | F11 | Industrial | Instruments | New | Process | Natural Gas | Gas Boiler - Burner Control Optimization | A | Cumulative Summer Peak Savings (MW) | Achievable Economic TRC Potential | 0 | 0 | 0 | 0 | 0 | 0 | 0 | 0 | 0 | 0 | 0 | 0 | 0 | 0 | 0 | 0 | 0 | 0 | 0 | 0 | 0 | 0
F12_Industrial_Instruments_New_Process_Natural Gas_Gas Boiler - Burner Control Optimization_A_Achievable Economic TRC Potential | F12 | Industrial | Instruments | New | Process | Natural Gas | Gas Boiler - Burner Control Optimization | A | Cumulative Winter Peak Savings (MW) | Achievable Economic TRC Potential | 0 | 0 | 0 | 0 | 0 | 0 | 0 | 0 | 0 | 0 | 0 | 0 | 0 | 0 | 0 | 0 | 0 | 0 | 0 | 0 | 0 | 0
F13_Industrial_Instruments_New_Process_Natural Gas_Gas Boiler - Burner Control Optimization_A_Achievable Economic TRC Potential | F13 | Industrial | Instruments | New | Process | Natural Gas | Gas Boiler - Burner Control Optimization | A | Purchases (Incremental) | Achievable Economic TRC Potential | 0 | 0 | 0 | 0 | 0 | 0 | 0 | 0 | 0 | 0 | 0 | 0 | 0 | 0 | 0 | 0 | 0 | 0 | 0 | 0 | 0 | 0
F14_Industrial_Instruments_New_Process_Natural Gas_Gas Boiler - Burner Control Optimization_A_Achievable Economic TRC Potential | F14 | Industrial | Instruments | New | Process | Natural Gas | Gas Boiler - Burner Control Optimization | A | Purchases (Cumulative) | Achievable Economic TRC Potential | 0 | 0 | 0 | 0 | 0 | 0 | 0 | 0 | 0 | 0 | 0 | 0 | 0 | 0 | 0 | 0 | 0 | 0 | 0 | 0 | 0 | 0
F1_Industrial_Instruments_New_Space Heating_Natural Gas_HVAC - Demand Controlled Ventilation_A_Achievable Economic TRC Potential | F1 | Industrial | Instruments | New | Space Heating | Natural Gas | HVAC - Demand Controlled Ventilation | A | Original Unit Energy Savings (kWh or therms) | Achievable Economic TRC Potential | 0 | 0 | 0.067787 | 0.067787 | 0.067787 | 0.067787 | 0.067787 | 0.067787 | 0.067787 | 0.067787 | 0.067787 | 0.067787 | 0.067787 | 0.067787 | 0.067787 | 0.067787 | 0.067787 | 0.067787 | 0.067787 | 0.067787 | 0.067787 | 0.067787
F2_Industrial_Instruments_New_Space Heating_Natural Gas_HVAC - Demand Controlled Ventilation_A_Achievable Economic TRC Potential | F2 | Industrial | Instruments | New | Space Heating | Natural Gas | HVAC - Demand Controlled Ventilation | A | Original Unit Summer Peak Savings (kW) | Achievable Economic TRC Potential | 0 | 0 | 0 | 0 | 0 | 0 | 0 | 0 | 0 | 0 | 0 | 0 | 0 | 0 | 0 | 0 | 0 | 0 | 0 | 0 | 0 | 0
F3_Industrial_Instruments_New_Space Heating_Natural Gas_HVAC - Demand Controlled Ventilation_A_Achievable Economic TRC Potential | F3 | Industrial | Instruments | New | Space Heating | Natural Gas | HVAC - Demand Controlled Ventilation | A | Original Unit Winter Peak Savings (kW) | Achievable Economic TRC Potential | 0 | 0 | 0 | 0 | 0 | 0 | 0 | 0 | 0 | 0 | 0 | 0 | 0 | 0 | 0 | 0 | 0 | 0 | 0 | 0 | 0 | 0
F4_Industrial_Instruments_New_Space Heating_Natural Gas_HVAC - Demand Controlled Ventilation_A_Achievable Economic TRC Potential | F4 | Industrial | Instruments | New | Space Heating | Natural Gas | HVAC - Demand Controlled Ventilation | A | Standalone Impact on Baseline Energy (%) | Achievable Economic TRC Potential | 0% | 0% | 0.0396% | 0.06229% | 0.08329% | 0.102% | 0.1282% | 0.1509% | 0.173% | 0.1928% | 0.2172% | 0.2387% | 0.2602% | 0.2788% | 0.3039% | 0.3254% | 0.3467% | 0.3611% | 0.38% | 0.3931% | 0.4043% | 0.4146%
F5_Industrial_Instruments_New_Space Heating_Natural Gas_HVAC - Demand Controlled Ventilation_A_Achievable Economic TRC Potential | F5 | Industrial | Instruments | New | Space Heating | Natural Gas | HVAC - Demand Controlled Ventilation | A | Standalone Impact on Baseline Summer Peak (%) | Achievable Economic TRC Potential | bar: 2019 to 2040
F6_Industrial_Instruments_New_Space Heating_Natural Gas_HVAC - Demand Controlled Ventilation_A_Achievable Economic TRC Potential | F6 | Industrial | Instruments | New | Space Heating | Natural Gas | HVAC - Demand Controlled Ventilation | A | Standalone Impact on Baseline Winter Peak (%) | Achievable Economic TRC Potential | bar: 2019 to 2040
F7_Industrial_Instruments_New_Space Heating_Natural Gas_HVAC - Demand Controlled Ventilation_A_Achievable Economic TRC Potential | F7 | Industrial | Instruments | New | Space Heating | Natural Gas | HVAC - Demand Controlled Ventilation | A | Incremental Energy Savings (MWh or mTherms) | Achievable Economic TRC Potential | 0 | 0 | 0.0091775 | 0.016016 | 0.022839 | 0.030485 | 0.03509 | 0.040436 | 0.045715 | 0.051652 | 0.056074 | 0.06116 | 0.066179 | 0.072001 | 0.075952 | 0.080755 | 0.085553 | 0.091139 | 0.094829 | 0.099376 | 0.1038 | 0.10821
F8_Industrial_Instruments_New_Space Heating_Natural Gas_HVAC - Demand Controlled Ventilation_A_Achievable Economic TRC Potential | F8 | Industrial | Instruments | New | Space Heating | Natural Gas | HVAC - Demand Controlled Ventilation | A | Incremental Summer Peak Savings (MW) | Achievable Economic TRC Potential | 0 | 0 | 0 | 0 | 0 | 0 | 0 | 0 | 0 | 0 | 0 | 0 | 0 | 0 | 0 | 0 | 0 | 0 | 0 | 0 | 0 | 0
F9_Industrial_Instruments_New_Space Heating_Natural Gas_HVAC - Demand Controlled Ventilation_A_Achievable Economic TRC Potential | F9 | Industrial | Instruments | New | Space Heating | Natural Gas | HVAC - Demand Controlled Ventilation | A | Incremental Winter Peak Savings (MW) | Achievable Economic TRC Potential | 0 | 0 | 0 | 0 | 0 | 0 | 0 | 0 | 0 | 0 | 0 | 0 | 0 | 0 | 0 | 0 | 0 | 0 | 0 | 0 | 0 | 0
F10_Industrial_Instruments_New_Space Heating_Natural Gas_HVAC - Demand Controlled Ventilation_A_Achievable Economic TRC Potential | F10 | Industrial | Instruments | New | Space Heating | Natural Gas | HVAC - Demand Controlled Ventilation | A | Cumulative Energy Savings (MWh or mTherms) | Achievable Economic TRC Potential | 0 | 0 | 0.0091775 | 0.025194 | 0.048032 | 0.078518 | 0.11361 | 0.15404 | 0.19976 | 0.25141 | 0.30748 | 0.36865 | 0.43482 | 0.50683 | 0.58278 | 0.66353 | 0.74909 | 0.83105 | 0.90986 | 0.9864 | 1.0597 | 1.1328
F11_Industrial_Instruments_New_Space Heating_Natural Gas_HVAC - Demand Controlled Ventilation_A_Achievable Economic TRC Potential | F11 | Industrial | Instruments | New | Space Heating | Natural Gas | HVAC - Demand Controlled Ventilation | A | Cumulative Summer Peak Savings (MW) | Achievable Economic TRC Potential | 0 | 0 | 0 | 0 | 0 | 0 | 0 | 0 | 0 | 0 | 0 | 0 | 0 | 0 | 0 | 0 | 0 | 0 | 0 | 0 | 0 | 0
F12_Industrial_Instruments_New_Space Heating_Natural Gas_HVAC - Demand Controlled Ventilation_A_Achievable Economic TRC Potential | F12 | Industrial | Instruments | New | Space Heating | Natural Gas | HVAC - Demand Controlled Ventilation | A | Cumulative Winter Peak Savings (MW) | Achievable Economic TRC Potential | 0 | 0 | 0 | 0 | 0 | 0 | 0 | 0 | 0 | 0 | 0 | 0 | 0 | 0 | 0 | 0 | 0 | 0 | 0 | 0 | 0 | 0
F13_Industrial_Instruments_New_Space Heating_Natural Gas_HVAC - Demand Controlled Ventilation_A_Achievable Economic TRC Potential | F13 | Industrial | Instruments | New | Space Heating | Natural Gas | HVAC - Demand Controlled Ventilation | A | Purchases (Incremental) | Achievable Economic TRC Potential | 0 | 0 | 135.3868 | 236.2756 | 336.9166 | 449.7194 | 517.6539 | 596.5167 | 674.3857 | 761.9762 | 827.2131 | 902.2446 | 976.2809 | 1062.1651 | 1120.455 | 1191.2983 | 1262.088 | 1344.4967 | 1398.9301 | 1466.0049 | 1531.2529 | 1596.3082
F14_Industrial_Instruments_New_Space Heating_Natural Gas_HVAC - Demand Controlled Ventilation_A_Achievable Economic TRC Potential | F14 | Industrial | Instruments | New | Space Heating | Natural Gas | HVAC - Demand Controlled Ventilation | A | Purchases (Cumulative) | Achievable Economic TRC Potential | 0 | 0 | 135.3868 | 371.6624 | 708.579 | 1158.2984 | 1675.9522 | 2272.4689 | 2946.8546 | 3708.8308 | 4536.0439 | 5438.2885 | 6414.5694 | 7476.7345 | 8597.1895 | 9788.4878 | 11050.5758 | 12259.6857 | 13422.3402 | 14551.4285 | 15632.962 | 16711.6163
F1_Industrial_Instruments_New_Space Heating_Natural Gas_Gas Boiler - Stack Economizer_A_Achievable Economic TRC Potential | F1 | Industrial | Instruments | New | Space Heating | Natural Gas | Gas Boiler - Stack Economizer | A | Original Unit Energy Savings (kWh or therms) | Achievable Economic TRC Potential | 0 | 0 | 3.9279 | 3.9279 | 3.9279 | 3.9279 | 3.9279 | 3.9279 | 3.9279 | 3.9279 | 3.9279 | 3.9279 | 3.9279 | 3.9279 | 3.9279 | 3.9279 | 3.9279 | 3.9279 | 3.9279 | 3.9279 | 3.9279 | 3.9279
F2_Industrial_Instruments_New_Space Heating_Natural Gas_Gas Boiler - Stack Economizer_A_Achievable Economic TRC Potential | F2 | Industrial | Instruments | New | Space Heating | Natural Gas | Gas Boiler - Stack Economizer | A | Original Unit Summer Peak Savings (kW) | Achievable Economic TRC Potential | 0 | 0 | 0 | 0 | 0 | 0 | 0 | 0 | 0 | 0 | 0 | 0 | 0 | 0 | 0 | 0 | 0 | 0 | 0 | 0 | 0 | 0
F3_Industrial_Instruments_New_Space Heating_Natural Gas_Gas Boiler - Stack Economizer_A_Achievable Economic TRC Potential | F3 | Industrial | Instruments | New | Space Heating | Natural Gas | Gas Boiler - Stack Economizer | A | Original Unit Winter Peak Savings (kW) | Achievable Economic TRC Potential | 0 | 0 | 0 | 0 | 0 | 0 | 0 | 0 | 0 | 0 | 0 | 0 | 0 | 0 | 0 | 0 | 0 | 0 | 0 | 0 | 0 | 0
F4_Industrial_Instruments_New_Space Heating_Natural Gas_Gas Boiler - Stack Economizer_A_Achievable Economic TRC Potential | F4 | Industrial | Instruments | New | Space Heating | Natural Gas | Gas Boiler - Stack Economizer | A | Standalone Impact on Baseline Energy (%) | Achievable Economic TRC Potential | bar: 2019 to 2040
F5_Industrial_Instruments_New_Space Heating_Natural Gas_Gas Boiler - Stack Economizer_A_Achievable Economic TRC Potential | F5 | Industrial | Instruments | New | Space Heating | Natural Gas | Gas Boiler - Stack Economizer | A | Standalone Impact on Baseline Summer Peak (%) | Achievable Economic TRC Potential | bar: 2019 to 2040
F6_Industrial_Instruments_New_Space Heating_Natural Gas_Gas Boiler - Stack Economizer_A_Achievable Economic TRC Potential | F6 | Industrial | Instruments | New | Space Heating | Natural Gas | Gas Boiler - Stack Economizer | A | Standalone Impact on Baseline Winter Peak (%) | Achievable Economic TRC Potential | bar: 2019 to 2040
F7_Industrial_Instruments_New_Space Heating_Natural Gas_Gas Boiler - Stack Economizer_A_Achievable Economic TRC Potential | F7 | Industrial | Instruments | New | Space Heating | Natural Gas | Gas Boiler - Stack Economizer | A | Incremental Energy Savings (MWh or mTherms) | Achievable Economic TRC Potential | 0 | 0 | 0 | 0 | 0 | 0 | 0 | 0 | 0 | 0 | 0 | 0 | 0 | 0 | 0 | 0 | 0 | 0 | 0 | 0 | 0 | 0
F8_Industrial_Instruments_New_Space Heating_Natural Gas_Gas Boiler - Stack Economizer_A_Achievable Economic TRC Potential | F8 | Industrial | Instruments | New | Space Heating | Natural Gas | Gas Boiler - Stack Economizer | A | Incremental Summer Peak Savings (MW) | Achievable Economic TRC Potential | 0 | 0 | 0 | 0 | 0 | 0 | 0 | 0 | 0 | 0 | 0 | 0 | 0 | 0 | 0 | 0 | 0 | 0 | 0 | 0 | 0 | 0
F9_Industrial_Instruments_New_Space Heating_Natural Gas_Gas Boiler - Stack Economizer_A_Achievable Economic TRC Potential | F9 | Industrial | Instruments | New | Space Heating | Natural Gas | Gas Boiler - Stack Economizer | A | Incremental Winter Peak Savings (MW) | Achievable Economic TRC Potential | 0 | 0 | 0 | 0 | 0 | 0 | 0 | 0 | 0 | 0 | 0 | 0 | 0 | 0 | 0 | 0 | 0 | 0 | 0 | 0 | 0 | 0
F10_Industrial_Instruments_New_Space Heating_Natural Gas_Gas Boiler - Stack Economizer_A_Achievable Economic TRC Potential | F10 | Industrial | Instruments | New | Space Heating | Natural Gas | Gas Boiler - Stack Economizer | A | Cumulative Energy Savings (MWh or mTherms) | Achievable Economic TRC Potential | 0 | 0 | 0 | 0 | 0 | 0 | 0 | 0 | 0 | 0 | 0 | 0 | 0 | 0 | 0 | 0 | 0 | 0 | 0 | 0 | 0 | 0
F11_Industrial_Instruments_New_Space Heating_Natural Gas_Gas Boiler - Stack Economizer_A_Achievable Economic TRC Potential | F11 | Industrial | Instruments | New | Space Heating | Natural Gas | Gas Boiler - Stack Economizer | A | Cumulative Summer Peak Savings (MW) | Achievable Economic TRC Potential | 0 | 0 | 0 | 0 | 0 | 0 | 0 | 0 | 0 | 0 | 0 | 0 | 0 | 0 | 0 | 0 | 0 | 0 | 0 | 0 | 0 | 0
F12_Industrial_Instruments_New_Space Heating_Natural Gas_Gas Boiler - Stack Economizer_A_Achievable Economic TRC Potential | F12 | Industrial | Instruments | New | Space Heating | Natural Gas | Gas Boiler - Stack Economizer | A | Cumulative Winter Peak Savings (MW) | Achievable Economic TRC Potential | 0 | 0 | 0 | 0 | 0 | 0 | 0 | 0 | 0 | 0 | 0 | 0 | 0 | 0 | 0 | 0 | 0 | 0 | 0 | 0 | 0 | 0
F13_Industrial_Instruments_New_Space Heating_Natural Gas_Gas Boiler - Stack Economizer_A_Achievable Economic TRC Potential | F13 | Industrial | Instruments | New | Space Heating | Natural Gas | Gas Boiler - Stack Economizer | A | Purchases (Incremental) | Achievable Economic TRC Potential | 0 | 0 | 0 | 0 | 0 | 0 | 0 | 0 | 0 | 0 | 0 | 0 | 0 | 0 | 0 | 0 | 0 | 0 | 0 | 0 | 0 | 0
F14_Industrial_Instruments_New_Space Heating_Natural Gas_Gas Boiler - Stack Economizer_A_Achievable Economic TRC Potential | F14 | Industrial | Instruments | New | Space Heating | Natural Gas | Gas Boiler - Stack Economizer | A | Purchases (Cumulative) | Achievable Economic TRC Potential | 0 | 0 | 0 | 0 | 0 | 0 | 0 | 0 | 0 | 0 | 0 | 0 | 0 | 0 | 0 | 0 | 0 | 0 | 0 | 0 | 0 | 0
F1_Industrial_Instruments_New_Process_Natural Gas_Gas Boiler - Stack Economizer_A_Achievable Economic TRC Potential | F1 | Industrial | Instruments | New | Process | Natural Gas | Gas Boiler - Stack Economizer | A | Original Unit Energy Savings (kWh or therms) | Achievable Economic TRC Potential | 0 | 0 | 3.3775 | 3.3775 | 3.3775 | 3.3775 | 3.3775 | 3.3775 | 3.3775 | 3.3775 | 3.3775 | 3.3775 | 3.3775 | 3.3775 | 3.3775 | 3.3775 | 3.3775 | 3.3775 | 3.3775 | 3.3775 | 3.3775 | 3.3775
F2_Industrial_Instruments_New_Process_Natural Gas_Gas Boiler - Stack Economizer_A_Achievable Economic TRC Potential | F2 | Industrial | Instruments | New | Process | Natural Gas | Gas Boiler - Stack Economizer | A | Original Unit Summer Peak Savings (kW) | Achievable Economic TRC Potential | 0 | 0 | 0 | 0 | 0 | 0 | 0 | 0 | 0 | 0 | 0 | 0 | 0 | 0 | 0 | 0 | 0 | 0 | 0 | 0 | 0 | 0
F3_Industrial_Instruments_New_Process_Natural Gas_Gas Boiler - Stack Economizer_A_Achievable Economic TRC Potential | F3 | Industrial | Instruments | New | Process | Natural Gas | Gas Boiler - Stack Economizer | A | Original Unit Winter Peak Savings (kW) | Achievable Economic TRC Potential | 0 | 0 | 0 | 0 | 0 | 0 | 0 | 0 | 0 | 0 | 0 | 0 | 0 | 0 | 0 | 0 | 0 | 0 | 0 | 0 | 0 | 0
F4_Industrial_Instruments_New_Process_Natural Gas_Gas Boiler - Stack Economizer_A_Achievable Economic TRC Potential | F4 | Industrial | Instruments | New | Process | Natural Gas | Gas Boiler - Stack Economizer | A | Standalone Impact on Baseline Energy (%) | Achievable Economic TRC Potential | bar: 2019 to 2040
F5_Industrial_Instruments_New_Process_Natural Gas_Gas Boiler - Stack Economizer_A_Achievable Economic TRC Potential | F5 | Industrial | Instruments | New | Process | Natural Gas | Gas Boiler - Stack Economizer | A | Standalone Impact on Baseline Summer Peak (%) | Achievable Economic TRC Potential | bar: 2019 to 2040
F6_Industrial_Instruments_New_Process_Natural Gas_Gas Boiler - Stack Economizer_A_Achievable Economic TRC Potential | F6 | Industrial | Instruments | New | Process | Natural Gas | Gas Boiler - Stack Economizer | A | Standalone Impact on Baseline Winter Peak (%) | Achievable Economic TRC Potential | bar: 2019 to 2040
F7_Industrial_Instruments_New_Process_Natural Gas_Gas Boiler - Stack Economizer_A_Achievable Economic TRC Potential | F7 | Industrial | Instruments | New | Process | Natural Gas | Gas Boiler - Stack Economizer | A | Incremental Energy Savings (MWh or mTherms) | Achievable Economic TRC Potential | 0 | 0 | 0 | 0 | 0 | 0 | 0 | 0 | 0 | 0 | 0 | 0 | 0 | 0 | 0 | 0 | 0 | 0 | 0 | 0 | 0 | 0
F8_Industrial_Instruments_New_Process_Natural Gas_Gas Boiler - Stack Economizer_A_Achievable Economic TRC Potential | F8 | Industrial | Instruments | New | Process | Natural Gas | Gas Boiler - Stack Economizer | A | Incremental Summer Peak Savings (MW) | Achievable Economic TRC Potential | 0 | 0 | 0 | 0 | 0 | 0 | 0 | 0 | 0 | 0 | 0 | 0 | 0 | 0 | 0 | 0 | 0 | 0 | 0 | 0 | 0 | 0
F9_Industrial_Instruments_New_Process_Natural Gas_Gas Boiler - Stack Economizer_A_Achievable Economic TRC Potential | F9 | Industrial | Instruments | New | Process | Natural Gas | Gas Boiler - Stack Economizer | A | Incremental Winter Peak Savings (MW) | Achievable Economic TRC Potential | 0 | 0 | 0 | 0 | 0 | 0 | 0 | 0 | 0 | 0 | 0 | 0 | 0 | 0 | 0 | 0 | 0 | 0 | 0 | 0 | 0 | 0
F10_Industrial_Instruments_New_Process_Natural Gas_Gas Boiler - Stack Economizer_A_Achievable Economic TRC Potential | F10 | Industrial | Instruments | New | Process | Natural Gas | Gas Boiler - Stack Economizer | A | Cumulative Energy Savings (MWh or mTherms) | Achievable Economic TRC Potential | 0 | 0 | 0 | 0 | 0 | 0 | 0 | 0 | 0 | 0 | 0 | 0 | 0 | 0 | 0 | 0 | 0 | 0 | 0 | 0 | 0 | 0
F11_Industrial_Instruments_New_Process_Natural Gas_Gas Boiler - Stack Economizer_A_Achievable Economic TRC Potential | F11 | Industrial | Instruments | New | Process | Natural Gas | Gas Boiler - Stack Economizer | A | Cumulative Summer Peak Savings (MW) | Achievable Economic TRC Potential | 0 | 0 | 0 | 0 | 0 | 0 | 0 | 0 | 0 | 0 | 0 | 0 | 0 | 0 | 0 | 0 | 0 | 0 | 0 | 0 | 0 | 0
F12_Industrial_Instruments_New_Process_Natural Gas_Gas Boiler - Stack Economizer_A_Achievable Economic TRC Potential | F12 | Industrial | Instruments | New | Process | Natural Gas | Gas Boiler - Stack Economizer | A | Cumulative Winter Peak Savings (MW) | Achievable Economic TRC Potential | 0 | 0 | 0 | 0 | 0 | 0 | 0 | 0 | 0 | 0 | 0 | 0 | 0 | 0 | 0 | 0 | 0 | 0 | 0 | 0 | 0 | 0
F13_Industrial_Instruments_New_Process_Natural Gas_Gas Boiler - Stack Economizer_A_Achievable Economic TRC Potential | F13 | Industrial | Instruments | New | Process | Natural Gas | Gas Boiler - Stack Economizer | A | Purchases (Incremental) | Achievable Economic TRC Potential | 0 | 0 | 0 | 0 | 0 | 0 | 0 | 0 | 0 | 0 | 0 | 0 | 0 | 0 | 0 | 0 | 0 | 0 | 0 | 0 | 0 | 0
F14_Industrial_Instruments_New_Process_Natural Gas_Gas Boiler - Stack Economizer_A_Achievable Economic TRC Potential | F14 | Industrial | Instruments | New | Process | Natural Gas | Gas Boiler - Stack Economizer | A | Purchases (Cumulative) | Achievable Economic TRC Potential | 0 | 0 | 0 | 0 | 0 | 0 | 0 | 0 | 0 | 0 | 0 | 0 | 0 | 0 | 0 | 0 | 0 | 0 | 0 | 0 | 0 | 0
F1_Industrial_Instruments_New_Space Heating_Natural Gas_Gas Furnace Tube Inserts_A_Achievable Economic TRC Potential | F1 | Industrial | Instruments | New | Space Heating | Natural Gas | Gas Furnace Tube Inserts | A | Original Unit Energy Savings (kWh or therms) | Achievable Economic TRC Potential | 0 | 0 | 0.077933 | 0.077933 | 0.077933 | 0.077933 | 0.077933 | 0.077933 | 0.077933 | 0.077933 | 0.077933 | 0.077933 | 0.077933 | 0.077933 | 0.077933 | 0.077933 | 0.077933 | 0.077933 | 0.077933 | 0.077933 | 0.077933 | 0.077933
F2_Industrial_Instruments_New_Space Heating_Natural Gas_Gas Furnace Tube Inserts_A_Achievable Economic TRC Potential | F2 | Industrial | Instruments | New | Space Heating | Natural Gas | Gas Furnace Tube Inserts | A | Original Unit Summer Peak Savings (kW) | Achievable Economic TRC Potential | 0 | 0 | 0 | 0 | 0 | 0 | 0 | 0 | 0 | 0 | 0 | 0 | 0 | 0 | 0 | 0 | 0 | 0 | 0 | 0 | 0 | 0
F3_Industrial_Instruments_New_Space Heating_Natural Gas_Gas Furnace Tube Inserts_A_Achievable Economic TRC Potential | F3 | Industrial | Instruments | New | Space Heating | Natural Gas | Gas Furnace Tube Inserts | A | Original Unit Winter Peak Savings (kW) | Achievable Economic TRC Potential | 0 | 0 | 0 | 0 | 0 | 0 | 0 | 0 | 0 | 0 | 0 | 0 | 0 | 0 | 0 | 0 | 0 | 0 | 0 | 0 | 0 | 0
F4_Industrial_Instruments_New_Space Heating_Natural Gas_Gas Furnace Tube Inserts_A_Achievable Economic TRC Potential | F4 | Industrial | Instruments | New | Space Heating | Natural Gas | Gas Furnace Tube Inserts | A | Standalone Impact on Baseline Energy (%) | Achievable Economic TRC Potential | bar: 2019 to 2040
F5_Industrial_Instruments_New_Space Heating_Natural Gas_Gas Furnace Tube Inserts_A_Achievable Economic TRC Potential | F5 | Industrial | Instruments | New | Space Heating | Natural Gas | Gas Furnace Tube Inserts | A | Standalone Impact on Baseline Summer Peak (%) | Achievable Economic TRC Potential | bar: 2019 to 2040
F6_Industrial_Instruments_New_Space Heating_Natural Gas_Gas Furnace Tube Inserts_A_Achievable Economic TRC Potential | F6 | Industrial | Instruments | New | Space Heating | Natural Gas | Gas Furnace Tube Inserts | A | Standalone Impact on Baseline Winter Peak (%) | Achievable Economic TRC Potential | bar: 2019 to 2040
F7_Industrial_Instruments_New_Space Heating_Natural Gas_Gas Furnace Tube Inserts_A_Achievable Economic TRC Potential | F7 | Industrial | Instruments | New | Space Heating | Natural Gas | Gas Furnace Tube Inserts | A | Incremental Energy Savings (MWh or mTherms) | Achievable Economic TRC Potential | 0 | 0 | 0 | 0 | 0 | 0 | 0 | 0 | 0 | 0 | 0 | 0 | 0 | 0 | 0 | 0 | 0 | 0 | 0 | 0 | 0 | 0
F8_Industrial_Instruments_New_Space Heating_Natural Gas_Gas Furnace Tube Inserts_A_Achievable Economic TRC Potential | F8 | Industrial | Instruments | New | Space Heating | Natural Gas | Gas Furnace Tube Inserts | A | Incremental Summer Peak Savings (MW) | Achievable Economic TRC Potential | 0 | 0 | 0 | 0 | 0 | 0 | 0 | 0 | 0 | 0 | 0 | 0 | 0 | 0 | 0 | 0 | 0 | 0 | 0 | 0 | 0 | 0
F9_Industrial_Instruments_New_Space Heating_Natural Gas_Gas Furnace Tube Inserts_A_Achievable Economic TRC Potential | F9 | Industrial | Instruments | New | Space Heating | Natural Gas | Gas Furnace Tube Inserts | A | Incremental Winter Peak Savings (MW) | Achievable Economic TRC Potential | 0 | 0 | 0 | 0 | 0 | 0 | 0 | 0 | 0 | 0 | 0 | 0 | 0 | 0 | 0 | 0 | 0 | 0 | 0 | 0 | 0 | 0
F10_Industrial_Instruments_New_Space Heating_Natural Gas_Gas Furnace Tube Inserts_A_Achievable Economic TRC Potential | F10 | Industrial | Instruments | New | Space Heating | Natural Gas | Gas Furnace Tube Inserts | A | Cumulative Energy Savings (MWh or mTherms) | Achievable Economic TRC Potential | 0 | 0 | 0 | 0 | 0 | 0 | 0 | 0 | 0 | 0 | 0 | 0 | 0 | 0 | 0 | 0 | 0 | 0 | 0 | 0 | 0 | 0
F11_Industrial_Instruments_New_Space Heating_Natural Gas_Gas Furnace Tube Inserts_A_Achievable Economic TRC Potential | F11 | Industrial | Instruments | New | Space Heating | Natural Gas | Gas Furnace Tube Inserts | A | Cumulative Summer Peak Savings (MW) | Achievable Economic TRC Potential | 0 | 0 | 0 | 0 | 0 | 0 | 0 | 0 | 0 | 0 | 0 | 0 | 0 | 0 | 0 | 0 | 0 | 0 | 0 | 0 | 0 | 0
F12_Industrial_Instruments_New_Space Heating_Natural Gas_Gas Furnace Tube Inserts_A_Achievable Economic TRC Potential | F12 | Industrial | Instruments | New | Space Heating | Natural Gas | Gas Furnace Tube Inserts | A | Cumulative Winter Peak Savings (MW) | Achievable Economic TRC Potential | 0 | 0 | 0 | 0 | 0 | 0 | 0 | 0 | 0 | 0 | 0 | 0 | 0 | 0 | 0 | 0 | 0 | 0 | 0 | 0 | 0 | 0
F13_Industrial_Instruments_New_Space Heating_Natural Gas_Gas Furnace Tube Inserts_A_Achievable Economic TRC Potential | F13 | Industrial | Instruments | New | Space Heating | Natural Gas | Gas Furnace Tube Inserts | A | Purchases (Incremental) | Achievable Economic TRC Potential | 0 | 0 | 0 | 0 | 0 | 0 | 0 | 0 | 0 | 0 | 0 | 0 | 0 | 0 | 0 | 0 | 0 | 0 | 0 | 0 | 0 | 0
F14_Industrial_Instruments_New_Space Heating_Natural Gas_Gas Furnace Tube Inserts_A_Achievable Economic TRC Potential | F14 | Industrial | Instruments | New | Space Heating | Natural Gas | Gas Furnace Tube Inserts | A | Purchases (Cumulative) | Achievable Economic TRC Potential | 0 | 0 | 0 | 0 | 0 | 0 | 0 | 0 | 0 | 0 | 0 | 0 | 0 | 0 | 0 | 0 | 0 | 0 | 0 | 0 | 0 | 0
F1_Industrial_Instruments_New_Space Heating_Natural Gas_Space Heating - Heat Recovery Ventilator_A_Achievable Economic TRC Potential | F1 | Industrial | Instruments | New | Space Heating | Natural Gas | Space Heating - Heat Recovery Ventilator | A | Original Unit Energy Savings (kWh or therms) | Achievable Economic TRC Potential | 0 | 0 | 0.012707 | 0.012707 | 0.012707 | 0.012707 | 0.012707 | 0.012707 | 0.012707 | 0.012707 | 0.012707 | 0.012707 | 0.012707 | 0.012707 | 0.012707 | 0.012707 | 0.012707 | 0.012707 | 0.012707 | 0.012707 | 0.012707 | 0.012707
F2_Industrial_Instruments_New_Space Heating_Natural Gas_Space Heating - Heat Recovery Ventilator_A_Achievable Economic TRC Potential | F2 | Industrial | Instruments | New | Space Heating | Natural Gas | Space Heating - Heat Recovery Ventilator | A | Original Unit Summer Peak Savings (kW) | Achievable Economic TRC Potential | 0 | 0 | 0 | 0 | 0 | 0 | 0 | 0 | 0 | 0 | 0 | 0 | 0 | 0 | 0 | 0 | 0 | 0 | 0 | 0 | 0 | 0
F3_Industrial_Instruments_New_Space Heating_Natural Gas_Space Heating - Heat Recovery Ventilator_A_Achievable Economic TRC Potential | F3 | Industrial | Instruments | New | Space Heating | Natural Gas | Space Heating - Heat Recovery Ventilator | A | Original Unit Winter Peak Savings (kW) | Achievable Economic TRC Potential | 0 | 0 | 0 | 0 | 0 | 0 | 0 | 0 | 0 | 0 | 0 | 0 | 0 | 0 | 0 | 0 | 0 | 0 | 0 | 0 | 0 | 0
F4_Industrial_Instruments_New_Space Heating_Natural Gas_Space Heating - Heat Recovery Ventilator_A_Achievable Economic TRC Potential | F4 | Industrial | Instruments | New | Space Heating | Natural Gas | Space Heating - Heat Recovery Ventilator | A | Standalone Impact on Baseline Energy (%) | Achievable Economic TRC Potential | bar: 2019 to 2040
F5_Industrial_Instruments_New_Space Heating_Natural Gas_Space Heating - Heat Recovery Ventilator_A_Achievable Economic TRC Potential | F5 | Industrial | Instruments | New | Space Heating | Natural Gas | Space Heating - Heat Recovery Ventilator | A | Standalone Impact on Baseline Summer Peak (%) | Achievable Economic TRC Potential | bar: 2019 to 2040
F6_Industrial_Instruments_New_Space Heating_Natural Gas_Space Heating - Heat Recovery Ventilator_A_Achievable Economic TRC Potential | F6 | Industrial | Instruments | New | Space Heating | Natural Gas | Space Heating - Heat Recovery Ventilator | A | Standalone Impact on Baseline Winter Peak (%) | Achievable Economic TRC Potential | bar: 2019 to 2040
F7_Industrial_Instruments_New_Space Heating_Natural Gas_Space Heating - Heat Recovery Ventilator_A_Achievable Economic TRC Potential | F7 | Industrial | Instruments | New | Space Heating | Natural Gas | Space Heating - Heat Recovery Ventilator | A | Incremental Energy Savings (MWh or mTherms) | Achievable Economic TRC Potential | 0 | 0 | 0 | 0 | 0 | 0 | 0 | 0 | 0 | 0 | 0 | 0 | 0 | 0 | 0 | 0 | 0 | 0 | 0 | 0 | 0 | 0
F8_Industrial_Instruments_New_Space Heating_Natural Gas_Space Heating - Heat Recovery Ventilator_A_Achievable Economic TRC Potential | F8 | Industrial | Instruments | New | Space Heating | Natural Gas | Space Heating - Heat Recovery Ventilator | A | Incremental Summer Peak Savings (MW) | Achievable Economic TRC Potential | 0 | 0 | 0 | 0 | 0 | 0 | 0 | 0 | 0 | 0 | 0 | 0 | 0 | 0 | 0 | 0 | 0 | 0 | 0 | 0 | 0 | 0
F9_Industrial_Instruments_New_Space Heating_Natural Gas_Space Heating - Heat Recovery Ventilator_A_Achievable Economic TRC Potential | F9 | Industrial | Instruments | New | Space Heating | Natural Gas | Space Heating - Heat Recovery Ventilator | A | Incremental Winter Peak Savings (MW) | Achievable Economic TRC Potential | 0 | 0 | 0 | 0 | 0 | 0 | 0 | 0 | 0 | 0 | 0 | 0 | 0 | 0 | 0 | 0 | 0 | 0 | 0 | 0 | 0 | 0
F10_Industrial_Instruments_New_Space Heating_Natural Gas_Space Heating - Heat Recovery Ventilator_A_Achievable Economic TRC Potential | F10 | Industrial | Instruments | New | Space Heating | Natural Gas | Space Heating - Heat Recovery Ventilator | A | Cumulative Energy Savings (MWh or mTherms) | Achievable Economic TRC Potential | 0 | 0 | 0 | 0 | 0 | 0 | 0 | 0 | 0 | 0 | 0 | 0 | 0 | 0 | 0 | 0 | 0 | 0 | 0 | 0 | 0 | 0
F11_Industrial_Instruments_New_Space Heating_Natural Gas_Space Heating - Heat Recovery Ventilator_A_Achievable Economic TRC Potential | F11 | Industrial | Instruments | New | Space Heating | Natural Gas | Space Heating - Heat Recovery Ventilator | A | Cumulative Summer Peak Savings (MW) | Achievable Economic TRC Potential | 0 | 0 | 0 | 0 | 0 | 0 | 0 | 0 | 0 | 0 | 0 | 0 | 0 | 0 | 0 | 0 | 0 | 0 | 0 | 0 | 0 | 0
F12_Industrial_Instruments_New_Space Heating_Natural Gas_Space Heating - Heat Recovery Ventilator_A_Achievable Economic TRC Potential | F12 | Industrial | Instruments | New | Space Heating | Natural Gas | Space Heating - Heat Recovery Ventilator | A | Cumulative Winter Peak Savings (MW) | Achievable Economic TRC Potential | 0 | 0 | 0 | 0 | 0 | 0 | 0 | 0 | 0 | 0 | 0 | 0 | 0 | 0 | 0 | 0 | 0 | 0 | 0 | 0 | 0 | 0
F13_Industrial_Instruments_New_Space Heating_Natural Gas_Space Heating - Heat Recovery Ventilator_A_Achievable Economic TRC Potential | F13 | Industrial | Instruments | New | Space Heating | Natural Gas | Space Heating - Heat Recovery Ventilator | A | Purchases (Incremental) | Achievable Economic TRC Potential | 0 | 0 | 0 | 0 | 0 | 0 | 0 | 0 | 0 | 0 | 0 | 0 | 0 | 0 | 0 | 0 | 0 | 0 | 0 | 0 | 0 | 0
F14_Industrial_Instruments_New_Space Heating_Natural Gas_Space Heating - Heat Recovery Ventilator_A_Achievable Economic TRC Potential | F14 | Industrial | Instruments | New | Space Heating | Natural Gas | Space Heating - Heat Recovery Ventilator | A | Purchases (Cumulative) | Achievable Economic TRC Potential | 0 | 0 | 0 | 0 | 0 | 0 | 0 | 0 | 0 | 0 | 0 | 0 | 0 | 0 | 0 | 0 | 0 | 0 | 0 | 0 | 0 | 0
F1_Industrial_Instruments_New_Space Heating_Natural Gas_Thermostat - Programmable_A_Achievable Economic TRC Potential | F1 | Industrial | Instruments | New | Space Heating | Natural Gas | Thermostat - Programmable | A | Original Unit Energy Savings (kWh or therms) | Achievable Economic TRC Potential | 0 | 0 | 0.0061474 | 0.0061474 | 0.0061474 | 0.0061474 | 0.0061474 | 0.0061474 | 0.0061474 | 0.0061474 | 0.0061474 | 0.0061474 | 0.0061474 | 0.0061474 | 0.0061474 | 0.0061474 | 0.0061474 | 0.0061474 | 0.0061474 | 0.0061474 | 0.0061474 | 0.0061474
F2_Industrial_Instruments_New_Space Heating_Natural Gas_Thermostat - Programmable_A_Achievable Economic TRC Potential | F2 | Industrial | Instruments | New | Space Heating | Natural Gas | Thermostat - Programmable | A | Original Unit Summer Peak Savings (kW) | Achievable Economic TRC Potential | 0 | 0 | 0 | 0 | 0 | 0 | 0 | 0 | 0 | 0 | 0 | 0 | 0 | 0 | 0 | 0 | 0 | 0 | 0 | 0 | 0 | 0
F3_Industrial_Instruments_New_Space Heating_Natural Gas_Thermostat - Programmable_A_Achievable Economic TRC Potential | F3 | Industrial | Instruments | New | Space Heating | Natural Gas | Thermostat - Programmable | A | Original Unit Winter Peak Savings (kW) | Achievable Economic TRC Potential | 0 | 0 | 0 | 0 | 0 | 0 | 0 | 0 | 0 | 0 | 0 | 0 | 0 | 0 | 0 | 0 | 0 | 0 | 0 | 0 | 0 | 0
F4_Industrial_Instruments_New_Space Heating_Natural Gas_Thermostat - Programmable_A_Achievable Economic TRC Potential | F4 | Industrial | Instruments | New | Space Heating | Natural Gas | Thermostat - Programmable | A | Standalone Impact on Baseline Energy (%) | Achievable Economic TRC Potential | bar: 2019 to 2040
F5_Industrial_Instruments_New_Space Heating_Natural Gas_Thermostat - Programmable_A_Achievable Economic TRC Potential | F5 | Industrial | Instruments | New | Space Heating | Natural Gas | Thermostat - Programmable | A | Standalone Impact on Baseline Summer Peak (%) | Achievable Economic TRC Potential | bar: 2019 to 2040
F6_Industrial_Instruments_New_Space Heating_Natural Gas_Thermostat - Programmable_A_Achievable Economic TRC Potential | F6 | Industrial | Instruments | New | Space Heating | Natural Gas | Thermostat - Programmable | A | Standalone Impact on Baseline Winter Peak (%) | Achievable Economic TRC Potential | bar: 2019 to 2040
F7_Industrial_Instruments_New_Space Heating_Natural Gas_Thermostat - Programmable_A_Achievable Economic TRC Potential | F7 | Industrial | Instruments | New | Space Heating | Natural Gas | Thermostat - Programmable | A | Incremental Energy Savings (MWh or mTherms) | Achievable Economic TRC Potential | 0 | 0 | 0 | 0 | 0 | 0 | 0 | 0 | 0 | 0 | 0 | 0 | 0 | 0 | 0 | 0 | 0 | 0 | 0 | 0 | 0 | 0
F8_Industrial_Instruments_New_Space Heating_Natural Gas_Thermostat - Programmable_A_Achievable Economic TRC Potential | F8 | Industrial | Instruments | New | Space Heating | Natural Gas | Thermostat - Programmable | A | Incremental Summer Peak Savings (MW) | Achievable Economic TRC Potential | 0 | 0 | 0 | 0 | 0 | 0 | 0 | 0 | 0 | 0 | 0 | 0 | 0 | 0 | 0 | 0 | 0 | 0 | 0 | 0 | 0 | 0
F9_Industrial_Instruments_New_Space Heating_Natural Gas_Thermostat - Programmable_A_Achievable Economic TRC Potential | F9 | Industrial | Instruments | New | Space Heating | Natural Gas | Thermostat - Programmable | A | Incremental Winter Peak Savings (MW) | Achievable Economic TRC Potential | 0 | 0 | 0 | 0 | 0 | 0 | 0 | 0 | 0 | 0 | 0 | 0 | 0 | 0 | 0 | 0 | 0 | 0 | 0 | 0 | 0 | 0
F10_Industrial_Instruments_New_Space Heating_Natural Gas_Thermostat - Programmable_A_Achievable Economic TRC Potential | F10 | Industrial | Instruments | New | Space Heating | Natural Gas | Thermostat - Programmable | A | Cumulative Energy Savings (MWh or mTherms) | Achievable Economic TRC Potential | 0 | 0 | 0 | 0 | 0 | 0 | 0 | 0 | 0 | 0 | 0 | 0 | 0 | 0 | 0 | 0 | 0 | 0 | 0 | 0 | 0 | 0
F11_Industrial_Instruments_New_Space Heating_Natural Gas_Thermostat - Programmable_A_Achievable Economic TRC Potential | F11 | Industrial | Instruments | New | Space Heating | Natural Gas | Thermostat - Programmable | A | Cumulative Summer Peak Savings (MW) | Achievable Economic TRC Potential | 0 | 0 | 0 | 0 | 0 | 0 | 0 | 0 | 0 | 0 | 0 | 0 | 0 | 0 | 0 | 0 | 0 | 0 | 0 | 0 | 0 | 0
F12_Industrial_Instruments_New_Space Heating_Natural Gas_Thermostat - Programmable_A_Achievable Economic TRC Potential | F12 | Industrial | Instruments | New | Space Heating | Natural Gas | Thermostat - Programmable | A | Cumulative Winter Peak Savings (MW) | Achievable Economic TRC Potential | 0 | 0 | 0 | 0 | 0 | 0 | 0 | 0 | 0 | 0 | 0 | 0 | 0 | 0 | 0 | 0 | 0 | 0 | 0 | 0 | 0 | 0
F13_Industrial_Instruments_New_Space Heating_Natural Gas_Thermostat - Programmable_A_Achievable Economic TRC Potential | F13 | Industrial | Instruments | New | Space Heating | Natural Gas | Thermostat - Programmable | A | Purchases (Incremental) | Achievable Economic TRC Potential | 0 | 0 | 0 | 0 | 0 | 0 | 0 | 0 | 0 | 0 | 0 | 0 | 0 | 0 | 0 | 0 | 0 | 0 | 0 | 0 | 0 | 0
F14_Industrial_Instruments_New_Space Heating_Natural Gas_Thermostat - Programmable_A_Achievable Economic TRC Potential | F14 | Industrial | Instruments | New | Space Heating | Natural Gas | Thermostat - Programmable | A | Purchases (Cumulative) | Achievable Economic TRC Potential | 0 | 0 | 0 | 0 | 0 | 0 | 0 | 0 | 0 | 0 | 0 | 0 | 0 | 0 | 0 | 0 | 0 | 0 | 0 | 0 | 0 | 0
F1_Industrial_Instruments_New_Space Heating_Natural Gas_ENERGY STAR Connected Thermostat_A_Achievable Economic TRC Potential | F1 | Industrial | Instruments | New | Space Heating | Natural Gas | ENERGY STAR Connected Thermostat | A | Original Unit Energy Savings (kWh or therms) | Achievable Economic TRC Potential | 0 | 0 | 0.01486 | 0.01486 | 0.01486 | 0.01486 | 0.01486 | 0.01486 | 0.01486 | 0.01486 | 0.01486 | 0.01486 | 0.01486 | 0.01486 | 0.01486 | 0.01486 | 0.01486 | 0.01486 | 0.01486 | 0.01486 | 0.01486 | 0.01486
F2_Industrial_Instruments_New_Space Heating_Natural Gas_ENERGY STAR Connected Thermostat_A_Achievable Economic TRC Potential | F2 | Industrial | Instruments | New | Space Heating | Natural Gas | ENERGY STAR Connected Thermostat | A | Original Unit Summer Peak Savings (kW) | Achievable Economic TRC Potential | 0 | 0 | 0 | 0 | 0 | 0 | 0 | 0 | 0 | 0 | 0 | 0 | 0 | 0 | 0 | 0 | 0 | 0 | 0 | 0 | 0 | 0
F3_Industrial_Instruments_New_Space Heating_Natural Gas_ENERGY STAR Connected Thermostat_A_Achievable Economic TRC Potential | F3 | Industrial | Instruments | New | Space Heating | Natural Gas | ENERGY STAR Connected Thermostat | A | Original Unit Winter Peak Savings (kW) | Achievable Economic TRC Potential | 0 | 0 | 0 | 0 | 0 | 0 | 0 | 0 | 0 | 0 | 0 | 0 | 0 | 0 | 0 | 0 | 0 | 0 | 0 | 0 | 0 | 0
F4_Industrial_Instruments_New_Space Heating_Natural Gas_ENERGY STAR Connected Thermostat_A_Achievable Economic TRC Potential | F4 | Industrial | Instruments | New | Space Heating | Natural Gas | ENERGY STAR Connected Thermostat | A | Standalone Impact on Baseline Energy (%) | Achievable Economic TRC Potential | bar: 2019 to 2040
F5_Industrial_Instruments_New_Space Heating_Natural Gas_ENERGY STAR Connected Thermostat_A_Achievable Economic TRC Potential | F5 | Industrial | Instruments | New | Space Heating | Natural Gas | ENERGY STAR Connected Thermostat | A | Standalone Impact on Baseline Summer Peak (%) | Achievable Economic TRC Potential | bar: 2019 to 2040
F6_Industrial_Instruments_New_Space Heating_Natural Gas_ENERGY STAR Connected Thermostat_A_Achievable Economic TRC Potential | F6 | Industrial | Instruments | New | Space Heating | Natural Gas | ENERGY STAR Connected Thermostat | A | Standalone Impact on Baseline Winter Peak (%) | Achievable Economic TRC Potential | bar: 2019 to 2040
F7_Industrial_Instruments_New_Space Heating_Natural Gas_ENERGY STAR Connected Thermostat_A_Achievable Economic TRC Potential | F7 | Industrial | Instruments | New | Space Heating | Natural Gas | ENERGY STAR Connected Thermostat | A | Incremental Energy Savings (MWh or mTherms) | Achievable Economic TRC Potential | 0 | 0 | 0 | 0 | 0 | 0 | 0 | 0 | 0 | 0 | 0 | 0 | 0 | 0 | 0 | 0 | 0 | 0 | 0 | 0 | 0 | 0
F8_Industrial_Instruments_New_Space Heating_Natural Gas_ENERGY STAR Connected Thermostat_A_Achievable Economic TRC Potential | F8 | Industrial | Instruments | New | Space Heating | Natural Gas | ENERGY STAR Connected Thermostat | A | Incremental Summer Peak Savings (MW) | Achievable Economic TRC Potential | 0 | 0 | 0 | 0 | 0 | 0 | 0 | 0 | 0 | 0 | 0 | 0 | 0 | 0 | 0 | 0 | 0 | 0 | 0 | 0 | 0 | 0
F9_Industrial_Instruments_New_Space Heating_Natural Gas_ENERGY STAR Connected Thermostat_A_Achievable Economic TRC Potential | F9 | Industrial | Instruments | New | Space Heating | Natural Gas | ENERGY STAR Connected Thermostat | A | Incremental Winter Peak Savings (MW) | Achievable Economic TRC Potential | 0 | 0 | 0 | 0 | 0 | 0 | 0 | 0 | 0 | 0 | 0 | 0 | 0 | 0 | 0 | 0 | 0 | 0 | 0 | 0 | 0 | 0
F10_Industrial_Instruments_New_Space Heating_Natural Gas_ENERGY STAR Connected Thermostat_A_Achievable Economic TRC Potential | F10 | Industrial | Instruments | New | Space Heating | Natural Gas | ENERGY STAR Connected Thermostat | A | Cumulative Energy Savings (MWh or mTherms) | Achievable Economic TRC Potential | 0 | 0 | 0 | 0 | 0 | 0 | 0 | 0 | 0 | 0 | 0 | 0 | 0 | 0 | 0 | 0 | 0 | 0 | 0 | 0 | 0 | 0
F11_Industrial_Instruments_New_Space Heating_Natural Gas_ENERGY STAR Connected Thermostat_A_Achievable Economic TRC Potential | F11 | Industrial | Instruments | New | Space Heating | Natural Gas | ENERGY STAR Connected Thermostat | A | Cumulative Summer Peak Savings (MW) | Achievable Economic TRC Potential | 0 | 0 | 0 | 0 | 0 | 0 | 0 | 0 | 0 | 0 | 0 | 0 | 0 | 0 | 0 | 0 | 0 | 0 | 0 | 0 | 0 | 0
F12_Industrial_Instruments_New_Space Heating_Natural Gas_ENERGY STAR Connected Thermostat_A_Achievable Economic TRC Potential | F12 | Industrial | Instruments | New | Space Heating | Natural Gas | ENERGY STAR Connected Thermostat | A | Cumulative Winter Peak Savings (MW) | Achievable Economic TRC Potential | 0 | 0 | 0 | 0 | 0 | 0 | 0 | 0 | 0 | 0 | 0 | 0 | 0 | 0 | 0 | 0 | 0 | 0 | 0 | 0 | 0 | 0
F13_Industrial_Instruments_New_Space Heating_Natural Gas_ENERGY STAR Connected Thermostat_A_Achievable Economic TRC Potential | F13 | Industrial | Instruments | New | Space Heating | Natural Gas | ENERGY STAR Connected Thermostat | A | Purchases (Incremental) | Achievable Economic TRC Potential | 0 | 0 | 0 | 0 | 0 | 0 | 0 | 0 | 0 | 0 | 0 | 0 | 0 | 0 | 0 | 0 | 0 | 0 | 0 | 0 | 0 | 0
F14_Industrial_Instruments_New_Space Heating_Natural Gas_ENERGY STAR Connected Thermostat_A_Achievable Economic TRC Potential | F14 | Industrial | Instruments | New | Space Heating | Natural Gas | ENERGY STAR Connected Thermostat | A | Purchases (Cumulative) | Achievable Economic TRC Potential | 0 | 0 | 0 | 0 | 0 | 0 | 0 | 0 | 0 | 0 | 0 | 0 | 0 | 0 | 0 | 0 | 0 | 0 | 0 | 0 | 0 | 0
F1_Industrial_Instruments_New_Space Heating_Natural Gas_Destratification Fans (HVLS)_A_Achievable Economic TRC Potential | F1 | Industrial | Instruments | New | Space Heating | Natural Gas | Destratification Fans (HVLS) | A | Original Unit Energy Savings (kWh or therms) | Achievable Economic TRC Potential | 0 | 0 | 0.01486 | 0.01486 | 0.01486 | 0.01486 | 0.01486 | 0.01486 | 0.01486 | 0.01486 | 0.01486 | 0.01486 | 0.01486 | 0.01486 | 0.01486 | 0.01486 | 0.01486 | 0.01486 | 0.01486 | 0.01486 | 0.01486 | 0.01486
F2_Industrial_Instruments_New_Space Heating_Natural Gas_Destratification Fans (HVLS)_A_Achievable Economic TRC Potential | F2 | Industrial | Instruments | New | Space Heating | Natural Gas | Destratification Fans (HVLS) | A | Original Unit Summer Peak Savings (kW) | Achievable Economic TRC Potential | 0 | 0 | 0 | 0 | 0 | 0 | 0 | 0 | 0 | 0 | 0 | 0 | 0 | 0 | 0 | 0 | 0 | 0 | 0 | 0 | 0 | 0
F3_Industrial_Instruments_New_Space Heating_Natural Gas_Destratification Fans (HVLS)_A_Achievable Economic TRC Potential | F3 | Industrial | Instruments | New | Space Heating | Natural Gas | Destratification Fans (HVLS) | A | Original Unit Winter Peak Savings (kW) | Achievable Economic TRC Potential | 0 | 0 | 0 | 0 | 0 | 0 | 0 | 0 | 0 | 0 | 0 | 0 | 0 | 0 | 0 | 0 | 0 | 0 | 0 | 0 | 0 | 0
F4_Industrial_Instruments_New_Space Heating_Natural Gas_Destratification Fans (HVLS)_A_Achievable Economic TRC Potential | F4 | Industrial | Instruments | New | Space Heating | Natural Gas | Destratification Fans (HVLS) | A | Standalone Impact on Baseline Energy (%) | Achievable Economic TRC Potential | bar: 2019 to 2040
F5_Industrial_Instruments_New_Space Heating_Natural Gas_Destratification Fans (HVLS)_A_Achievable Economic TRC Potential | F5 | Industrial | Instruments | New | Space Heating | Natural Gas | Destratification Fans (HVLS) | A | Standalone Impact on Baseline Summer Peak (%) | Achievable Economic TRC Potential | bar: 2019 to 2040
F6_Industrial_Instruments_New_Space Heating_Natural Gas_Destratification Fans (HVLS)_A_Achievable Economic TRC Potential | F6 | Industrial | Instruments | New | Space Heating | Natural Gas | Destratification Fans (HVLS) | A | Standalone Impact on Baseline Winter Peak (%) | Achievable Economic TRC Potential | bar: 2019 to 2040
F7_Industrial_Instruments_New_Space Heating_Natural Gas_Destratification Fans (HVLS)_A_Achievable Economic TRC Potential | F7 | Industrial | Instruments | New | Space Heating | Natural Gas | Destratification Fans (HVLS) | A | Incremental Energy Savings (MWh or mTherms) | Achievable Economic TRC Potential | 0 | 0 | 0 | 0 | 0 | 0 | 0 | 0 | 0 | 0 | 0 | 0 | 0 | 0 | 0 | 0 | 0 | 0 | 0 | 0 | 0 | 0
F8_Industrial_Instruments_New_Space Heating_Natural Gas_Destratification Fans (HVLS)_A_Achievable Economic TRC Potential | F8 | Industrial | Instruments | New | Space Heating | Natural Gas | Destratification Fans (HVLS) | A | Incremental Summer Peak Savings (MW) | Achievable Economic TRC Potential | 0 | 0 | 0 | 0 | 0 | 0 | 0 | 0 | 0 | 0 | 0 | 0 | 0 | 0 | 0 | 0 | 0 | 0 | 0 | 0 | 0 | 0
F9_Industrial_Instruments_New_Space Heating_Natural Gas_Destratification Fans (HVLS)_A_Achievable Economic TRC Potential | F9 | Industrial | Instruments | New | Space Heating | Natural Gas | Destratification Fans (HVLS) | A | Incremental Winter Peak Savings (MW) | Achievable Economic TRC Potential | 0 | 0 | 0 | 0 | 0 | 0 | 0 | 0 | 0 | 0 | 0 | 0 | 0 | 0 | 0 | 0 | 0 | 0 | 0 | 0 | 0 | 0
F10_Industrial_Instruments_New_Space Heating_Natural Gas_Destratification Fans (HVLS)_A_Achievable Economic TRC Potential | F10 | Industrial | Instruments | New | Space Heating | Natural Gas | Destratification Fans (HVLS) | A | Cumulative Energy Savings (MWh or mTherms) | Achievable Economic TRC Potential | 0 | 0 | 0 | 0 | 0 | 0 | 0 | 0 | 0 | 0 | 0 | 0 | 0 | 0 | 0 | 0 | 0 | 0 | 0 | 0 | 0 | 0
F11_Industrial_Instruments_New_Space Heating_Natural Gas_Destratification Fans (HVLS)_A_Achievable Economic TRC Potential | F11 | Industrial | Instruments | New | Space Heating | Natural Gas | Destratification Fans (HVLS) | A | Cumulative Summer Peak Savings (MW) | Achievable Economic TRC Potential | 0 | 0 | 0 | 0 | 0 | 0 | 0 | 0 | 0 | 0 | 0 | 0 | 0 | 0 | 0 | 0 | 0 | 0 | 0 | 0 | 0 | 0
F12_Industrial_Instruments_New_Space Heating_Natural Gas_Destratification Fans (HVLS)_A_Achievable Economic TRC Potential | F12 | Industrial | Instruments | New | Space Heating | Natural Gas | Destratification Fans (HVLS) | A | Cumulative Winter Peak Savings (MW) | Achievable Economic TRC Potential | 0 | 0 | 0 | 0 | 0 | 0 | 0 | 0 | 0 | 0 | 0 | 0 | 0 | 0 | 0 | 0 | 0 | 0 | 0 | 0 | 0 | 0
F13_Industrial_Instruments_New_Space Heating_Natural Gas_Destratification Fans (HVLS)_A_Achievable Economic TRC Potential | F13 | Industrial | Instruments | New | Space Heating | Natural Gas | Destratification Fans (HVLS) | A | Purchases (Incremental) | Achievable Economic TRC Potential | 0 | 0 | 0 | 0 | 0 | 0 | 0 | 0 | 0 | 0 | 0 | 0 | 0 | 0 | 0 | 0 | 0 | 0 | 0 | 0 | 0 | 0
F14_Industrial_Instruments_New_Space Heating_Natural Gas_Destratification Fans (HVLS)_A_Achievable Economic TRC Potential | F14 | Industrial | Instruments | New | Space Heating | Natural Gas | Destratification Fans (HVLS) | A | Purchases (Cumulative) | Achievable Economic TRC Potential | 0 | 0 | 0 | 0 | 0 | 0 | 0 | 0 | 0 | 0 | 0 | 0 | 0 | 0 | 0 | 0 | 0 | 0 | 0 | 0 | 0 | 0
F1_Industrial_Instruments_New_Space Heating_Natural Gas_Gas Boiler - Insulate Steam Lines/Condensate Tank_A_Achievable Economic TRC Potential | F1 | Industrial | Instruments | New | Space Heating | Natural Gas | Gas Boiler - Insulate Steam Lines/Condensate Tank | A | Original Unit Energy Savings (kWh or therms) | Achievable Economic TRC Potential | 0 | 0 | 42.7328 | 42.7328 | 42.7328 | 42.7328 | 42.7328 | 42.7328 | 42.7328 | 42.7328 | 42.7328 | 42.7328 | 42.7328 | 42.7328 | 42.7328 | 42.7328 | 42.7328 | 42.7328 | 42.7328 | 42.7328 | 42.7328 | 42.7328
F2_Industrial_Instruments_New_Space Heating_Natural Gas_Gas Boiler - Insulate Steam Lines/Condensate Tank_A_Achievable Economic TRC Potential | F2 | Industrial | Instruments | New | Space Heating | Natural Gas | Gas Boiler - Insulate Steam Lines/Condensate Tank | A | Original Unit Summer Peak Savings (kW) | Achievable Economic TRC Potential | 0 | 0 | 0 | 0 | 0 | 0 | 0 | 0 | 0 | 0 | 0 | 0 | 0 | 0 | 0 | 0 | 0 | 0 | 0 | 0 | 0 | 0
F3_Industrial_Instruments_New_Space Heating_Natural Gas_Gas Boiler - Insulate Steam Lines/Condensate Tank_A_Achievable Economic TRC Potential | F3 | Industrial | Instruments | New | Space Heating | Natural Gas | Gas Boiler - Insulate Steam Lines/Condensate Tank | A | Original Unit Winter Peak Savings (kW) | Achievable Economic TRC Potential | 0 | 0 | 0 | 0 | 0 | 0 | 0 | 0 | 0 | 0 | 0 | 0 | 0 | 0 | 0 | 0 | 0 | 0 | 0 | 0 | 0 | 0
F4_Industrial_Instruments_New_Space Heating_Natural Gas_Gas Boiler - Insulate Steam Lines/Condensate Tank_A_Achievable Economic TRC Potential | F4 | Industrial | Instruments | New | Space Heating | Natural Gas | Gas Boiler - Insulate Steam Lines/Condensate Tank | A | Standalone Impact on Baseline Energy (%) | Achievable Economic TRC Potential | 0% | 0% | 0.005147% | 0.008096% | 0.01082% | 0.01326% | 0.01666% | 0.01961% | 0.02249% | 0.02505% | 0.02822% | 0.03102% | 0.03382% | 0.03623% | 0.03949% | 0.04229% | 0.04506% | 0.04745% | 0.05075% | 0.05357% | 0.05644% | 0.05929%
F5_Industrial_Instruments_New_Space Heating_Natural Gas_Gas Boiler - Insulate Steam Lines/Condensate Tank_A_Achievable Economic TRC Potential | F5 | Industrial | Instruments | New | Space Heating | Natural Gas | Gas Boiler - Insulate Steam Lines/Condensate Tank | A | Standalone Impact on Baseline Summer Peak (%) | Achievable Economic TRC Potential | bar: 2019 to 2040
F6_Industrial_Instruments_New_Space Heating_Natural Gas_Gas Boiler - Insulate Steam Lines/Condensate Tank_A_Achievable Economic TRC Potential | F6 | Industrial | Instruments | New | Space Heating | Natural Gas | Gas Boiler - Insulate Steam Lines/Condensate Tank | A | Standalone Impact on Baseline Winter Peak (%) | Achievable Economic TRC Potential | bar: 2019 to 2040
F7_Industrial_Instruments_New_Space Heating_Natural Gas_Gas Boiler - Insulate Steam Lines/Condensate Tank_A_Achievable Economic TRC Potential | F7 | Industrial | Instruments | New | Space Heating | Natural Gas | Gas Boiler - Insulate Steam Lines/Condensate Tank | A | Incremental Energy Savings (MWh or mTherms) | Achievable Economic TRC Potential | 0 | 0 | 0.0011928 | 0.0020816 | 0.0029682 | 0.003962 | 0.0045605 | 0.0052553 | 0.0059413 | 0.006713 | 0.0072877 | 0.0079488 | 0.008601 | 0.0093577 | 0.0098712 | 0.010495 | 0.011119 | 0.011845 | 0.012325 | 0.012916 | 0.01349 | 0.014063
F8_Industrial_Instruments_New_Space Heating_Natural Gas_Gas Boiler - Insulate Steam Lines/Condensate Tank_A_Achievable Economic TRC Potential | F8 | Industrial | Instruments | New | Space Heating | Natural Gas | Gas Boiler - Insulate Steam Lines/Condensate Tank | A | Incremental Summer Peak Savings (MW) | Achievable Economic TRC Potential | 0 | 0 | 0 | 0 | 0 | 0 | 0 | 0 | 0 | 0 | 0 | 0 | 0 | 0 | 0 | 0 | 0 | 0 | 0 | 0 | 0 | 0
F9_Industrial_Instruments_New_Space Heating_Natural Gas_Gas Boiler - Insulate Steam Lines/Condensate Tank_A_Achievable Economic TRC Potential | F9 | Industrial | Instruments | New | Space Heating | Natural Gas | Gas Boiler - Insulate Steam Lines/Condensate Tank | A | Incremental Winter Peak Savings (MW) | Achievable Economic TRC Potential | 0 | 0 | 0 | 0 | 0 | 0 | 0 | 0 | 0 | 0 | 0 | 0 | 0 | 0 | 0 | 0 | 0 | 0 | 0 | 0 | 0 | 0
F10_Industrial_Instruments_New_Space Heating_Natural Gas_Gas Boiler - Insulate Steam Lines/Condensate Tank_A_Achievable Economic TRC Potential | F10 | Industrial | Instruments | New | Space Heating | Natural Gas | Gas Boiler - Insulate Steam Lines/Condensate Tank | A | Cumulative Energy Savings (MWh or mTherms) | Achievable Economic TRC Potential | 0 | 0 | 0.0011928 | 0.0032743 | 0.0062426 | 0.010205 | 0.014765 | 0.02002 | 0.025962 | 0.032675 | 0.039963 | 0.047911 | 0.056512 | 0.06587 | 0.075741 | 0.086237 | 0.097356 | 0.1092 | 0.12153 | 0.13444 | 0.14793 | 0.16199
F11_Industrial_Instruments_New_Space Heating_Natural Gas_Gas Boiler - Insulate Steam Lines/Condensate Tank_A_Achievable Economic TRC Potential | F11 | Industrial | Instruments | New | Space Heating | Natural Gas | Gas Boiler - Insulate Steam Lines/Condensate Tank | A | Cumulative Summer Peak Savings (MW) | Achievable Economic TRC Potential | 0 | 0 | 0 | 0 | 0 | 0 | 0 | 0 | 0 | 0 | 0 | 0 | 0 | 0 | 0 | 0 | 0 | 0 | 0 | 0 | 0 | 0
F12_Industrial_Instruments_New_Space Heating_Natural Gas_Gas Boiler - Insulate Steam Lines/Condensate Tank_A_Achievable Economic TRC Potential | F12 | Industrial | Instruments | New | Space Heating | Natural Gas | Gas Boiler - Insulate Steam Lines/Condensate Tank | A | Cumulative Winter Peak Savings (MW) | Achievable Economic TRC Potential | 0 | 0 | 0 | 0 | 0 | 0 | 0 | 0 | 0 | 0 | 0 | 0 | 0 | 0 | 0 | 0 | 0 | 0 | 0 | 0 | 0 | 0
F13_Industrial_Instruments_New_Space Heating_Natural Gas_Gas Boiler - Insulate Steam Lines/Condensate Tank_A_Achievable Economic TRC Potential | F13 | Industrial | Instruments | New | Space Heating | Natural Gas | Gas Boiler - Insulate Steam Lines/Condensate Tank | A | Purchases (Incremental) | Achievable Economic TRC Potential | 0 | 0 | 0.027912 | 0.048712 | 0.06946 | 0.092716 | 0.10672 | 0.12298 | 0.13903 | 0.15709 | 0.17054 | 0.18601 | 0.20127 | 0.21898 | 0.231 | 0.2456 | 0.2602 | 0.27719 | 0.28841 | 0.30224 | 0.31569 | 0.3291
F14_Industrial_Instruments_New_Space Heating_Natural Gas_Gas Boiler - Insulate Steam Lines/Condensate Tank_A_Achievable Economic TRC Potential | F14 | Industrial | Instruments | New | Space Heating | Natural Gas | Gas Boiler - Insulate Steam Lines/Condensate Tank | A | Purchases (Cumulative) | Achievable Economic TRC Potential | 0 | 0 | 0.027912 | 0.076624 | 0.14608 | 0.2388 | 0.34552 | 0.4685 | 0.60754 | 0.76463 | 0.93517 | 1.1212 | 1.3225 | 1.5414 | 1.7724 | 2.018 | 2.2782 | 2.5554 | 2.8438 | 3.1461 | 3.4618 | 3.7909
F1_Industrial_Instruments_New_Process_Natural Gas_Gas Boiler - Insulate Steam Lines/Condensate Tank_A_Achievable Economic TRC Potential | F1 | Industrial | Instruments | New | Process | Natural Gas | Gas Boiler - Insulate Steam Lines/Condensate Tank | A | Original Unit Energy Savings (kWh or therms) | Achievable Economic TRC Potential | 0 | 0 | 27.9412 | 27.9412 | 27.9412 | 27.9412 | 27.9412 | 27.9412 | 27.9412 | 27.9412 | 27.9412 | 27.9412 | 27.9412 | 27.9412 | 27.9412 | 27.9412 | 27.9412 | 27.9412 | 27.9412 | 27.9412 | 27.9412 | 27.9412
F2_Industrial_Instruments_New_Process_Natural Gas_Gas Boiler - Insulate Steam Lines/Condensate Tank_A_Achievable Economic TRC Potential | F2 | Industrial | Instruments | New | Process | Natural Gas | Gas Boiler - Insulate Steam Lines/Condensate Tank | A | Original Unit Summer Peak Savings (kW) | Achievable Economic TRC Potential | 0 | 0 | 0 | 0 | 0 | 0 | 0 | 0 | 0 | 0 | 0 | 0 | 0 | 0 | 0 | 0 | 0 | 0 | 0 | 0 | 0 | 0
F3_Industrial_Instruments_New_Process_Natural Gas_Gas Boiler - Insulate Steam Lines/Condensate Tank_A_Achievable Economic TRC Potential | F3 | Industrial | Instruments | New | Process | Natural Gas | Gas Boiler - Insulate Steam Lines/Condensate Tank | A | Original Unit Winter Peak Savings (kW) | Achievable Economic TRC Potential | 0 | 0 | 0 | 0 | 0 | 0 | 0 | 0 | 0 | 0 | 0 | 0 | 0 | 0 | 0 | 0 | 0 | 0 | 0 | 0 | 0 | 0
F4_Industrial_Instruments_New_Process_Natural Gas_Gas Boiler - Insulate Steam Lines/Condensate Tank_A_Achievable Economic TRC Potential | F4 | Industrial | Instruments | New | Process | Natural Gas | Gas Boiler - Insulate Steam Lines/Condensate Tank | A | Standalone Impact on Baseline Energy (%) | Achievable Economic TRC Potential | 0% | 0% | 0.03756% | 0.05908% | 0.07899% | 0.09674% | 0.1216% | 0.1431% | 0.1641% | 0.1828% | 0.206% | 0.2264% | 0.2468% | 0.2644% | 0.2882% | 0.3086% | 0.3289% | 0.3463% | 0.3704% | 0.391% | 0.4119% | 0.4326%
F5_Industrial_Instruments_New_Process_Natural Gas_Gas Boiler - Insulate Steam Lines/Condensate Tank_A_Achievable Economic TRC Potential | F5 | Industrial | Instruments | New | Process | Natural Gas | Gas Boiler - Insulate Steam Lines/Condensate Tank | A | Standalone Impact on Baseline Summer Peak (%) | Achievable Economic TRC Potential | bar: 2019 to 2040
F6_Industrial_Instruments_New_Process_Natural Gas_Gas Boiler - Insulate Steam Lines/Condensate Tank_A_Achievable Economic TRC Potential | F6 | Industrial | Instruments | New | Process | Natural Gas | Gas Boiler - Insulate Steam Lines/Condensate Tank | A | Standalone Impact on Baseline Winter Peak (%) | Achievable Economic TRC Potential | bar: 2019 to 2040
F7_Industrial_Instruments_New_Process_Natural Gas_Gas Boiler - Insulate Steam Lines/Condensate Tank_A_Achievable Economic TRC Potential | F7 | Industrial | Instruments | New | Process | Natural Gas | Gas Boiler - Insulate Steam Lines/Condensate Tank | A | Incremental Energy Savings (MWh or mTherms) | Achievable Economic TRC Potential | 0 | 0 | 0.023658 | 0.041288 | 0.058874 | 0.078585 | 0.090456 | 0.10424 | 0.11784 | 0.13315 | 0.14455 | 0.15766 | 0.1706 | 0.18561 | 0.19579 | 0.20817 | 0.22054 | 0.23494 | 0.24445 | 0.25617 | 0.26758 | 0.27894
F8_Industrial_Instruments_New_Process_Natural Gas_Gas Boiler - Insulate Steam Lines/Condensate Tank_A_Achievable Economic TRC Potential | F8 | Industrial | Instruments | New | Process | Natural Gas | Gas Boiler - Insulate Steam Lines/Condensate Tank | A | Incremental Summer Peak Savings (MW) | Achievable Economic TRC Potential | 0 | 0 | 0 | 0 | 0 | 0 | 0 | 0 | 0 | 0 | 0 | 0 | 0 | 0 | 0 | 0 | 0 | 0 | 0 | 0 | 0 | 0
F9_Industrial_Instruments_New_Process_Natural Gas_Gas Boiler - Insulate Steam Lines/Condensate Tank_A_Achievable Economic TRC Potential | F9 | Industrial | Instruments | New | Process | Natural Gas | Gas Boiler - Insulate Steam Lines/Condensate Tank | A | Incremental Winter Peak Savings (MW) | Achievable Economic TRC Potential | 0 | 0 | 0 | 0 | 0 | 0 | 0 | 0 | 0 | 0 | 0 | 0 | 0 | 0 | 0 | 0 | 0 | 0 | 0 | 0 | 0 | 0
F10_Industrial_Instruments_New_Process_Natural Gas_Gas Boiler - Insulate Steam Lines/Condensate Tank_A_Achievable Economic TRC Potential | F10 | Industrial | Instruments | New | Process | Natural Gas | Gas Boiler - Insulate Steam Lines/Condensate Tank | A | Cumulative Energy Savings (MWh or mTherms) | Achievable Economic TRC Potential | 0 | 0 | 0.023658 | 0.064945 | 0.12382 | 0.2024 | 0.29286 | 0.3971 | 0.51494 | 0.64809 | 0.79264 | 0.9503 | 1.1209 | 1.3065 | 1.5023 | 1.7105 | 1.931 | 2.166 | 2.4104 | 2.6666 | 2.9342 | 3.2131
F11_Industrial_Instruments_New_Process_Natural Gas_Gas Boiler - Insulate Steam Lines/Condensate Tank_A_Achievable Economic TRC Potential | F11 | Industrial | Instruments | New | Process | Natural Gas | Gas Boiler - Insulate Steam Lines/Condensate Tank | A | Cumulative Summer Peak Savings (MW) | Achievable Economic TRC Potential | 0 | 0 | 0 | 0 | 0 | 0 | 0 | 0 | 0 | 0 | 0 | 0 | 0 | 0 | 0 | 0 | 0 | 0 | 0 | 0 | 0 | 0
F12_Industrial_Instruments_New_Process_Natural Gas_Gas Boiler - Insulate Steam Lines/Condensate Tank_A_Achievable Economic TRC Potential | F12 | Industrial | Instruments | New | Process | Natural Gas | Gas Boiler - Insulate Steam Lines/Condensate Tank | A | Cumulative Winter Peak Savings (MW) | Achievable Economic TRC Potential | 0 | 0 | 0 | 0 | 0 | 0 | 0 | 0 | 0 | 0 | 0 | 0 | 0 | 0 | 0 | 0 | 0 | 0 | 0 | 0 | 0 | 0
F13_Industrial_Instruments_New_Process_Natural Gas_Gas Boiler - Insulate Steam Lines/Condensate Tank_A_Achievable Economic TRC Potential | F13 | Industrial | Instruments | New | Process | Natural Gas | Gas Boiler - Insulate Steam Lines/Condensate Tank | A | Purchases (Incremental) | Achievable Economic TRC Potential | 0 | 0 | 0.8467 | 1.4777 | 2.1071 | 2.8125 | 3.2374 | 3.7306 | 4.2176 | 4.7654 | 5.1734 | 5.6426 | 6.1056 | 6.6427 | 7.0073 | 7.4503 | 7.893 | 8.4084 | 8.7489 | 9.1683 | 9.5764 | 9.9832
F14_Industrial_Instruments_New_Process_Natural Gas_Gas Boiler - Insulate Steam Lines/Condensate Tank_A_Achievable Economic TRC Potential | F14 | Industrial | Instruments | New | Process | Natural Gas | Gas Boiler - Insulate Steam Lines/Condensate Tank | A | Purchases (Cumulative) | Achievable Economic TRC Potential | 0 | 0 | 0.8467 | 2.3244 | 4.4314 | 7.244 | 10.4813 | 14.2119 | 18.4295 | 23.1949 | 28.3682 | 34.0108 | 40.1165 | 46.7592 | 53.7665 | 61.2168 | 69.1098 | 77.5183 | 86.2671 | 95.4355 | 105.0118 | 114.9951
F1_Industrial_Instruments_New_Space Heating_Natural Gas_Gas Boiler - Insulate Hot Water Lines_A_Achievable Economic TRC Potential | F1 | Industrial | Instruments | New | Space Heating | Natural Gas | Gas Boiler - Insulate Hot Water Lines | A | Original Unit Energy Savings (kWh or therms) | Achievable Economic TRC Potential | 0 | 0 | 48.3016 | 48.3016 | 48.3016 | 48.3016 | 48.3016 | 48.3016 | 48.3016 | 48.3016 | 48.3016 | 48.3016 | 48.3016 | 48.3016 | 48.3016 | 48.3016 | 48.3016 | 48.3016 | 48.3016 | 48.3016 | 48.3016 | 48.3016
F2_Industrial_Instruments_New_Space Heating_Natural Gas_Gas Boiler - Insulate Hot Water Lines_A_Achievable Economic TRC Potential | F2 | Industrial | Instruments | New | Space Heating | Natural Gas | Gas Boiler - Insulate Hot Water Lines | A | Original Unit Summer Peak Savings (kW) | Achievable Economic TRC Potential | 0 | 0 | 0 | 0 | 0 | 0 | 0 | 0 | 0 | 0 | 0 | 0 | 0 | 0 | 0 | 0 | 0 | 0 | 0 | 0 | 0 | 0
F3_Industrial_Instruments_New_Space Heating_Natural Gas_Gas Boiler - Insulate Hot Water Lines_A_Achievable Economic TRC Potential | F3 | Industrial | Instruments | New | Space Heating | Natural Gas | Gas Boiler - Insulate Hot Water Lines | A | Original Unit Winter Peak Savings (kW) | Achievable Economic TRC Potential | 0 | 0 | 0 | 0 | 0 | 0 | 0 | 0 | 0 | 0 | 0 | 0 | 0 | 0 | 0 | 0 | 0 | 0 | 0 | 0 | 0 | 0
F4_Industrial_Instruments_New_Space Heating_Natural Gas_Gas Boiler - Insulate Hot Water Lines_A_Achievable Economic TRC Potential | F4 | Industrial | Instruments | New | Space Heating | Natural Gas | Gas Boiler - Insulate Hot Water Lines | A | Standalone Impact on Baseline Energy (%) | Achievable Economic TRC Potential | 0% | 0% | 0.005818% | 0.009151% | 0.01224% | 0.01498% | 0.01883% | 0.02216% | 0.02542% | 0.02832% | 0.0319% | 0.03507% | 0.03822% | 0.04095% | 0.04464% | 0.0478% | 0.05094% | 0.05363% | 0.05736% | 0.06056% | 0.06379% | 0.06701%
F5_Industrial_Instruments_New_Space Heating_Natural Gas_Gas Boiler - Insulate Hot Water Lines_A_Achievable Economic TRC Potential | F5 | Industrial | Instruments | New | Space Heating | Natural Gas | Gas Boiler - Insulate Hot Water Lines | A | Standalone Impact on Baseline Summer Peak (%) | Achievable Economic TRC Potential | bar: 2019 to 2040
F6_Industrial_Instruments_New_Space Heating_Natural Gas_Gas Boiler - Insulate Hot Water Lines_A_Achievable Economic TRC Potential | F6 | Industrial | Instruments | New | Space Heating | Natural Gas | Gas Boiler - Insulate Hot Water Lines | A | Standalone Impact on Baseline Winter Peak (%) | Achievable Economic TRC Potential | bar: 2019 to 2040
F7_Industrial_Instruments_New_Space Heating_Natural Gas_Gas Boiler - Insulate Hot Water Lines_A_Achievable Economic TRC Potential | F7 | Industrial | Instruments | New | Space Heating | Natural Gas | Gas Boiler - Insulate Hot Water Lines | A | Incremental Energy Savings (MWh or mTherms) | Achievable Economic TRC Potential | 0 | 0 | 0.0013482 | 0.0023528 | 0.003355 | 0.0044783 | 0.0051548 | 0.0059402 | 0.0067156 | 0.0075878 | 0.0082374 | 0.0089846 | 0.0097219 | 0.010577 | 0.011158 | 0.011863 | 0.012568 | 0.013389 | 0.013931 | 0.014599 | 0.015248 | 0.015896
F8_Industrial_Instruments_New_Space Heating_Natural Gas_Gas Boiler - Insulate Hot Water Lines_A_Achievable Economic TRC Potential | F8 | Industrial | Instruments | New | Space Heating | Natural Gas | Gas Boiler - Insulate Hot Water Lines | A | Incremental Summer Peak Savings (MW) | Achievable Economic TRC Potential | 0 | 0 | 0 | 0 | 0 | 0 | 0 | 0 | 0 | 0 | 0 | 0 | 0 | 0 | 0 | 0 | 0 | 0 | 0 | 0 | 0 | 0
F9_Industrial_Instruments_New_Space Heating_Natural Gas_Gas Boiler - Insulate Hot Water Lines_A_Achievable Economic TRC Potential | F9 | Industrial | Instruments | New | Space Heating | Natural Gas | Gas Boiler - Insulate Hot Water Lines | A | Incremental Winter Peak Savings (MW) | Achievable Economic TRC Potential | 0 | 0 | 0 | 0 | 0 | 0 | 0 | 0 | 0 | 0 | 0 | 0 | 0 | 0 | 0 | 0 | 0 | 0 | 0 | 0 | 0 | 0
F10_Industrial_Instruments_New_Space Heating_Natural Gas_Gas Boiler - Insulate Hot Water Lines_A_Achievable Economic TRC Potential | F10 | Industrial | Instruments | New | Space Heating | Natural Gas | Gas Boiler - Insulate Hot Water Lines | A | Cumulative Energy Savings (MWh or mTherms) | Achievable Economic TRC Potential | 0 | 0 | 0.0013482 | 0.003701 | 0.0070561 | 0.011534 | 0.016689 | 0.022629 | 0.029345 | 0.036933 | 0.04517 | 0.054155 | 0.063877 | 0.074454 | 0.085611 | 0.097474 | 0.11004 | 0.12343 | 0.13736 | 0.15196 | 0.16721 | 0.1831
F11_Industrial_Instruments_New_Space Heating_Natural Gas_Gas Boiler - Insulate Hot Water Lines_A_Achievable Economic TRC Potential | F11 | Industrial | Instruments | New | Space Heating | Natural Gas | Gas Boiler - Insulate Hot Water Lines | A | Cumulative Summer Peak Savings (MW) | Achievable Economic TRC Potential | 0 | 0 | 0 | 0 | 0 | 0 | 0 | 0 | 0 | 0 | 0 | 0 | 0 | 0 | 0 | 0 | 0 | 0 | 0 | 0 | 0 | 0
F12_Industrial_Instruments_New_Space Heating_Natural Gas_Gas Boiler - Insulate Hot Water Lines_A_Achievable Economic TRC Potential | F12 | Industrial | Instruments | New | Space Heating | Natural Gas | Gas Boiler - Insulate Hot Water Lines | A | Cumulative Winter Peak Savings (MW) | Achievable Economic TRC Potential | 0 | 0 | 0 | 0 | 0 | 0 | 0 | 0 | 0 | 0 | 0 | 0 | 0 | 0 | 0 | 0 | 0 | 0 | 0 | 0 | 0 | 0
F13_Industrial_Instruments_New_Space Heating_Natural Gas_Gas Boiler - Insulate Hot Water Lines_A_Achievable Economic TRC Potential | F13 | Industrial | Instruments | New | Space Heating | Natural Gas | Gas Boiler - Insulate Hot Water Lines | A | Purchases (Incremental) | Achievable Economic TRC Potential | 0 | 0 | 0.027912 | 0.048712 | 0.06946 | 0.092716 | 0.10672 | 0.12298 | 0.13903 | 0.15709 | 0.17054 | 0.18601 | 0.20127 | 0.21898 | 0.231 | 0.2456 | 0.2602 | 0.27719 | 0.28841 | 0.30224 | 0.31569 | 0.3291
F14_Industrial_Instruments_New_Space Heating_Natural Gas_Gas Boiler - Insulate Hot Water Lines_A_Achievable Economic TRC Potential | F14 | Industrial | Instruments | New | Space Heating | Natural Gas | Gas Boiler - Insulate Hot Water Lines | A | Purchases (Cumulative) | Achievable Economic TRC Potential | 0 | 0 | 0.027912 | 0.076624 | 0.14608 | 0.2388 | 0.34552 | 0.4685 | 0.60754 | 0.76463 | 0.93517 | 1.1212 | 1.3225 | 1.5414 | 1.7724 | 2.018 | 2.2782 | 2.5554 | 2.8438 | 3.1461 | 3.4618 | 3.7909
F1_Industrial_Instruments_New_Process_Natural Gas_Gas Boiler - Insulate Hot Water Lines_A_Achievable Economic TRC Potential | F1 | Industrial | Instruments | New | Process | Natural Gas | Gas Boiler - Insulate Hot Water Lines | A | Original Unit Energy Savings (kWh or therms) | Achievable Economic TRC Potential | 0 | 0 | 31.5823 | 31.5823 | 31.5823 | 31.5823 | 31.5823 | 31.5823 | 31.5823 | 31.5823 | 31.5823 | 31.5823 | 31.5823 | 31.5823 | 31.5823 | 31.5823 | 31.5823 | 31.5823 | 31.5823 | 31.5823 | 31.5823 | 31.5823
F2_Industrial_Instruments_New_Process_Natural Gas_Gas Boiler - Insulate Hot Water Lines_A_Achievable Economic TRC Potential | F2 | Industrial | Instruments | New | Process | Natural Gas | Gas Boiler - Insulate Hot Water Lines | A | Original Unit Summer Peak Savings (kW) | Achievable Economic TRC Potential | 0 | 0 | 0 | 0 | 0 | 0 | 0 | 0 | 0 | 0 | 0 | 0 | 0 | 0 | 0 | 0 | 0 | 0 | 0 | 0 | 0 | 0
F3_Industrial_Instruments_New_Process_Natural Gas_Gas Boiler - Insulate Hot Water Lines_A_Achievable Economic TRC Potential | F3 | Industrial | Instruments | New | Process | Natural Gas | Gas Boiler - Insulate Hot Water Lines | A | Original Unit Winter Peak Savings (kW) | Achievable Economic TRC Potential | 0 | 0 | 0 | 0 | 0 | 0 | 0 | 0 | 0 | 0 | 0 | 0 | 0 | 0 | 0 | 0 | 0 | 0 | 0 | 0 | 0 | 0
F4_Industrial_Instruments_New_Process_Natural Gas_Gas Boiler - Insulate Hot Water Lines_A_Achievable Economic TRC Potential | F4 | Industrial | Instruments | New | Process | Natural Gas | Gas Boiler - Insulate Hot Water Lines | A | Standalone Impact on Baseline Energy (%) | Achievable Economic TRC Potential | 0% | 0% | 0.04245% | 0.06678% | 0.08929% | 0.1093% | 0.1375% | 0.1617% | 0.1855% | 0.2066% | 0.2328% | 0.2559% | 0.2789% | 0.2988% | 0.3258% | 0.3488% | 0.3717% | 0.3914% | 0.4186% | 0.4419% | 0.4655% | 0.489%
F5_Industrial_Instruments_New_Process_Natural Gas_Gas Boiler - Insulate Hot Water Lines_A_Achievable Economic TRC Potential | F5 | Industrial | Instruments | New | Process | Natural Gas | Gas Boiler - Insulate Hot Water Lines | A | Standalone Impact on Baseline Summer Peak (%) | Achievable Economic TRC Potential | bar: 2019 to 2040
F6_Industrial_Instruments_New_Process_Natural Gas_Gas Boiler - Insulate Hot Water Lines_A_Achievable Economic TRC Potential | F6 | Industrial | Instruments | New | Process | Natural Gas | Gas Boiler - Insulate Hot Water Lines | A | Standalone Impact on Baseline Winter Peak (%) | Achievable Economic TRC Potential | bar: 2019 to 2040
F7_Industrial_Instruments_New_Process_Natural Gas_Gas Boiler - Insulate Hot Water Lines_A_Achievable Economic TRC Potential | F7 | Industrial | Instruments | New | Process | Natural Gas | Gas Boiler - Insulate Hot Water Lines | A | Incremental Energy Savings (MWh or mTherms) | Achievable Economic TRC Potential | 0 | 0 | 0.026741 | 0.046668 | 0.066546 | 0.088826 | 0.10224 | 0.11782 | 0.1332 | 0.1505 | 0.16339 | 0.17821 | 0.19283 | 0.20979 | 0.22131 | 0.2353 | 0.24928 | 0.26556 | 0.27631 | 0.28956 | 0.30244 | 0.31529
F8_Industrial_Instruments_New_Process_Natural Gas_Gas Boiler - Insulate Hot Water Lines_A_Achievable Economic TRC Potential | F8 | Industrial | Instruments | New | Process | Natural Gas | Gas Boiler - Insulate Hot Water Lines | A | Incremental Summer Peak Savings (MW) | Achievable Economic TRC Potential | 0 | 0 | 0 | 0 | 0 | 0 | 0 | 0 | 0 | 0 | 0 | 0 | 0 | 0 | 0 | 0 | 0 | 0 | 0 | 0 | 0 | 0
F9_Industrial_Instruments_New_Process_Natural Gas_Gas Boiler - Insulate Hot Water Lines_A_Achievable Economic TRC Potential | F9 | Industrial | Instruments | New | Process | Natural Gas | Gas Boiler - Insulate Hot Water Lines | A | Incremental Winter Peak Savings (MW) | Achievable Economic TRC Potential | 0 | 0 | 0 | 0 | 0 | 0 | 0 | 0 | 0 | 0 | 0 | 0 | 0 | 0 | 0 | 0 | 0 | 0 | 0 | 0 | 0 | 0
F10_Industrial_Instruments_New_Process_Natural Gas_Gas Boiler - Insulate Hot Water Lines_A_Achievable Economic TRC Potential | F10 | Industrial | Instruments | New | Process | Natural Gas | Gas Boiler - Insulate Hot Water Lines | A | Cumulative Energy Savings (MWh or mTherms) | Achievable Economic TRC Potential | 0 | 0 | 0.026741 | 0.073409 | 0.13995 | 0.22878 | 0.33103 | 0.44885 | 0.58205 | 0.73255 | 0.89594 | 1.0741 | 1.267 | 1.4768 | 1.6981 | 1.9334 | 2.1827 | 2.4482 | 2.7245 | 3.0141 | 3.3165 | 3.6318
F11_Industrial_Instruments_New_Process_Natural Gas_Gas Boiler - Insulate Hot Water Lines_A_Achievable Economic TRC Potential | F11 | Industrial | Instruments | New | Process | Natural Gas | Gas Boiler - Insulate Hot Water Lines | A | Cumulative Summer Peak Savings (MW) | Achievable Economic TRC Potential | 0 | 0 | 0 | 0 | 0 | 0 | 0 | 0 | 0 | 0 | 0 | 0 | 0 | 0 | 0 | 0 | 0 | 0 | 0 | 0 | 0 | 0
F12_Industrial_Instruments_New_Process_Natural Gas_Gas Boiler - Insulate Hot Water Lines_A_Achievable Economic TRC Potential | F12 | Industrial | Instruments | New | Process | Natural Gas | Gas Boiler - Insulate Hot Water Lines | A | Cumulative Winter Peak Savings (MW) | Achievable Economic TRC Potential | 0 | 0 | 0 | 0 | 0 | 0 | 0 | 0 | 0 | 0 | 0 | 0 | 0 | 0 | 0 | 0 | 0 | 0 | 0 | 0 | 0 | 0
F13_Industrial_Instruments_New_Process_Natural Gas_Gas Boiler - Insulate Hot Water Lines_A_Achievable Economic TRC Potential | F13 | Industrial | Instruments | New | Process | Natural Gas | Gas Boiler - Insulate Hot Water Lines | A | Purchases (Incremental) | Achievable Economic TRC Potential | 0 | 0 | 0.8467 | 1.4777 | 2.1071 | 2.8125 | 3.2374 | 3.7306 | 4.2176 | 4.7654 | 5.1734 | 5.6426 | 6.1056 | 6.6427 | 7.0073 | 7.4503 | 7.893 | 8.4084 | 8.7489 | 9.1683 | 9.5764 | 9.9832
F14_Industrial_Instruments_New_Process_Natural Gas_Gas Boiler - Insulate Hot Water Lines_A_Achievable Economic TRC Potential | F14 | Industrial | Instruments | New | Process | Natural Gas | Gas Boiler - Insulate Hot Water Lines | A | Purchases (Cumulative) | Achievable Economic TRC Potential | 0 | 0 | 0.8467 | 2.3244 | 4.4314 | 7.244 | 10.4813 | 14.2119 | 18.4295 | 23.1949 | 28.3682 | 34.0108 | 40.1165 | 46.7592 | 53.7665 | 61.2168 | 69.1098 | 77.5183 | 86.2671 | 95.4355 | 105.0118 | 114.9951
F1_Industrial_Instruments_New_Process_Natural Gas_Process - Insulate Heated Process Fluids_A_Achievable Economic TRC Potential | F1 | Industrial | Instruments | New | Process | Natural Gas | Process - Insulate Heated Process Fluids | A | Original Unit Energy Savings (kWh or therms) | Achievable Economic TRC Potential | 0 | 0 | 9.2315 | 9.2315 | 9.2315 | 9.2315 | 9.2315 | 9.2315 | 9.2315 | 9.2315 | 9.2315 | 9.2315 | 9.2315 | 9.2315 | 9.2315 | 9.2315 | 9.2315 | 9.2315 | 9.2315 | 9.2315 | 9.2315 | 9.2315
F2_Industrial_Instruments_New_Process_Natural Gas_Process - Insulate Heated Process Fluids_A_Achievable Economic TRC Potential | F2 | Industrial | Instruments | New | Process | Natural Gas | Process - Insulate Heated Process Fluids | A | Original Unit Summer Peak Savings (kW) | Achievable Economic TRC Potential | 0 | 0 | 0 | 0 | 0 | 0 | 0 | 0 | 0 | 0 | 0 | 0 | 0 | 0 | 0 | 0 | 0 | 0 | 0 | 0 | 0 | 0
F3_Industrial_Instruments_New_Process_Natural Gas_Process - Insulate Heated Process Fluids_A_Achievable Economic TRC Potential | F3 | Industrial | Instruments | New | Process | Natural Gas | Process - Insulate Heated Process Fluids | A | Original Unit Winter Peak Savings (kW) | Achievable Economic TRC Potential | 0 | 0 | 0 | 0 | 0 | 0 | 0 | 0 | 0 | 0 | 0 | 0 | 0 | 0 | 0 | 0 | 0 | 0 | 0 | 0 | 0 | 0
F4_Industrial_Instruments_New_Process_Natural Gas_Process - Insulate Heated Process Fluids_A_Achievable Economic TRC Potential | F4 | Industrial | Instruments | New | Process | Natural Gas | Process - Insulate Heated Process Fluids | A | Standalone Impact on Baseline Energy (%) | Achievable Economic TRC Potential | bar: 2019 to 2040
F5_Industrial_Instruments_New_Process_Natural Gas_Process - Insulate Heated Process Fluids_A_Achievable Economic TRC Potential | F5 | Industrial | Instruments | New | Process | Natural Gas | Process - Insulate Heated Process Fluids | A | Standalone Impact on Baseline Summer Peak (%) | Achievable Economic TRC Potential | bar: 2019 to 2040
F6_Industrial_Instruments_New_Process_Natural Gas_Process - Insulate Heated Process Fluids_A_Achievable Economic TRC Potential | F6 | Industrial | Instruments | New | Process | Natural Gas | Process - Insulate Heated Process Fluids | A | Standalone Impact on Baseline Winter Peak (%) | Achievable Economic TRC Potential | bar: 2019 to 2040
F7_Industrial_Instruments_New_Process_Natural Gas_Process - Insulate Heated Process Fluids_A_Achievable Economic TRC Potential | F7 | Industrial | Instruments | New | Process | Natural Gas | Process - Insulate Heated Process Fluids | A | Incremental Energy Savings (MWh or mTherms) | Achievable Economic TRC Potential | 0 | 0 | 0 | 0 | 0 | 0 | 0 | 0 | 0 | 0 | 0 | 0 | 0 | 0 | 0 | 0 | 0 | 0 | 0 | 0 | 0 | 0
F8_Industrial_Instruments_New_Process_Natural Gas_Process - Insulate Heated Process Fluids_A_Achievable Economic TRC Potential | F8 | Industrial | Instruments | New | Process | Natural Gas | Process - Insulate Heated Process Fluids | A | Incremental Summer Peak Savings (MW) | Achievable Economic TRC Potential | 0 | 0 | 0 | 0 | 0 | 0 | 0 | 0 | 0 | 0 | 0 | 0 | 0 | 0 | 0 | 0 | 0 | 0 | 0 | 0 | 0 | 0
F9_Industrial_Instruments_New_Process_Natural Gas_Process - Insulate Heated Process Fluids_A_Achievable Economic TRC Potential | F9 | Industrial | Instruments | New | Process | Natural Gas | Process - Insulate Heated Process Fluids | A | Incremental Winter Peak Savings (MW) | Achievable Economic TRC Potential | 0 | 0 | 0 | 0 | 0 | 0 | 0 | 0 | 0 | 0 | 0 | 0 | 0 | 0 | 0 | 0 | 0 | 0 | 0 | 0 | 0 | 0
F10_Industrial_Instruments_New_Process_Natural Gas_Process - Insulate Heated Process Fluids_A_Achievable Economic TRC Potential | F10 | Industrial | Instruments | New | Process | Natural Gas | Process - Insulate Heated Process Fluids | A | Cumulative Energy Savings (MWh or mTherms) | Achievable Economic TRC Potential | 0 | 0 | 0 | 0 | 0 | 0 | 0 | 0 | 0 | 0 | 0 | 0 | 0 | 0 | 0 | 0 | 0 | 0 | 0 | 0 | 0 | 0
F11_Industrial_Instruments_New_Process_Natural Gas_Process - Insulate Heated Process Fluids_A_Achievable Economic TRC Potential | F11 | Industrial | Instruments | New | Process | Natural Gas | Process - Insulate Heated Process Fluids | A | Cumulative Summer Peak Savings (MW) | Achievable Economic TRC Potential | 0 | 0 | 0 | 0 | 0 | 0 | 0 | 0 | 0 | 0 | 0 | 0 | 0 | 0 | 0 | 0 | 0 | 0 | 0 | 0 | 0 | 0
F12_Industrial_Instruments_New_Process_Natural Gas_Process - Insulate Heated Process Fluids_A_Achievable Economic TRC Potential | F12 | Industrial | Instruments | New | Process | Natural Gas | Process - Insulate Heated Process Fluids | A | Cumulative Winter Peak Savings (MW) | Achievable Economic TRC Potential | 0 | 0 | 0 | 0 | 0 | 0 | 0 | 0 | 0 | 0 | 0 | 0 | 0 | 0 | 0 | 0 | 0 | 0 | 0 | 0 | 0 | 0
F13_Industrial_Instruments_New_Process_Natural Gas_Process - Insulate Heated Process Fluids_A_Achievable Economic TRC Potential | F13 | Industrial | Instruments | New | Process | Natural Gas | Process - Insulate Heated Process Fluids | A | Purchases (Incremental) | Achievable Economic TRC Potential | 0 | 0 | 0 | 0 | 0 | 0 | 0 | 0 | 0 | 0 | 0 | 0 | 0 | 0 | 0 | 0 | 0 | 0 | 0 | 0 | 0 | 0
F14_Industrial_Instruments_New_Process_Natural Gas_Process - Insulate Heated Process Fluids_A_Achievable Economic TRC Potential | F14 | Industrial | Instruments | New | Process | Natural Gas | Process - Insulate Heated Process Fluids | A | Purchases (Cumulative) | Achievable Economic TRC Potential | 0 | 0 | 0 | 0 | 0 | 0 | 0 | 0 | 0 | 0 | 0 | 0 | 0 | 0 | 0 | 0 | 0 | 0 | 0 | 0 | 0 | 0
F1_Industrial_Instruments_New_Process_Natural Gas_Process Heat Recovery_A_Achievable Economic TRC Potential | F1 | Industrial | Instruments | New | Process | Natural Gas | Process Heat Recovery | A | Original Unit Energy Savings (kWh or therms) | Achievable Economic TRC Potential | 0 | 0 | 0.14017 | 0.14017 | 0.14017 | 0.14017 | 0.14017 | 0.14017 | 0.14017 | 0.14017 | 0.14017 | 0.14017 | 0.14017 | 0.14017 | 0.14017 | 0.14017 | 0.14017 | 0.14017 | 0.14017 | 0.14017 | 0.14017 | 0.14017
F2_Industrial_Instruments_New_Process_Natural Gas_Process Heat Recovery_A_Achievable Economic TRC Potential | F2 | Industrial | Instruments | New | Process | Natural Gas | Process Heat Recovery | A | Original Unit Summer Peak Savings (kW) | Achievable Economic TRC Potential | 0 | 0 | 0 | 0 | 0 | 0 | 0 | 0 | 0 | 0 | 0 | 0 | 0 | 0 | 0 | 0 | 0 | 0 | 0 | 0 | 0 | 0
F3_Industrial_Instruments_New_Process_Natural Gas_Process Heat Recovery_A_Achievable Economic TRC Potential | F3 | Industrial | Instruments | New | Process | Natural Gas | Process Heat Recovery | A | Original Unit Winter Peak Savings (kW) | Achievable Economic TRC Potential | 0 | 0 | 0 | 0 | 0 | 0 | 0 | 0 | 0 | 0 | 0 | 0 | 0 | 0 | 0 | 0 | 0 | 0 | 0 | 0 | 0 | 0
F4_Industrial_Instruments_New_Process_Natural Gas_Process Heat Recovery_A_Achievable Economic TRC Potential | F4 | Industrial | Instruments | New | Process | Natural Gas | Process Heat Recovery | A | Standalone Impact on Baseline Energy (%) | Achievable Economic TRC Potential | bar: 2019 to 2040
F5_Industrial_Instruments_New_Process_Natural Gas_Process Heat Recovery_A_Achievable Economic TRC Potential | F5 | Industrial | Instruments | New | Process | Natural Gas | Process Heat Recovery | A | Standalone Impact on Baseline Summer Peak (%) | Achievable Economic TRC Potential | bar: 2019 to 2040
F6_Industrial_Instruments_New_Process_Natural Gas_Process Heat Recovery_A_Achievable Economic TRC Potential | F6 | Industrial | Instruments | New | Process | Natural Gas | Process Heat Recovery | A | Standalone Impact on Baseline Winter Peak (%) | Achievable Economic TRC Potential | bar: 2019 to 2040
F7_Industrial_Instruments_New_Process_Natural Gas_Process Heat Recovery_A_Achievable Economic TRC Potential | F7 | Industrial | Instruments | New | Process | Natural Gas | Process Heat Recovery | A | Incremental Energy Savings (MWh or mTherms) | Achievable Economic TRC Potential | 0 | 0 | 0 | 0 | 0 | 0 | 0 | 0 | 0 | 0 | 0 | 0 | 0 | 0 | 0 | 0 | 0 | 0 | 0 | 0 | 0 | 0
F8_Industrial_Instruments_New_Process_Natural Gas_Process Heat Recovery_A_Achievable Economic TRC Potential | F8 | Industrial | Instruments | New | Process | Natural Gas | Process Heat Recovery | A | Incremental Summer Peak Savings (MW) | Achievable Economic TRC Potential | 0 | 0 | 0 | 0 | 0 | 0 | 0 | 0 | 0 | 0 | 0 | 0 | 0 | 0 | 0 | 0 | 0 | 0 | 0 | 0 | 0 | 0
F9_Industrial_Instruments_New_Process_Natural Gas_Process Heat Recovery_A_Achievable Economic TRC Potential | F9 | Industrial | Instruments | New | Process | Natural Gas | Process Heat Recovery | A | Incremental Winter Peak Savings (MW) | Achievable Economic TRC Potential | 0 | 0 | 0 | 0 | 0 | 0 | 0 | 0 | 0 | 0 | 0 | 0 | 0 | 0 | 0 | 0 | 0 | 0 | 0 | 0 | 0 | 0
F10_Industrial_Instruments_New_Process_Natural Gas_Process Heat Recovery_A_Achievable Economic TRC Potential | F10 | Industrial | Instruments | New | Process | Natural Gas | Process Heat Recovery | A | Cumulative Energy Savings (MWh or mTherms) | Achievable Economic TRC Potential | 0 | 0 | 0 | 0 | 0 | 0 | 0 | 0 | 0 | 0 | 0 | 0 | 0 | 0 | 0 | 0 | 0 | 0 | 0 | 0 | 0 | 0
F11_Industrial_Instruments_New_Process_Natural Gas_Process Heat Recovery_A_Achievable Economic TRC Potential | F11 | Industrial | Instruments | New | Process | Natural Gas | Process Heat Recovery | A | Cumulative Summer Peak Savings (MW) | Achievable Economic TRC Potential | 0 | 0 | 0 | 0 | 0 | 0 | 0 | 0 | 0 | 0 | 0 | 0 | 0 | 0 | 0 | 0 | 0 | 0 | 0 | 0 | 0 | 0
F12_Industrial_Instruments_New_Process_Natural Gas_Process Heat Recovery_A_Achievable Economic TRC Potential | F12 | Industrial | Instruments | New | Process | Natural Gas | Process Heat Recovery | A | Cumulative Winter Peak Savings (MW) | Achievable Economic TRC Potential | 0 | 0 | 0 | 0 | 0 | 0 | 0 | 0 | 0 | 0 | 0 | 0 | 0 | 0 | 0 | 0 | 0 | 0 | 0 | 0 | 0 | 0
F13_Industrial_Instruments_New_Process_Natural Gas_Process Heat Recovery_A_Achievable Economic TRC Potential | F13 | Industrial | Instruments | New | Process | Natural Gas | Process Heat Recovery | A | Purchases (Incremental) | Achievable Economic TRC Potential | 0 | 0 | 0 | 0 | 0 | 0 | 0 | 0 | 0 | 0 | 0 | 0 | 0 | 0 | 0 | 0 | 0 | 0 | 0 | 0 | 0 | 0
F14_Industrial_Instruments_New_Process_Natural Gas_Process Heat Recovery_A_Achievable Economic TRC Potential | F14 | Industrial | Instruments | New | Process | Natural Gas | Process Heat Recovery | A | Purchases (Cumulative) | Achievable Economic TRC Potential | 0 | 0 | 0 | 0 | 0 | 0 | 0 | 0 | 0 | 0 | 0 | 0 | 0 | 0 | 0 | 0 | 0 | 0 | 0 | 0 | 0 | 0
F1_Industrial_Instruments_New_Space Heating_Natural Gas_Building Automation System_A_Achievable Economic TRC Potential | F1 | Industrial | Instruments | New | Space Heating | Natural Gas | Building Automation System | A | Original Unit Energy Savings (kWh or therms) | Achievable Economic TRC Potential | 0 | 0 | 0.01486 | 0.01486 | 0.01486 | 0.01486 | 0.01486 | 0.01486 | 0.01486 | 0.01486 | 0.01486 | 0.01486 | 0.01486 | 0.01486 | 0.01486 | 0.01486 | 0.01486 | 0.01486 | 0.01486 | 0.01486 | 0.01486 | 0.01486
F2_Industrial_Instruments_New_Space Heating_Natural Gas_Building Automation System_A_Achievable Economic TRC Potential | F2 | Industrial | Instruments | New | Space Heating | Natural Gas | Building Automation System | A | Original Unit Summer Peak Savings (kW) | Achievable Economic TRC Potential | 0 | 0 | 0 | 0 | 0 | 0 | 0 | 0 | 0 | 0 | 0 | 0 | 0 | 0 | 0 | 0 | 0 | 0 | 0 | 0 | 0 | 0
F3_Industrial_Instruments_New_Space Heating_Natural Gas_Building Automation System_A_Achievable Economic TRC Potential | F3 | Industrial | Instruments | New | Space Heating | Natural Gas | Building Automation System | A | Original Unit Winter Peak Savings (kW) | Achievable Economic TRC Potential | 0 | 0 | 0 | 0 | 0 | 0 | 0 | 0 | 0 | 0 | 0 | 0 | 0 | 0 | 0 | 0 | 0 | 0 | 0 | 0 | 0 | 0
F4_Industrial_Instruments_New_Space Heating_Natural Gas_Building Automation System_A_Achievable Economic TRC Potential | F4 | Industrial | Instruments | New | Space Heating | Natural Gas | Building Automation System | A | Standalone Impact on Baseline Energy (%) | Achievable Economic TRC Potential | 0% | 0% | 0.01308% | 0.03364% | 0.07001% | 0.128% | 0.2258% | 0.3601% | 0.5418% | 0.7689% | 1.066% | 1.4% | 1.767% | 2.128% | 2.523% | 2.85% | 3.11% | 3.265% | 3.398% | 3.416% | 3.365% | 3.268%
F5_Industrial_Instruments_New_Space Heating_Natural Gas_Building Automation System_A_Achievable Economic TRC Potential | F5 | Industrial | Instruments | New | Space Heating | Natural Gas | Building Automation System | A | Standalone Impact on Baseline Summer Peak (%) | Achievable Economic TRC Potential | bar: 2019 to 2040
F6_Industrial_Instruments_New_Space Heating_Natural Gas_Building Automation System_A_Achievable Economic TRC Potential | F6 | Industrial | Instruments | New | Space Heating | Natural Gas | Building Automation System | A | Standalone Impact on Baseline Winter Peak (%) | Achievable Economic TRC Potential | bar: 2019 to 2040
F7_Industrial_Instruments_New_Space Heating_Natural Gas_Building Automation System_A_Achievable Economic TRC Potential | F7 | Industrial | Instruments | New | Space Heating | Natural Gas | Building Automation System | A | Incremental Energy Savings (MWh or mTherms) | Achievable Economic TRC Potential | 0 | 0 | 0.0030309 | 0.010573 | 0.02677 | 0.058124 | 0.10155 | 0.1676 | 0.25774 | 0.37753 | 0.50691 | 0.65199 | 0.79151 | 0.91609 | 0.9704 | 0.97261 | 0.90595 | 0.79813 | 0.63505 | 0.46073 | 0.30745 | 0.20903
F8_Industrial_Instruments_New_Space Heating_Natural Gas_Building Automation System_A_Achievable Economic TRC Potential | F8 | Industrial | Instruments | New | Space Heating | Natural Gas | Building Automation System | A | Incremental Summer Peak Savings (MW) | Achievable Economic TRC Potential | 0 | 0 | 0 | 0 | 0 | 0 | 0 | 0 | 0 | 0 | 0 | 0 | 0 | 0 | 0 | 0 | 0 | 0 | 0 | 0 | 0 | 0
F9_Industrial_Instruments_New_Space Heating_Natural Gas_Building Automation System_A_Achievable Economic TRC Potential | F9 | Industrial | Instruments | New | Space Heating | Natural Gas | Building Automation System | A | Incremental Winter Peak Savings (MW) | Achievable Economic TRC Potential | 0 | 0 | 0 | 0 | 0 | 0 | 0 | 0 | 0 | 0 | 0 | 0 | 0 | 0 | 0 | 0 | 0 | 0 | 0 | 0 | 0 | 0
F10_Industrial_Instruments_New_Space Heating_Natural Gas_Building Automation System_A_Achievable Economic TRC Potential | F10 | Industrial | Instruments | New | Space Heating | Natural Gas | Building Automation System | A | Cumulative Energy Savings (MWh or mTherms) | Achievable Economic TRC Potential | 0 | 0 | 0.0030309 | 0.013604 | 0.040374 | 0.098498 | 0.20005 | 0.36765 | 0.62539 | 1.0029 | 1.5098 | 2.1618 | 2.9533 | 3.8694 | 4.8398 | 5.8124 | 6.7184 | 7.5135 | 8.138 | 8.5719 | 8.8212 | 8.9287
F11_Industrial_Instruments_New_Space Heating_Natural Gas_Building Automation System_A_Achievable Economic TRC Potential | F11 | Industrial | Instruments | New | Space Heating | Natural Gas | Building Automation System | A | Cumulative Summer Peak Savings (MW) | Achievable Economic TRC Potential | 0 | 0 | 0 | 0 | 0 | 0 | 0 | 0 | 0 | 0 | 0 | 0 | 0 | 0 | 0 | 0 | 0 | 0 | 0 | 0 | 0 | 0
F12_Industrial_Instruments_New_Space Heating_Natural Gas_Building Automation System_A_Achievable Economic TRC Potential | F12 | Industrial | Instruments | New | Space Heating | Natural Gas | Building Automation System | A | Cumulative Winter Peak Savings (MW) | Achievable Economic TRC Potential | 0 | 0 | 0 | 0 | 0 | 0 | 0 | 0 | 0 | 0 | 0 | 0 | 0 | 0 | 0 | 0 | 0 | 0 | 0 | 0 | 0 | 0
F13_Industrial_Instruments_New_Space Heating_Natural Gas_Building Automation System_A_Achievable Economic TRC Potential | F13 | Industrial | Instruments | New | Space Heating | Natural Gas | Building Automation System | A | Purchases (Incremental) | Achievable Economic TRC Potential | 0 | 0 | 203.9557 | 711.5031 | 1801.4081 | 3911.3079 | 6833.6329 | 11278.273 | 17344.2258 | 25404.6968 | 34111.3751 | 43874.0159 | 53262.9964 | 61646.3821 | 65300.9265 | 65449.2248 | 60963.9317 | 53708.4715 | 42733.9951 | 31003.5955 | 20689.448 | 14066.3733
F14_Industrial_Instruments_New_Space Heating_Natural Gas_Building Automation System_A_Achievable Economic TRC Potential | F14 | Industrial | Instruments | New | Space Heating | Natural Gas | Building Automation System | A | Purchases (Cumulative) | Achievable Economic TRC Potential | 0 | 0 | 203.9557 | 915.4587 | 2716.8668 | 6628.1747 | 13461.8076 | 24740.0806 | 42084.3064 | 67489.0032 | 101600.3783 | 145474.3942 | 198737.3906 | 260383.7727 | 325684.6992 | 391133.924 | 452097.8557 | 505602.3715 | 547624.8635 | 576827.0509 | 593605.191 | 600837.9314
F1_Industrial_Instruments_New_Space Heating_Natural Gas_Steam System Efficiency Improvements_A_Achievable Economic TRC Potential | F1 | Industrial | Instruments | New | Space Heating | Natural Gas | Steam System Efficiency Improvements | A | Original Unit Energy Savings (kWh or therms) | Achievable Economic TRC Potential | 0 | 0 | 0.13322 | 0.13322 | 0.13322 | 0.13322 | 0.13322 | 0.13322 | 0.13322 | 0.13322 | 0.13322 | 0.13322 | 0.13322 | 0.13322 | 0.13322 | 0.13322 | 0.13322 | 0.13322 | 0.13322 | 0.13322 | 0.13322 | 0.13322
F2_Industrial_Instruments_New_Space Heating_Natural Gas_Steam System Efficiency Improvements_A_Achievable Economic TRC Potential | F2 | Industrial | Instruments | New | Space Heating | Natural Gas | Steam System Efficiency Improvements | A | Original Unit Summer Peak Savings (kW) | Achievable Economic TRC Potential | 0 | 0 | 0 | 0 | 0 | 0 | 0 | 0 | 0 | 0 | 0 | 0 | 0 | 0 | 0 | 0 | 0 | 0 | 0 | 0 | 0 | 0
F3_Industrial_Instruments_New_Space Heating_Natural Gas_Steam System Efficiency Improvements_A_Achievable Economic TRC Potential | F3 | Industrial | Instruments | New | Space Heating | Natural Gas | Steam System Efficiency Improvements | A | Original Unit Winter Peak Savings (kW) | Achievable Economic TRC Potential | 0 | 0 | 0 | 0 | 0 | 0 | 0 | 0 | 0 | 0 | 0 | 0 | 0 | 0 | 0 | 0 | 0 | 0 | 0 | 0 | 0 | 0
F4_Industrial_Instruments_New_Space Heating_Natural Gas_Steam System Efficiency Improvements_A_Achievable Economic TRC Potential | F4 | Industrial | Instruments | New | Space Heating | Natural Gas | Steam System Efficiency Improvements | A | Standalone Impact on Baseline Energy (%) | Achievable Economic TRC Potential | 0% | 0% | 0.0008309% | 0.002137% | 0.004448% | 0.008129% | 0.01434% | 0.02269% | 0.03367% | 0.04689% | 0.06333% | 0.08071% | 0.09831% | 0.1134% | 0.1271% | 0.1341% | 0.134% | 0.1259% | 0.121% | 0.1155% | 0.1105% | 0.106%
F5_Industrial_Instruments_New_Space Heating_Natural Gas_Steam System Efficiency Improvements_A_Achievable Economic TRC Potential | F5 | Industrial | Instruments | New | Space Heating | Natural Gas | Steam System Efficiency Improvements | A | Standalone Impact on Baseline Summer Peak (%) | Achievable Economic TRC Potential | bar: 2019 to 2040
F6_Industrial_Instruments_New_Space Heating_Natural Gas_Steam System Efficiency Improvements_A_Achievable Economic TRC Potential | F6 | Industrial | Instruments | New | Space Heating | Natural Gas | Steam System Efficiency Improvements | A | Standalone Impact on Baseline Winter Peak (%) | Achievable Economic TRC Potential | bar: 2019 to 2040
F7_Industrial_Instruments_New_Space Heating_Natural Gas_Steam System Efficiency Improvements_A_Achievable Economic TRC Potential | F7 | Industrial | Instruments | New | Space Heating | Natural Gas | Steam System Efficiency Improvements | A | Incremental Energy Savings (MWh or mTherms) | Achievable Economic TRC Potential | 0 | 0 | 0.00019257 | 0.00067178 | 0.0017008 | 0.0036929 | 0.0064521 | 0.010649 | 0.016376 | 0.023986 | 0.032207 | 0.041424 | 0.050289 | 0.058204 | 0.061655 | 0.061795 | 0.05756 | 0.05071 | 0.058876 | 0.063356 | 0.065488 | 0.064012
F8_Industrial_Instruments_New_Space Heating_Natural Gas_Steam System Efficiency Improvements_A_Achievable Economic TRC Potential | F8 | Industrial | Instruments | New | Space Heating | Natural Gas | Steam System Efficiency Improvements | A | Incremental Summer Peak Savings (MW) | Achievable Economic TRC Potential | 0 | 0 | 0 | 0 | 0 | 0 | 0 | 0 | 0 | 0 | 0 | 0 | 0 | 0 | 0 | 0 | 0 | 0 | 0 | 0 | 0 | 0
F9_Industrial_Instruments_New_Space Heating_Natural Gas_Steam System Efficiency Improvements_A_Achievable Economic TRC Potential | F9 | Industrial | Instruments | New | Space Heating | Natural Gas | Steam System Efficiency Improvements | A | Incremental Winter Peak Savings (MW) | Achievable Economic TRC Potential | 0 | 0 | 0 | 0 | 0 | 0 | 0 | 0 | 0 | 0 | 0 | 0 | 0 | 0 | 0 | 0 | 0 | 0 | 0 | 0 | 0 | 0
F10_Industrial_Instruments_New_Space Heating_Natural Gas_Steam System Efficiency Improvements_A_Achievable Economic TRC Potential | F10 | Industrial | Instruments | New | Space Heating | Natural Gas | Steam System Efficiency Improvements | A | Cumulative Energy Savings (MWh or mTherms) | Achievable Economic TRC Potential | 0 | 0 | 0.00019257 | 0.00086434 | 0.0025652 | 0.0062581 | 0.01271 | 0.023166 | 0.03887 | 0.061156 | 0.089669 | 0.12464 | 0.16428 | 0.20611 | 0.24378 | 0.27337 | 0.2895 | 0.28973 | 0.28973 | 0.28973 | 0.28973 | 0.28973
F11_Industrial_Instruments_New_Space Heating_Natural Gas_Steam System Efficiency Improvements_A_Achievable Economic TRC Potential | F11 | Industrial | Instruments | New | Space Heating | Natural Gas | Steam System Efficiency Improvements | A | Cumulative Summer Peak Savings (MW) | Achievable Economic TRC Potential | 0 | 0 | 0 | 0 | 0 | 0 | 0 | 0 | 0 | 0 | 0 | 0 | 0 | 0 | 0 | 0 | 0 | 0 | 0 | 0 | 0 | 0
F12_Industrial_Instruments_New_Space Heating_Natural Gas_Steam System Efficiency Improvements_A_Achievable Economic TRC Potential | F12 | Industrial | Instruments | New | Space Heating | Natural Gas | Steam System Efficiency Improvements | A | Cumulative Winter Peak Savings (MW) | Achievable Economic TRC Potential | 0 | 0 | 0 | 0 | 0 | 0 | 0 | 0 | 0 | 0 | 0 | 0 | 0 | 0 | 0 | 0 | 0 | 0 | 0 | 0 | 0 | 0
F13_Industrial_Instruments_New_Space Heating_Natural Gas_Steam System Efficiency Improvements_A_Achievable Economic TRC Potential | F13 | Industrial | Instruments | New | Space Heating | Natural Gas | Steam System Efficiency Improvements | A | Purchases (Incremental) | Achievable Economic TRC Potential | 0 | 0 | 1.4455 | 5.0425 | 12.7668 | 27.7199 | 48.4308 | 79.9305 | 122.9206 | 180.0462 | 241.7515 | 310.9405 | 377.4814 | 436.8955 | 462.7957 | 463.8467 | 432.0588 | 380.6385 | 441.938 | 475.5625 | 491.5666 | 480.4896
F14_Industrial_Instruments_New_Space Heating_Natural Gas_Steam System Efficiency Improvements_A_Achievable Economic TRC Potential | F14 | Industrial | Instruments | New | Space Heating | Natural Gas | Steam System Efficiency Improvements | A | Purchases (Cumulative) | Achievable Economic TRC Potential | 0 | 0 | 1.4455 | 6.488 | 19.2548 | 46.9747 | 95.4055 | 173.8905 | 291.7687 | 459.0481 | 673.0796 | 935.5893 | 1233.1402 | 1547.115 | 1829.8645 | 2051.9597 | 2173.078 | 2174.7897 | 2174.7897 | 2174.7897 | 2174.7897 | 2174.7897
F1_Industrial_Instruments_New_Process_Natural Gas_Steam System Efficiency Improvements_A_Achievable Economic TRC Potential | F1 | Industrial | Instruments | New | Process | Natural Gas | Steam System Efficiency Improvements | A | Original Unit Energy Savings (kWh or therms) | Achievable Economic TRC Potential | 0 | 0 | 0.087109 | 0.087109 | 0.087109 | 0.087109 | 0.087109 | 0.087109 | 0.087109 | 0.087109 | 0.087109 | 0.087109 | 0.087109 | 0.087109 | 0.087109 | 0.087109 | 0.087109 | 0.087109 | 0.087109 | 0.087109 | 0.087109 | 0.087109
F2_Industrial_Instruments_New_Process_Natural Gas_Steam System Efficiency Improvements_A_Achievable Economic TRC Potential | F2 | Industrial | Instruments | New | Process | Natural Gas | Steam System Efficiency Improvements | A | Original Unit Summer Peak Savings (kW) | Achievable Economic TRC Potential | 0 | 0 | 0 | 0 | 0 | 0 | 0 | 0 | 0 | 0 | 0 | 0 | 0 | 0 | 0 | 0 | 0 | 0 | 0 | 0 | 0 | 0
F3_Industrial_Instruments_New_Process_Natural Gas_Steam System Efficiency Improvements_A_Achievable Economic TRC Potential | F3 | Industrial | Instruments | New | Process | Natural Gas | Steam System Efficiency Improvements | A | Original Unit Winter Peak Savings (kW) | Achievable Economic TRC Potential | 0 | 0 | 0 | 0 | 0 | 0 | 0 | 0 | 0 | 0 | 0 | 0 | 0 | 0 | 0 | 0 | 0 | 0 | 0 | 0 | 0 | 0
F4_Industrial_Instruments_New_Process_Natural Gas_Steam System Efficiency Improvements_A_Achievable Economic TRC Potential | F4 | Industrial | Instruments | New | Process | Natural Gas | Steam System Efficiency Improvements | A | Standalone Impact on Baseline Energy (%) | Achievable Economic TRC Potential | bar: 2019 to 2040
F5_Industrial_Instruments_New_Process_Natural Gas_Steam System Efficiency Improvements_A_Achievable Economic TRC Potential | F5 | Industrial | Instruments | New | Process | Natural Gas | Steam System Efficiency Improvements | A | Standalone Impact on Baseline Summer Peak (%) | Achievable Economic TRC Potential | bar: 2019 to 2040
F6_Industrial_Instruments_New_Process_Natural Gas_Steam System Efficiency Improvements_A_Achievable Economic TRC Potential | F6 | Industrial | Instruments | New | Process | Natural Gas | Steam System Efficiency Improvements | A | Standalone Impact on Baseline Winter Peak (%) | Achievable Economic TRC Potential | bar: 2019 to 2040
F7_Industrial_Instruments_New_Process_Natural Gas_Steam System Efficiency Improvements_A_Achievable Economic TRC Potential | F7 | Industrial | Instruments | New | Process | Natural Gas | Steam System Efficiency Improvements | A | Incremental Energy Savings (MWh or mTherms) | Achievable Economic TRC Potential | 0 | 0 | 0 | 0 | 0 | 0 | 0 | 0 | 0 | 0 | 0 | 0 | 0 | 0 | 0 | 0 | 0 | 0 | 0 | 0 | 0 | 0
F8_Industrial_Instruments_New_Process_Natural Gas_Steam System Efficiency Improvements_A_Achievable Economic TRC Potential | F8 | Industrial | Instruments | New | Process | Natural Gas | Steam System Efficiency Improvements | A | Incremental Summer Peak Savings (MW) | Achievable Economic TRC Potential | 0 | 0 | 0 | 0 | 0 | 0 | 0 | 0 | 0 | 0 | 0 | 0 | 0 | 0 | 0 | 0 | 0 | 0 | 0 | 0 | 0 | 0
F9_Industrial_Instruments_New_Process_Natural Gas_Steam System Efficiency Improvements_A_Achievable Economic TRC Potential | F9 | Industrial | Instruments | New | Process | Natural Gas | Steam System Efficiency Improvements | A | Incremental Winter Peak Savings (MW) | Achievable Economic TRC Potential | 0 | 0 | 0 | 0 | 0 | 0 | 0 | 0 | 0 | 0 | 0 | 0 | 0 | 0 | 0 | 0 | 0 | 0 | 0 | 0 | 0 | 0
F10_Industrial_Instruments_New_Process_Natural Gas_Steam System Efficiency Improvements_A_Achievable Economic TRC Potential | F10 | Industrial | Instruments | New | Process | Natural Gas | Steam System Efficiency Improvements | A | Cumulative Energy Savings (MWh or mTherms) | Achievable Economic TRC Potential | 0 | 0 | 0 | 0 | 0 | 0 | 0 | 0 | 0 | 0 | 0 | 0 | 0 | 0 | 0 | 0 | 0 | 0 | 0 | 0 | 0 | 0
F11_Industrial_Instruments_New_Process_Natural Gas_Steam System Efficiency Improvements_A_Achievable Economic TRC Potential | F11 | Industrial | Instruments | New | Process | Natural Gas | Steam System Efficiency Improvements | A | Cumulative Summer Peak Savings (MW) | Achievable Economic TRC Potential | 0 | 0 | 0 | 0 | 0 | 0 | 0 | 0 | 0 | 0 | 0 | 0 | 0 | 0 | 0 | 0 | 0 | 0 | 0 | 0 | 0 | 0
F12_Industrial_Instruments_New_Process_Natural Gas_Steam System Efficiency Improvements_A_Achievable Economic TRC Potential | F12 | Industrial | Instruments | New | Process | Natural Gas | Steam System Efficiency Improvements | A | Cumulative Winter Peak Savings (MW) | Achievable Economic TRC Potential | 0 | 0 | 0 | 0 | 0 | 0 | 0 | 0 | 0 | 0 | 0 | 0 | 0 | 0 | 0 | 0 | 0 | 0 | 0 | 0 | 0 | 0
F13_Industrial_Instruments_New_Process_Natural Gas_Steam System Efficiency Improvements_A_Achievable Economic TRC Potential | F13 | Industrial | Instruments | New | Process | Natural Gas | Steam System Efficiency Improvements | A | Purchases (Incremental) | Achievable Economic TRC Potential | 0 | 0 | 0 | 0 | 0 | 0 | 0 | 0 | 0 | 0 | 0 | 0 | 0 | 0 | 0 | 0 | 0 | 0 | 0 | 0 | 0 | 0
F14_Industrial_Instruments_New_Process_Natural Gas_Steam System Efficiency Improvements_A_Achievable Economic TRC Potential | F14 | Industrial | Instruments | New | Process | Natural Gas | Steam System Efficiency Improvements | A | Purchases (Cumulative) | Achievable Economic TRC Potential | 0 | 0 | 0 | 0 | 0 | 0 | 0 | 0 | 0 | 0 | 0 | 0 | 0 | 0 | 0 | 0 | 0 | 0 | 0 | 0 | 0 | 0
F1_Industrial_Instruments_New_Space Heating_Natural Gas_Strategic Energy Management_A_Achievable Economic TRC Potential | F1 | Industrial | Instruments | New | Space Heating | Natural Gas | Strategic Energy Management | A | Original Unit Energy Savings (kWh or therms) | Achievable Economic TRC Potential | 0 | 0 | 3.0533 | 3.0533 | 3.0533 | 3.0533 | 3.0533 | 3.0533 | 3.0533 | 3.0533 | 3.0533 | 3.0533 | 3.0533 | 3.0533 | 3.0533 | 3.0533 | 3.0533 | 3.0533 | 3.0533 | 3.0533 | 3.0533 | 3.0533
F2_Industrial_Instruments_New_Space Heating_Natural Gas_Strategic Energy Management_A_Achievable Economic TRC Potential | F2 | Industrial | Instruments | New | Space Heating | Natural Gas | Strategic Energy Management | A | Original Unit Summer Peak Savings (kW) | Achievable Economic TRC Potential | 0 | 0 | 0 | 0 | 0 | 0 | 0 | 0 | 0 | 0 | 0 | 0 | 0 | 0 | 0 | 0 | 0 | 0 | 0 | 0 | 0 | 0
F3_Industrial_Instruments_New_Space Heating_Natural Gas_Strategic Energy Management_A_Achievable Economic TRC Potential | F3 | Industrial | Instruments | New | Space Heating | Natural Gas | Strategic Energy Management | A | Original Unit Winter Peak Savings (kW) | Achievable Economic TRC Potential | 0 | 0 | 0 | 0 | 0 | 0 | 0 | 0 | 0 | 0 | 0 | 0 | 0 | 0 | 0 | 0 | 0 | 0 | 0 | 0 | 0 | 0
F4_Industrial_Instruments_New_Space Heating_Natural Gas_Strategic Energy Management_A_Achievable Economic TRC Potential | F4 | Industrial | Instruments | New | Space Heating | Natural Gas | Strategic Energy Management | A | Standalone Impact on Baseline Energy (%) | Achievable Economic TRC Potential | 0% | 0% | 0.08224% | 0.1294% | 0.173% | 0.2118% | 0.2663% | 0.2946% | 0.314% | 0.3238% | 0.3358% | 0.3429% | 0.3489% | 0.3507% | 0.3588% | 0.3626% | 0.3657% | 0.3575% | 0.3495% | 0.334% | 0.3198% | 0.3067%
F5_Industrial_Instruments_New_Space Heating_Natural Gas_Strategic Energy Management_A_Achievable Economic TRC Potential | F5 | Industrial | Instruments | New | Space Heating | Natural Gas | Strategic Energy Management | A | Standalone Impact on Baseline Summer Peak (%) | Achievable Economic TRC Potential | bar: 2019 to 2040
F6_Industrial_Instruments_New_Space Heating_Natural Gas_Strategic Energy Management_A_Achievable Economic TRC Potential | F6 | Industrial | Instruments | New | Space Heating | Natural Gas | Strategic Energy Management | A | Standalone Impact on Baseline Winter Peak (%) | Achievable Economic TRC Potential | bar: 2019 to 2040
F7_Industrial_Instruments_New_Space Heating_Natural Gas_Strategic Energy Management_A_Achievable Economic TRC Potential | F7 | Industrial | Instruments | New | Space Heating | Natural Gas | Strategic Energy Management | A | Incremental Energy Savings (MWh or mTherms) | Achievable Economic TRC Potential | 0 | 0 | 0.019058 | 0.03326 | 0.047427 | 0.063306 | 0.072869 | 0.083971 | 0.094932 | 0.10726 | 0.11645 | 0.12701 | 0.13743 | 0.14952 | 0.15773 | 0.1677 | 0.17766 | 0.18926 | 0.19693 | 0.20637 | 0.231 | 0.25053
F8_Industrial_Instruments_New_Space Heating_Natural Gas_Strategic Energy Management_A_Achievable Economic TRC Potential | F8 | Industrial | Instruments | New | Space Heating | Natural Gas | Strategic Energy Management | A | Incremental Summer Peak Savings (MW) | Achievable Economic TRC Potential | 0 | 0 | 0 | 0 | 0 | 0 | 0 | 0 | 0 | 0 | 0 | 0 | 0 | 0 | 0 | 0 | 0 | 0 | 0 | 0 | 0 | 0
F9_Industrial_Instruments_New_Space Heating_Natural Gas_Strategic Energy Management_A_Achievable Economic TRC Potential | F9 | Industrial | Instruments | New | Space Heating | Natural Gas | Strategic Energy Management | A | Incremental Winter Peak Savings (MW) | Achievable Economic TRC Potential | 0 | 0 | 0 | 0 | 0 | 0 | 0 | 0 | 0 | 0 | 0 | 0 | 0 | 0 | 0 | 0 | 0 | 0 | 0 | 0 | 0 | 0
F10_Industrial_Instruments_New_Space Heating_Natural Gas_Strategic Energy Management_A_Achievable Economic TRC Potential | F10 | Industrial | Instruments | New | Space Heating | Natural Gas | Strategic Energy Management | A | Cumulative Energy Savings (MWh or mTherms) | Achievable Economic TRC Potential | 0 | 0 | 0.019058 | 0.052318 | 0.099746 | 0.16305 | 0.23592 | 0.30083 | 0.36251 | 0.42234 | 0.47548 | 0.52962 | 0.58308 | 0.63767 | 0.68813 | 0.73938 | 0.79003 | 0.82281 | 0.83696 | 0.83817 | 0.83817 | 0.83817
F11_Industrial_Instruments_New_Space Heating_Natural Gas_Strategic Energy Management_A_Achievable Economic TRC Potential | F11 | Industrial | Instruments | New | Space Heating | Natural Gas | Strategic Energy Management | A | Cumulative Summer Peak Savings (MW) | Achievable Economic TRC Potential | 0 | 0 | 0 | 0 | 0 | 0 | 0 | 0 | 0 | 0 | 0 | 0 | 0 | 0 | 0 | 0 | 0 | 0 | 0 | 0 | 0 | 0
F12_Industrial_Instruments_New_Space Heating_Natural Gas_Strategic Energy Management_A_Achievable Economic TRC Potential | F12 | Industrial | Instruments | New | Space Heating | Natural Gas | Strategic Energy Management | A | Cumulative Winter Peak Savings (MW) | Achievable Economic TRC Potential | 0 | 0 | 0 | 0 | 0 | 0 | 0 | 0 | 0 | 0 | 0 | 0 | 0 | 0 | 0 | 0 | 0 | 0 | 0 | 0 | 0 | 0
F13_Industrial_Instruments_New_Space Heating_Natural Gas_Strategic Energy Management_A_Achievable Economic TRC Potential | F13 | Industrial | Instruments | New | Space Heating | Natural Gas | Strategic Energy Management | A | Purchases (Incremental) | Achievable Economic TRC Potential | 0 | 0 | 6.2418 | 10.8931 | 15.5331 | 20.7337 | 23.8657 | 27.5015 | 31.0916 | 35.1298 | 38.1375 | 41.5967 | 45.01 | 48.9696 | 51.657 | 54.9231 | 58.1867 | 61.9861 | 64.4956 | 67.588 | 75.6567 | 82.0524
F14_Industrial_Instruments_New_Space Heating_Natural Gas_Strategic Energy Management_A_Achievable Economic TRC Potential | F14 | Industrial | Instruments | New | Space Heating | Natural Gas | Strategic Energy Management | A | Purchases (Cumulative) | Achievable Economic TRC Potential | 0 | 0 | 6.2418 | 17.135 | 32.668 | 53.4017 | 77.2673 | 98.5271 | 118.7255 | 138.3223 | 155.7261 | 173.4571 | 190.9655 | 208.8435 | 225.3707 | 242.1563 | 258.7464 | 269.4806 | 274.1135 | 274.5115 | 274.5115 | 274.5115
F1_Industrial_Instruments_New_Process_Natural Gas_Strategic Energy Management_A_Achievable Economic TRC Potential | F1 | Industrial | Instruments | New | Process | Natural Gas | Strategic Energy Management | A | Original Unit Energy Savings (kWh or therms) | Achievable Economic TRC Potential | 0 | 0 | 1.6994 | 1.6994 | 1.6994 | 1.6994 | 1.6994 | 1.6994 | 1.6994 | 1.6994 | 1.6994 | 1.6994 | 1.6994 | 1.6994 | 1.6994 | 1.6994 | 1.6994 | 1.6994 | 1.6994 | 1.6994 | 1.6994 | 1.6994
F2_Industrial_Instruments_New_Process_Natural Gas_Strategic Energy Management_A_Achievable Economic TRC Potential | F2 | Industrial | Instruments | New | Process | Natural Gas | Strategic Energy Management | A | Original Unit Summer Peak Savings (kW) | Achievable Economic TRC Potential | 0 | 0 | 0 | 0 | 0 | 0 | 0 | 0 | 0 | 0 | 0 | 0 | 0 | 0 | 0 | 0 | 0 | 0 | 0 | 0 | 0 | 0
F3_Industrial_Instruments_New_Process_Natural Gas_Strategic Energy Management_A_Achievable Economic TRC Potential | F3 | Industrial | Instruments | New | Process | Natural Gas | Strategic Energy Management | A | Original Unit Winter Peak Savings (kW) | Achievable Economic TRC Potential | 0 | 0 | 0 | 0 | 0 | 0 | 0 | 0 | 0 | 0 | 0 | 0 | 0 | 0 | 0 | 0 | 0 | 0 | 0 | 0 | 0 | 0
F4_Industrial_Instruments_New_Process_Natural Gas_Strategic Energy Management_A_Achievable Economic TRC Potential | F4 | Industrial | Instruments | New | Process | Natural Gas | Strategic Energy Management | A | Standalone Impact on Baseline Energy (%) | Achievable Economic TRC Potential | 0% | 0% | 0.08224% | 0.1294% | 0.173% | 0.2118% | 0.2663% | 0.2946% | 0.314% | 0.3238% | 0.3358% | 0.3429% | 0.3489% | 0.3507% | 0.3588% | 0.3626% | 0.3657% | 0.3575% | 0.3495% | 0.334% | 0.3198% | 0.3067%
F5_Industrial_Instruments_New_Process_Natural Gas_Strategic Energy Management_A_Achievable Economic TRC Potential | F5 | Industrial | Instruments | New | Process | Natural Gas | Strategic Energy Management | A | Standalone Impact on Baseline Summer Peak (%) | Achievable Economic TRC Potential | bar: 2019 to 2040
F6_Industrial_Instruments_New_Process_Natural Gas_Strategic Energy Management_A_Achievable Economic TRC Potential | F6 | Industrial | Instruments | New | Process | Natural Gas | Strategic Energy Management | A | Standalone Impact on Baseline Winter Peak (%) | Achievable Economic TRC Potential | bar: 2019 to 2040
F7_Industrial_Instruments_New_Process_Natural Gas_Strategic Energy Management_A_Achievable Economic TRC Potential | F7 | Industrial | Instruments | New | Process | Natural Gas | Strategic Energy Management | A | Incremental Energy Savings (MWh or mTherms) | Achievable Economic TRC Potential | 0 | 0 | 0.051799 | 0.090399 | 0.1289 | 0.17206 | 0.19805 | 0.22823 | 0.25802 | 0.29153 | 0.31649 | 0.3452 | 0.37353 | 0.40638 | 0.42869 | 0.45579 | 0.48288 | 0.5144 | 0.53523 | 0.56089 | 0.62785 | 0.68093
F8_Industrial_Instruments_New_Process_Natural Gas_Strategic Energy Management_A_Achievable Economic TRC Potential | F8 | Industrial | Instruments | New | Process | Natural Gas | Strategic Energy Management | A | Incremental Summer Peak Savings (MW) | Achievable Economic TRC Potential | 0 | 0 | 0 | 0 | 0 | 0 | 0 | 0 | 0 | 0 | 0 | 0 | 0 | 0 | 0 | 0 | 0 | 0 | 0 | 0 | 0 | 0
F9_Industrial_Instruments_New_Process_Natural Gas_Strategic Energy Management_A_Achievable Economic TRC Potential | F9 | Industrial | Instruments | New | Process | Natural Gas | Strategic Energy Management | A | Incremental Winter Peak Savings (MW) | Achievable Economic TRC Potential | 0 | 0 | 0 | 0 | 0 | 0 | 0 | 0 | 0 | 0 | 0 | 0 | 0 | 0 | 0 | 0 | 0 | 0 | 0 | 0 | 0 | 0
F10_Industrial_Instruments_New_Process_Natural Gas_Strategic Energy Management_A_Achievable Economic TRC Potential | F10 | Industrial | Instruments | New | Process | Natural Gas | Strategic Energy Management | A | Cumulative Energy Savings (MWh or mTherms) | Achievable Economic TRC Potential | 0 | 0 | 0.051799 | 0.1422 | 0.2711 | 0.44317 | 0.64122 | 0.81765 | 0.98527 | 1.1479 | 1.2923 | 1.4395 | 1.5848 | 1.7331 | 1.8703 | 2.0096 | 2.1473 | 2.2363 | 2.2748 | 2.2781 | 2.2781 | 2.2781
F11_Industrial_Instruments_New_Process_Natural Gas_Strategic Energy Management_A_Achievable Economic TRC Potential | F11 | Industrial | Instruments | New | Process | Natural Gas | Strategic Energy Management | A | Cumulative Summer Peak Savings (MW) | Achievable Economic TRC Potential | 0 | 0 | 0 | 0 | 0 | 0 | 0 | 0 | 0 | 0 | 0 | 0 | 0 | 0 | 0 | 0 | 0 | 0 | 0 | 0 | 0 | 0
F12_Industrial_Instruments_New_Process_Natural Gas_Strategic Energy Management_A_Achievable Economic TRC Potential | F12 | Industrial | Instruments | New | Process | Natural Gas | Strategic Energy Management | A | Cumulative Winter Peak Savings (MW) | Achievable Economic TRC Potential | 0 | 0 | 0 | 0 | 0 | 0 | 0 | 0 | 0 | 0 | 0 | 0 | 0 | 0 | 0 | 0 | 0 | 0 | 0 | 0 | 0 | 0
F13_Industrial_Instruments_New_Process_Natural Gas_Strategic Energy Management_A_Achievable Economic TRC Potential | F13 | Industrial | Instruments | New | Process | Natural Gas | Strategic Energy Management | A | Purchases (Incremental) | Achievable Economic TRC Potential | 0 | 0 | 30.4813 | 53.1957 | 75.8542 | 101.251 | 116.5459 | 134.3013 | 151.8329 | 171.5532 | 186.2408 | 203.1336 | 219.8023 | 239.1385 | 252.2621 | 268.2119 | 284.1496 | 302.7034 | 314.9586 | 330.06 | 369.4628 | 400.6955
F14_Industrial_Instruments_New_Process_Natural Gas_Strategic Energy Management_A_Achievable Economic TRC Potential | F14 | Industrial | Instruments | New | Process | Natural Gas | Strategic Energy Management | A | Purchases (Cumulative) | Achievable Economic TRC Potential | 0 | 0 | 30.4813 | 83.677 | 159.5312 | 260.7822 | 377.3281 | 481.148 | 579.7852 | 675.4842 | 760.4741 | 847.0618 | 932.5629 | 1019.8685 | 1100.5774 | 1182.5484 | 1263.5644 | 1315.9841 | 1338.6086 | 1340.5523 | 1340.5523 | 1340.5523
F1_Industrial_Instruments_New_Miscellaneous_Natural Gas_Strategic Energy Management_A_Achievable Economic TRC Potential | F1 | Industrial | Instruments | New | Miscellaneous | Natural Gas | Strategic Energy Management | A | Original Unit Energy Savings (kWh or therms) | Achievable Economic TRC Potential | 0 | 0 | 1.1153 | 1.1153 | 1.1153 | 1.1153 | 1.1153 | 1.1153 | 1.1153 | 1.1153 | 1.1153 | 1.1153 | 1.1153 | 1.1153 | 1.1153 | 1.1153 | 1.1153 | 1.1153 | 1.1153 | 1.1153 | 1.1153 | 1.1153
F2_Industrial_Instruments_New_Miscellaneous_Natural Gas_Strategic Energy Management_A_Achievable Economic TRC Potential | F2 | Industrial | Instruments | New | Miscellaneous | Natural Gas | Strategic Energy Management | A | Original Unit Summer Peak Savings (kW) | Achievable Economic TRC Potential | 0 | 0 | 0 | 0 | 0 | 0 | 0 | 0 | 0 | 0 | 0 | 0 | 0 | 0 | 0 | 0 | 0 | 0 | 0 | 0 | 0 | 0
F3_Industrial_Instruments_New_Miscellaneous_Natural Gas_Strategic Energy Management_A_Achievable Economic TRC Potential | F3 | Industrial | Instruments | New | Miscellaneous | Natural Gas | Strategic Energy Management | A | Original Unit Winter Peak Savings (kW) | Achievable Economic TRC Potential | 0 | 0 | 0 | 0 | 0 | 0 | 0 | 0 | 0 | 0 | 0 | 0 | 0 | 0 | 0 | 0 | 0 | 0 | 0 | 0 | 0 | 0
F4_Industrial_Instruments_New_Miscellaneous_Natural Gas_Strategic Energy Management_A_Achievable Economic TRC Potential | F4 | Industrial | Instruments | New | Miscellaneous | Natural Gas | Strategic Energy Management | A | Standalone Impact on Baseline Energy (%) | Achievable Economic TRC Potential | 0% | 0% | 0.08224% | 0.1294% | 0.173% | 0.2118% | 0.2663% | 0.2946% | 0.314% | 0.3238% | 0.3358% | 0.3429% | 0.3489% | 0.3507% | 0.3588% | 0.3626% | 0.3657% | 0.3575% | 0.3495% | 0.334% | 0.3198% | 0.3067%
F5_Industrial_Instruments_New_Miscellaneous_Natural Gas_Strategic Energy Management_A_Achievable Economic TRC Potential | F5 | Industrial | Instruments | New | Miscellaneous | Natural Gas | Strategic Energy Management | A | Standalone Impact on Baseline Summer Peak (%) | Achievable Economic TRC Potential | bar: 2019 to 2040
F6_Industrial_Instruments_New_Miscellaneous_Natural Gas_Strategic Energy Management_A_Achievable Economic TRC Potential | F6 | Industrial | Instruments | New | Miscellaneous | Natural Gas | Strategic Energy Management | A | Standalone Impact on Baseline Winter Peak (%) | Achievable Economic TRC Potential | bar: 2019 to 2040
F7_Industrial_Instruments_New_Miscellaneous_Natural Gas_Strategic Energy Management_A_Achievable Economic TRC Potential | F7 | Industrial | Instruments | New | Miscellaneous | Natural Gas | Strategic Energy Management | A | Incremental Energy Savings (MWh or mTherms) | Achievable Economic TRC Potential | 0 | 0 | 0.0084988 | 0.014832 | 0.02115 | 0.028231 | 0.032495 | 0.037446 | 0.042334 | 0.047832 | 0.051927 | 0.056637 | 0.061285 | 0.066676 | 0.070335 | 0.074783 | 0.079226 | 0.084399 | 0.087816 | 0.092027 | 0.10301 | 0.11172
F8_Industrial_Instruments_New_Miscellaneous_Natural Gas_Strategic Energy Management_A_Achievable Economic TRC Potential | F8 | Industrial | Instruments | New | Miscellaneous | Natural Gas | Strategic Energy Management | A | Incremental Summer Peak Savings (MW) | Achievable Economic TRC Potential | 0 | 0 | 0 | 0 | 0 | 0 | 0 | 0 | 0 | 0 | 0 | 0 | 0 | 0 | 0 | 0 | 0 | 0 | 0 | 0 | 0 | 0
F9_Industrial_Instruments_New_Miscellaneous_Natural Gas_Strategic Energy Management_A_Achievable Economic TRC Potential | F9 | Industrial | Instruments | New | Miscellaneous | Natural Gas | Strategic Energy Management | A | Incremental Winter Peak Savings (MW) | Achievable Economic TRC Potential | 0 | 0 | 0 | 0 | 0 | 0 | 0 | 0 | 0 | 0 | 0 | 0 | 0 | 0 | 0 | 0 | 0 | 0 | 0 | 0 | 0 | 0
F10_Industrial_Instruments_New_Miscellaneous_Natural Gas_Strategic Energy Management_A_Achievable Economic TRC Potential | F10 | Industrial | Instruments | New | Miscellaneous | Natural Gas | Strategic Energy Management | A | Cumulative Energy Savings (MWh or mTherms) | Achievable Economic TRC Potential | 0 | 0 | 0.0084988 | 0.023331 | 0.04448 | 0.072711 | 0.10521 | 0.13415 | 0.16166 | 0.18834 | 0.21203 | 0.23618 | 0.26002 | 0.28436 | 0.30686 | 0.32972 | 0.35231 | 0.36692 | 0.37323 | 0.37377 | 0.37377 | 0.37377
F11_Industrial_Instruments_New_Miscellaneous_Natural Gas_Strategic Energy Management_A_Achievable Economic TRC Potential | F11 | Industrial | Instruments | New | Miscellaneous | Natural Gas | Strategic Energy Management | A | Cumulative Summer Peak Savings (MW) | Achievable Economic TRC Potential | 0 | 0 | 0 | 0 | 0 | 0 | 0 | 0 | 0 | 0 | 0 | 0 | 0 | 0 | 0 | 0 | 0 | 0 | 0 | 0 | 0 | 0
F12_Industrial_Instruments_New_Miscellaneous_Natural Gas_Strategic Energy Management_A_Achievable Economic TRC Potential | F12 | Industrial | Instruments | New | Miscellaneous | Natural Gas | Strategic Energy Management | A | Cumulative Winter Peak Savings (MW) | Achievable Economic TRC Potential | 0 | 0 | 0 | 0 | 0 | 0 | 0 | 0 | 0 | 0 | 0 | 0 | 0 | 0 | 0 | 0 | 0 | 0 | 0 | 0 | 0 | 0
F13_Industrial_Instruments_New_Miscellaneous_Natural Gas_Strategic Energy Management_A_Achievable Economic TRC Potential | F13 | Industrial | Instruments | New | Miscellaneous | Natural Gas | Strategic Energy Management | A | Purchases (Incremental) | Achievable Economic TRC Potential | 0 | 0 | 7.6203 | 13.2989 | 18.9636 | 25.3127 | 29.1365 | 33.5753 | 37.9582 | 42.8883 | 46.5602 | 50.7834 | 54.9506 | 59.7846 | 63.0655 | 67.053 | 71.0374 | 75.6758 | 78.7397 | 82.515 | 92.3657 | 100.1739
F14_Industrial_Instruments_New_Miscellaneous_Natural Gas_Strategic Energy Management_A_Achievable Economic TRC Potential | F14 | Industrial | Instruments | New | Miscellaneous | Natural Gas | Strategic Energy Management | A | Purchases (Cumulative) | Achievable Economic TRC Potential | 0 | 0 | 7.6203 | 20.9193 | 39.8828 | 65.1956 | 94.332 | 120.287 | 144.9463 | 168.8711 | 190.1185 | 211.7655 | 233.1407 | 254.9671 | 275.1443 | 295.6371 | 315.8911 | 328.996 | 334.6521 | 335.1381 | 335.1381 | 335.1381
F1_Industrial_Instruments_New_Space Heating_Natural Gas_Commissioning_A_Achievable Economic TRC Potential | F1 | Industrial | Instruments | New | Space Heating | Natural Gas | Commissioning | A | Original Unit Energy Savings (kWh or therms) | Achievable Economic TRC Potential | 0 | 0 | 3.4897 | 3.4897 | 3.4897 | 3.4897 | 3.4897 | 3.4897 | 3.4897 | 3.4897 | 3.4897 | 3.4897 | 3.4897 | 3.4897 | 3.4897 | 3.4897 | 3.4897 | 3.4897 | 3.4897 | 3.4897 | 3.4897 | 3.4897
F2_Industrial_Instruments_New_Space Heating_Natural Gas_Commissioning_A_Achievable Economic TRC Potential | F2 | Industrial | Instruments | New | Space Heating | Natural Gas | Commissioning | A | Original Unit Summer Peak Savings (kW) | Achievable Economic TRC Potential | 0 | 0 | 0 | 0 | 0 | 0 | 0 | 0 | 0 | 0 | 0 | 0 | 0 | 0 | 0 | 0 | 0 | 0 | 0 | 0 | 0 | 0
F3_Industrial_Instruments_New_Space Heating_Natural Gas_Commissioning_A_Achievable Economic TRC Potential | F3 | Industrial | Instruments | New | Space Heating | Natural Gas | Commissioning | A | Original Unit Winter Peak Savings (kW) | Achievable Economic TRC Potential | 0 | 0 | 0 | 0 | 0 | 0 | 0 | 0 | 0 | 0 | 0 | 0 | 0 | 0 | 0 | 0 | 0 | 0 | 0 | 0 | 0 | 0
F4_Industrial_Instruments_New_Space Heating_Natural Gas_Commissioning_A_Achievable Economic TRC Potential | F4 | Industrial | Instruments | New | Space Heating | Natural Gas | Commissioning | A | Standalone Impact on Baseline Energy (%) | Achievable Economic TRC Potential | bar: 2019 to 2040
F5_Industrial_Instruments_New_Space Heating_Natural Gas_Commissioning_A_Achievable Economic TRC Potential | F5 | Industrial | Instruments | New | Space Heating | Natural Gas | Commissioning | A | Standalone Impact on Baseline Summer Peak (%) | Achievable Economic TRC Potential | bar: 2019 to 2040
F6_Industrial_Instruments_New_Space Heating_Natural Gas_Commissioning_A_Achievable Economic TRC Potential | F6 | Industrial | Instruments | New | Space Heating | Natural Gas | Commissioning | A | Standalone Impact on Baseline Winter Peak (%) | Achievable Economic TRC Potential | bar: 2019 to 2040
F7_Industrial_Instruments_New_Space Heating_Natural Gas_Commissioning_A_Achievable Economic TRC Potential | F7 | Industrial | Instruments | New | Space Heating | Natural Gas | Commissioning | A | Incremental Energy Savings (MWh or mTherms) | Achievable Economic TRC Potential | 0 | 0 | 0 | 0 | 0 | 0 | 0 | 0 | 0 | 0 | 0 | 0 | 0 | 0 | 0 | 0 | 0 | 0 | 0 | 0 | 0 | 0
F8_Industrial_Instruments_New_Space Heating_Natural Gas_Commissioning_A_Achievable Economic TRC Potential | F8 | Industrial | Instruments | New | Space Heating | Natural Gas | Commissioning | A | Incremental Summer Peak Savings (MW) | Achievable Economic TRC Potential | 0 | 0 | 0 | 0 | 0 | 0 | 0 | 0 | 0 | 0 | 0 | 0 | 0 | 0 | 0 | 0 | 0 | 0 | 0 | 0 | 0 | 0
F9_Industrial_Instruments_New_Space Heating_Natural Gas_Commissioning_A_Achievable Economic TRC Potential | F9 | Industrial | Instruments | New | Space Heating | Natural Gas | Commissioning | A | Incremental Winter Peak Savings (MW) | Achievable Economic TRC Potential | 0 | 0 | 0 | 0 | 0 | 0 | 0 | 0 | 0 | 0 | 0 | 0 | 0 | 0 | 0 | 0 | 0 | 0 | 0 | 0 | 0 | 0
F10_Industrial_Instruments_New_Space Heating_Natural Gas_Commissioning_A_Achievable Economic TRC Potential | F10 | Industrial | Instruments | New | Space Heating | Natural Gas | Commissioning | A | Cumulative Energy Savings (MWh or mTherms) | Achievable Economic TRC Potential | 0 | 0 | 0 | 0 | 0 | 0 | 0 | 0 | 0 | 0 | 0 | 0 | 0 | 0 | 0 | 0 | 0 | 0 | 0 | 0 | 0 | 0
F11_Industrial_Instruments_New_Space Heating_Natural Gas_Commissioning_A_Achievable Economic TRC Potential | F11 | Industrial | Instruments | New | Space Heating | Natural Gas | Commissioning | A | Cumulative Summer Peak Savings (MW) | Achievable Economic TRC Potential | 0 | 0 | 0 | 0 | 0 | 0 | 0 | 0 | 0 | 0 | 0 | 0 | 0 | 0 | 0 | 0 | 0 | 0 | 0 | 0 | 0 | 0
F12_Industrial_Instruments_New_Space Heating_Natural Gas_Commissioning_A_Achievable Economic TRC Potential | F12 | Industrial | Instruments | New | Space Heating | Natural Gas | Commissioning | A | Cumulative Winter Peak Savings (MW) | Achievable Economic TRC Potential | 0 | 0 | 0 | 0 | 0 | 0 | 0 | 0 | 0 | 0 | 0 | 0 | 0 | 0 | 0 | 0 | 0 | 0 | 0 | 0 | 0 | 0
F13_Industrial_Instruments_New_Space Heating_Natural Gas_Commissioning_A_Achievable Economic TRC Potential | F13 | Industrial | Instruments | New | Space Heating | Natural Gas | Commissioning | A | Purchases (Incremental) | Achievable Economic TRC Potential | 0 | 0 | 0 | 0 | 0 | 0 | 0 | 0 | 0 | 0 | 0 | 0 | 0 | 0 | 0 | 0 | 0 | 0 | 0 | 0 | 0 | 0
F14_Industrial_Instruments_New_Space Heating_Natural Gas_Commissioning_A_Achievable Economic TRC Potential | F14 | Industrial | Instruments | New | Space Heating | Natural Gas | Commissioning | A | Purchases (Cumulative) | Achievable Economic TRC Potential | 0 | 0 | 0 | 0 | 0 | 0 | 0 | 0 | 0 | 0 | 0 | 0 | 0 | 0 | 0 | 0 | 0 | 0 | 0 | 0 | 0 | 0
F1_Industrial_Instruments_New_Process_Natural Gas_Commissioning_A_Achievable Economic TRC Potential | F1 | Industrial | Instruments | New | Process | Natural Gas | Commissioning | A | Original Unit Energy Savings (kWh or therms) | Achievable Economic TRC Potential | 0 | 0 | 9.4849 | 9.4849 | 9.4849 | 9.4849 | 9.4849 | 9.4849 | 9.4849 | 9.4849 | 9.4849 | 9.4849 | 9.4849 | 9.4849 | 9.4849 | 9.4849 | 9.4849 | 9.4849 | 9.4849 | 9.4849 | 9.4849 | 9.4849
F2_Industrial_Instruments_New_Process_Natural Gas_Commissioning_A_Achievable Economic TRC Potential | F2 | Industrial | Instruments | New | Process | Natural Gas | Commissioning | A | Original Unit Summer Peak Savings (kW) | Achievable Economic TRC Potential | 0 | 0 | 0 | 0 | 0 | 0 | 0 | 0 | 0 | 0 | 0 | 0 | 0 | 0 | 0 | 0 | 0 | 0 | 0 | 0 | 0 | 0
F3_Industrial_Instruments_New_Process_Natural Gas_Commissioning_A_Achievable Economic TRC Potential | F3 | Industrial | Instruments | New | Process | Natural Gas | Commissioning | A | Original Unit Winter Peak Savings (kW) | Achievable Economic TRC Potential | 0 | 0 | 0 | 0 | 0 | 0 | 0 | 0 | 0 | 0 | 0 | 0 | 0 | 0 | 0 | 0 | 0 | 0 | 0 | 0 | 0 | 0
F4_Industrial_Instruments_New_Process_Natural Gas_Commissioning_A_Achievable Economic TRC Potential | F4 | Industrial | Instruments | New | Process | Natural Gas | Commissioning | A | Standalone Impact on Baseline Energy (%) | Achievable Economic TRC Potential | bar: 2019 to 2040
F5_Industrial_Instruments_New_Process_Natural Gas_Commissioning_A_Achievable Economic TRC Potential | F5 | Industrial | Instruments | New | Process | Natural Gas | Commissioning | A | Standalone Impact on Baseline Summer Peak (%) | Achievable Economic TRC Potential | bar: 2019 to 2040
F6_Industrial_Instruments_New_Process_Natural Gas_Commissioning_A_Achievable Economic TRC Potential | F6 | Industrial | Instruments | New | Process | Natural Gas | Commissioning | A | Standalone Impact on Baseline Winter Peak (%) | Achievable Economic TRC Potential | bar: 2019 to 2040
F7_Industrial_Instruments_New_Process_Natural Gas_Commissioning_A_Achievable Economic TRC Potential | F7 | Industrial | Instruments | New | Process | Natural Gas | Commissioning | A | Incremental Energy Savings (MWh or mTherms) | Achievable Economic TRC Potential | 0 | 0 | 0 | 0 | 0 | 0 | 0 | 0 | 0 | 0 | 0 | 0 | 0 | 0 | 0 | 0 | 0 | 0 | 0 | 0 | 0 | 0
F8_Industrial_Instruments_New_Process_Natural Gas_Commissioning_A_Achievable Economic TRC Potential | F8 | Industrial | Instruments | New | Process | Natural Gas | Commissioning | A | Incremental Summer Peak Savings (MW) | Achievable Economic TRC Potential | 0 | 0 | 0 | 0 | 0 | 0 | 0 | 0 | 0 | 0 | 0 | 0 | 0 | 0 | 0 | 0 | 0 | 0 | 0 | 0 | 0 | 0
F9_Industrial_Instruments_New_Process_Natural Gas_Commissioning_A_Achievable Economic TRC Potential | F9 | Industrial | Instruments | New | Process | Natural Gas | Commissioning | A | Incremental Winter Peak Savings (MW) | Achievable Economic TRC Potential | 0 | 0 | 0 | 0 | 0 | 0 | 0 | 0 | 0 | 0 | 0 | 0 | 0 | 0 | 0 | 0 | 0 | 0 | 0 | 0 | 0 | 0
F10_Industrial_Instruments_New_Process_Natural Gas_Commissioning_A_Achievable Economic TRC Potential | F10 | Industrial | Instruments | New | Process | Natural Gas | Commissioning | A | Cumulative Energy Savings (MWh or mTherms) | Achievable Economic TRC Potential | 0 | 0 | 0 | 0 | 0 | 0 | 0 | 0 | 0 | 0 | 0 | 0 | 0 | 0 | 0 | 0 | 0 | 0 | 0 | 0 | 0 | 0
F11_Industrial_Instruments_New_Process_Natural Gas_Commissioning_A_Achievable Economic TRC Potential | F11 | Industrial | Instruments | New | Process | Natural Gas | Commissioning | A | Cumulative Summer Peak Savings (MW) | Achievable Economic TRC Potential | 0 | 0 | 0 | 0 | 0 | 0 | 0 | 0 | 0 | 0 | 0 | 0 | 0 | 0 | 0 | 0 | 0 | 0 | 0 | 0 | 0 | 0
F12_Industrial_Instruments_New_Process_Natural Gas_Commissioning_A_Achievable Economic TRC Potential | F12 | Industrial | Instruments | New | Process | Natural Gas | Commissioning | A | Cumulative Winter Peak Savings (MW) | Achievable Economic TRC Potential | 0 | 0 | 0 | 0 | 0 | 0 | 0 | 0 | 0 | 0 | 0 | 0 | 0 | 0 | 0 | 0 | 0 | 0 | 0 | 0 | 0 | 0
F13_Industrial_Instruments_New_Process_Natural Gas_Commissioning_A_Achievable Economic TRC Potential | F13 | Industrial | Instruments | New | Process | Natural Gas | Commissioning | A | Purchases (Incremental) | Achievable Economic TRC Potential | 0 | 0 | 0 | 0 | 0 | 0 | 0 | 0 | 0 | 0 | 0 | 0 | 0 | 0 | 0 | 0 | 0 | 0 | 0 | 0 | 0 | 0
F14_Industrial_Instruments_New_Process_Natural Gas_Commissioning_A_Achievable Economic TRC Potential | F14 | Industrial | Instruments | New | Process | Natural Gas | Commissioning | A | Purchases (Cumulative) | Achievable Economic TRC Potential | 0 | 0 | 0 | 0 | 0 | 0 | 0 | 0 | 0 | 0 | 0 | 0 | 0 | 0 | 0 | 0 | 0 | 0 | 0 | 0 | 0 | 0
F1_Industrial_Instruments_New_Space Heating_Natural Gas_Retrocommissioning_A_Achievable Economic TRC Potential | F1 | Industrial | Instruments | New | Space Heating | Natural Gas | Retrocommissioning | A | Original Unit Energy Savings (kWh or therms) | Achievable Economic TRC Potential | 0 | 0 | 0 | 0 | 0 | 0 | 0 | 0 | 0 | 0 | 0 | 0 | 0 | 0 | 0 | 0 | 0 | 0 | 0 | 0 | 0 | 0
F2_Industrial_Instruments_New_Space Heating_Natural Gas_Retrocommissioning_A_Achievable Economic TRC Potential | F2 | Industrial | Instruments | New | Space Heating | Natural Gas | Retrocommissioning | A | Original Unit Summer Peak Savings (kW) | Achievable Economic TRC Potential | 0 | 0 | 0 | 0 | 0 | 0 | 0 | 0 | 0 | 0 | 0 | 0 | 0 | 0 | 0 | 0 | 0 | 0 | 0 | 0 | 0 | 0
F3_Industrial_Instruments_New_Space Heating_Natural Gas_Retrocommissioning_A_Achievable Economic TRC Potential | F3 | Industrial | Instruments | New | Space Heating | Natural Gas | Retrocommissioning | A | Original Unit Winter Peak Savings (kW) | Achievable Economic TRC Potential | 0 | 0 | 0 | 0 | 0 | 0 | 0 | 0 | 0 | 0 | 0 | 0 | 0 | 0 | 0 | 0 | 0 | 0 | 0 | 0 | 0 | 0
F4_Industrial_Instruments_New_Space Heating_Natural Gas_Retrocommissioning_A_Achievable Economic TRC Potential | F4 | Industrial | Instruments | New | Space Heating | Natural Gas | Retrocommissioning | A | Standalone Impact on Baseline Energy (%) | Achievable Economic TRC Potential | bar: 2019 to 2040
F5_Industrial_Instruments_New_Space Heating_Natural Gas_Retrocommissioning_A_Achievable Economic TRC Potential | F5 | Industrial | Instruments | New | Space Heating | Natural Gas | Retrocommissioning | A | Standalone Impact on Baseline Summer Peak (%) | Achievable Economic TRC Potential | bar: 2019 to 2040
F6_Industrial_Instruments_New_Space Heating_Natural Gas_Retrocommissioning_A_Achievable Economic TRC Potential | F6 | Industrial | Instruments | New | Space Heating | Natural Gas | Retrocommissioning | A | Standalone Impact on Baseline Winter Peak (%) | Achievable Economic TRC Potential | bar: 2019 to 2040
F7_Industrial_Instruments_New_Space Heating_Natural Gas_Retrocommissioning_A_Achievable Economic TRC Potential | F7 | Industrial | Instruments | New | Space Heating | Natural Gas | Retrocommissioning | A | Incremental Energy Savings (MWh or mTherms) | Achievable Economic TRC Potential | 0 | 0 | 0 | 0 | 0 | 0 | 0 | 0 | 0 | 0 | 0 | 0 | 0 | 0 | 0 | 0 | 0 | 0 | 0 | 0 | 0 | 0
F8_Industrial_Instruments_New_Space Heating_Natural Gas_Retrocommissioning_A_Achievable Economic TRC Potential | F8 | Industrial | Instruments | New | Space Heating | Natural Gas | Retrocommissioning | A | Incremental Summer Peak Savings (MW) | Achievable Economic TRC Potential | 0 | 0 | 0 | 0 | 0 | 0 | 0 | 0 | 0 | 0 | 0 | 0 | 0 | 0 | 0 | 0 | 0 | 0 | 0 | 0 | 0 | 0
F9_Industrial_Instruments_New_Space Heating_Natural Gas_Retrocommissioning_A_Achievable Economic TRC Potential | F9 | Industrial | Instruments | New | Space Heating | Natural Gas | Retrocommissioning | A | Incremental Winter Peak Savings (MW) | Achievable Economic TRC Potential | 0 | 0 | 0 | 0 | 0 | 0 | 0 | 0 | 0 | 0 | 0 | 0 | 0 | 0 | 0 | 0 | 0 | 0 | 0 | 0 | 0 | 0
F10_Industrial_Instruments_New_Space Heating_Natural Gas_Retrocommissioning_A_Achievable Economic TRC Potential | F10 | Industrial | Instruments | New | Space Heating | Natural Gas | Retrocommissioning | A | Cumulative Energy Savings (MWh or mTherms) | Achievable Economic TRC Potential | 0 | 0 | 0 | 0 | 0 | 0 | 0 | 0 | 0 | 0 | 0 | 0 | 0 | 0 | 0 | 0 | 0 | 0 | 0 | 0 | 0 | 0
F11_Industrial_Instruments_New_Space Heating_Natural Gas_Retrocommissioning_A_Achievable Economic TRC Potential | F11 | Industrial | Instruments | New | Space Heating | Natural Gas | Retrocommissioning | A | Cumulative Summer Peak Savings (MW) | Achievable Economic TRC Potential | 0 | 0 | 0 | 0 | 0 | 0 | 0 | 0 | 0 | 0 | 0 | 0 | 0 | 0 | 0 | 0 | 0 | 0 | 0 | 0 | 0 | 0
F12_Industrial_Instruments_New_Space Heating_Natural Gas_Retrocommissioning_A_Achievable Economic TRC Potential | F12 | Industrial | Instruments | New | Space Heating | Natural Gas | Retrocommissioning | A | Cumulative Winter Peak Savings (MW) | Achievable Economic TRC Potential | 0 | 0 | 0 | 0 | 0 | 0 | 0 | 0 | 0 | 0 | 0 | 0 | 0 | 0 | 0 | 0 | 0 | 0 | 0 | 0 | 0 | 0
F13_Industrial_Instruments_New_Space Heating_Natural Gas_Retrocommissioning_A_Achievable Economic TRC Potential | F13 | Industrial | Instruments | New | Space Heating | Natural Gas | Retrocommissioning | A | Purchases (Incremental) | Achievable Economic TRC Potential | 0 | 0 | 0 | 0 | 0 | 0 | 0 | 0 | 0 | 0 | 0 | 0 | 0 | 0 | 0 | 0 | 0 | 0 | 0 | 0 | 0 | 0
F14_Industrial_Instruments_New_Space Heating_Natural Gas_Retrocommissioning_A_Achievable Economic TRC Potential | F14 | Industrial | Instruments | New | Space Heating | Natural Gas | Retrocommissioning | A | Purchases (Cumulative) | Achievable Economic TRC Potential | 0 | 0 | 0 | 0 | 0 | 0 | 0 | 0 | 0 | 0 | 0 | 0 | 0 | 0 | 0 | 0 | 0 | 0 | 0 | 0 | 0 | 0
F1_Industrial_Instruments_New_Process_Natural Gas_Retrocommissioning_A_Achievable Economic TRC Potential | F1 | Industrial | Instruments | New | Process | Natural Gas | Retrocommissioning | A | Original Unit Energy Savings (kWh or therms) | Achievable Economic TRC Potential | 0 | 0 | 0 | 0 | 0 | 0 | 0 | 0 | 0 | 0 | 0 | 0 | 0 | 0 | 0 | 0 | 0 | 0 | 0 | 0 | 0 | 0
F2_Industrial_Instruments_New_Process_Natural Gas_Retrocommissioning_A_Achievable Economic TRC Potential | F2 | Industrial | Instruments | New | Process | Natural Gas | Retrocommissioning | A | Original Unit Summer Peak Savings (kW) | Achievable Economic TRC Potential | 0 | 0 | 0 | 0 | 0 | 0 | 0 | 0 | 0 | 0 | 0 | 0 | 0 | 0 | 0 | 0 | 0 | 0 | 0 | 0 | 0 | 0
F3_Industrial_Instruments_New_Process_Natural Gas_Retrocommissioning_A_Achievable Economic TRC Potential | F3 | Industrial | Instruments | New | Process | Natural Gas | Retrocommissioning | A | Original Unit Winter Peak Savings (kW) | Achievable Economic TRC Potential | 0 | 0 | 0 | 0 | 0 | 0 | 0 | 0 | 0 | 0 | 0 | 0 | 0 | 0 | 0 | 0 | 0 | 0 | 0 | 0 | 0 | 0
F4_Industrial_Instruments_New_Process_Natural Gas_Retrocommissioning_A_Achievable Economic TRC Potential | F4 | Industrial | Instruments | New | Process | Natural Gas | Retrocommissioning | A | Standalone Impact on Baseline Energy (%) | Achievable Economic TRC Potential | bar: 2019 to 2040
F5_Industrial_Instruments_New_Process_Natural Gas_Retrocommissioning_A_Achievable Economic TRC Potential | F5 | Industrial | Instruments | New | Process | Natural Gas | Retrocommissioning | A | Standalone Impact on Baseline Summer Peak (%) | Achievable Economic TRC Potential | bar: 2019 to 2040
F6_Industrial_Instruments_New_Process_Natural Gas_Retrocommissioning_A_Achievable Economic TRC Potential | F6 | Industrial | Instruments | New | Process | Natural Gas | Retrocommissioning | A | Standalone Impact on Baseline Winter Peak (%) | Achievable Economic TRC Potential | bar: 2019 to 2040
F7_Industrial_Instruments_New_Process_Natural Gas_Retrocommissioning_A_Achievable Economic TRC Potential | F7 | Industrial | Instruments | New | Process | Natural Gas | Retrocommissioning | A | Incremental Energy Savings (MWh or mTherms) | Achievable Economic TRC Potential | 0 | 0 | 0 | 0 | 0 | 0 | 0 | 0 | 0 | 0 | 0 | 0 | 0 | 0 | 0 | 0 | 0 | 0 | 0 | 0 | 0 | 0
F8_Industrial_Instruments_New_Process_Natural Gas_Retrocommissioning_A_Achievable Economic TRC Potential | F8 | Industrial | Instruments | New | Process | Natural Gas | Retrocommissioning | A | Incremental Summer Peak Savings (MW) | Achievable Economic TRC Potential | 0 | 0 | 0 | 0 | 0 | 0 | 0 | 0 | 0 | 0 | 0 | 0 | 0 | 0 | 0 | 0 | 0 | 0 | 0 | 0 | 0 | 0
F9_Industrial_Instruments_New_Process_Natural Gas_Retrocommissioning_A_Achievable Economic TRC Potential | F9 | Industrial | Instruments | New | Process | Natural Gas | Retrocommissioning | A | Incremental Winter Peak Savings (MW) | Achievable Economic TRC Potential | 0 | 0 | 0 | 0 | 0 | 0 | 0 | 0 | 0 | 0 | 0 | 0 | 0 | 0 | 0 | 0 | 0 | 0 | 0 | 0 | 0 | 0
F10_Industrial_Instruments_New_Process_Natural Gas_Retrocommissioning_A_Achievable Economic TRC Potential | F10 | Industrial | Instruments | New | Process | Natural Gas | Retrocommissioning | A | Cumulative Energy Savings (MWh or mTherms) | Achievable Economic TRC Potential | 0 | 0 | 0 | 0 | 0 | 0 | 0 | 0 | 0 | 0 | 0 | 0 | 0 | 0 | 0 | 0 | 0 | 0 | 0 | 0 | 0 | 0
F11_Industrial_Instruments_New_Process_Natural Gas_Retrocommissioning_A_Achievable Economic TRC Potential | F11 | Industrial | Instruments | New | Process | Natural Gas | Retrocommissioning | A | Cumulative Summer Peak Savings (MW) | Achievable Economic TRC Potential | 0 | 0 | 0 | 0 | 0 | 0 | 0 | 0 | 0 | 0 | 0 | 0 | 0 | 0 | 0 | 0 | 0 | 0 | 0 | 0 | 0 | 0
F12_Industrial_Instruments_New_Process_Natural Gas_Retrocommissioning_A_Achievable Economic TRC Potential | F12 | Industrial | Instruments | New | Process | Natural Gas | Retrocommissioning | A | Cumulative Winter Peak Savings (MW) | Achievable Economic TRC Potential | 0 | 0 | 0 | 0 | 0 | 0 | 0 | 0 | 0 | 0 | 0 | 0 | 0 | 0 | 0 | 0 | 0 | 0 | 0 | 0 | 0 | 0
F13_Industrial_Instruments_New_Process_Natural Gas_Retrocommissioning_A_Achievable Economic TRC Potential | F13 | Industrial | Instruments | New | Process | Natural Gas | Retrocommissioning | A | Purchases (Incremental) | Achievable Economic TRC Potential | 0 | 0 | 0 | 0 | 0 | 0 | 0 | 0 | 0 | 0 | 0 | 0 | 0 | 0 | 0 | 0 | 0 | 0 | 0 | 0 | 0 | 0
F14_Industrial_Instruments_New_Process_Natural Gas_Retrocommissioning_A_Achievable Economic TRC Potential | F14 | Industrial | Instruments | New | Process | Natural Gas | Retrocommissioning | A | Purchases (Cumulative) | Achievable Economic TRC Potential | 0 | 0 | 0 | 0 | 0 | 0 | 0 | 0 | 0 | 0 | 0 | 0 | 0 | 0 | 0 | 0 | 0 | 0 | 0 | 0 | 0 | 0
F1_Industrial_Wood and Lumber Products_Existing_Space Heating_Natural Gas_Insulation - Roof/Ceiling_A_Achievable Economic TRC Potential | F1 | Industrial | Wood and Lumber Products | Existing | Space Heating | Natural Gas | Insulation - Roof/Ceiling | A | Original Unit Energy Savings (kWh or therms) | Achievable Economic TRC Potential | 0 | 0 | 0.083035 | 0.082838 | 0.082641 | 0.082447 | 0.082256 | 0.08207 | 0.08189 | 0.081718 | 0.081553 | 0.081398 | 0.081252 | 0.081115 | 0.080985 | 0.080863 | 0.080748 | 0.08064 | 0.080538 | 0.080442 | 0.080353 | 0.080269
F2_Industrial_Wood and Lumber Products_Existing_Space Heating_Natural Gas_Insulation - Roof/Ceiling_A_Achievable Economic TRC Potential | F2 | Industrial | Wood and Lumber Products | Existing | Space Heating | Natural Gas | Insulation - Roof/Ceiling | A | Original Unit Summer Peak Savings (kW) | Achievable Economic TRC Potential | 0 | 0 | 0 | 0 | 0 | 0 | 0 | 0 | 0 | 0 | 0 | 0 | 0 | 0 | 0 | 0 | 0 | 0 | 0 | 0 | 0 | 0
F3_Industrial_Wood and Lumber Products_Existing_Space Heating_Natural Gas_Insulation - Roof/Ceiling_A_Achievable Economic TRC Potential | F3 | Industrial | Wood and Lumber Products | Existing | Space Heating | Natural Gas | Insulation - Roof/Ceiling | A | Original Unit Winter Peak Savings (kW) | Achievable Economic TRC Potential | 0 | 0 | 0 | 0 | 0 | 0 | 0 | 0 | 0 | 0 | 0 | 0 | 0 | 0 | 0 | 0 | 0 | 0 | 0 | 0 | 0 | 0
F4_Industrial_Wood and Lumber Products_Existing_Space Heating_Natural Gas_Insulation - Roof/Ceiling_A_Achievable Economic TRC Potential | F4 | Industrial | Wood and Lumber Products | Existing | Space Heating | Natural Gas | Insulation - Roof/Ceiling | A | Standalone Impact on Baseline Energy (%) | Achievable Economic TRC Potential | 0% | 0% | 0.3143% | 0.8697% | 1.74% | 2.969% | 4.545% | 6.403% | 8.431% | 10.49% | 12.47% | 14.25% | 15.79% | 17.06% | 18.1% | 18.94% | 19.61% | 20.18% | 20.66% | 21.12% | 21.49% | 21.86%
F5_Industrial_Wood and Lumber Products_Existing_Space Heating_Natural Gas_Insulation - Roof/Ceiling_A_Achievable Economic TRC Potential | F5 | Industrial | Wood and Lumber Products | Existing | Space Heating | Natural Gas | Insulation - Roof/Ceiling | A | Standalone Impact on Baseline Summer Peak (%) | Achievable Economic TRC Potential | bar: 2019 to 2040
F6_Industrial_Wood and Lumber Products_Existing_Space Heating_Natural Gas_Insulation - Roof/Ceiling_A_Achievable Economic TRC Potential | F6 | Industrial | Wood and Lumber Products | Existing | Space Heating | Natural Gas | Insulation - Roof/Ceiling | A | Standalone Impact on Baseline Winter Peak (%) | Achievable Economic TRC Potential | bar: 2019 to 2040
F7_Industrial_Wood and Lumber Products_Existing_Space Heating_Natural Gas_Insulation - Roof/Ceiling_A_Achievable Economic TRC Potential | F7 | Industrial | Wood and Lumber Products | Existing | Space Heating | Natural Gas | Insulation - Roof/Ceiling | A | Incremental Energy Savings (MWh or mTherms) | Achievable Economic TRC Potential | 0 | 0 | 0.29441 | 0.50512 | 0.77037 | 1.0574 | 1.3195 | 1.5095 | 1.5941 | 1.5633 | 1.431 | 1.2282 | 0.99227 | 0.75717 | 0.54742 | 0.37602 | 0.24601 | 0.15365 | 0.091795 | 0.061009 | 0 | 0
F8_Industrial_Wood and Lumber Products_Existing_Space Heating_Natural Gas_Insulation - Roof/Ceiling_A_Achievable Economic TRC Potential | F8 | Industrial | Wood and Lumber Products | Existing | Space Heating | Natural Gas | Insulation - Roof/Ceiling | A | Incremental Summer Peak Savings (MW) | Achievable Economic TRC Potential | 0 | 0 | 0 | 0 | 0 | 0 | 0 | 0 | 0 | 0 | 0 | 0 | 0 | 0 | 0 | 0 | 0 | 0 | 0 | 0 | 0 | 0
F9_Industrial_Wood and Lumber Products_Existing_Space Heating_Natural Gas_Insulation - Roof/Ceiling_A_Achievable Economic TRC Potential | F9 | Industrial | Wood and Lumber Products | Existing | Space Heating | Natural Gas | Insulation - Roof/Ceiling | A | Incremental Winter Peak Savings (MW) | Achievable Economic TRC Potential | 0 | 0 | 0 | 0 | 0 | 0 | 0 | 0 | 0 | 0 | 0 | 0 | 0 | 0 | 0 | 0 | 0 | 0 | 0 | 0 | 0 | 0
F10_Industrial_Wood and Lumber Products_Existing_Space Heating_Natural Gas_Insulation - Roof/Ceiling_A_Achievable Economic TRC Potential | F10 | Industrial | Wood and Lumber Products | Existing | Space Heating | Natural Gas | Insulation - Roof/Ceiling | A | Cumulative Energy Savings (MWh or mTherms) | Achievable Economic TRC Potential | 0 | 0 | 0.29441 | 0.79883 | 1.5673 | 2.621 | 3.9345 | 5.4351 | 7.0173 | 8.5658 | 9.9797 | 11.1889 | 12.1611 | 12.8977 | 13.4245 | 13.7803 | 14.0067 | 14.1416 | 14.2155 | 14.2597 | 14.2438 | 14.2289
F11_Industrial_Wood and Lumber Products_Existing_Space Heating_Natural Gas_Insulation - Roof/Ceiling_A_Achievable Economic TRC Potential | F11 | Industrial | Wood and Lumber Products | Existing | Space Heating | Natural Gas | Insulation - Roof/Ceiling | A | Cumulative Summer Peak Savings (MW) | Achievable Economic TRC Potential | 0 | 0 | 0 | 0 | 0 | 0 | 0 | 0 | 0 | 0 | 0 | 0 | 0 | 0 | 0 | 0 | 0 | 0 | 0 | 0 | 0 | 0
F12_Industrial_Wood and Lumber Products_Existing_Space Heating_Natural Gas_Insulation - Roof/Ceiling_A_Achievable Economic TRC Potential | F12 | Industrial | Wood and Lumber Products | Existing | Space Heating | Natural Gas | Insulation - Roof/Ceiling | A | Cumulative Winter Peak Savings (MW) | Achievable Economic TRC Potential | 0 | 0 | 0 | 0 | 0 | 0 | 0 | 0 | 0 | 0 | 0 | 0 | 0 | 0 | 0 | 0 | 0 | 0 | 0 | 0 | 0 | 0
F13_Industrial_Wood and Lumber Products_Existing_Space Heating_Natural Gas_Insulation - Roof/Ceiling_A_Achievable Economic TRC Potential | F13 | Industrial | Wood and Lumber Products | Existing | Space Heating | Natural Gas | Insulation - Roof/Ceiling | A | Purchases (Incremental) | Achievable Economic TRC Potential | 0 | 0 | 3545.5441 | 6097.7246 | 9321.8089 | 12825.5233 | 16041.9555 | 18392.9317 | 19466.2593 | 19130.6341 | 17547.4092 | 15089.2592 | 12212.1997 | 9334.6124 | 6759.5469 | 4650.1021 | 3046.6186 | 1905.3304 | 1139.7704 | 758.4144 | 0 | 0
F14_Industrial_Wood and Lumber Products_Existing_Space Heating_Natural Gas_Insulation - Roof/Ceiling_A_Achievable Economic TRC Potential | F14 | Industrial | Wood and Lumber Products | Existing | Space Heating | Natural Gas | Insulation - Roof/Ceiling | A | Purchases (Cumulative) | Achievable Economic TRC Potential | 0 | 0 | 3545.5441 | 9643.2688 | 18965.0777 | 31790.601 | 47832.5564 | 66225.4881 | 85691.7474 | 104822.3815 | 122369.7907 | 137459.05 | 149671.2496 | 159005.862 | 165765.4089 | 170415.511 | 173462.1296 | 175367.4601 | 176507.2304 | 177265.6449 | 177265.6449 | 177265.6449
F1_Industrial_Wood and Lumber Products_Existing_Space Heating_Natural Gas_Insulation - Wall Cavity_A_Achievable Economic TRC Potential | F1 | Industrial | Wood and Lumber Products | Existing | Space Heating | Natural Gas | Insulation - Wall Cavity | A | Original Unit Energy Savings (kWh or therms) | Achievable Economic TRC Potential | 0 | 0 | 0.018165 | 0.018122 | 0.018079 | 0.018037 | 0.017995 | 0.017954 | 0.017915 | 0.017877 | 0.017841 | 0.017807 | 0.017775 | 0.017745 | 0.017717 | 0.01769 | 0.017665 | 0.017641 | 0.017619 | 0.017598 | 0.017579 | 0.01756
F2_Industrial_Wood and Lumber Products_Existing_Space Heating_Natural Gas_Insulation - Wall Cavity_A_Achievable Economic TRC Potential | F2 | Industrial | Wood and Lumber Products | Existing | Space Heating | Natural Gas | Insulation - Wall Cavity | A | Original Unit Summer Peak Savings (kW) | Achievable Economic TRC Potential | 0 | 0 | 0 | 0 | 0 | 0 | 0 | 0 | 0 | 0 | 0 | 0 | 0 | 0 | 0 | 0 | 0 | 0 | 0 | 0 | 0 | 0
F3_Industrial_Wood and Lumber Products_Existing_Space Heating_Natural Gas_Insulation - Wall Cavity_A_Achievable Economic TRC Potential | F3 | Industrial | Wood and Lumber Products | Existing | Space Heating | Natural Gas | Insulation - Wall Cavity | A | Original Unit Winter Peak Savings (kW) | Achievable Economic TRC Potential | 0 | 0 | 0 | 0 | 0 | 0 | 0 | 0 | 0 | 0 | 0 | 0 | 0 | 0 | 0 | 0 | 0 | 0 | 0 | 0 | 0 | 0
F4_Industrial_Wood and Lumber Products_Existing_Space Heating_Natural Gas_Insulation - Wall Cavity_A_Achievable Economic TRC Potential | F4 | Industrial | Wood and Lumber Products | Existing | Space Heating | Natural Gas | Insulation - Wall Cavity | A | Standalone Impact on Baseline Energy (%) | Achievable Economic TRC Potential | 0% | 0% | 0.06875% | 0.1903% | 0.3808% | 0.6494% | 0.9943% | 1.401% | 1.844% | 2.296% | 2.727% | 3.117% | 3.453% | 3.733% | 3.96% | 4.143% | 4.291% | 4.414% | 4.521% | 4.62% | 4.701% | 4.783%
F5_Industrial_Wood and Lumber Products_Existing_Space Heating_Natural Gas_Insulation - Wall Cavity_A_Achievable Economic TRC Potential | F5 | Industrial | Wood and Lumber Products | Existing | Space Heating | Natural Gas | Insulation - Wall Cavity | A | Standalone Impact on Baseline Summer Peak (%) | Achievable Economic TRC Potential | bar: 2019 to 2040
F6_Industrial_Wood and Lumber Products_Existing_Space Heating_Natural Gas_Insulation - Wall Cavity_A_Achievable Economic TRC Potential | F6 | Industrial | Wood and Lumber Products | Existing | Space Heating | Natural Gas | Insulation - Wall Cavity | A | Standalone Impact on Baseline Winter Peak (%) | Achievable Economic TRC Potential | bar: 2019 to 2040
F7_Industrial_Wood and Lumber Products_Existing_Space Heating_Natural Gas_Insulation - Wall Cavity_A_Achievable Economic TRC Potential | F7 | Industrial | Wood and Lumber Products | Existing | Space Heating | Natural Gas | Insulation - Wall Cavity | A | Incremental Energy Savings (MWh or mTherms) | Achievable Economic TRC Potential | 0 | 0 | 0.064406 | 0.1105 | 0.16853 | 0.23133 | 0.28867 | 0.33023 | 0.34873 | 0.342 | 0.31307 | 0.2687 | 0.21708 | 0.16564 | 0.11976 | 0.082261 | 0.053818 | 0.033612 | 0.020082 | 0.013347 | 0 | 0
F8_Industrial_Wood and Lumber Products_Existing_Space Heating_Natural Gas_Insulation - Wall Cavity_A_Achievable Economic TRC Potential | F8 | Industrial | Wood and Lumber Products | Existing | Space Heating | Natural Gas | Insulation - Wall Cavity | A | Incremental Summer Peak Savings (MW) | Achievable Economic TRC Potential | 0 | 0 | 0 | 0 | 0 | 0 | 0 | 0 | 0 | 0 | 0 | 0 | 0 | 0 | 0 | 0 | 0 | 0 | 0 | 0 | 0 | 0
F9_Industrial_Wood and Lumber Products_Existing_Space Heating_Natural Gas_Insulation - Wall Cavity_A_Achievable Economic TRC Potential | F9 | Industrial | Wood and Lumber Products | Existing | Space Heating | Natural Gas | Insulation - Wall Cavity | A | Incremental Winter Peak Savings (MW) | Achievable Economic TRC Potential | 0 | 0 | 0 | 0 | 0 | 0 | 0 | 0 | 0 | 0 | 0 | 0 | 0 | 0 | 0 | 0 | 0 | 0 | 0 | 0 | 0 | 0
F10_Industrial_Wood and Lumber Products_Existing_Space Heating_Natural Gas_Insulation - Wall Cavity_A_Achievable Economic TRC Potential | F10 | Industrial | Wood and Lumber Products | Existing | Space Heating | Natural Gas | Insulation - Wall Cavity | A | Cumulative Energy Savings (MWh or mTherms) | Achievable Economic TRC Potential | 0 | 0 | 0.064406 | 0.17476 | 0.34287 | 0.5734 | 0.86074 | 1.189 | 1.5352 | 1.8739 | 2.1832 | 2.4478 | 2.6604 | 2.8216 | 2.9368 | 3.0147 | 3.0642 | 3.0937 | 3.1099 | 3.1195 | 3.1161 | 3.1128
F11_Industrial_Wood and Lumber Products_Existing_Space Heating_Natural Gas_Insulation - Wall Cavity_A_Achievable Economic TRC Potential | F11 | Industrial | Wood and Lumber Products | Existing | Space Heating | Natural Gas | Insulation - Wall Cavity | A | Cumulative Summer Peak Savings (MW) | Achievable Economic TRC Potential | 0 | 0 | 0 | 0 | 0 | 0 | 0 | 0 | 0 | 0 | 0 | 0 | 0 | 0 | 0 | 0 | 0 | 0 | 0 | 0 | 0 | 0
F12_Industrial_Wood and Lumber Products_Existing_Space Heating_Natural Gas_Insulation - Wall Cavity_A_Achievable Economic TRC Potential | F12 | Industrial | Wood and Lumber Products | Existing | Space Heating | Natural Gas | Insulation - Wall Cavity | A | Cumulative Winter Peak Savings (MW) | Achievable Economic TRC Potential | 0 | 0 | 0 | 0 | 0 | 0 | 0 | 0 | 0 | 0 | 0 | 0 | 0 | 0 | 0 | 0 | 0 | 0 | 0 | 0 | 0 | 0
F13_Industrial_Wood and Lumber Products_Existing_Space Heating_Natural Gas_Insulation - Wall Cavity_A_Achievable Economic TRC Potential | F13 | Industrial | Wood and Lumber Products | Existing | Space Heating | Natural Gas | Insulation - Wall Cavity | A | Purchases (Incremental) | Achievable Economic TRC Potential | 0 | 0 | 3545.5441 | 6097.7246 | 9321.8089 | 12825.5233 | 16041.9555 | 18392.9317 | 19466.2593 | 19130.6341 | 17547.4092 | 15089.2592 | 12212.1997 | 9334.6124 | 6759.5469 | 4650.1021 | 3046.6186 | 1905.3304 | 1139.7704 | 758.4144 | 0 | 0
F14_Industrial_Wood and Lumber Products_Existing_Space Heating_Natural Gas_Insulation - Wall Cavity_A_Achievable Economic TRC Potential | F14 | Industrial | Wood and Lumber Products | Existing | Space Heating | Natural Gas | Insulation - Wall Cavity | A | Purchases (Cumulative) | Achievable Economic TRC Potential | 0 | 0 | 3545.5441 | 9643.2688 | 18965.0777 | 31790.601 | 47832.5564 | 66225.4881 | 85691.7474 | 104822.3815 | 122369.7907 | 137459.05 | 149671.2496 | 159005.862 | 165765.4089 | 170415.511 | 173462.1296 | 175367.4601 | 176507.2304 | 177265.6449 | 177265.6449 | 177265.6449
F1_Industrial_Wood and Lumber Products_Existing_Space Heating_Natural Gas_Insulation - Ducting_A_Achievable Economic TRC Potential | F1 | Industrial | Wood and Lumber Products | Existing | Space Heating | Natural Gas | Insulation - Ducting | A | Original Unit Energy Savings (kWh or therms) | Achievable Economic TRC Potential | 0 | 0 | 0.0014398 | 0.0014319 | 0.0014239 | 0.0014161 | 0.0014083 | 0.0014008 | 0.0013935 | 0.0013865 | 0.0013799 | 0.0013736 | 0.0013677 | 0.0013622 | 0.001357 | 0.0013521 | 0.0013475 | 0.0013431 | 0.001339 | 0.0013352 | 0.0013316 | 0.0013281
F2_Industrial_Wood and Lumber Products_Existing_Space Heating_Natural Gas_Insulation - Ducting_A_Achievable Economic TRC Potential | F2 | Industrial | Wood and Lumber Products | Existing | Space Heating | Natural Gas | Insulation - Ducting | A | Original Unit Summer Peak Savings (kW) | Achievable Economic TRC Potential | 0 | 0 | 0 | 0 | 0 | 0 | 0 | 0 | 0 | 0 | 0 | 0 | 0 | 0 | 0 | 0 | 0 | 0 | 0 | 0 | 0 | 0
F3_Industrial_Wood and Lumber Products_Existing_Space Heating_Natural Gas_Insulation - Ducting_A_Achievable Economic TRC Potential | F3 | Industrial | Wood and Lumber Products | Existing | Space Heating | Natural Gas | Insulation - Ducting | A | Original Unit Winter Peak Savings (kW) | Achievable Economic TRC Potential | 0 | 0 | 0 | 0 | 0 | 0 | 0 | 0 | 0 | 0 | 0 | 0 | 0 | 0 | 0 | 0 | 0 | 0 | 0 | 0 | 0 | 0
F4_Industrial_Wood and Lumber Products_Existing_Space Heating_Natural Gas_Insulation - Ducting_A_Achievable Economic TRC Potential | F4 | Industrial | Wood and Lumber Products | Existing | Space Heating | Natural Gas | Insulation - Ducting | A | Standalone Impact on Baseline Energy (%) | Achievable Economic TRC Potential | bar: 2019 to 2040
F5_Industrial_Wood and Lumber Products_Existing_Space Heating_Natural Gas_Insulation - Ducting_A_Achievable Economic TRC Potential | F5 | Industrial | Wood and Lumber Products | Existing | Space Heating | Natural Gas | Insulation - Ducting | A | Standalone Impact on Baseline Summer Peak (%) | Achievable Economic TRC Potential | bar: 2019 to 2040
F6_Industrial_Wood and Lumber Products_Existing_Space Heating_Natural Gas_Insulation - Ducting_A_Achievable Economic TRC Potential | F6 | Industrial | Wood and Lumber Products | Existing | Space Heating | Natural Gas | Insulation - Ducting | A | Standalone Impact on Baseline Winter Peak (%) | Achievable Economic TRC Potential | bar: 2019 to 2040
F7_Industrial_Wood and Lumber Products_Existing_Space Heating_Natural Gas_Insulation - Ducting_A_Achievable Economic TRC Potential | F7 | Industrial | Wood and Lumber Products | Existing | Space Heating | Natural Gas | Insulation - Ducting | A | Incremental Energy Savings (MWh or mTherms) | Achievable Economic TRC Potential | 0 | 0 | 0 | 0 | 0 | 0 | 0 | 0 | 0 | 0 | 0 | 0 | 0 | 0 | 0 | 0 | 0 | 0 | 0 | 0 | 0 | 0
F8_Industrial_Wood and Lumber Products_Existing_Space Heating_Natural Gas_Insulation - Ducting_A_Achievable Economic TRC Potential | F8 | Industrial | Wood and Lumber Products | Existing | Space Heating | Natural Gas | Insulation - Ducting | A | Incremental Summer Peak Savings (MW) | Achievable Economic TRC Potential | 0 | 0 | 0 | 0 | 0 | 0 | 0 | 0 | 0 | 0 | 0 | 0 | 0 | 0 | 0 | 0 | 0 | 0 | 0 | 0 | 0 | 0
F9_Industrial_Wood and Lumber Products_Existing_Space Heating_Natural Gas_Insulation - Ducting_A_Achievable Economic TRC Potential | F9 | Industrial | Wood and Lumber Products | Existing | Space Heating | Natural Gas | Insulation - Ducting | A | Incremental Winter Peak Savings (MW) | Achievable Economic TRC Potential | 0 | 0 | 0 | 0 | 0 | 0 | 0 | 0 | 0 | 0 | 0 | 0 | 0 | 0 | 0 | 0 | 0 | 0 | 0 | 0 | 0 | 0
F10_Industrial_Wood and Lumber Products_Existing_Space Heating_Natural Gas_Insulation - Ducting_A_Achievable Economic TRC Potential | F10 | Industrial | Wood and Lumber Products | Existing | Space Heating | Natural Gas | Insulation - Ducting | A | Cumulative Energy Savings (MWh or mTherms) | Achievable Economic TRC Potential | 0 | 0 | 0 | 0 | 0 | 0 | 0 | 0 | 0 | 0 | 0 | 0 | 0 | 0 | 0 | 0 | 0 | 0 | 0 | 0 | 0 | 0
F11_Industrial_Wood and Lumber Products_Existing_Space Heating_Natural Gas_Insulation - Ducting_A_Achievable Economic TRC Potential | F11 | Industrial | Wood and Lumber Products | Existing | Space Heating | Natural Gas | Insulation - Ducting | A | Cumulative Summer Peak Savings (MW) | Achievable Economic TRC Potential | 0 | 0 | 0 | 0 | 0 | 0 | 0 | 0 | 0 | 0 | 0 | 0 | 0 | 0 | 0 | 0 | 0 | 0 | 0 | 0 | 0 | 0
F12_Industrial_Wood and Lumber Products_Existing_Space Heating_Natural Gas_Insulation - Ducting_A_Achievable Economic TRC Potential | F12 | Industrial | Wood and Lumber Products | Existing | Space Heating | Natural Gas | Insulation - Ducting | A | Cumulative Winter Peak Savings (MW) | Achievable Economic TRC Potential | 0 | 0 | 0 | 0 | 0 | 0 | 0 | 0 | 0 | 0 | 0 | 0 | 0 | 0 | 0 | 0 | 0 | 0 | 0 | 0 | 0 | 0
F13_Industrial_Wood and Lumber Products_Existing_Space Heating_Natural Gas_Insulation - Ducting_A_Achievable Economic TRC Potential | F13 | Industrial | Wood and Lumber Products | Existing | Space Heating | Natural Gas | Insulation - Ducting | A | Purchases (Incremental) | Achievable Economic TRC Potential | 0 | 0 | 0 | 0 | 0 | 0 | 0 | 0 | 0 | 0 | 0 | 0 | 0 | 0 | 0 | 0 | 0 | 0 | 0 | 0 | 0 | 0
F14_Industrial_Wood and Lumber Products_Existing_Space Heating_Natural Gas_Insulation - Ducting_A_Achievable Economic TRC Potential | F14 | Industrial | Wood and Lumber Products | Existing | Space Heating | Natural Gas | Insulation - Ducting | A | Purchases (Cumulative) | Achievable Economic TRC Potential | 0 | 0 | 0 | 0 | 0 | 0 | 0 | 0 | 0 | 0 | 0 | 0 | 0 | 0 | 0 | 0 | 0 | 0 | 0 | 0 | 0 | 0
F1_Industrial_Wood and Lumber Products_Existing_Space Heating_Natural Gas_HVAC - Duct Repair and Sealing_A_Achievable Economic TRC Potential | F1 | Industrial | Wood and Lumber Products | Existing | Space Heating | Natural Gas | HVAC - Duct Repair and Sealing | A | Original Unit Energy Savings (kWh or therms) | Achievable Economic TRC Potential | 0 | 0 | 0.0040723 | 0.0040498 | 0.0040273 | 0.004005 | 0.0039832 | 0.0039618 | 0.0039412 | 0.0039215 | 0.0039027 | 0.003885 | 0.0038683 | 0.0038527 | 0.0038379 | 0.0038241 | 0.003811 | 0.0037987 | 0.0037871 | 0.0037763 | 0.003766 | 0.0037564
F2_Industrial_Wood and Lumber Products_Existing_Space Heating_Natural Gas_HVAC - Duct Repair and Sealing_A_Achievable Economic TRC Potential | F2 | Industrial | Wood and Lumber Products | Existing | Space Heating | Natural Gas | HVAC - Duct Repair and Sealing | A | Original Unit Summer Peak Savings (kW) | Achievable Economic TRC Potential | 0 | 0 | 0 | 0 | 0 | 0 | 0 | 0 | 0 | 0 | 0 | 0 | 0 | 0 | 0 | 0 | 0 | 0 | 0 | 0 | 0 | 0
F3_Industrial_Wood and Lumber Products_Existing_Space Heating_Natural Gas_HVAC - Duct Repair and Sealing_A_Achievable Economic TRC Potential | F3 | Industrial | Wood and Lumber Products | Existing | Space Heating | Natural Gas | HVAC - Duct Repair and Sealing | A | Original Unit Winter Peak Savings (kW) | Achievable Economic TRC Potential | 0 | 0 | 0 | 0 | 0 | 0 | 0 | 0 | 0 | 0 | 0 | 0 | 0 | 0 | 0 | 0 | 0 | 0 | 0 | 0 | 0 | 0
F4_Industrial_Wood and Lumber Products_Existing_Space Heating_Natural Gas_HVAC - Duct Repair and Sealing_A_Achievable Economic TRC Potential | F4 | Industrial | Wood and Lumber Products | Existing | Space Heating | Natural Gas | HVAC - Duct Repair and Sealing | A | Standalone Impact on Baseline Energy (%) | Achievable Economic TRC Potential | bar: 2019 to 2040
F5_Industrial_Wood and Lumber Products_Existing_Space Heating_Natural Gas_HVAC - Duct Repair and Sealing_A_Achievable Economic TRC Potential | F5 | Industrial | Wood and Lumber Products | Existing | Space Heating | Natural Gas | HVAC - Duct Repair and Sealing | A | Standalone Impact on Baseline Summer Peak (%) | Achievable Economic TRC Potential | bar: 2019 to 2040
F6_Industrial_Wood and Lumber Products_Existing_Space Heating_Natural Gas_HVAC - Duct Repair and Sealing_A_Achievable Economic TRC Potential | F6 | Industrial | Wood and Lumber Products | Existing | Space Heating | Natural Gas | HVAC - Duct Repair and Sealing | A | Standalone Impact on Baseline Winter Peak (%) | Achievable Economic TRC Potential | bar: 2019 to 2040
F7_Industrial_Wood and Lumber Products_Existing_Space Heating_Natural Gas_HVAC - Duct Repair and Sealing_A_Achievable Economic TRC Potential | F7 | Industrial | Wood and Lumber Products | Existing | Space Heating | Natural Gas | HVAC - Duct Repair and Sealing | A | Incremental Energy Savings (MWh or mTherms) | Achievable Economic TRC Potential | 0 | 0 | 0 | 0 | 0 | 0 | 0 | 0 | 0 | 0 | 0 | 0 | 0 | 0 | 0 | 0 | 0 | 0 | 0 | 0 | 0 | 0
F8_Industrial_Wood and Lumber Products_Existing_Space Heating_Natural Gas_HVAC - Duct Repair and Sealing_A_Achievable Economic TRC Potential | F8 | Industrial | Wood and Lumber Products | Existing | Space Heating | Natural Gas | HVAC - Duct Repair and Sealing | A | Incremental Summer Peak Savings (MW) | Achievable Economic TRC Potential | 0 | 0 | 0 | 0 | 0 | 0 | 0 | 0 | 0 | 0 | 0 | 0 | 0 | 0 | 0 | 0 | 0 | 0 | 0 | 0 | 0 | 0
F9_Industrial_Wood and Lumber Products_Existing_Space Heating_Natural Gas_HVAC - Duct Repair and Sealing_A_Achievable Economic TRC Potential | F9 | Industrial | Wood and Lumber Products | Existing | Space Heating | Natural Gas | HVAC - Duct Repair and Sealing | A | Incremental Winter Peak Savings (MW) | Achievable Economic TRC Potential | 0 | 0 | 0 | 0 | 0 | 0 | 0 | 0 | 0 | 0 | 0 | 0 | 0 | 0 | 0 | 0 | 0 | 0 | 0 | 0 | 0 | 0
F10_Industrial_Wood and Lumber Products_Existing_Space Heating_Natural Gas_HVAC - Duct Repair and Sealing_A_Achievable Economic TRC Potential | F10 | Industrial | Wood and Lumber Products | Existing | Space Heating | Natural Gas | HVAC - Duct Repair and Sealing | A | Cumulative Energy Savings (MWh or mTherms) | Achievable Economic TRC Potential | 0 | 0 | 0 | 0 | 0 | 0 | 0 | 0 | 0 | 0 | 0 | 0 | 0 | 0 | 0 | 0 | 0 | 0 | 0 | 0 | 0 | 0
F11_Industrial_Wood and Lumber Products_Existing_Space Heating_Natural Gas_HVAC - Duct Repair and Sealing_A_Achievable Economic TRC Potential | F11 | Industrial | Wood and Lumber Products | Existing | Space Heating | Natural Gas | HVAC - Duct Repair and Sealing | A | Cumulative Summer Peak Savings (MW) | Achievable Economic TRC Potential | 0 | 0 | 0 | 0 | 0 | 0 | 0 | 0 | 0 | 0 | 0 | 0 | 0 | 0 | 0 | 0 | 0 | 0 | 0 | 0 | 0 | 0
F12_Industrial_Wood and Lumber Products_Existing_Space Heating_Natural Gas_HVAC - Duct Repair and Sealing_A_Achievable Economic TRC Potential | F12 | Industrial | Wood and Lumber Products | Existing | Space Heating | Natural Gas | HVAC - Duct Repair and Sealing | A | Cumulative Winter Peak Savings (MW) | Achievable Economic TRC Potential | 0 | 0 | 0 | 0 | 0 | 0 | 0 | 0 | 0 | 0 | 0 | 0 | 0 | 0 | 0 | 0 | 0 | 0 | 0 | 0 | 0 | 0
F13_Industrial_Wood and Lumber Products_Existing_Space Heating_Natural Gas_HVAC - Duct Repair and Sealing_A_Achievable Economic TRC Potential | F13 | Industrial | Wood and Lumber Products | Existing | Space Heating | Natural Gas | HVAC - Duct Repair and Sealing | A | Purchases (Incremental) | Achievable Economic TRC Potential | 0 | 0 | 0 | 0 | 0 | 0 | 0 | 0 | 0 | 0 | 0 | 0 | 0 | 0 | 0 | 0 | 0 | 0 | 0 | 0 | 0 | 0
F14_Industrial_Wood and Lumber Products_Existing_Space Heating_Natural Gas_HVAC - Duct Repair and Sealing_A_Achievable Economic TRC Potential | F14 | Industrial | Wood and Lumber Products | Existing | Space Heating | Natural Gas | HVAC - Duct Repair and Sealing | A | Purchases (Cumulative) | Achievable Economic TRC Potential | 0 | 0 | 0 | 0 | 0 | 0 | 0 | 0 | 0 | 0 | 0 | 0 | 0 | 0 | 0 | 0 | 0 | 0 | 0 | 0 | 0 | 0
F1_Industrial_Wood and Lumber Products_Existing_Space Heating_Natural Gas_Windows - High Efficiency_A_Achievable Economic TRC Potential | F1 | Industrial | Wood and Lumber Products | Existing | Space Heating | Natural Gas | Windows - High Efficiency | A | Original Unit Energy Savings (kWh or therms) | Achievable Economic TRC Potential | 0 | 0 | 0.0077675 | 0.0077491 | 0.0077307 | 0.0077125 | 0.0076946 | 0.0076772 | 0.0076604 | 0.0076442 | 0.0076289 | 0.0076144 | 0.0076007 | 0.0075878 | 0.0075757 | 0.0075643 | 0.0075535 | 0.0075434 | 0.0075339 | 0.007525 | 0.0075166 | 0.0075087
F2_Industrial_Wood and Lumber Products_Existing_Space Heating_Natural Gas_Windows - High Efficiency_A_Achievable Economic TRC Potential | F2 | Industrial | Wood and Lumber Products | Existing | Space Heating | Natural Gas | Windows - High Efficiency | A | Original Unit Summer Peak Savings (kW) | Achievable Economic TRC Potential | 0 | 0 | 0 | 0 | 0 | 0 | 0 | 0 | 0 | 0 | 0 | 0 | 0 | 0 | 0 | 0 | 0 | 0 | 0 | 0 | 0 | 0
F3_Industrial_Wood and Lumber Products_Existing_Space Heating_Natural Gas_Windows - High Efficiency_A_Achievable Economic TRC Potential | F3 | Industrial | Wood and Lumber Products | Existing | Space Heating | Natural Gas | Windows - High Efficiency | A | Original Unit Winter Peak Savings (kW) | Achievable Economic TRC Potential | 0 | 0 | 0 | 0 | 0 | 0 | 0 | 0 | 0 | 0 | 0 | 0 | 0 | 0 | 0 | 0 | 0 | 0 | 0 | 0 | 0 | 0
F4_Industrial_Wood and Lumber Products_Existing_Space Heating_Natural Gas_Windows - High Efficiency_A_Achievable Economic TRC Potential | F4 | Industrial | Wood and Lumber Products | Existing | Space Heating | Natural Gas | Windows - High Efficiency | A | Standalone Impact on Baseline Energy (%) | Achievable Economic TRC Potential | bar: 2019 to 2040
F5_Industrial_Wood and Lumber Products_Existing_Space Heating_Natural Gas_Windows - High Efficiency_A_Achievable Economic TRC Potential | F5 | Industrial | Wood and Lumber Products | Existing | Space Heating | Natural Gas | Windows - High Efficiency | A | Standalone Impact on Baseline Summer Peak (%) | Achievable Economic TRC Potential | bar: 2019 to 2040
F6_Industrial_Wood and Lumber Products_Existing_Space Heating_Natural Gas_Windows - High Efficiency_A_Achievable Economic TRC Potential | F6 | Industrial | Wood and Lumber Products | Existing | Space Heating | Natural Gas | Windows - High Efficiency | A | Standalone Impact on Baseline Winter Peak (%) | Achievable Economic TRC Potential | bar: 2019 to 2040
F7_Industrial_Wood and Lumber Products_Existing_Space Heating_Natural Gas_Windows - High Efficiency_A_Achievable Economic TRC Potential | F7 | Industrial | Wood and Lumber Products | Existing | Space Heating | Natural Gas | Windows - High Efficiency | A | Incremental Energy Savings (MWh or mTherms) | Achievable Economic TRC Potential | 0 | 0 | 0 | 0 | 0 | 0 | 0 | 0 | 0 | 0 | 0 | 0 | 0 | 0 | 0 | 0 | 0 | 0 | 0 | 0 | 0 | 0
F8_Industrial_Wood and Lumber Products_Existing_Space Heating_Natural Gas_Windows - High Efficiency_A_Achievable Economic TRC Potential | F8 | Industrial | Wood and Lumber Products | Existing | Space Heating | Natural Gas | Windows - High Efficiency | A | Incremental Summer Peak Savings (MW) | Achievable Economic TRC Potential | 0 | 0 | 0 | 0 | 0 | 0 | 0 | 0 | 0 | 0 | 0 | 0 | 0 | 0 | 0 | 0 | 0 | 0 | 0 | 0 | 0 | 0
F9_Industrial_Wood and Lumber Products_Existing_Space Heating_Natural Gas_Windows - High Efficiency_A_Achievable Economic TRC Potential | F9 | Industrial | Wood and Lumber Products | Existing | Space Heating | Natural Gas | Windows - High Efficiency | A | Incremental Winter Peak Savings (MW) | Achievable Economic TRC Potential | 0 | 0 | 0 | 0 | 0 | 0 | 0 | 0 | 0 | 0 | 0 | 0 | 0 | 0 | 0 | 0 | 0 | 0 | 0 | 0 | 0 | 0
F10_Industrial_Wood and Lumber Products_Existing_Space Heating_Natural Gas_Windows - High Efficiency_A_Achievable Economic TRC Potential | F10 | Industrial | Wood and Lumber Products | Existing | Space Heating | Natural Gas | Windows - High Efficiency | A | Cumulative Energy Savings (MWh or mTherms) | Achievable Economic TRC Potential | 0 | 0 | 0 | 0 | 0 | 0 | 0 | 0 | 0 | 0 | 0 | 0 | 0 | 0 | 0 | 0 | 0 | 0 | 0 | 0 | 0 | 0
F11_Industrial_Wood and Lumber Products_Existing_Space Heating_Natural Gas_Windows - High Efficiency_A_Achievable Economic TRC Potential | F11 | Industrial | Wood and Lumber Products | Existing | Space Heating | Natural Gas | Windows - High Efficiency | A | Cumulative Summer Peak Savings (MW) | Achievable Economic TRC Potential | 0 | 0 | 0 | 0 | 0 | 0 | 0 | 0 | 0 | 0 | 0 | 0 | 0 | 0 | 0 | 0 | 0 | 0 | 0 | 0 | 0 | 0
F12_Industrial_Wood and Lumber Products_Existing_Space Heating_Natural Gas_Windows - High Efficiency_A_Achievable Economic TRC Potential | F12 | Industrial | Wood and Lumber Products | Existing | Space Heating | Natural Gas | Windows - High Efficiency | A | Cumulative Winter Peak Savings (MW) | Achievable Economic TRC Potential | 0 | 0 | 0 | 0 | 0 | 0 | 0 | 0 | 0 | 0 | 0 | 0 | 0 | 0 | 0 | 0 | 0 | 0 | 0 | 0 | 0 | 0
F13_Industrial_Wood and Lumber Products_Existing_Space Heating_Natural Gas_Windows - High Efficiency_A_Achievable Economic TRC Potential | F13 | Industrial | Wood and Lumber Products | Existing | Space Heating | Natural Gas | Windows - High Efficiency | A | Purchases (Incremental) | Achievable Economic TRC Potential | 0 | 0 | 0 | 0 | 0 | 0 | 0 | 0 | 0 | 0 | 0 | 0 | 0 | 0 | 0 | 0 | 0 | 0 | 0 | 0 | 0 | 0
F14_Industrial_Wood and Lumber Products_Existing_Space Heating_Natural Gas_Windows - High Efficiency_A_Achievable Economic TRC Potential | F14 | Industrial | Wood and Lumber Products | Existing | Space Heating | Natural Gas | Windows - High Efficiency | A | Purchases (Cumulative) | Achievable Economic TRC Potential | 0 | 0 | 0 | 0 | 0 | 0 | 0 | 0 | 0 | 0 | 0 | 0 | 0 | 0 | 0 | 0 | 0 | 0 | 0 | 0 | 0 | 0
F1_Industrial_Wood and Lumber Products_Existing_Space Heating_Natural Gas_Gas Boiler - Maintenance_A_Achievable Economic TRC Potential | F1 | Industrial | Wood and Lumber Products | Existing | Space Heating | Natural Gas | Gas Boiler - Maintenance | A | Original Unit Energy Savings (kWh or therms) | Achievable Economic TRC Potential | 0 | 0 | 0.89608 | 0.89383 | 0.89163 | 0.88947 | 0.88738 | 0.88534 | 0.88337 | 0.88147 | 0.87964 | 0.87788 | 0.87619 | 0.87459 | 0.87307 | 0.87163 | 0.87027 | 0.869 | 0.86782 | 0.86672 | 0.86572 | 0.86481
F2_Industrial_Wood and Lumber Products_Existing_Space Heating_Natural Gas_Gas Boiler - Maintenance_A_Achievable Economic TRC Potential | F2 | Industrial | Wood and Lumber Products | Existing | Space Heating | Natural Gas | Gas Boiler - Maintenance | A | Original Unit Summer Peak Savings (kW) | Achievable Economic TRC Potential | 0 | 0 | 0 | 0 | 0 | 0 | 0 | 0 | 0 | 0 | 0 | 0 | 0 | 0 | 0 | 0 | 0 | 0 | 0 | 0 | 0 | 0
F3_Industrial_Wood and Lumber Products_Existing_Space Heating_Natural Gas_Gas Boiler - Maintenance_A_Achievable Economic TRC Potential | F3 | Industrial | Wood and Lumber Products | Existing | Space Heating | Natural Gas | Gas Boiler - Maintenance | A | Original Unit Winter Peak Savings (kW) | Achievable Economic TRC Potential | 0 | 0 | 0 | 0 | 0 | 0 | 0 | 0 | 0 | 0 | 0 | 0 | 0 | 0 | 0 | 0 | 0 | 0 | 0 | 0 | 0 | 0
F4_Industrial_Wood and Lumber Products_Existing_Space Heating_Natural Gas_Gas Boiler - Maintenance_A_Achievable Economic TRC Potential | F4 | Industrial | Wood and Lumber Products | Existing | Space Heating | Natural Gas | Gas Boiler - Maintenance | A | Standalone Impact on Baseline Energy (%) | Achievable Economic TRC Potential | 0% | 0% | 0.004189% | 0.007197% | 0.009355% | 0.0111% | 0.01268% | 0.0141% | 0.01538% | 0.01652% | 0.01754% | 0.01847% | 0.01931% | 0.02004% | 0.0207% | 0.02131% | 0.02187% | 0.02242% | 0.02295% | 0.02347% | 0.02398% | 0.02448%
F5_Industrial_Wood and Lumber Products_Existing_Space Heating_Natural Gas_Gas Boiler - Maintenance_A_Achievable Economic TRC Potential | F5 | Industrial | Wood and Lumber Products | Existing | Space Heating | Natural Gas | Gas Boiler - Maintenance | A | Standalone Impact on Baseline Summer Peak (%) | Achievable Economic TRC Potential | bar: 2019 to 2040
F6_Industrial_Wood and Lumber Products_Existing_Space Heating_Natural Gas_Gas Boiler - Maintenance_A_Achievable Economic TRC Potential | F6 | Industrial | Wood and Lumber Products | Existing | Space Heating | Natural Gas | Gas Boiler - Maintenance | A | Standalone Impact on Baseline Winter Peak (%) | Achievable Economic TRC Potential | bar: 2019 to 2040
F7_Industrial_Wood and Lumber Products_Existing_Space Heating_Natural Gas_Gas Boiler - Maintenance_A_Achievable Economic TRC Potential | F7 | Industrial | Wood and Lumber Products | Existing | Space Heating | Natural Gas | Gas Boiler - Maintenance | A | Incremental Energy Savings (MWh or mTherms) | Achievable Economic TRC Potential | 0 | 0 | 0.003924 | 0.0026962 | 0.0018298 | 0.0013971 | 0.0012001 | 0.0010183 | 0.00085538 | 0.00071266 | 0.00058968 | 0.00048507 | 0.00039702 | 0.00030331 | 0.00023174 | 0.00017707 | 0.00013532 | 0.00012193 | 9.365e-05 | 7.9153e-05 | 6.5166e-05 | 5.1672e-05
F8_Industrial_Wood and Lumber Products_Existing_Space Heating_Natural Gas_Gas Boiler - Maintenance_A_Achievable Economic TRC Potential | F8 | Industrial | Wood and Lumber Products | Existing | Space Heating | Natural Gas | Gas Boiler - Maintenance | A | Incremental Summer Peak Savings (MW) | Achievable Economic TRC Potential | 0 | 0 | 0 | 0 | 0 | 0 | 0 | 0 | 0 | 0 | 0 | 0 | 0 | 0 | 0 | 0 | 0 | 0 | 0 | 0 | 0 | 0
F9_Industrial_Wood and Lumber Products_Existing_Space Heating_Natural Gas_Gas Boiler - Maintenance_A_Achievable Economic TRC Potential | F9 | Industrial | Wood and Lumber Products | Existing | Space Heating | Natural Gas | Gas Boiler - Maintenance | A | Incremental Winter Peak Savings (MW) | Achievable Economic TRC Potential | 0 | 0 | 0 | 0 | 0 | 0 | 0 | 0 | 0 | 0 | 0 | 0 | 0 | 0 | 0 | 0 | 0 | 0 | 0 | 0 | 0 | 0
F10_Industrial_Wood and Lumber Products_Existing_Space Heating_Natural Gas_Gas Boiler - Maintenance_A_Achievable Economic TRC Potential | F10 | Industrial | Wood and Lumber Products | Existing | Space Heating | Natural Gas | Gas Boiler - Maintenance | A | Cumulative Energy Savings (MWh or mTherms) | Achievable Economic TRC Potential | 0 | 0 | 0.003924 | 0.0066103 | 0.0084238 | 0.0098006 | 0.010978 | 0.011971 | 0.012799 | 0.013485 | 0.014046 | 0.014503 | 0.014872 | 0.015148 | 0.015354 | 0.015506 | 0.015617 | 0.015716 | 0.015788 | 0.015847 | 0.015894 | 0.015929
F11_Industrial_Wood and Lumber Products_Existing_Space Heating_Natural Gas_Gas Boiler - Maintenance_A_Achievable Economic TRC Potential | F11 | Industrial | Wood and Lumber Products | Existing | Space Heating | Natural Gas | Gas Boiler - Maintenance | A | Cumulative Summer Peak Savings (MW) | Achievable Economic TRC Potential | 0 | 0 | 0 | 0 | 0 | 0 | 0 | 0 | 0 | 0 | 0 | 0 | 0 | 0 | 0 | 0 | 0 | 0 | 0 | 0 | 0 | 0
F12_Industrial_Wood and Lumber Products_Existing_Space Heating_Natural Gas_Gas Boiler - Maintenance_A_Achievable Economic TRC Potential | F12 | Industrial | Wood and Lumber Products | Existing | Space Heating | Natural Gas | Gas Boiler - Maintenance | A | Cumulative Winter Peak Savings (MW) | Achievable Economic TRC Potential | 0 | 0 | 0 | 0 | 0 | 0 | 0 | 0 | 0 | 0 | 0 | 0 | 0 | 0 | 0 | 0 | 0 | 0 | 0 | 0 | 0 | 0
F13_Industrial_Wood and Lumber Products_Existing_Space Heating_Natural Gas_Gas Boiler - Maintenance_A_Achievable Economic TRC Potential | F13 | Industrial | Wood and Lumber Products | Existing | Space Heating | Natural Gas | Gas Boiler - Maintenance | A | Purchases (Incremental) | Achievable Economic TRC Potential | 0 | 0 | 4.3791 | 3.0165 | 2.0522 | 1.5707 | 1.3524 | 1.1501 | 0.96831 | 0.80849 | 0.67037 | 0.55255 | 0.45311 | 0.3468 | 0.26543 | 0.20315 | 0.15549 | 0.14031 | 0.10791 | 0.091325 | 0.075274 | 0.05975
F14_Industrial_Wood and Lumber Products_Existing_Space Heating_Natural Gas_Gas Boiler - Maintenance_A_Achievable Economic TRC Potential | F14 | Industrial | Wood and Lumber Products | Existing | Space Heating | Natural Gas | Gas Boiler - Maintenance | A | Purchases (Cumulative) | Achievable Economic TRC Potential | 0 | 0 | 4.3791 | 7.3955 | 9.4477 | 11.0184 | 12.3709 | 13.521 | 14.4893 | 15.2978 | 15.9682 | 16.5207 | 16.9738 | 17.3206 | 17.5861 | 17.7892 | 17.9447 | 18.085 | 18.1929 | 18.2843 | 18.3595 | 18.4193
F1_Industrial_Wood and Lumber Products_Existing_Process_Natural Gas_Gas Boiler - Maintenance_A_Achievable Economic TRC Potential | F1 | Industrial | Wood and Lumber Products | Existing | Process | Natural Gas | Gas Boiler - Maintenance | A | Original Unit Energy Savings (kWh or therms) | Achievable Economic TRC Potential | 0 | 0 | 6.3264 | 6.3264 | 6.3264 | 6.3264 | 6.3264 | 6.3264 | 6.3264 | 6.3264 | 6.3264 | 6.3264 | 6.3264 | 6.3264 | 6.3264 | 6.3264 | 6.3264 | 6.3264 | 6.3264 | 6.3264 | 6.3264 | 6.3264
F2_Industrial_Wood and Lumber Products_Existing_Process_Natural Gas_Gas Boiler - Maintenance_A_Achievable Economic TRC Potential | F2 | Industrial | Wood and Lumber Products | Existing | Process | Natural Gas | Gas Boiler - Maintenance | A | Original Unit Summer Peak Savings (kW) | Achievable Economic TRC Potential | 0 | 0 | 0 | 0 | 0 | 0 | 0 | 0 | 0 | 0 | 0 | 0 | 0 | 0 | 0 | 0 | 0 | 0 | 0 | 0 | 0 | 0
F3_Industrial_Wood and Lumber Products_Existing_Process_Natural Gas_Gas Boiler - Maintenance_A_Achievable Economic TRC Potential | F3 | Industrial | Wood and Lumber Products | Existing | Process | Natural Gas | Gas Boiler - Maintenance | A | Original Unit Winter Peak Savings (kW) | Achievable Economic TRC Potential | 0 | 0 | 0 | 0 | 0 | 0 | 0 | 0 | 0 | 0 | 0 | 0 | 0 | 0 | 0 | 0 | 0 | 0 | 0 | 0 | 0 | 0
F4_Industrial_Wood and Lumber Products_Existing_Process_Natural Gas_Gas Boiler - Maintenance_A_Achievable Economic TRC Potential | F4 | Industrial | Wood and Lumber Products | Existing | Process | Natural Gas | Gas Boiler - Maintenance | A | Standalone Impact on Baseline Energy (%) | Achievable Economic TRC Potential | 0% | 0% | 0.01429% | 0.02456% | 0.03193% | 0.03789% | 0.04329% | 0.04815% | 0.0525% | 0.0564% | 0.05991% | 0.06307% | 0.06593% | 0.06846% | 0.07073% | 0.0728% | 0.07472% | 0.07663% | 0.07844% | 0.08022% | 0.08196% | 0.08367%
F5_Industrial_Wood and Lumber Products_Existing_Process_Natural Gas_Gas Boiler - Maintenance_A_Achievable Economic TRC Potential | F5 | Industrial | Wood and Lumber Products | Existing | Process | Natural Gas | Gas Boiler - Maintenance | A | Standalone Impact on Baseline Summer Peak (%) | Achievable Economic TRC Potential | bar: 2019 to 2040
F6_Industrial_Wood and Lumber Products_Existing_Process_Natural Gas_Gas Boiler - Maintenance_A_Achievable Economic TRC Potential | F6 | Industrial | Wood and Lumber Products | Existing | Process | Natural Gas | Gas Boiler - Maintenance | A | Standalone Impact on Baseline Winter Peak (%) | Achievable Economic TRC Potential | bar: 2019 to 2040
F7_Industrial_Wood and Lumber Products_Existing_Process_Natural Gas_Gas Boiler - Maintenance_A_Achievable Economic TRC Potential | F7 | Industrial | Wood and Lumber Products | Existing | Process | Natural Gas | Gas Boiler - Maintenance | A | Incremental Energy Savings (MWh or mTherms) | Achievable Economic TRC Potential | 0 | 0 | 0.095358 | 0.065686 | 0.044688 | 0.034203 | 0.02945 | 0.025045 | 0.021086 | 0.017606 | 0.014598 | 0.012032 | 0.0098669 | 0.0075518 | 0.00578 | 0.0044238 | 0.0033859 | 0.0030554 | 0.0023499 | 0.0019887 | 0.0016392 | 0.0013011
F8_Industrial_Wood and Lumber Products_Existing_Process_Natural Gas_Gas Boiler - Maintenance_A_Achievable Economic TRC Potential | F8 | Industrial | Wood and Lumber Products | Existing | Process | Natural Gas | Gas Boiler - Maintenance | A | Incremental Summer Peak Savings (MW) | Achievable Economic TRC Potential | 0 | 0 | 0 | 0 | 0 | 0 | 0 | 0 | 0 | 0 | 0 | 0 | 0 | 0 | 0 | 0 | 0 | 0 | 0 | 0 | 0 | 0
F9_Industrial_Wood and Lumber Products_Existing_Process_Natural Gas_Gas Boiler - Maintenance_A_Achievable Economic TRC Potential | F9 | Industrial | Wood and Lumber Products | Existing | Process | Natural Gas | Gas Boiler - Maintenance | A | Incremental Winter Peak Savings (MW) | Achievable Economic TRC Potential | 0 | 0 | 0 | 0 | 0 | 0 | 0 | 0 | 0 | 0 | 0 | 0 | 0 | 0 | 0 | 0 | 0 | 0 | 0 | 0 | 0 | 0
F10_Industrial_Wood and Lumber Products_Existing_Process_Natural Gas_Gas Boiler - Maintenance_A_Achievable Economic TRC Potential | F10 | Industrial | Wood and Lumber Products | Existing | Process | Natural Gas | Gas Boiler - Maintenance | A | Cumulative Energy Savings (MWh or mTherms) | Achievable Economic TRC Potential | 0 | 0 | 0.095358 | 0.16104 | 0.20573 | 0.23993 | 0.26939 | 0.29443 | 0.31552 | 0.33312 | 0.34772 | 0.35975 | 0.36962 | 0.37717 | 0.38295 | 0.38737 | 0.39076 | 0.39382 | 0.39616 | 0.39815 | 0.39979 | 0.40109
F11_Industrial_Wood and Lumber Products_Existing_Process_Natural Gas_Gas Boiler - Maintenance_A_Achievable Economic TRC Potential | F11 | Industrial | Wood and Lumber Products | Existing | Process | Natural Gas | Gas Boiler - Maintenance | A | Cumulative Summer Peak Savings (MW) | Achievable Economic TRC Potential | 0 | 0 | 0 | 0 | 0 | 0 | 0 | 0 | 0 | 0 | 0 | 0 | 0 | 0 | 0 | 0 | 0 | 0 | 0 | 0 | 0 | 0
F12_Industrial_Wood and Lumber Products_Existing_Process_Natural Gas_Gas Boiler - Maintenance_A_Achievable Economic TRC Potential | F12 | Industrial | Wood and Lumber Products | Existing | Process | Natural Gas | Gas Boiler - Maintenance | A | Cumulative Winter Peak Savings (MW) | Achievable Economic TRC Potential | 0 | 0 | 0 | 0 | 0 | 0 | 0 | 0 | 0 | 0 | 0 | 0 | 0 | 0 | 0 | 0 | 0 | 0 | 0 | 0 | 0 | 0
F13_Industrial_Wood and Lumber Products_Existing_Process_Natural Gas_Gas Boiler - Maintenance_A_Achievable Economic TRC Potential | F13 | Industrial | Wood and Lumber Products | Existing | Process | Natural Gas | Gas Boiler - Maintenance | A | Purchases (Incremental) | Achievable Economic TRC Potential | 0 | 0 | 15.073 | 10.3828 | 7.0638 | 5.4064 | 4.6552 | 3.9588 | 3.333 | 2.7829 | 2.3074 | 1.9019 | 1.5596 | 1.1937 | 0.91363 | 0.69927 | 0.5352 | 0.48296 | 0.37145 | 0.31434 | 0.2591 | 0.20566
F14_Industrial_Wood and Lumber Products_Existing_Process_Natural Gas_Gas Boiler - Maintenance_A_Achievable Economic TRC Potential | F14 | Industrial | Wood and Lumber Products | Existing | Process | Natural Gas | Gas Boiler - Maintenance | A | Purchases (Cumulative) | Achievable Economic TRC Potential | 0 | 0 | 15.073 | 25.4559 | 32.5196 | 37.9261 | 42.5812 | 46.5401 | 49.873 | 52.6559 | 54.9634 | 56.8653 | 58.4249 | 59.6186 | 60.5322 | 61.2315 | 61.7667 | 62.2497 | 62.6211 | 62.9355 | 63.1946 | 63.4002
F1_Industrial_Wood and Lumber Products_Existing_Space Heating_Natural Gas_Gas Furnace - Maintenance_A_Achievable Economic TRC Potential | F1 | Industrial | Wood and Lumber Products | Existing | Space Heating | Natural Gas | Gas Furnace - Maintenance | A | Original Unit Energy Savings (kWh or therms) | Achievable Economic TRC Potential | 0 | 0 | 0.0093975 | 0.0093456 | 0.0092937 | 0.0092423 | 0.0091918 | 0.0091426 | 0.0090951 | 0.0090495 | 0.0090061 | 0.0089653 | 0.0089269 | 0.0088907 | 0.0088567 | 0.0088247 | 0.0087946 | 0.0087662 | 0.0087395 | 0.0087144 | 0.0086907 | 0.0086685
F2_Industrial_Wood and Lumber Products_Existing_Space Heating_Natural Gas_Gas Furnace - Maintenance_A_Achievable Economic TRC Potential | F2 | Industrial | Wood and Lumber Products | Existing | Space Heating | Natural Gas | Gas Furnace - Maintenance | A | Original Unit Summer Peak Savings (kW) | Achievable Economic TRC Potential | 0 | 0 | 0 | 0 | 0 | 0 | 0 | 0 | 0 | 0 | 0 | 0 | 0 | 0 | 0 | 0 | 0 | 0 | 0 | 0 | 0 | 0
F3_Industrial_Wood and Lumber Products_Existing_Space Heating_Natural Gas_Gas Furnace - Maintenance_A_Achievable Economic TRC Potential | F3 | Industrial | Wood and Lumber Products | Existing | Space Heating | Natural Gas | Gas Furnace - Maintenance | A | Original Unit Winter Peak Savings (kW) | Achievable Economic TRC Potential | 0 | 0 | 0 | 0 | 0 | 0 | 0 | 0 | 0 | 0 | 0 | 0 | 0 | 0 | 0 | 0 | 0 | 0 | 0 | 0 | 0 | 0
F4_Industrial_Wood and Lumber Products_Existing_Space Heating_Natural Gas_Gas Furnace - Maintenance_A_Achievable Economic TRC Potential | F4 | Industrial | Wood and Lumber Products | Existing | Space Heating | Natural Gas | Gas Furnace - Maintenance | A | Standalone Impact on Baseline Energy (%) | Achievable Economic TRC Potential | 0% | 0% | 7.42e-05% | 0.0001271% | 0.0001647% | 0.0001948% | 0.0002219% | 0.000246% | 0.0002674% | 0.0002865% | 0.0003034% | 0.0003186% | 0.0003322% | 0.0003441% | 0.0003548% | 0.0003644% | 0.0003733% | 0.0003821% | 0.0003904% | 0.0003986% | 0.0004066% | 0.0004144%
F5_Industrial_Wood and Lumber Products_Existing_Space Heating_Natural Gas_Gas Furnace - Maintenance_A_Achievable Economic TRC Potential | F5 | Industrial | Wood and Lumber Products | Existing | Space Heating | Natural Gas | Gas Furnace - Maintenance | A | Standalone Impact on Baseline Summer Peak (%) | Achievable Economic TRC Potential | bar: 2019 to 2040
F6_Industrial_Wood and Lumber Products_Existing_Space Heating_Natural Gas_Gas Furnace - Maintenance_A_Achievable Economic TRC Potential | F6 | Industrial | Wood and Lumber Products | Existing | Space Heating | Natural Gas | Gas Furnace - Maintenance | A | Standalone Impact on Baseline Winter Peak (%) | Achievable Economic TRC Potential | bar: 2019 to 2040
F7_Industrial_Wood and Lumber Products_Existing_Space Heating_Natural Gas_Gas Furnace - Maintenance_A_Achievable Economic TRC Potential | F7 | Industrial | Wood and Lumber Products | Existing | Space Heating | Natural Gas | Gas Furnace - Maintenance | A | Incremental Energy Savings (MWh or mTherms) | Achievable Economic TRC Potential | 0 | 0 | 6.951e-05 | 4.7616e-05 | 3.2215e-05 | 2.452e-05 | 2.0998e-05 | 1.7761e-05 | 1.4875e-05 | 1.2358e-05 | 1.0198e-05 | 8.3673e-06 | 6.8321e-06 | 5.208e-06 | 3.9708e-06 | 3.0281e-06 | 2.3097e-06 | 2.0775e-06 | 1.593e-06 | 1.3442e-06 | 1.105e-06 | 8.7485e-07
F8_Industrial_Wood and Lumber Products_Existing_Space Heating_Natural Gas_Gas Furnace - Maintenance_A_Achievable Economic TRC Potential | F8 | Industrial | Wood and Lumber Products | Existing | Space Heating | Natural Gas | Gas Furnace - Maintenance | A | Incremental Summer Peak Savings (MW) | Achievable Economic TRC Potential | 0 | 0 | 0 | 0 | 0 | 0 | 0 | 0 | 0 | 0 | 0 | 0 | 0 | 0 | 0 | 0 | 0 | 0 | 0 | 0 | 0 | 0
F9_Industrial_Wood and Lumber Products_Existing_Space Heating_Natural Gas_Gas Furnace - Maintenance_A_Achievable Economic TRC Potential | F9 | Industrial | Wood and Lumber Products | Existing | Space Heating | Natural Gas | Gas Furnace - Maintenance | A | Incremental Winter Peak Savings (MW) | Achievable Economic TRC Potential | 0 | 0 | 0 | 0 | 0 | 0 | 0 | 0 | 0 | 0 | 0 | 0 | 0 | 0 | 0 | 0 | 0 | 0 | 0 | 0 | 0 | 0
F10_Industrial_Wood and Lumber Products_Existing_Space Heating_Natural Gas_Gas Furnace - Maintenance_A_Achievable Economic TRC Potential | F10 | Industrial | Wood and Lumber Products | Existing | Space Heating | Natural Gas | Gas Furnace - Maintenance | A | Cumulative Energy Savings (MWh or mTherms) | Achievable Economic TRC Potential | 0 | 0 | 6.951e-05 | 0.00011674 | 0.00014831 | 0.00017201 | 0.00019207 | 0.0002088 | 0.00022259 | 0.00023383 | 0.00024291 | 0.00025017 | 0.00025594 | 0.00026011 | 0.00026308 | 0.00026516 | 0.00026656 | 0.00026778 | 0.00026856 | 0.00026913 | 0.00026951 | 0.00026969
F11_Industrial_Wood and Lumber Products_Existing_Space Heating_Natural Gas_Gas Furnace - Maintenance_A_Achievable Economic TRC Potential | F11 | Industrial | Wood and Lumber Products | Existing | Space Heating | Natural Gas | Gas Furnace - Maintenance | A | Cumulative Summer Peak Savings (MW) | Achievable Economic TRC Potential | 0 | 0 | 0 | 0 | 0 | 0 | 0 | 0 | 0 | 0 | 0 | 0 | 0 | 0 | 0 | 0 | 0 | 0 | 0 | 0 | 0 | 0
F12_Industrial_Wood and Lumber Products_Existing_Space Heating_Natural Gas_Gas Furnace - Maintenance_A_Achievable Economic TRC Potential | F12 | Industrial | Wood and Lumber Products | Existing | Space Heating | Natural Gas | Gas Furnace - Maintenance | A | Cumulative Winter Peak Savings (MW) | Achievable Economic TRC Potential | 0 | 0 | 0 | 0 | 0 | 0 | 0 | 0 | 0 | 0 | 0 | 0 | 0 | 0 | 0 | 0 | 0 | 0 | 0 | 0 | 0 | 0
F13_Industrial_Wood and Lumber Products_Existing_Space Heating_Natural Gas_Gas Furnace - Maintenance_A_Achievable Economic TRC Potential | F13 | Industrial | Wood and Lumber Products | Existing | Space Heating | Natural Gas | Gas Furnace - Maintenance | A | Purchases (Incremental) | Achievable Economic TRC Potential | 0 | 0 | 7.3966 | 5.095 | 3.4663 | 2.653 | 2.2844 | 1.9427 | 1.6356 | 1.3656 | 1.1323 | 0.9333 | 0.76534 | 0.58577 | 0.44834 | 0.34314 | 0.26263 | 0.237 | 0.18228 | 0.15425 | 0.12714 | 0.10092
F14_Industrial_Wood and Lumber Products_Existing_Space Heating_Natural Gas_Gas Furnace - Maintenance_A_Achievable Economic TRC Potential | F14 | Industrial | Wood and Lumber Products | Existing | Space Heating | Natural Gas | Gas Furnace - Maintenance | A | Purchases (Cumulative) | Achievable Economic TRC Potential | 0 | 0 | 7.3966 | 12.4917 | 15.958 | 18.611 | 20.8954 | 22.8381 | 24.4736 | 25.8392 | 26.9715 | 27.9048 | 28.6702 | 29.2559 | 29.7043 | 30.0474 | 30.3101 | 30.547 | 30.7293 | 30.8836 | 31.0107 | 31.1116
F1_Industrial_Wood and Lumber Products_Existing_Space Heating_Natural Gas_Gas Boiler - Hot Water Reset_A_Achievable Economic TRC Potential | F1 | Industrial | Wood and Lumber Products | Existing | Space Heating | Natural Gas | Gas Boiler - Hot Water Reset | A | Original Unit Energy Savings (kWh or therms) | Achievable Economic TRC Potential | 0 | 0 | 3.2585 | 3.2503 | 3.2423 | 3.2345 | 3.2268 | 3.2194 | 3.2123 | 3.2053 | 3.1987 | 3.1923 | 3.1862 | 3.1803 | 3.1748 | 3.1695 | 3.1646 | 3.16 | 3.1557 | 3.1517 | 3.1481 | 3.1448
F2_Industrial_Wood and Lumber Products_Existing_Space Heating_Natural Gas_Gas Boiler - Hot Water Reset_A_Achievable Economic TRC Potential | F2 | Industrial | Wood and Lumber Products | Existing | Space Heating | Natural Gas | Gas Boiler - Hot Water Reset | A | Original Unit Summer Peak Savings (kW) | Achievable Economic TRC Potential | 0 | 0 | 0 | 0 | 0 | 0 | 0 | 0 | 0 | 0 | 0 | 0 | 0 | 0 | 0 | 0 | 0 | 0 | 0 | 0 | 0 | 0
F3_Industrial_Wood and Lumber Products_Existing_Space Heating_Natural Gas_Gas Boiler - Hot Water Reset_A_Achievable Economic TRC Potential | F3 | Industrial | Wood and Lumber Products | Existing | Space Heating | Natural Gas | Gas Boiler - Hot Water Reset | A | Original Unit Winter Peak Savings (kW) | Achievable Economic TRC Potential | 0 | 0 | 0 | 0 | 0 | 0 | 0 | 0 | 0 | 0 | 0 | 0 | 0 | 0 | 0 | 0 | 0 | 0 | 0 | 0 | 0 | 0
F4_Industrial_Wood and Lumber Products_Existing_Space Heating_Natural Gas_Gas Boiler - Hot Water Reset_A_Achievable Economic TRC Potential | F4 | Industrial | Wood and Lumber Products | Existing | Space Heating | Natural Gas | Gas Boiler - Hot Water Reset | A | Standalone Impact on Baseline Energy (%) | Achievable Economic TRC Potential | 0% | 0% | 0.007402% | 0.01662% | 0.02803% | 0.04143% | 0.05687% | 0.07508% | 0.09527% | 0.1162% | 0.1364% | 0.1544% | 0.1692% | 0.1801% | 0.1879% | 0.1934% | 0.1977% | 0.2015% | 0.2052% | 0.2088% | 0.2124% | 0.2161%
F5_Industrial_Wood and Lumber Products_Existing_Space Heating_Natural Gas_Gas Boiler - Hot Water Reset_A_Achievable Economic TRC Potential | F5 | Industrial | Wood and Lumber Products | Existing | Space Heating | Natural Gas | Gas Boiler - Hot Water Reset | A | Standalone Impact on Baseline Summer Peak (%) | Achievable Economic TRC Potential | bar: 2019 to 2040
F6_Industrial_Wood and Lumber Products_Existing_Space Heating_Natural Gas_Gas Boiler - Hot Water Reset_A_Achievable Economic TRC Potential | F6 | Industrial | Wood and Lumber Products | Existing | Space Heating | Natural Gas | Gas Boiler - Hot Water Reset | A | Standalone Impact on Baseline Winter Peak (%) | Achievable Economic TRC Potential | bar: 2019 to 2040
F7_Industrial_Wood and Lumber Products_Existing_Space Heating_Natural Gas_Gas Boiler - Hot Water Reset_A_Achievable Economic TRC Potential | F7 | Industrial | Wood and Lumber Products | Existing | Space Heating | Natural Gas | Gas Boiler - Hot Water Reset | A | Incremental Energy Savings (MWh or mTherms) | Achievable Economic TRC Potential | 0 | 0 | 0.0069346 | 0.0083468 | 0.010013 | 0.011396 | 0.012744 | 0.014609 | 0.015715 | 0.015743 | 0.01455 | 0.012267 | 0.0093108 | 0.0060448 | 0.0034433 | 0.0016266 | 0.00067527 | 0.00024097 | 7.3869e-05 | 1.5803e-05 | 2.5498e-06 | 3.0046e-07
F8_Industrial_Wood and Lumber Products_Existing_Space Heating_Natural Gas_Gas Boiler - Hot Water Reset_A_Achievable Economic TRC Potential | F8 | Industrial | Wood and Lumber Products | Existing | Space Heating | Natural Gas | Gas Boiler - Hot Water Reset | A | Incremental Summer Peak Savings (MW) | Achievable Economic TRC Potential | 0 | 0 | 0 | 0 | 0 | 0 | 0 | 0 | 0 | 0 | 0 | 0 | 0 | 0 | 0 | 0 | 0 | 0 | 0 | 0 | 0 | 0
F9_Industrial_Wood and Lumber Products_Existing_Space Heating_Natural Gas_Gas Boiler - Hot Water Reset_A_Achievable Economic TRC Potential | F9 | Industrial | Wood and Lumber Products | Existing | Space Heating | Natural Gas | Gas Boiler - Hot Water Reset | A | Incremental Winter Peak Savings (MW) | Achievable Economic TRC Potential | 0 | 0 | 0 | 0 | 0 | 0 | 0 | 0 | 0 | 0 | 0 | 0 | 0 | 0 | 0 | 0 | 0 | 0 | 0 | 0 | 0 | 0
F10_Industrial_Wood and Lumber Products_Existing_Space Heating_Natural Gas_Gas Boiler - Hot Water Reset_A_Achievable Economic TRC Potential | F10 | Industrial | Wood and Lumber Products | Existing | Space Heating | Natural Gas | Gas Boiler - Hot Water Reset | A | Cumulative Energy Savings (MWh or mTherms) | Achievable Economic TRC Potential | 0 | 0 | 0.0069346 | 0.015264 | 0.025239 | 0.036574 | 0.049232 | 0.063728 | 0.079301 | 0.094873 | 0.10923 | 0.12127 | 0.13035 | 0.13616 | 0.13936 | 0.14076 | 0.14122 | 0.14125 | 0.14113 | 0.14097 | 0.14081 | 0.14066
F11_Industrial_Wood and Lumber Products_Existing_Space Heating_Natural Gas_Gas Boiler - Hot Water Reset_A_Achievable Economic TRC Potential | F11 | Industrial | Wood and Lumber Products | Existing | Space Heating | Natural Gas | Gas Boiler - Hot Water Reset | A | Cumulative Summer Peak Savings (MW) | Achievable Economic TRC Potential | 0 | 0 | 0 | 0 | 0 | 0 | 0 | 0 | 0 | 0 | 0 | 0 | 0 | 0 | 0 | 0 | 0 | 0 | 0 | 0 | 0 | 0
F12_Industrial_Wood and Lumber Products_Existing_Space Heating_Natural Gas_Gas Boiler - Hot Water Reset_A_Achievable Economic TRC Potential | F12 | Industrial | Wood and Lumber Products | Existing | Space Heating | Natural Gas | Gas Boiler - Hot Water Reset | A | Cumulative Winter Peak Savings (MW) | Achievable Economic TRC Potential | 0 | 0 | 0 | 0 | 0 | 0 | 0 | 0 | 0 | 0 | 0 | 0 | 0 | 0 | 0 | 0 | 0 | 0 | 0 | 0 | 0 | 0
F13_Industrial_Wood and Lumber Products_Existing_Space Heating_Natural Gas_Gas Boiler - Hot Water Reset_A_Achievable Economic TRC Potential | F13 | Industrial | Wood and Lumber Products | Existing | Space Heating | Natural Gas | Gas Boiler - Hot Water Reset | A | Purchases (Incremental) | Achievable Economic TRC Potential | 0 | 0 | 2.1282 | 2.568 | 3.0883 | 3.5232 | 3.9494 | 4.5377 | 4.8921 | 4.9115 | 4.5487 | 3.8426 | 2.9223 | 1.9007 | 1.0846 | 0.51321 | 0.21338 | 0.076256 | 0.023408 | 0.005014 | 0.00080994 | 9.5545e-05
F14_Industrial_Wood and Lumber Products_Existing_Space Heating_Natural Gas_Gas Boiler - Hot Water Reset_A_Achievable Economic TRC Potential | F14 | Industrial | Wood and Lumber Products | Existing | Space Heating | Natural Gas | Gas Boiler - Hot Water Reset | A | Purchases (Cumulative) | Achievable Economic TRC Potential | 0 | 0 | 2.1282 | 4.6962 | 7.7845 | 11.3077 | 15.2571 | 19.7948 | 24.687 | 29.5984 | 34.1471 | 37.9897 | 40.912 | 42.8126 | 43.8972 | 44.4104 | 44.6238 | 44.7001 | 44.7235 | 44.7285 | 44.7293 | 44.7294
F1_Industrial_Wood and Lumber Products_Existing_Process_Natural Gas_Gas Boiler - Hot Water Reset_A_Achievable Economic TRC Potential | F1 | Industrial | Wood and Lumber Products | Existing | Process | Natural Gas | Gas Boiler - Hot Water Reset | A | Original Unit Energy Savings (kWh or therms) | Achievable Economic TRC Potential | 0 | 0 | 11.5025 | 11.5025 | 11.5025 | 11.5025 | 11.5025 | 11.5025 | 11.5025 | 11.5025 | 11.5025 | 11.5025 | 11.5025 | 11.5025 | 11.5025 | 11.5025 | 11.5025 | 11.5025 | 11.5025 | 11.5025 | 11.5025 | 11.5025
F2_Industrial_Wood and Lumber Products_Existing_Process_Natural Gas_Gas Boiler - Hot Water Reset_A_Achievable Economic TRC Potential | F2 | Industrial | Wood and Lumber Products | Existing | Process | Natural Gas | Gas Boiler - Hot Water Reset | A | Original Unit Summer Peak Savings (kW) | Achievable Economic TRC Potential | 0 | 0 | 0 | 0 | 0 | 0 | 0 | 0 | 0 | 0 | 0 | 0 | 0 | 0 | 0 | 0 | 0 | 0 | 0 | 0 | 0 | 0
F3_Industrial_Wood and Lumber Products_Existing_Process_Natural Gas_Gas Boiler - Hot Water Reset_A_Achievable Economic TRC Potential | F3 | Industrial | Wood and Lumber Products | Existing | Process | Natural Gas | Gas Boiler - Hot Water Reset | A | Original Unit Winter Peak Savings (kW) | Achievable Economic TRC Potential | 0 | 0 | 0 | 0 | 0 | 0 | 0 | 0 | 0 | 0 | 0 | 0 | 0 | 0 | 0 | 0 | 0 | 0 | 0 | 0 | 0 | 0
F4_Industrial_Wood and Lumber Products_Existing_Process_Natural Gas_Gas Boiler - Hot Water Reset_A_Achievable Economic TRC Potential | F4 | Industrial | Wood and Lumber Products | Existing | Process | Natural Gas | Gas Boiler - Hot Water Reset | A | Standalone Impact on Baseline Energy (%) | Achievable Economic TRC Potential | 0% | 0% | 0.01263% | 0.02836% | 0.04784% | 0.07071% | 0.09707% | 0.1282% | 0.1626% | 0.1984% | 0.2329% | 0.2637% | 0.2889% | 0.3077% | 0.321% | 0.3304% | 0.3379% | 0.3444% | 0.3506% | 0.3568% | 0.3631% | 0.3694%
F5_Industrial_Wood and Lumber Products_Existing_Process_Natural Gas_Gas Boiler - Hot Water Reset_A_Achievable Economic TRC Potential | F5 | Industrial | Wood and Lumber Products | Existing | Process | Natural Gas | Gas Boiler - Hot Water Reset | A | Standalone Impact on Baseline Summer Peak (%) | Achievable Economic TRC Potential | bar: 2019 to 2040
F6_Industrial_Wood and Lumber Products_Existing_Process_Natural Gas_Gas Boiler - Hot Water Reset_A_Achievable Economic TRC Potential | F6 | Industrial | Wood and Lumber Products | Existing | Process | Natural Gas | Gas Boiler - Hot Water Reset | A | Standalone Impact on Baseline Winter Peak (%) | Achievable Economic TRC Potential | bar: 2019 to 2040
F7_Industrial_Wood and Lumber Products_Existing_Process_Natural Gas_Gas Boiler - Hot Water Reset_A_Achievable Economic TRC Potential | F7 | Industrial | Wood and Lumber Products | Existing | Process | Natural Gas | Gas Boiler - Hot Water Reset | A | Incremental Energy Savings (MWh or mTherms) | Achievable Economic TRC Potential | 0 | 0 | 0.084259 | 0.10167 | 0.12227 | 0.13949 | 0.15637 | 0.17966 | 0.19369 | 0.19446 | 0.18009 | 0.15214 | 0.1157 | 0.075252 | 0.042941 | 0.020319 | 0.0084483 | 0.0030191 | 0.00092678 | 0.00019851 | 3.2068e-05 | 3.7828e-06
F8_Industrial_Wood and Lumber Products_Existing_Process_Natural Gas_Gas Boiler - Hot Water Reset_A_Achievable Economic TRC Potential | F8 | Industrial | Wood and Lumber Products | Existing | Process | Natural Gas | Gas Boiler - Hot Water Reset | A | Incremental Summer Peak Savings (MW) | Achievable Economic TRC Potential | 0 | 0 | 0 | 0 | 0 | 0 | 0 | 0 | 0 | 0 | 0 | 0 | 0 | 0 | 0 | 0 | 0 | 0 | 0 | 0 | 0 | 0
F9_Industrial_Wood and Lumber Products_Existing_Process_Natural Gas_Gas Boiler - Hot Water Reset_A_Achievable Economic TRC Potential | F9 | Industrial | Wood and Lumber Products | Existing | Process | Natural Gas | Gas Boiler - Hot Water Reset | A | Incremental Winter Peak Savings (MW) | Achievable Economic TRC Potential | 0 | 0 | 0 | 0 | 0 | 0 | 0 | 0 | 0 | 0 | 0 | 0 | 0 | 0 | 0 | 0 | 0 | 0 | 0 | 0 | 0 | 0
F10_Industrial_Wood and Lumber Products_Existing_Process_Natural Gas_Gas Boiler - Hot Water Reset_A_Achievable Economic TRC Potential | F10 | Industrial | Wood and Lumber Products | Existing | Process | Natural Gas | Gas Boiler - Hot Water Reset | A | Cumulative Energy Savings (MWh or mTherms) | Achievable Economic TRC Potential | 0 | 0 | 0.084259 | 0.18593 | 0.30821 | 0.4477 | 0.60406 | 0.78372 | 0.97741 | 1.1719 | 1.352 | 1.5041 | 1.6198 | 1.695 | 1.738 | 1.7583 | 1.7668 | 1.7698 | 1.7707 | 1.7709 | 1.7709 | 1.7709
F11_Industrial_Wood and Lumber Products_Existing_Process_Natural Gas_Gas Boiler - Hot Water Reset_A_Achievable Economic TRC Potential | F11 | Industrial | Wood and Lumber Products | Existing | Process | Natural Gas | Gas Boiler - Hot Water Reset | A | Cumulative Summer Peak Savings (MW) | Achievable Economic TRC Potential | 0 | 0 | 0 | 0 | 0 | 0 | 0 | 0 | 0 | 0 | 0 | 0 | 0 | 0 | 0 | 0 | 0 | 0 | 0 | 0 | 0 | 0
F12_Industrial_Wood and Lumber Products_Existing_Process_Natural Gas_Gas Boiler - Hot Water Reset_A_Achievable Economic TRC Potential | F12 | Industrial | Wood and Lumber Products | Existing | Process | Natural Gas | Gas Boiler - Hot Water Reset | A | Cumulative Winter Peak Savings (MW) | Achievable Economic TRC Potential | 0 | 0 | 0 | 0 | 0 | 0 | 0 | 0 | 0 | 0 | 0 | 0 | 0 | 0 | 0 | 0 | 0 | 0 | 0 | 0 | 0 | 0
F13_Industrial_Wood and Lumber Products_Existing_Process_Natural Gas_Gas Boiler - Hot Water Reset_A_Achievable Economic TRC Potential | F13 | Industrial | Wood and Lumber Products | Existing | Process | Natural Gas | Gas Boiler - Hot Water Reset | A | Purchases (Incremental) | Achievable Economic TRC Potential | 0 | 0 | 7.3253 | 8.8392 | 10.6301 | 12.1271 | 13.5941 | 15.6191 | 16.8389 | 16.9056 | 15.6568 | 13.2263 | 10.0586 | 6.5422 | 3.7332 | 1.7665 | 0.73447 | 0.26248 | 0.080572 | 0.017258 | 0.0027879 | 0.00032887
F14_Industrial_Wood and Lumber Products_Existing_Process_Natural Gas_Gas Boiler - Hot Water Reset_A_Achievable Economic TRC Potential | F14 | Industrial | Wood and Lumber Products | Existing | Process | Natural Gas | Gas Boiler - Hot Water Reset | A | Purchases (Cumulative) | Achievable Economic TRC Potential | 0 | 0 | 7.3253 | 16.1645 | 26.7947 | 38.9218 | 52.5159 | 68.1349 | 84.9739 | 101.8794 | 117.5362 | 130.7625 | 140.8211 | 147.3634 | 151.0966 | 152.8631 | 153.5975 | 153.86 | 153.9406 | 153.9578 | 153.9606 | 153.961
F1_Industrial_Wood and Lumber Products_Existing_Space Heating_Natural Gas_Steam Trap Maintenance_A_Achievable Economic TRC Potential | F1 | Industrial | Wood and Lumber Products | Existing | Space Heating | Natural Gas | Steam Trap Maintenance | A | Original Unit Energy Savings (kWh or therms) | Achievable Economic TRC Potential | 0 | 0 | 1.1511 | 1.1483 | 1.1454 | 1.1427 | 1.14 | 1.1374 | 1.1348 | 1.1324 | 1.13 | 1.1278 | 1.1256 | 1.1235 | 1.1216 | 1.1197 | 1.118 | 1.1164 | 1.1148 | 1.1134 | 1.1121 | 1.111
F2_Industrial_Wood and Lumber Products_Existing_Space Heating_Natural Gas_Steam Trap Maintenance_A_Achievable Economic TRC Potential | F2 | Industrial | Wood and Lumber Products | Existing | Space Heating | Natural Gas | Steam Trap Maintenance | A | Original Unit Summer Peak Savings (kW) | Achievable Economic TRC Potential | 0 | 0 | 0 | 0 | 0 | 0 | 0 | 0 | 0 | 0 | 0 | 0 | 0 | 0 | 0 | 0 | 0 | 0 | 0 | 0 | 0 | 0
F3_Industrial_Wood and Lumber Products_Existing_Space Heating_Natural Gas_Steam Trap Maintenance_A_Achievable Economic TRC Potential | F3 | Industrial | Wood and Lumber Products | Existing | Space Heating | Natural Gas | Steam Trap Maintenance | A | Original Unit Winter Peak Savings (kW) | Achievable Economic TRC Potential | 0 | 0 | 0 | 0 | 0 | 0 | 0 | 0 | 0 | 0 | 0 | 0 | 0 | 0 | 0 | 0 | 0 | 0 | 0 | 0 | 0 | 0
F4_Industrial_Wood and Lumber Products_Existing_Space Heating_Natural Gas_Steam Trap Maintenance_A_Achievable Economic TRC Potential | F4 | Industrial | Wood and Lumber Products | Existing | Space Heating | Natural Gas | Steam Trap Maintenance | A | Standalone Impact on Baseline Energy (%) | Achievable Economic TRC Potential | 0% | 0% | 0.00146% | 0.002944% | 0.004455% | 0.005992% | 0.007556% | 0.009147% | 0.01077% | 0.01241% | 0.01409% | 0.01579% | 0.01753% | 0.01929% | 0.02108% | 0.02291% | 0.02477% | 0.02665% | 0.02858% | 0.03053% | 0.03252% | 0.03455%
F5_Industrial_Wood and Lumber Products_Existing_Space Heating_Natural Gas_Steam Trap Maintenance_A_Achievable Economic TRC Potential | F5 | Industrial | Wood and Lumber Products | Existing | Space Heating | Natural Gas | Steam Trap Maintenance | A | Standalone Impact on Baseline Summer Peak (%) | Achievable Economic TRC Potential | bar: 2019 to 2040
F6_Industrial_Wood and Lumber Products_Existing_Space Heating_Natural Gas_Steam Trap Maintenance_A_Achievable Economic TRC Potential | F6 | Industrial | Wood and Lumber Products | Existing | Space Heating | Natural Gas | Steam Trap Maintenance | A | Standalone Impact on Baseline Winter Peak (%) | Achievable Economic TRC Potential | bar: 2019 to 2040
F7_Industrial_Wood and Lumber Products_Existing_Space Heating_Natural Gas_Steam Trap Maintenance_A_Achievable Economic TRC Potential | F7 | Industrial | Wood and Lumber Products | Existing | Space Heating | Natural Gas | Steam Trap Maintenance | A | Incremental Energy Savings (MWh or mTherms) | Achievable Economic TRC Potential | 0 | 0 | 0.0013674 | 0.0013404 | 0.001314 | 0.0012883 | 0.0012631 | 0.0012385 | 0.0012144 | 0.0011909 | 0.0011679 | 0.0011455 | 0.0011236 | 0.0011022 | 0.0010813 | 0.0010609 | 0.001041 | 0.0010215 | 0.0010026 | 0.00098404 | 0.00096595 | 0.0009483
F8_Industrial_Wood and Lumber Products_Existing_Space Heating_Natural Gas_Steam Trap Maintenance_A_Achievable Economic TRC Potential | F8 | Industrial | Wood and Lumber Products | Existing | Space Heating | Natural Gas | Steam Trap Maintenance | A | Incremental Summer Peak Savings (MW) | Achievable Economic TRC Potential | 0 | 0 | 0 | 0 | 0 | 0 | 0 | 0 | 0 | 0 | 0 | 0 | 0 | 0 | 0 | 0 | 0 | 0 | 0 | 0 | 0 | 0
F9_Industrial_Wood and Lumber Products_Existing_Space Heating_Natural Gas_Steam Trap Maintenance_A_Achievable Economic TRC Potential | F9 | Industrial | Wood and Lumber Products | Existing | Space Heating | Natural Gas | Steam Trap Maintenance | A | Incremental Winter Peak Savings (MW) | Achievable Economic TRC Potential | 0 | 0 | 0 | 0 | 0 | 0 | 0 | 0 | 0 | 0 | 0 | 0 | 0 | 0 | 0 | 0 | 0 | 0 | 0 | 0 | 0 | 0
F10_Industrial_Wood and Lumber Products_Existing_Space Heating_Natural Gas_Steam Trap Maintenance_A_Achievable Economic TRC Potential | F10 | Industrial | Wood and Lumber Products | Existing | Space Heating | Natural Gas | Steam Trap Maintenance | A | Cumulative Energy Savings (MWh or mTherms) | Achievable Economic TRC Potential | 0 | 0 | 0.0013674 | 0.0027043 | 0.0040117 | 0.0052903 | 0.0065409 | 0.0077644 | 0.0089615 | 0.010133 | 0.01128 | 0.012403 | 0.013503 | 0.01458 | 0.015636 | 0.016671 | 0.017686 | 0.018682 | 0.019659 | 0.020618 | 0.02156 | 0.022486
F11_Industrial_Wood and Lumber Products_Existing_Space Heating_Natural Gas_Steam Trap Maintenance_A_Achievable Economic TRC Potential | F11 | Industrial | Wood and Lumber Products | Existing | Space Heating | Natural Gas | Steam Trap Maintenance | A | Cumulative Summer Peak Savings (MW) | Achievable Economic TRC Potential | 0 | 0 | 0 | 0 | 0 | 0 | 0 | 0 | 0 | 0 | 0 | 0 | 0 | 0 | 0 | 0 | 0 | 0 | 0 | 0 | 0 | 0
F12_Industrial_Wood and Lumber Products_Existing_Space Heating_Natural Gas_Steam Trap Maintenance_A_Achievable Economic TRC Potential | F12 | Industrial | Wood and Lumber Products | Existing | Space Heating | Natural Gas | Steam Trap Maintenance | A | Cumulative Winter Peak Savings (MW) | Achievable Economic TRC Potential | 0 | 0 | 0 | 0 | 0 | 0 | 0 | 0 | 0 | 0 | 0 | 0 | 0 | 0 | 0 | 0 | 0 | 0 | 0 | 0 | 0 | 0
F13_Industrial_Wood and Lumber Products_Existing_Space Heating_Natural Gas_Steam Trap Maintenance_A_Achievable Economic TRC Potential | F13 | Industrial | Wood and Lumber Products | Existing | Space Heating | Natural Gas | Steam Trap Maintenance | A | Purchases (Incremental) | Achievable Economic TRC Potential | 0 | 0 | 1.1878 | 1.1673 | 1.1472 | 1.1274 | 1.108 | 1.0889 | 1.0701 | 1.0517 | 1.0335 | 1.0157 | 0.9982 | 0.98099 | 0.96408 | 0.94746 | 0.93112 | 0.91507 | 0.89929 | 0.88379 | 0.86855 | 0.85357
F14_Industrial_Wood and Lumber Products_Existing_Space Heating_Natural Gas_Steam Trap Maintenance_A_Achievable Economic TRC Potential | F14 | Industrial | Wood and Lumber Products | Existing | Space Heating | Natural Gas | Steam Trap Maintenance | A | Purchases (Cumulative) | Achievable Economic TRC Potential | 0 | 0 | 1.1878 | 2.3552 | 3.5024 | 4.6298 | 5.7378 | 6.8267 | 7.8968 | 8.9485 | 9.982 | 10.9977 | 11.9959 | 12.9769 | 13.941 | 14.8885 | 15.8196 | 16.7347 | 17.6339 | 18.5177 | 19.3863 | 20.2399
F1_Industrial_Wood and Lumber Products_Existing_Process_Natural Gas_Steam Trap Maintenance_A_Achievable Economic TRC Potential | F1 | Industrial | Wood and Lumber Products | Existing | Process | Natural Gas | Steam Trap Maintenance | A | Original Unit Energy Savings (kWh or therms) | Achievable Economic TRC Potential | 0 | 0 | 8.1272 | 8.1272 | 8.1272 | 8.1272 | 8.1272 | 8.1272 | 8.1272 | 8.1272 | 8.1272 | 8.1272 | 8.1272 | 8.1272 | 8.1272 | 8.1272 | 8.1272 | 8.1272 | 8.1272 | 8.1272 | 8.1272 | 8.1272
F2_Industrial_Wood and Lumber Products_Existing_Process_Natural Gas_Steam Trap Maintenance_A_Achievable Economic TRC Potential | F2 | Industrial | Wood and Lumber Products | Existing | Process | Natural Gas | Steam Trap Maintenance | A | Original Unit Summer Peak Savings (kW) | Achievable Economic TRC Potential | 0 | 0 | 0 | 0 | 0 | 0 | 0 | 0 | 0 | 0 | 0 | 0 | 0 | 0 | 0 | 0 | 0 | 0 | 0 | 0 | 0 | 0
F3_Industrial_Wood and Lumber Products_Existing_Process_Natural Gas_Steam Trap Maintenance_A_Achievable Economic TRC Potential | F3 | Industrial | Wood and Lumber Products | Existing | Process | Natural Gas | Steam Trap Maintenance | A | Original Unit Winter Peak Savings (kW) | Achievable Economic TRC Potential | 0 | 0 | 0 | 0 | 0 | 0 | 0 | 0 | 0 | 0 | 0 | 0 | 0 | 0 | 0 | 0 | 0 | 0 | 0 | 0 | 0 | 0
F4_Industrial_Wood and Lumber Products_Existing_Process_Natural Gas_Steam Trap Maintenance_A_Achievable Economic TRC Potential | F4 | Industrial | Wood and Lumber Products | Existing | Process | Natural Gas | Steam Trap Maintenance | A | Standalone Impact on Baseline Energy (%) | Achievable Economic TRC Potential | 0% | 0% | 0.004981% | 0.01005% | 0.01521% | 0.02045% | 0.02579% | 0.03123% | 0.03676% | 0.04238% | 0.04811% | 0.05393% | 0.05986% | 0.06589% | 0.07203% | 0.07827% | 0.08463% | 0.09109% | 0.09767% | 0.1044% | 0.1112% | 0.1181%
F5_Industrial_Wood and Lumber Products_Existing_Process_Natural Gas_Steam Trap Maintenance_A_Achievable Economic TRC Potential | F5 | Industrial | Wood and Lumber Products | Existing | Process | Natural Gas | Steam Trap Maintenance | A | Standalone Impact on Baseline Summer Peak (%) | Achievable Economic TRC Potential | bar: 2019 to 2040
F6_Industrial_Wood and Lumber Products_Existing_Process_Natural Gas_Steam Trap Maintenance_A_Achievable Economic TRC Potential | F6 | Industrial | Wood and Lumber Products | Existing | Process | Natural Gas | Steam Trap Maintenance | A | Standalone Impact on Baseline Winter Peak (%) | Achievable Economic TRC Potential | bar: 2019 to 2040
F7_Industrial_Wood and Lumber Products_Existing_Process_Natural Gas_Steam Trap Maintenance_A_Achievable Economic TRC Potential | F7 | Industrial | Wood and Lumber Products | Existing | Process | Natural Gas | Steam Trap Maintenance | A | Incremental Energy Savings (MWh or mTherms) | Achievable Economic TRC Potential | 0 | 0 | 0.033228 | 0.032655 | 0.032092 | 0.031539 | 0.030995 | 0.030461 | 0.029936 | 0.02942 | 0.028912 | 0.028414 | 0.027924 | 0.027443 | 0.026969 | 0.026504 | 0.026047 | 0.025598 | 0.025157 | 0.024723 | 0.024297 | 0.023878
F8_Industrial_Wood and Lumber Products_Existing_Process_Natural Gas_Steam Trap Maintenance_A_Achievable Economic TRC Potential | F8 | Industrial | Wood and Lumber Products | Existing | Process | Natural Gas | Steam Trap Maintenance | A | Incremental Summer Peak Savings (MW) | Achievable Economic TRC Potential | 0 | 0 | 0 | 0 | 0 | 0 | 0 | 0 | 0 | 0 | 0 | 0 | 0 | 0 | 0 | 0 | 0 | 0 | 0 | 0 | 0 | 0
F9_Industrial_Wood and Lumber Products_Existing_Process_Natural Gas_Steam Trap Maintenance_A_Achievable Economic TRC Potential | F9 | Industrial | Wood and Lumber Products | Existing | Process | Natural Gas | Steam Trap Maintenance | A | Incremental Winter Peak Savings (MW) | Achievable Economic TRC Potential | 0 | 0 | 0 | 0 | 0 | 0 | 0 | 0 | 0 | 0 | 0 | 0 | 0 | 0 | 0 | 0 | 0 | 0 | 0 | 0 | 0 | 0
F10_Industrial_Wood and Lumber Products_Existing_Process_Natural Gas_Steam Trap Maintenance_A_Achievable Economic TRC Potential | F10 | Industrial | Wood and Lumber Products | Existing | Process | Natural Gas | Steam Trap Maintenance | A | Cumulative Energy Savings (MWh or mTherms) | Achievable Economic TRC Potential | 0 | 0 | 0.033228 | 0.065884 | 0.097976 | 0.12952 | 0.16051 | 0.19097 | 0.22091 | 0.25033 | 0.27924 | 0.30765 | 0.33558 | 0.36302 | 0.38999 | 0.41649 | 0.44254 | 0.46814 | 0.4933 | 0.51802 | 0.54232 | 0.56619
F11_Industrial_Wood and Lumber Products_Existing_Process_Natural Gas_Steam Trap Maintenance_A_Achievable Economic TRC Potential | F11 | Industrial | Wood and Lumber Products | Existing | Process | Natural Gas | Steam Trap Maintenance | A | Cumulative Summer Peak Savings (MW) | Achievable Economic TRC Potential | 0 | 0 | 0 | 0 | 0 | 0 | 0 | 0 | 0 | 0 | 0 | 0 | 0 | 0 | 0 | 0 | 0 | 0 | 0 | 0 | 0 | 0
F12_Industrial_Wood and Lumber Products_Existing_Process_Natural Gas_Steam Trap Maintenance_A_Achievable Economic TRC Potential | F12 | Industrial | Wood and Lumber Products | Existing | Process | Natural Gas | Steam Trap Maintenance | A | Cumulative Winter Peak Savings (MW) | Achievable Economic TRC Potential | 0 | 0 | 0 | 0 | 0 | 0 | 0 | 0 | 0 | 0 | 0 | 0 | 0 | 0 | 0 | 0 | 0 | 0 | 0 | 0 | 0 | 0
F13_Industrial_Wood and Lumber Products_Existing_Process_Natural Gas_Steam Trap Maintenance_A_Achievable Economic TRC Potential | F13 | Industrial | Wood and Lumber Products | Existing | Process | Natural Gas | Steam Trap Maintenance | A | Purchases (Incremental) | Achievable Economic TRC Potential | 0 | 0 | 4.0885 | 4.018 | 3.9488 | 3.8807 | 3.8138 | 3.748 | 3.6834 | 3.6199 | 3.5575 | 3.4961 | 3.4359 | 3.3766 | 3.3184 | 3.2612 | 3.205 | 3.1497 | 3.0954 | 3.042 | 2.9896 | 2.938
F14_Industrial_Wood and Lumber Products_Existing_Process_Natural Gas_Steam Trap Maintenance_A_Achievable Economic TRC Potential | F14 | Industrial | Wood and Lumber Products | Existing | Process | Natural Gas | Steam Trap Maintenance | A | Purchases (Cumulative) | Achievable Economic TRC Potential | 0 | 0 | 4.0885 | 8.1066 | 12.0554 | 15.936 | 19.7498 | 23.4978 | 27.1812 | 30.8011 | 34.3586 | 37.8548 | 41.2906 | 44.6673 | 47.9857 | 51.2469 | 54.4519 | 57.6016 | 60.697 | 63.739 | 66.7286 | 69.6667
F1_Industrial_Wood and Lumber Products_Existing_Space Heating_Natural Gas_Gas Boiler - High Turndown_A_Achievable Economic TRC Potential | F1 | Industrial | Wood and Lumber Products | Existing | Space Heating | Natural Gas | Gas Boiler - High Turndown | A | Original Unit Energy Savings (kWh or therms) | Achievable Economic TRC Potential | 0 | 0 | 1.2219 | 1.2189 | 1.2159 | 1.2129 | 1.2101 | 1.2073 | 1.2046 | 1.202 | 1.1995 | 1.1971 | 1.1948 | 1.1926 | 1.1905 | 1.1886 | 1.1867 | 1.185 | 1.1834 | 1.1819 | 1.1805 | 1.1793
F2_Industrial_Wood and Lumber Products_Existing_Space Heating_Natural Gas_Gas Boiler - High Turndown_A_Achievable Economic TRC Potential | F2 | Industrial | Wood and Lumber Products | Existing | Space Heating | Natural Gas | Gas Boiler - High Turndown | A | Original Unit Summer Peak Savings (kW) | Achievable Economic TRC Potential | 0 | 0 | 0 | 0 | 0 | 0 | 0 | 0 | 0 | 0 | 0 | 0 | 0 | 0 | 0 | 0 | 0 | 0 | 0 | 0 | 0 | 0
F3_Industrial_Wood and Lumber Products_Existing_Space Heating_Natural Gas_Gas Boiler - High Turndown_A_Achievable Economic TRC Potential | F3 | Industrial | Wood and Lumber Products | Existing | Space Heating | Natural Gas | Gas Boiler - High Turndown | A | Original Unit Winter Peak Savings (kW) | Achievable Economic TRC Potential | 0 | 0 | 0 | 0 | 0 | 0 | 0 | 0 | 0 | 0 | 0 | 0 | 0 | 0 | 0 | 0 | 0 | 0 | 0 | 0 | 0 | 0
F4_Industrial_Wood and Lumber Products_Existing_Space Heating_Natural Gas_Gas Boiler - High Turndown_A_Achievable Economic TRC Potential | F4 | Industrial | Wood and Lumber Products | Existing | Space Heating | Natural Gas | Gas Boiler - High Turndown | A | Standalone Impact on Baseline Energy (%) | Achievable Economic TRC Potential | bar: 2019 to 2040
F5_Industrial_Wood and Lumber Products_Existing_Space Heating_Natural Gas_Gas Boiler - High Turndown_A_Achievable Economic TRC Potential | F5 | Industrial | Wood and Lumber Products | Existing | Space Heating | Natural Gas | Gas Boiler - High Turndown | A | Standalone Impact on Baseline Summer Peak (%) | Achievable Economic TRC Potential | bar: 2019 to 2040
F6_Industrial_Wood and Lumber Products_Existing_Space Heating_Natural Gas_Gas Boiler - High Turndown_A_Achievable Economic TRC Potential | F6 | Industrial | Wood and Lumber Products | Existing | Space Heating | Natural Gas | Gas Boiler - High Turndown | A | Standalone Impact on Baseline Winter Peak (%) | Achievable Economic TRC Potential | bar: 2019 to 2040
F7_Industrial_Wood and Lumber Products_Existing_Space Heating_Natural Gas_Gas Boiler - High Turndown_A_Achievable Economic TRC Potential | F7 | Industrial | Wood and Lumber Products | Existing | Space Heating | Natural Gas | Gas Boiler - High Turndown | A | Incremental Energy Savings (MWh or mTherms) | Achievable Economic TRC Potential | 0 | 0 | 0 | 0 | 0 | 0 | 0 | 0 | 0 | 0 | 0 | 0 | 0 | 0 | 0 | 0 | 0 | 0 | 0 | 0 | 0 | 0
F8_Industrial_Wood and Lumber Products_Existing_Space Heating_Natural Gas_Gas Boiler - High Turndown_A_Achievable Economic TRC Potential | F8 | Industrial | Wood and Lumber Products | Existing | Space Heating | Natural Gas | Gas Boiler - High Turndown | A | Incremental Summer Peak Savings (MW) | Achievable Economic TRC Potential | 0 | 0 | 0 | 0 | 0 | 0 | 0 | 0 | 0 | 0 | 0 | 0 | 0 | 0 | 0 | 0 | 0 | 0 | 0 | 0 | 0 | 0
F9_Industrial_Wood and Lumber Products_Existing_Space Heating_Natural Gas_Gas Boiler - High Turndown_A_Achievable Economic TRC Potential | F9 | Industrial | Wood and Lumber Products | Existing | Space Heating | Natural Gas | Gas Boiler - High Turndown | A | Incremental Winter Peak Savings (MW) | Achievable Economic TRC Potential | 0 | 0 | 0 | 0 | 0 | 0 | 0 | 0 | 0 | 0 | 0 | 0 | 0 | 0 | 0 | 0 | 0 | 0 | 0 | 0 | 0 | 0
F10_Industrial_Wood and Lumber Products_Existing_Space Heating_Natural Gas_Gas Boiler - High Turndown_A_Achievable Economic TRC Potential | F10 | Industrial | Wood and Lumber Products | Existing | Space Heating | Natural Gas | Gas Boiler - High Turndown | A | Cumulative Energy Savings (MWh or mTherms) | Achievable Economic TRC Potential | 0 | 0 | 0 | 0 | 0 | 0 | 0 | 0 | 0 | 0 | 0 | 0 | 0 | 0 | 0 | 0 | 0 | 0 | 0 | 0 | 0 | 0
F11_Industrial_Wood and Lumber Products_Existing_Space Heating_Natural Gas_Gas Boiler - High Turndown_A_Achievable Economic TRC Potential | F11 | Industrial | Wood and Lumber Products | Existing | Space Heating | Natural Gas | Gas Boiler - High Turndown | A | Cumulative Summer Peak Savings (MW) | Achievable Economic TRC Potential | 0 | 0 | 0 | 0 | 0 | 0 | 0 | 0 | 0 | 0 | 0 | 0 | 0 | 0 | 0 | 0 | 0 | 0 | 0 | 0 | 0 | 0
F12_Industrial_Wood and Lumber Products_Existing_Space Heating_Natural Gas_Gas Boiler - High Turndown_A_Achievable Economic TRC Potential | F12 | Industrial | Wood and Lumber Products | Existing | Space Heating | Natural Gas | Gas Boiler - High Turndown | A | Cumulative Winter Peak Savings (MW) | Achievable Economic TRC Potential | 0 | 0 | 0 | 0 | 0 | 0 | 0 | 0 | 0 | 0 | 0 | 0 | 0 | 0 | 0 | 0 | 0 | 0 | 0 | 0 | 0 | 0
F13_Industrial_Wood and Lumber Products_Existing_Space Heating_Natural Gas_Gas Boiler - High Turndown_A_Achievable Economic TRC Potential | F13 | Industrial | Wood and Lumber Products | Existing | Space Heating | Natural Gas | Gas Boiler - High Turndown | A | Purchases (Incremental) | Achievable Economic TRC Potential | 0 | 0 | 0 | 0 | 0 | 0 | 0 | 0 | 0 | 0 | 0 | 0 | 0 | 0 | 0 | 0 | 0 | 0 | 0 | 0 | 0 | 0
F14_Industrial_Wood and Lumber Products_Existing_Space Heating_Natural Gas_Gas Boiler - High Turndown_A_Achievable Economic TRC Potential | F14 | Industrial | Wood and Lumber Products | Existing | Space Heating | Natural Gas | Gas Boiler - High Turndown | A | Purchases (Cumulative) | Achievable Economic TRC Potential | 0 | 0 | 0 | 0 | 0 | 0 | 0 | 0 | 0 | 0 | 0 | 0 | 0 | 0 | 0 | 0 | 0 | 0 | 0 | 0 | 0 | 0
F1_Industrial_Wood and Lumber Products_Existing_Process_Natural Gas_Gas Boiler - High Turndown_A_Achievable Economic TRC Potential | F1 | Industrial | Wood and Lumber Products | Existing | Process | Natural Gas | Gas Boiler - High Turndown | A | Original Unit Energy Savings (kWh or therms) | Achievable Economic TRC Potential | 0 | 0 | 8.6269 | 8.6269 | 8.6269 | 8.6269 | 8.6269 | 8.6269 | 8.6269 | 8.6269 | 8.6269 | 8.6269 | 8.6269 | 8.6269 | 8.6269 | 8.6269 | 8.6269 | 8.6269 | 8.6269 | 8.6269 | 8.6269 | 8.6269
F2_Industrial_Wood and Lumber Products_Existing_Process_Natural Gas_Gas Boiler - High Turndown_A_Achievable Economic TRC Potential | F2 | Industrial | Wood and Lumber Products | Existing | Process | Natural Gas | Gas Boiler - High Turndown | A | Original Unit Summer Peak Savings (kW) | Achievable Economic TRC Potential | 0 | 0 | 0 | 0 | 0 | 0 | 0 | 0 | 0 | 0 | 0 | 0 | 0 | 0 | 0 | 0 | 0 | 0 | 0 | 0 | 0 | 0
F3_Industrial_Wood and Lumber Products_Existing_Process_Natural Gas_Gas Boiler - High Turndown_A_Achievable Economic TRC Potential | F3 | Industrial | Wood and Lumber Products | Existing | Process | Natural Gas | Gas Boiler - High Turndown | A | Original Unit Winter Peak Savings (kW) | Achievable Economic TRC Potential | 0 | 0 | 0 | 0 | 0 | 0 | 0 | 0 | 0 | 0 | 0 | 0 | 0 | 0 | 0 | 0 | 0 | 0 | 0 | 0 | 0 | 0
F4_Industrial_Wood and Lumber Products_Existing_Process_Natural Gas_Gas Boiler - High Turndown_A_Achievable Economic TRC Potential | F4 | Industrial | Wood and Lumber Products | Existing | Process | Natural Gas | Gas Boiler - High Turndown | A | Standalone Impact on Baseline Energy (%) | Achievable Economic TRC Potential | bar: 2019 to 2040
F5_Industrial_Wood and Lumber Products_Existing_Process_Natural Gas_Gas Boiler - High Turndown_A_Achievable Economic TRC Potential | F5 | Industrial | Wood and Lumber Products | Existing | Process | Natural Gas | Gas Boiler - High Turndown | A | Standalone Impact on Baseline Summer Peak (%) | Achievable Economic TRC Potential | bar: 2019 to 2040
F6_Industrial_Wood and Lumber Products_Existing_Process_Natural Gas_Gas Boiler - High Turndown_A_Achievable Economic TRC Potential | F6 | Industrial | Wood and Lumber Products | Existing | Process | Natural Gas | Gas Boiler - High Turndown | A | Standalone Impact on Baseline Winter Peak (%) | Achievable Economic TRC Potential | bar: 2019 to 2040
F7_Industrial_Wood and Lumber Products_Existing_Process_Natural Gas_Gas Boiler - High Turndown_A_Achievable Economic TRC Potential | F7 | Industrial | Wood and Lumber Products | Existing | Process | Natural Gas | Gas Boiler - High Turndown | A | Incremental Energy Savings (MWh or mTherms) | Achievable Economic TRC Potential | 0 | 0 | 0 | 0 | 0 | 0 | 0 | 0 | 0 | 0 | 0 | 0 | 0 | 0 | 0 | 0 | 0 | 0 | 0 | 0 | 0 | 0
F8_Industrial_Wood and Lumber Products_Existing_Process_Natural Gas_Gas Boiler - High Turndown_A_Achievable Economic TRC Potential | F8 | Industrial | Wood and Lumber Products | Existing | Process | Natural Gas | Gas Boiler - High Turndown | A | Incremental Summer Peak Savings (MW) | Achievable Economic TRC Potential | 0 | 0 | 0 | 0 | 0 | 0 | 0 | 0 | 0 | 0 | 0 | 0 | 0 | 0 | 0 | 0 | 0 | 0 | 0 | 0 | 0 | 0
F9_Industrial_Wood and Lumber Products_Existing_Process_Natural Gas_Gas Boiler - High Turndown_A_Achievable Economic TRC Potential | F9 | Industrial | Wood and Lumber Products | Existing | Process | Natural Gas | Gas Boiler - High Turndown | A | Incremental Winter Peak Savings (MW) | Achievable Economic TRC Potential | 0 | 0 | 0 | 0 | 0 | 0 | 0 | 0 | 0 | 0 | 0 | 0 | 0 | 0 | 0 | 0 | 0 | 0 | 0 | 0 | 0 | 0
F10_Industrial_Wood and Lumber Products_Existing_Process_Natural Gas_Gas Boiler - High Turndown_A_Achievable Economic TRC Potential | F10 | Industrial | Wood and Lumber Products | Existing | Process | Natural Gas | Gas Boiler - High Turndown | A | Cumulative Energy Savings (MWh or mTherms) | Achievable Economic TRC Potential | 0 | 0 | 0 | 0 | 0 | 0 | 0 | 0 | 0 | 0 | 0 | 0 | 0 | 0 | 0 | 0 | 0 | 0 | 0 | 0 | 0 | 0
F11_Industrial_Wood and Lumber Products_Existing_Process_Natural Gas_Gas Boiler - High Turndown_A_Achievable Economic TRC Potential | F11 | Industrial | Wood and Lumber Products | Existing | Process | Natural Gas | Gas Boiler - High Turndown | A | Cumulative Summer Peak Savings (MW) | Achievable Economic TRC Potential | 0 | 0 | 0 | 0 | 0 | 0 | 0 | 0 | 0 | 0 | 0 | 0 | 0 | 0 | 0 | 0 | 0 | 0 | 0 | 0 | 0 | 0
F12_Industrial_Wood and Lumber Products_Existing_Process_Natural Gas_Gas Boiler - High Turndown_A_Achievable Economic TRC Potential | F12 | Industrial | Wood and Lumber Products | Existing | Process | Natural Gas | Gas Boiler - High Turndown | A | Cumulative Winter Peak Savings (MW) | Achievable Economic TRC Potential | 0 | 0 | 0 | 0 | 0 | 0 | 0 | 0 | 0 | 0 | 0 | 0 | 0 | 0 | 0 | 0 | 0 | 0 | 0 | 0 | 0 | 0
F13_Industrial_Wood and Lumber Products_Existing_Process_Natural Gas_Gas Boiler - High Turndown_A_Achievable Economic TRC Potential | F13 | Industrial | Wood and Lumber Products | Existing | Process | Natural Gas | Gas Boiler - High Turndown | A | Purchases (Incremental) | Achievable Economic TRC Potential | 0 | 0 | 0 | 0 | 0 | 0 | 0 | 0 | 0 | 0 | 0 | 0 | 0 | 0 | 0 | 0 | 0 | 0 | 0 | 0 | 0 | 0
F14_Industrial_Wood and Lumber Products_Existing_Process_Natural Gas_Gas Boiler - High Turndown_A_Achievable Economic TRC Potential | F14 | Industrial | Wood and Lumber Products | Existing | Process | Natural Gas | Gas Boiler - High Turndown | A | Purchases (Cumulative) | Achievable Economic TRC Potential | 0 | 0 | 0 | 0 | 0 | 0 | 0 | 0 | 0 | 0 | 0 | 0 | 0 | 0 | 0 | 0 | 0 | 0 | 0 | 0 | 0 | 0
F1_Industrial_Wood and Lumber Products_Existing_Space Heating_Natural Gas_Gas Boiler - Burner Control Optimization_A_Achievable Economic TRC Potential | F1 | Industrial | Wood and Lumber Products | Existing | Space Heating | Natural Gas | Gas Boiler - Burner Control Optimization | A | Original Unit Energy Savings (kWh or therms) | Achievable Economic TRC Potential | 0 | 0 | 0.35436 | 0.35347 | 0.3526 | 0.35175 | 0.35092 | 0.35011 | 0.34933 | 0.34858 | 0.34786 | 0.34716 | 0.3465 | 0.34586 | 0.34526 | 0.34469 | 0.34415 | 0.34365 | 0.34318 | 0.34275 | 0.34235 | 0.34199
F2_Industrial_Wood and Lumber Products_Existing_Space Heating_Natural Gas_Gas Boiler - Burner Control Optimization_A_Achievable Economic TRC Potential | F2 | Industrial | Wood and Lumber Products | Existing | Space Heating | Natural Gas | Gas Boiler - Burner Control Optimization | A | Original Unit Summer Peak Savings (kW) | Achievable Economic TRC Potential | 0 | 0 | 0 | 0 | 0 | 0 | 0 | 0 | 0 | 0 | 0 | 0 | 0 | 0 | 0 | 0 | 0 | 0 | 0 | 0 | 0 | 0
F3_Industrial_Wood and Lumber Products_Existing_Space Heating_Natural Gas_Gas Boiler - Burner Control Optimization_A_Achievable Economic TRC Potential | F3 | Industrial | Wood and Lumber Products | Existing | Space Heating | Natural Gas | Gas Boiler - Burner Control Optimization | A | Original Unit Winter Peak Savings (kW) | Achievable Economic TRC Potential | 0 | 0 | 0 | 0 | 0 | 0 | 0 | 0 | 0 | 0 | 0 | 0 | 0 | 0 | 0 | 0 | 0 | 0 | 0 | 0 | 0 | 0
F4_Industrial_Wood and Lumber Products_Existing_Space Heating_Natural Gas_Gas Boiler - Burner Control Optimization_A_Achievable Economic TRC Potential | F4 | Industrial | Wood and Lumber Products | Existing | Space Heating | Natural Gas | Gas Boiler - Burner Control Optimization | A | Standalone Impact on Baseline Energy (%) | Achievable Economic TRC Potential | bar: 2019 to 2040
F5_Industrial_Wood and Lumber Products_Existing_Space Heating_Natural Gas_Gas Boiler - Burner Control Optimization_A_Achievable Economic TRC Potential | F5 | Industrial | Wood and Lumber Products | Existing | Space Heating | Natural Gas | Gas Boiler - Burner Control Optimization | A | Standalone Impact on Baseline Summer Peak (%) | Achievable Economic TRC Potential | bar: 2019 to 2040
F6_Industrial_Wood and Lumber Products_Existing_Space Heating_Natural Gas_Gas Boiler - Burner Control Optimization_A_Achievable Economic TRC Potential | F6 | Industrial | Wood and Lumber Products | Existing | Space Heating | Natural Gas | Gas Boiler - Burner Control Optimization | A | Standalone Impact on Baseline Winter Peak (%) | Achievable Economic TRC Potential | bar: 2019 to 2040
F7_Industrial_Wood and Lumber Products_Existing_Space Heating_Natural Gas_Gas Boiler - Burner Control Optimization_A_Achievable Economic TRC Potential | F7 | Industrial | Wood and Lumber Products | Existing | Space Heating | Natural Gas | Gas Boiler - Burner Control Optimization | A | Incremental Energy Savings (MWh or mTherms) | Achievable Economic TRC Potential | 0 | 0 | 0 | 0 | 0 | 0 | 0 | 0 | 0 | 0 | 0 | 0 | 0 | 0 | 0 | 0 | 0 | 0 | 0 | 0 | 0 | 0
F8_Industrial_Wood and Lumber Products_Existing_Space Heating_Natural Gas_Gas Boiler - Burner Control Optimization_A_Achievable Economic TRC Potential | F8 | Industrial | Wood and Lumber Products | Existing | Space Heating | Natural Gas | Gas Boiler - Burner Control Optimization | A | Incremental Summer Peak Savings (MW) | Achievable Economic TRC Potential | 0 | 0 | 0 | 0 | 0 | 0 | 0 | 0 | 0 | 0 | 0 | 0 | 0 | 0 | 0 | 0 | 0 | 0 | 0 | 0 | 0 | 0
F9_Industrial_Wood and Lumber Products_Existing_Space Heating_Natural Gas_Gas Boiler - Burner Control Optimization_A_Achievable Economic TRC Potential | F9 | Industrial | Wood and Lumber Products | Existing | Space Heating | Natural Gas | Gas Boiler - Burner Control Optimization | A | Incremental Winter Peak Savings (MW) | Achievable Economic TRC Potential | 0 | 0 | 0 | 0 | 0 | 0 | 0 | 0 | 0 | 0 | 0 | 0 | 0 | 0 | 0 | 0 | 0 | 0 | 0 | 0 | 0 | 0
F10_Industrial_Wood and Lumber Products_Existing_Space Heating_Natural Gas_Gas Boiler - Burner Control Optimization_A_Achievable Economic TRC Potential | F10 | Industrial | Wood and Lumber Products | Existing | Space Heating | Natural Gas | Gas Boiler - Burner Control Optimization | A | Cumulative Energy Savings (MWh or mTherms) | Achievable Economic TRC Potential | 0 | 0 | 0 | 0 | 0 | 0 | 0 | 0 | 0 | 0 | 0 | 0 | 0 | 0 | 0 | 0 | 0 | 0 | 0 | 0 | 0 | 0
F11_Industrial_Wood and Lumber Products_Existing_Space Heating_Natural Gas_Gas Boiler - Burner Control Optimization_A_Achievable Economic TRC Potential | F11 | Industrial | Wood and Lumber Products | Existing | Space Heating | Natural Gas | Gas Boiler - Burner Control Optimization | A | Cumulative Summer Peak Savings (MW) | Achievable Economic TRC Potential | 0 | 0 | 0 | 0 | 0 | 0 | 0 | 0 | 0 | 0 | 0 | 0 | 0 | 0 | 0 | 0 | 0 | 0 | 0 | 0 | 0 | 0
F12_Industrial_Wood and Lumber Products_Existing_Space Heating_Natural Gas_Gas Boiler - Burner Control Optimization_A_Achievable Economic TRC Potential | F12 | Industrial | Wood and Lumber Products | Existing | Space Heating | Natural Gas | Gas Boiler - Burner Control Optimization | A | Cumulative Winter Peak Savings (MW) | Achievable Economic TRC Potential | 0 | 0 | 0 | 0 | 0 | 0 | 0 | 0 | 0 | 0 | 0 | 0 | 0 | 0 | 0 | 0 | 0 | 0 | 0 | 0 | 0 | 0
F13_Industrial_Wood and Lumber Products_Existing_Space Heating_Natural Gas_Gas Boiler - Burner Control Optimization_A_Achievable Economic TRC Potential | F13 | Industrial | Wood and Lumber Products | Existing | Space Heating | Natural Gas | Gas Boiler - Burner Control Optimization | A | Purchases (Incremental) | Achievable Economic TRC Potential | 0 | 0 | 0 | 0 | 0 | 0 | 0 | 0 | 0 | 0 | 0 | 0 | 0 | 0 | 0 | 0 | 0 | 0 | 0 | 0 | 0 | 0
F14_Industrial_Wood and Lumber Products_Existing_Space Heating_Natural Gas_Gas Boiler - Burner Control Optimization_A_Achievable Economic TRC Potential | F14 | Industrial | Wood and Lumber Products | Existing | Space Heating | Natural Gas | Gas Boiler - Burner Control Optimization | A | Purchases (Cumulative) | Achievable Economic TRC Potential | 0 | 0 | 0 | 0 | 0 | 0 | 0 | 0 | 0 | 0 | 0 | 0 | 0 | 0 | 0 | 0 | 0 | 0 | 0 | 0 | 0 | 0
F1_Industrial_Wood and Lumber Products_Existing_Process_Natural Gas_Gas Boiler - Burner Control Optimization_A_Achievable Economic TRC Potential | F1 | Industrial | Wood and Lumber Products | Existing | Process | Natural Gas | Gas Boiler - Burner Control Optimization | A | Original Unit Energy Savings (kWh or therms) | Achievable Economic TRC Potential | 0 | 0 | 2.5018 | 2.5018 | 2.5018 | 2.5018 | 2.5018 | 2.5018 | 2.5018 | 2.5018 | 2.5018 | 2.5018 | 2.5018 | 2.5018 | 2.5018 | 2.5018 | 2.5018 | 2.5018 | 2.5018 | 2.5018 | 2.5018 | 2.5018
F2_Industrial_Wood and Lumber Products_Existing_Process_Natural Gas_Gas Boiler - Burner Control Optimization_A_Achievable Economic TRC Potential | F2 | Industrial | Wood and Lumber Products | Existing | Process | Natural Gas | Gas Boiler - Burner Control Optimization | A | Original Unit Summer Peak Savings (kW) | Achievable Economic TRC Potential | 0 | 0 | 0 | 0 | 0 | 0 | 0 | 0 | 0 | 0 | 0 | 0 | 0 | 0 | 0 | 0 | 0 | 0 | 0 | 0 | 0 | 0
F3_Industrial_Wood and Lumber Products_Existing_Process_Natural Gas_Gas Boiler - Burner Control Optimization_A_Achievable Economic TRC Potential | F3 | Industrial | Wood and Lumber Products | Existing | Process | Natural Gas | Gas Boiler - Burner Control Optimization | A | Original Unit Winter Peak Savings (kW) | Achievable Economic TRC Potential | 0 | 0 | 0 | 0 | 0 | 0 | 0 | 0 | 0 | 0 | 0 | 0 | 0 | 0 | 0 | 0 | 0 | 0 | 0 | 0 | 0 | 0
F4_Industrial_Wood and Lumber Products_Existing_Process_Natural Gas_Gas Boiler - Burner Control Optimization_A_Achievable Economic TRC Potential | F4 | Industrial | Wood and Lumber Products | Existing | Process | Natural Gas | Gas Boiler - Burner Control Optimization | A | Standalone Impact on Baseline Energy (%) | Achievable Economic TRC Potential | bar: 2019 to 2040
F5_Industrial_Wood and Lumber Products_Existing_Process_Natural Gas_Gas Boiler - Burner Control Optimization_A_Achievable Economic TRC Potential | F5 | Industrial | Wood and Lumber Products | Existing | Process | Natural Gas | Gas Boiler - Burner Control Optimization | A | Standalone Impact on Baseline Summer Peak (%) | Achievable Economic TRC Potential | bar: 2019 to 2040
F6_Industrial_Wood and Lumber Products_Existing_Process_Natural Gas_Gas Boiler - Burner Control Optimization_A_Achievable Economic TRC Potential | F6 | Industrial | Wood and Lumber Products | Existing | Process | Natural Gas | Gas Boiler - Burner Control Optimization | A | Standalone Impact on Baseline Winter Peak (%) | Achievable Economic TRC Potential | bar: 2019 to 2040
F7_Industrial_Wood and Lumber Products_Existing_Process_Natural Gas_Gas Boiler - Burner Control Optimization_A_Achievable Economic TRC Potential | F7 | Industrial | Wood and Lumber Products | Existing | Process | Natural Gas | Gas Boiler - Burner Control Optimization | A | Incremental Energy Savings (MWh or mTherms) | Achievable Economic TRC Potential | 0 | 0 | 0 | 0 | 0 | 0 | 0 | 0 | 0 | 0 | 0 | 0 | 0 | 0 | 0 | 0 | 0 | 0 | 0 | 0 | 0 | 0
F8_Industrial_Wood and Lumber Products_Existing_Process_Natural Gas_Gas Boiler - Burner Control Optimization_A_Achievable Economic TRC Potential | F8 | Industrial | Wood and Lumber Products | Existing | Process | Natural Gas | Gas Boiler - Burner Control Optimization | A | Incremental Summer Peak Savings (MW) | Achievable Economic TRC Potential | 0 | 0 | 0 | 0 | 0 | 0 | 0 | 0 | 0 | 0 | 0 | 0 | 0 | 0 | 0 | 0 | 0 | 0 | 0 | 0 | 0 | 0
F9_Industrial_Wood and Lumber Products_Existing_Process_Natural Gas_Gas Boiler - Burner Control Optimization_A_Achievable Economic TRC Potential | F9 | Industrial | Wood and Lumber Products | Existing | Process | Natural Gas | Gas Boiler - Burner Control Optimization | A | Incremental Winter Peak Savings (MW) | Achievable Economic TRC Potential | 0 | 0 | 0 | 0 | 0 | 0 | 0 | 0 | 0 | 0 | 0 | 0 | 0 | 0 | 0 | 0 | 0 | 0 | 0 | 0 | 0 | 0
F10_Industrial_Wood and Lumber Products_Existing_Process_Natural Gas_Gas Boiler - Burner Control Optimization_A_Achievable Economic TRC Potential | F10 | Industrial | Wood and Lumber Products | Existing | Process | Natural Gas | Gas Boiler - Burner Control Optimization | A | Cumulative Energy Savings (MWh or mTherms) | Achievable Economic TRC Potential | 0 | 0 | 0 | 0 | 0 | 0 | 0 | 0 | 0 | 0 | 0 | 0 | 0 | 0 | 0 | 0 | 0 | 0 | 0 | 0 | 0 | 0
F11_Industrial_Wood and Lumber Products_Existing_Process_Natural Gas_Gas Boiler - Burner Control Optimization_A_Achievable Economic TRC Potential | F11 | Industrial | Wood and Lumber Products | Existing | Process | Natural Gas | Gas Boiler - Burner Control Optimization | A | Cumulative Summer Peak Savings (MW) | Achievable Economic TRC Potential | 0 | 0 | 0 | 0 | 0 | 0 | 0 | 0 | 0 | 0 | 0 | 0 | 0 | 0 | 0 | 0 | 0 | 0 | 0 | 0 | 0 | 0
F12_Industrial_Wood and Lumber Products_Existing_Process_Natural Gas_Gas Boiler - Burner Control Optimization_A_Achievable Economic TRC Potential | F12 | Industrial | Wood and Lumber Products | Existing | Process | Natural Gas | Gas Boiler - Burner Control Optimization | A | Cumulative Winter Peak Savings (MW) | Achievable Economic TRC Potential | 0 | 0 | 0 | 0 | 0 | 0 | 0 | 0 | 0 | 0 | 0 | 0 | 0 | 0 | 0 | 0 | 0 | 0 | 0 | 0 | 0 | 0
F13_Industrial_Wood and Lumber Products_Existing_Process_Natural Gas_Gas Boiler - Burner Control Optimization_A_Achievable Economic TRC Potential | F13 | Industrial | Wood and Lumber Products | Existing | Process | Natural Gas | Gas Boiler - Burner Control Optimization | A | Purchases (Incremental) | Achievable Economic TRC Potential | 0 | 0 | 0 | 0 | 0 | 0 | 0 | 0 | 0 | 0 | 0 | 0 | 0 | 0 | 0 | 0 | 0 | 0 | 0 | 0 | 0 | 0
F14_Industrial_Wood and Lumber Products_Existing_Process_Natural Gas_Gas Boiler - Burner Control Optimization_A_Achievable Economic TRC Potential | F14 | Industrial | Wood and Lumber Products | Existing | Process | Natural Gas | Gas Boiler - Burner Control Optimization | A | Purchases (Cumulative) | Achievable Economic TRC Potential | 0 | 0 | 0 | 0 | 0 | 0 | 0 | 0 | 0 | 0 | 0 | 0 | 0 | 0 | 0 | 0 | 0 | 0 | 0 | 0 | 0 | 0
F1_Industrial_Wood and Lumber Products_Existing_Space Heating_Natural Gas_HVAC - Demand Controlled Ventilation_A_Achievable Economic TRC Potential | F1 | Industrial | Wood and Lumber Products | Existing | Space Heating | Natural Gas | HVAC - Demand Controlled Ventilation | A | Original Unit Energy Savings (kWh or therms) | Achievable Economic TRC Potential | 0 | 0 | 0.076632 | 0.076208 | 0.075785 | 0.075366 | 0.074954 | 0.074553 | 0.074165 | 0.073793 | 0.07344 | 0.073107 | 0.072794 | 0.072499 | 0.072221 | 0.07196 | 0.071715 | 0.071483 | 0.071266 | 0.071061 | 0.070868 | 0.070686
F2_Industrial_Wood and Lumber Products_Existing_Space Heating_Natural Gas_HVAC - Demand Controlled Ventilation_A_Achievable Economic TRC Potential | F2 | Industrial | Wood and Lumber Products | Existing | Space Heating | Natural Gas | HVAC - Demand Controlled Ventilation | A | Original Unit Summer Peak Savings (kW) | Achievable Economic TRC Potential | 0 | 0 | 0 | 0 | 0 | 0 | 0 | 0 | 0 | 0 | 0 | 0 | 0 | 0 | 0 | 0 | 0 | 0 | 0 | 0 | 0 | 0
F3_Industrial_Wood and Lumber Products_Existing_Space Heating_Natural Gas_HVAC - Demand Controlled Ventilation_A_Achievable Economic TRC Potential | F3 | Industrial | Wood and Lumber Products | Existing | Space Heating | Natural Gas | HVAC - Demand Controlled Ventilation | A | Original Unit Winter Peak Savings (kW) | Achievable Economic TRC Potential | 0 | 0 | 0 | 0 | 0 | 0 | 0 | 0 | 0 | 0 | 0 | 0 | 0 | 0 | 0 | 0 | 0 | 0 | 0 | 0 | 0 | 0
F4_Industrial_Wood and Lumber Products_Existing_Space Heating_Natural Gas_HVAC - Demand Controlled Ventilation_A_Achievable Economic TRC Potential | F4 | Industrial | Wood and Lumber Products | Existing | Space Heating | Natural Gas | HVAC - Demand Controlled Ventilation | A | Standalone Impact on Baseline Energy (%) | Achievable Economic TRC Potential | 0% | 0% | 0.04258% | 0.08564% | 0.1292% | 0.1732% | 0.2177% | 0.2628% | 0.3084% | 0.3545% | 0.4013% | 0.4487% | 0.4967% | 0.5455% | 0.595% | 0.6452% | 0.6962% | 0.748% | 0.8005% | 0.854% | 0.9083% | 0.9634%
F5_Industrial_Wood and Lumber Products_Existing_Space Heating_Natural Gas_HVAC - Demand Controlled Ventilation_A_Achievable Economic TRC Potential | F5 | Industrial | Wood and Lumber Products | Existing | Space Heating | Natural Gas | HVAC - Demand Controlled Ventilation | A | Standalone Impact on Baseline Summer Peak (%) | Achievable Economic TRC Potential | bar: 2019 to 2040
F6_Industrial_Wood and Lumber Products_Existing_Space Heating_Natural Gas_HVAC - Demand Controlled Ventilation_A_Achievable Economic TRC Potential | F6 | Industrial | Wood and Lumber Products | Existing | Space Heating | Natural Gas | HVAC - Demand Controlled Ventilation | A | Standalone Impact on Baseline Winter Peak (%) | Achievable Economic TRC Potential | bar: 2019 to 2040
F7_Industrial_Wood and Lumber Products_Existing_Space Heating_Natural Gas_HVAC - Demand Controlled Ventilation_A_Achievable Economic TRC Potential | F7 | Industrial | Wood and Lumber Products | Existing | Space Heating | Natural Gas | HVAC - Demand Controlled Ventilation | A | Incremental Energy Savings (MWh or mTherms) | Achievable Economic TRC Potential | 0 | 0 | 0.03989 | 0.038985 | 0.038101 | 0.037237 | 0.036395 | 0.035576 | 0.034781 | 0.03401 | 0.033263 | 0.032541 | 0.031843 | 0.031168 | 0.030513 | 0.029879 | 0.029263 | 0.028666 | 0.028086 | 0.027522 | 0.026974 | 0.026441
F8_Industrial_Wood and Lumber Products_Existing_Space Heating_Natural Gas_HVAC - Demand Controlled Ventilation_A_Achievable Economic TRC Potential | F8 | Industrial | Wood and Lumber Products | Existing | Space Heating | Natural Gas | HVAC - Demand Controlled Ventilation | A | Incremental Summer Peak Savings (MW) | Achievable Economic TRC Potential | 0 | 0 | 0 | 0 | 0 | 0 | 0 | 0 | 0 | 0 | 0 | 0 | 0 | 0 | 0 | 0 | 0 | 0 | 0 | 0 | 0 | 0
F9_Industrial_Wood and Lumber Products_Existing_Space Heating_Natural Gas_HVAC - Demand Controlled Ventilation_A_Achievable Economic TRC Potential | F9 | Industrial | Wood and Lumber Products | Existing | Space Heating | Natural Gas | HVAC - Demand Controlled Ventilation | A | Incremental Winter Peak Savings (MW) | Achievable Economic TRC Potential | 0 | 0 | 0 | 0 | 0 | 0 | 0 | 0 | 0 | 0 | 0 | 0 | 0 | 0 | 0 | 0 | 0 | 0 | 0 | 0 | 0 | 0
F10_Industrial_Wood and Lumber Products_Existing_Space Heating_Natural Gas_HVAC - Demand Controlled Ventilation_A_Achievable Economic TRC Potential | F10 | Industrial | Wood and Lumber Products | Existing | Space Heating | Natural Gas | HVAC - Demand Controlled Ventilation | A | Cumulative Energy Savings (MWh or mTherms) | Achievable Economic TRC Potential | 0 | 0 | 0.03989 | 0.078655 | 0.11632 | 0.15291 | 0.18847 | 0.22304 | 0.25666 | 0.28938 | 0.32126 | 0.35234 | 0.38268 | 0.4123 | 0.44123 | 0.46952 | 0.49718 | 0.52424 | 0.55073 | 0.57667 | 0.60208 | 0.62697
F11_Industrial_Wood and Lumber Products_Existing_Space Heating_Natural Gas_HVAC - Demand Controlled Ventilation_A_Achievable Economic TRC Potential | F11 | Industrial | Wood and Lumber Products | Existing | Space Heating | Natural Gas | HVAC - Demand Controlled Ventilation | A | Cumulative Summer Peak Savings (MW) | Achievable Economic TRC Potential | 0 | 0 | 0 | 0 | 0 | 0 | 0 | 0 | 0 | 0 | 0 | 0 | 0 | 0 | 0 | 0 | 0 | 0 | 0 | 0 | 0 | 0
F12_Industrial_Wood and Lumber Products_Existing_Space Heating_Natural Gas_HVAC - Demand Controlled Ventilation_A_Achievable Economic TRC Potential | F12 | Industrial | Wood and Lumber Products | Existing | Space Heating | Natural Gas | HVAC - Demand Controlled Ventilation | A | Cumulative Winter Peak Savings (MW) | Achievable Economic TRC Potential | 0 | 0 | 0 | 0 | 0 | 0 | 0 | 0 | 0 | 0 | 0 | 0 | 0 | 0 | 0 | 0 | 0 | 0 | 0 | 0 | 0 | 0
F13_Industrial_Wood and Lumber Products_Existing_Space Heating_Natural Gas_HVAC - Demand Controlled Ventilation_A_Achievable Economic TRC Potential | F13 | Industrial | Wood and Lumber Products | Existing | Space Heating | Natural Gas | HVAC - Demand Controlled Ventilation | A | Purchases (Incremental) | Achievable Economic TRC Potential | 0 | 0 | 520.5435 | 511.5686 | 502.7485 | 494.0804 | 485.5618 | 477.19 | 468.9626 | 460.8771 | 452.9309 | 445.1217 | 437.4472 | 429.905 | 422.4929 | 415.2085 | 408.0498 | 401.0144 | 394.1004 | 387.3055 | 380.6279 | 374.0653
F14_Industrial_Wood and Lumber Products_Existing_Space Heating_Natural Gas_HVAC - Demand Controlled Ventilation_A_Achievable Economic TRC Potential | F14 | Industrial | Wood and Lumber Products | Existing | Space Heating | Natural Gas | HVAC - Demand Controlled Ventilation | A | Purchases (Cumulative) | Achievable Economic TRC Potential | 0 | 0 | 520.5435 | 1032.1122 | 1534.8606 | 2028.9411 | 2514.5028 | 2991.6929 | 3460.6555 | 3921.5325 | 4374.4634 | 4819.5852 | 5257.0324 | 5686.9374 | 6109.4303 | 6524.6388 | 6932.6886 | 7333.703 | 7727.8034 | 8115.1089 | 8495.7368 | 8869.8021
F1_Industrial_Wood and Lumber Products_Existing_Space Heating_Natural Gas_Gas Boiler - Stack Economizer_A_Achievable Economic TRC Potential | F1 | Industrial | Wood and Lumber Products | Existing | Space Heating | Natural Gas | Gas Boiler - Stack Economizer | A | Original Unit Energy Savings (kWh or therms) | Achievable Economic TRC Potential | 0 | 0 | 0.892 | 0.88977 | 0.88757 | 0.88543 | 0.88334 | 0.88132 | 0.87936 | 0.87746 | 0.87564 | 0.87389 | 0.87221 | 0.87061 | 0.8691 | 0.86766 | 0.86631 | 0.86505 | 0.86387 | 0.86278 | 0.86178 | 0.86088
F2_Industrial_Wood and Lumber Products_Existing_Space Heating_Natural Gas_Gas Boiler - Stack Economizer_A_Achievable Economic TRC Potential | F2 | Industrial | Wood and Lumber Products | Existing | Space Heating | Natural Gas | Gas Boiler - Stack Economizer | A | Original Unit Summer Peak Savings (kW) | Achievable Economic TRC Potential | 0 | 0 | 0 | 0 | 0 | 0 | 0 | 0 | 0 | 0 | 0 | 0 | 0 | 0 | 0 | 0 | 0 | 0 | 0 | 0 | 0 | 0
F3_Industrial_Wood and Lumber Products_Existing_Space Heating_Natural Gas_Gas Boiler - Stack Economizer_A_Achievable Economic TRC Potential | F3 | Industrial | Wood and Lumber Products | Existing | Space Heating | Natural Gas | Gas Boiler - Stack Economizer | A | Original Unit Winter Peak Savings (kW) | Achievable Economic TRC Potential | 0 | 0 | 0 | 0 | 0 | 0 | 0 | 0 | 0 | 0 | 0 | 0 | 0 | 0 | 0 | 0 | 0 | 0 | 0 | 0 | 0 | 0
F4_Industrial_Wood and Lumber Products_Existing_Space Heating_Natural Gas_Gas Boiler - Stack Economizer_A_Achievable Economic TRC Potential | F4 | Industrial | Wood and Lumber Products | Existing | Space Heating | Natural Gas | Gas Boiler - Stack Economizer | A | Standalone Impact on Baseline Energy (%) | Achievable Economic TRC Potential | bar: 2019 to 2040
F5_Industrial_Wood and Lumber Products_Existing_Space Heating_Natural Gas_Gas Boiler - Stack Economizer_A_Achievable Economic TRC Potential | F5 | Industrial | Wood and Lumber Products | Existing | Space Heating | Natural Gas | Gas Boiler - Stack Economizer | A | Standalone Impact on Baseline Summer Peak (%) | Achievable Economic TRC Potential | bar: 2019 to 2040
F6_Industrial_Wood and Lumber Products_Existing_Space Heating_Natural Gas_Gas Boiler - Stack Economizer_A_Achievable Economic TRC Potential | F6 | Industrial | Wood and Lumber Products | Existing | Space Heating | Natural Gas | Gas Boiler - Stack Economizer | A | Standalone Impact on Baseline Winter Peak (%) | Achievable Economic TRC Potential | bar: 2019 to 2040
F7_Industrial_Wood and Lumber Products_Existing_Space Heating_Natural Gas_Gas Boiler - Stack Economizer_A_Achievable Economic TRC Potential | F7 | Industrial | Wood and Lumber Products | Existing | Space Heating | Natural Gas | Gas Boiler - Stack Economizer | A | Incremental Energy Savings (MWh or mTherms) | Achievable Economic TRC Potential | 0 | 0 | 0 | 0 | 0 | 0 | 0 | 0 | 0 | 0 | 0 | 0 | 0 | 0 | 0 | 0 | 0 | 0 | 0 | 0 | 0 | 0
F8_Industrial_Wood and Lumber Products_Existing_Space Heating_Natural Gas_Gas Boiler - Stack Economizer_A_Achievable Economic TRC Potential | F8 | Industrial | Wood and Lumber Products | Existing | Space Heating | Natural Gas | Gas Boiler - Stack Economizer | A | Incremental Summer Peak Savings (MW) | Achievable Economic TRC Potential | 0 | 0 | 0 | 0 | 0 | 0 | 0 | 0 | 0 | 0 | 0 | 0 | 0 | 0 | 0 | 0 | 0 | 0 | 0 | 0 | 0 | 0
F9_Industrial_Wood and Lumber Products_Existing_Space Heating_Natural Gas_Gas Boiler - Stack Economizer_A_Achievable Economic TRC Potential | F9 | Industrial | Wood and Lumber Products | Existing | Space Heating | Natural Gas | Gas Boiler - Stack Economizer | A | Incremental Winter Peak Savings (MW) | Achievable Economic TRC Potential | 0 | 0 | 0 | 0 | 0 | 0 | 0 | 0 | 0 | 0 | 0 | 0 | 0 | 0 | 0 | 0 | 0 | 0 | 0 | 0 | 0 | 0
F10_Industrial_Wood and Lumber Products_Existing_Space Heating_Natural Gas_Gas Boiler - Stack Economizer_A_Achievable Economic TRC Potential | F10 | Industrial | Wood and Lumber Products | Existing | Space Heating | Natural Gas | Gas Boiler - Stack Economizer | A | Cumulative Energy Savings (MWh or mTherms) | Achievable Economic TRC Potential | 0 | 0 | 0 | 0 | 0 | 0 | 0 | 0 | 0 | 0 | 0 | 0 | 0 | 0 | 0 | 0 | 0 | 0 | 0 | 0 | 0 | 0
F11_Industrial_Wood and Lumber Products_Existing_Space Heating_Natural Gas_Gas Boiler - Stack Economizer_A_Achievable Economic TRC Potential | F11 | Industrial | Wood and Lumber Products | Existing | Space Heating | Natural Gas | Gas Boiler - Stack Economizer | A | Cumulative Summer Peak Savings (MW) | Achievable Economic TRC Potential | 0 | 0 | 0 | 0 | 0 | 0 | 0 | 0 | 0 | 0 | 0 | 0 | 0 | 0 | 0 | 0 | 0 | 0 | 0 | 0 | 0 | 0
F12_Industrial_Wood and Lumber Products_Existing_Space Heating_Natural Gas_Gas Boiler - Stack Economizer_A_Achievable Economic TRC Potential | F12 | Industrial | Wood and Lumber Products | Existing | Space Heating | Natural Gas | Gas Boiler - Stack Economizer | A | Cumulative Winter Peak Savings (MW) | Achievable Economic TRC Potential | 0 | 0 | 0 | 0 | 0 | 0 | 0 | 0 | 0 | 0 | 0 | 0 | 0 | 0 | 0 | 0 | 0 | 0 | 0 | 0 | 0 | 0
F13_Industrial_Wood and Lumber Products_Existing_Space Heating_Natural Gas_Gas Boiler - Stack Economizer_A_Achievable Economic TRC Potential | F13 | Industrial | Wood and Lumber Products | Existing | Space Heating | Natural Gas | Gas Boiler - Stack Economizer | A | Purchases (Incremental) | Achievable Economic TRC Potential | 0 | 0 | 0 | 0 | 0 | 0 | 0 | 0 | 0 | 0 | 0 | 0 | 0 | 0 | 0 | 0 | 0 | 0 | 0 | 0 | 0 | 0
F14_Industrial_Wood and Lumber Products_Existing_Space Heating_Natural Gas_Gas Boiler - Stack Economizer_A_Achievable Economic TRC Potential | F14 | Industrial | Wood and Lumber Products | Existing | Space Heating | Natural Gas | Gas Boiler - Stack Economizer | A | Purchases (Cumulative) | Achievable Economic TRC Potential | 0 | 0 | 0 | 0 | 0 | 0 | 0 | 0 | 0 | 0 | 0 | 0 | 0 | 0 | 0 | 0 | 0 | 0 | 0 | 0 | 0 | 0
F1_Industrial_Wood and Lumber Products_Existing_Process_Natural Gas_Gas Boiler - Stack Economizer_A_Achievable Economic TRC Potential | F1 | Industrial | Wood and Lumber Products | Existing | Process | Natural Gas | Gas Boiler - Stack Economizer | A | Original Unit Energy Savings (kWh or therms) | Achievable Economic TRC Potential | 0 | 0 | 8.2818 | 8.2818 | 8.2818 | 8.2818 | 8.2818 | 8.2818 | 8.2818 | 8.2818 | 8.2818 | 8.2818 | 8.2818 | 8.2818 | 8.2818 | 8.2818 | 8.2818 | 8.2818 | 8.2818 | 8.2818 | 8.2818 | 8.2818
F2_Industrial_Wood and Lumber Products_Existing_Process_Natural Gas_Gas Boiler - Stack Economizer_A_Achievable Economic TRC Potential | F2 | Industrial | Wood and Lumber Products | Existing | Process | Natural Gas | Gas Boiler - Stack Economizer | A | Original Unit Summer Peak Savings (kW) | Achievable Economic TRC Potential | 0 | 0 | 0 | 0 | 0 | 0 | 0 | 0 | 0 | 0 | 0 | 0 | 0 | 0 | 0 | 0 | 0 | 0 | 0 | 0 | 0 | 0
F3_Industrial_Wood and Lumber Products_Existing_Process_Natural Gas_Gas Boiler - Stack Economizer_A_Achievable Economic TRC Potential | F3 | Industrial | Wood and Lumber Products | Existing | Process | Natural Gas | Gas Boiler - Stack Economizer | A | Original Unit Winter Peak Savings (kW) | Achievable Economic TRC Potential | 0 | 0 | 0 | 0 | 0 | 0 | 0 | 0 | 0 | 0 | 0 | 0 | 0 | 0 | 0 | 0 | 0 | 0 | 0 | 0 | 0 | 0
F4_Industrial_Wood and Lumber Products_Existing_Process_Natural Gas_Gas Boiler - Stack Economizer_A_Achievable Economic TRC Potential | F4 | Industrial | Wood and Lumber Products | Existing | Process | Natural Gas | Gas Boiler - Stack Economizer | A | Standalone Impact on Baseline Energy (%) | Achievable Economic TRC Potential | bar: 2019 to 2040
F5_Industrial_Wood and Lumber Products_Existing_Process_Natural Gas_Gas Boiler - Stack Economizer_A_Achievable Economic TRC Potential | F5 | Industrial | Wood and Lumber Products | Existing | Process | Natural Gas | Gas Boiler - Stack Economizer | A | Standalone Impact on Baseline Summer Peak (%) | Achievable Economic TRC Potential | bar: 2019 to 2040
F6_Industrial_Wood and Lumber Products_Existing_Process_Natural Gas_Gas Boiler - Stack Economizer_A_Achievable Economic TRC Potential | F6 | Industrial | Wood and Lumber Products | Existing | Process | Natural Gas | Gas Boiler - Stack Economizer | A | Standalone Impact on Baseline Winter Peak (%) | Achievable Economic TRC Potential | bar: 2019 to 2040
F7_Industrial_Wood and Lumber Products_Existing_Process_Natural Gas_Gas Boiler - Stack Economizer_A_Achievable Economic TRC Potential | F7 | Industrial | Wood and Lumber Products | Existing | Process | Natural Gas | Gas Boiler - Stack Economizer | A | Incremental Energy Savings (MWh or mTherms) | Achievable Economic TRC Potential | 0 | 0 | 0 | 0 | 0 | 0 | 0 | 0 | 0 | 0 | 0 | 0 | 0 | 0 | 0 | 0 | 0 | 0 | 0 | 0 | 0 | 0
F8_Industrial_Wood and Lumber Products_Existing_Process_Natural Gas_Gas Boiler - Stack Economizer_A_Achievable Economic TRC Potential | F8 | Industrial | Wood and Lumber Products | Existing | Process | Natural Gas | Gas Boiler - Stack Economizer | A | Incremental Summer Peak Savings (MW) | Achievable Economic TRC Potential | 0 | 0 | 0 | 0 | 0 | 0 | 0 | 0 | 0 | 0 | 0 | 0 | 0 | 0 | 0 | 0 | 0 | 0 | 0 | 0 | 0 | 0
F9_Industrial_Wood and Lumber Products_Existing_Process_Natural Gas_Gas Boiler - Stack Economizer_A_Achievable Economic TRC Potential | F9 | Industrial | Wood and Lumber Products | Existing | Process | Natural Gas | Gas Boiler - Stack Economizer | A | Incremental Winter Peak Savings (MW) | Achievable Economic TRC Potential | 0 | 0 | 0 | 0 | 0 | 0 | 0 | 0 | 0 | 0 | 0 | 0 | 0 | 0 | 0 | 0 | 0 | 0 | 0 | 0 | 0 | 0
F10_Industrial_Wood and Lumber Products_Existing_Process_Natural Gas_Gas Boiler - Stack Economizer_A_Achievable Economic TRC Potential | F10 | Industrial | Wood and Lumber Products | Existing | Process | Natural Gas | Gas Boiler - Stack Economizer | A | Cumulative Energy Savings (MWh or mTherms) | Achievable Economic TRC Potential | 0 | 0 | 0 | 0 | 0 | 0 | 0 | 0 | 0 | 0 | 0 | 0 | 0 | 0 | 0 | 0 | 0 | 0 | 0 | 0 | 0 | 0
F11_Industrial_Wood and Lumber Products_Existing_Process_Natural Gas_Gas Boiler - Stack Economizer_A_Achievable Economic TRC Potential | F11 | Industrial | Wood and Lumber Products | Existing | Process | Natural Gas | Gas Boiler - Stack Economizer | A | Cumulative Summer Peak Savings (MW) | Achievable Economic TRC Potential | 0 | 0 | 0 | 0 | 0 | 0 | 0 | 0 | 0 | 0 | 0 | 0 | 0 | 0 | 0 | 0 | 0 | 0 | 0 | 0 | 0 | 0
F12_Industrial_Wood and Lumber Products_Existing_Process_Natural Gas_Gas Boiler - Stack Economizer_A_Achievable Economic TRC Potential | F12 | Industrial | Wood and Lumber Products | Existing | Process | Natural Gas | Gas Boiler - Stack Economizer | A | Cumulative Winter Peak Savings (MW) | Achievable Economic TRC Potential | 0 | 0 | 0 | 0 | 0 | 0 | 0 | 0 | 0 | 0 | 0 | 0 | 0 | 0 | 0 | 0 | 0 | 0 | 0 | 0 | 0 | 0
F13_Industrial_Wood and Lumber Products_Existing_Process_Natural Gas_Gas Boiler - Stack Economizer_A_Achievable Economic TRC Potential | F13 | Industrial | Wood and Lumber Products | Existing | Process | Natural Gas | Gas Boiler - Stack Economizer | A | Purchases (Incremental) | Achievable Economic TRC Potential | 0 | 0 | 0 | 0 | 0 | 0 | 0 | 0 | 0 | 0 | 0 | 0 | 0 | 0 | 0 | 0 | 0 | 0 | 0 | 0 | 0 | 0
F14_Industrial_Wood and Lumber Products_Existing_Process_Natural Gas_Gas Boiler - Stack Economizer_A_Achievable Economic TRC Potential | F14 | Industrial | Wood and Lumber Products | Existing | Process | Natural Gas | Gas Boiler - Stack Economizer | A | Purchases (Cumulative) | Achievable Economic TRC Potential | 0 | 0 | 0 | 0 | 0 | 0 | 0 | 0 | 0 | 0 | 0 | 0 | 0 | 0 | 0 | 0 | 0 | 0 | 0 | 0 | 0 | 0
F1_Industrial_Wood and Lumber Products_Existing_Space Heating_Natural Gas_Gas Furnace Tube Inserts_A_Achievable Economic TRC Potential | F1 | Industrial | Wood and Lumber Products | Existing | Space Heating | Natural Gas | Gas Furnace Tube Inserts | A | Original Unit Energy Savings (kWh or therms) | Achievable Economic TRC Potential | 0 | 0 | 0.088102 | 0.087615 | 0.087128 | 0.086647 | 0.086173 | 0.085712 | 0.085266 | 0.084839 | 0.084432 | 0.08405 | 0.08369 | 0.083351 | 0.083032 | 0.082732 | 0.082449 | 0.082183 | 0.081933 | 0.081697 | 0.081476 | 0.081267
F2_Industrial_Wood and Lumber Products_Existing_Space Heating_Natural Gas_Gas Furnace Tube Inserts_A_Achievable Economic TRC Potential | F2 | Industrial | Wood and Lumber Products | Existing | Space Heating | Natural Gas | Gas Furnace Tube Inserts | A | Original Unit Summer Peak Savings (kW) | Achievable Economic TRC Potential | 0 | 0 | 0 | 0 | 0 | 0 | 0 | 0 | 0 | 0 | 0 | 0 | 0 | 0 | 0 | 0 | 0 | 0 | 0 | 0 | 0 | 0
F3_Industrial_Wood and Lumber Products_Existing_Space Heating_Natural Gas_Gas Furnace Tube Inserts_A_Achievable Economic TRC Potential | F3 | Industrial | Wood and Lumber Products | Existing | Space Heating | Natural Gas | Gas Furnace Tube Inserts | A | Original Unit Winter Peak Savings (kW) | Achievable Economic TRC Potential | 0 | 0 | 0 | 0 | 0 | 0 | 0 | 0 | 0 | 0 | 0 | 0 | 0 | 0 | 0 | 0 | 0 | 0 | 0 | 0 | 0 | 0
F4_Industrial_Wood and Lumber Products_Existing_Space Heating_Natural Gas_Gas Furnace Tube Inserts_A_Achievable Economic TRC Potential | F4 | Industrial | Wood and Lumber Products | Existing | Space Heating | Natural Gas | Gas Furnace Tube Inserts | A | Standalone Impact on Baseline Energy (%) | Achievable Economic TRC Potential | bar: 2019 to 2040
F5_Industrial_Wood and Lumber Products_Existing_Space Heating_Natural Gas_Gas Furnace Tube Inserts_A_Achievable Economic TRC Potential | F5 | Industrial | Wood and Lumber Products | Existing | Space Heating | Natural Gas | Gas Furnace Tube Inserts | A | Standalone Impact on Baseline Summer Peak (%) | Achievable Economic TRC Potential | bar: 2019 to 2040
F6_Industrial_Wood and Lumber Products_Existing_Space Heating_Natural Gas_Gas Furnace Tube Inserts_A_Achievable Economic TRC Potential | F6 | Industrial | Wood and Lumber Products | Existing | Space Heating | Natural Gas | Gas Furnace Tube Inserts | A | Standalone Impact on Baseline Winter Peak (%) | Achievable Economic TRC Potential | bar: 2019 to 2040
F7_Industrial_Wood and Lumber Products_Existing_Space Heating_Natural Gas_Gas Furnace Tube Inserts_A_Achievable Economic TRC Potential | F7 | Industrial | Wood and Lumber Products | Existing | Space Heating | Natural Gas | Gas Furnace Tube Inserts | A | Incremental Energy Savings (MWh or mTherms) | Achievable Economic TRC Potential | 0 | 0 | 0 | 0 | 0 | 0 | 0 | 0 | 0 | 0 | 0 | 0 | 0 | 0 | 0 | 0 | 0 | 0 | 0 | 0 | 0 | 0
F8_Industrial_Wood and Lumber Products_Existing_Space Heating_Natural Gas_Gas Furnace Tube Inserts_A_Achievable Economic TRC Potential | F8 | Industrial | Wood and Lumber Products | Existing | Space Heating | Natural Gas | Gas Furnace Tube Inserts | A | Incremental Summer Peak Savings (MW) | Achievable Economic TRC Potential | 0 | 0 | 0 | 0 | 0 | 0 | 0 | 0 | 0 | 0 | 0 | 0 | 0 | 0 | 0 | 0 | 0 | 0 | 0 | 0 | 0 | 0
F9_Industrial_Wood and Lumber Products_Existing_Space Heating_Natural Gas_Gas Furnace Tube Inserts_A_Achievable Economic TRC Potential | F9 | Industrial | Wood and Lumber Products | Existing | Space Heating | Natural Gas | Gas Furnace Tube Inserts | A | Incremental Winter Peak Savings (MW) | Achievable Economic TRC Potential | 0 | 0 | 0 | 0 | 0 | 0 | 0 | 0 | 0 | 0 | 0 | 0 | 0 | 0 | 0 | 0 | 0 | 0 | 0 | 0 | 0 | 0
F10_Industrial_Wood and Lumber Products_Existing_Space Heating_Natural Gas_Gas Furnace Tube Inserts_A_Achievable Economic TRC Potential | F10 | Industrial | Wood and Lumber Products | Existing | Space Heating | Natural Gas | Gas Furnace Tube Inserts | A | Cumulative Energy Savings (MWh or mTherms) | Achievable Economic TRC Potential | 0 | 0 | 0 | 0 | 0 | 0 | 0 | 0 | 0 | 0 | 0 | 0 | 0 | 0 | 0 | 0 | 0 | 0 | 0 | 0 | 0 | 0
F11_Industrial_Wood and Lumber Products_Existing_Space Heating_Natural Gas_Gas Furnace Tube Inserts_A_Achievable Economic TRC Potential | F11 | Industrial | Wood and Lumber Products | Existing | Space Heating | Natural Gas | Gas Furnace Tube Inserts | A | Cumulative Summer Peak Savings (MW) | Achievable Economic TRC Potential | 0 | 0 | 0 | 0 | 0 | 0 | 0 | 0 | 0 | 0 | 0 | 0 | 0 | 0 | 0 | 0 | 0 | 0 | 0 | 0 | 0 | 0
F12_Industrial_Wood and Lumber Products_Existing_Space Heating_Natural Gas_Gas Furnace Tube Inserts_A_Achievable Economic TRC Potential | F12 | Industrial | Wood and Lumber Products | Existing | Space Heating | Natural Gas | Gas Furnace Tube Inserts | A | Cumulative Winter Peak Savings (MW) | Achievable Economic TRC Potential | 0 | 0 | 0 | 0 | 0 | 0 | 0 | 0 | 0 | 0 | 0 | 0 | 0 | 0 | 0 | 0 | 0 | 0 | 0 | 0 | 0 | 0
F13_Industrial_Wood and Lumber Products_Existing_Space Heating_Natural Gas_Gas Furnace Tube Inserts_A_Achievable Economic TRC Potential | F13 | Industrial | Wood and Lumber Products | Existing | Space Heating | Natural Gas | Gas Furnace Tube Inserts | A | Purchases (Incremental) | Achievable Economic TRC Potential | 0 | 0 | 0 | 0 | 0 | 0 | 0 | 0 | 0 | 0 | 0 | 0 | 0 | 0 | 0 | 0 | 0 | 0 | 0 | 0 | 0 | 0
F14_Industrial_Wood and Lumber Products_Existing_Space Heating_Natural Gas_Gas Furnace Tube Inserts_A_Achievable Economic TRC Potential | F14 | Industrial | Wood and Lumber Products | Existing | Space Heating | Natural Gas | Gas Furnace Tube Inserts | A | Purchases (Cumulative) | Achievable Economic TRC Potential | 0 | 0 | 0 | 0 | 0 | 0 | 0 | 0 | 0 | 0 | 0 | 0 | 0 | 0 | 0 | 0 | 0 | 0 | 0 | 0 | 0 | 0
F1_Industrial_Wood and Lumber Products_Existing_Space Heating_Natural Gas_Space Heating - Heat Recovery Ventilator_A_Achievable Economic TRC Potential | F1 | Industrial | Wood and Lumber Products | Existing | Space Heating | Natural Gas | Space Heating - Heat Recovery Ventilator | A | Original Unit Energy Savings (kWh or therms) | Achievable Economic TRC Potential | 0 | 0 | 0.01336 | 0.013329 | 0.013297 | 0.013266 | 0.013235 | 0.013205 | 0.013176 | 0.013148 | 0.013122 | 0.013097 | 0.013074 | 0.013051 | 0.013031 | 0.013011 | 0.012992 | 0.012975 | 0.012959 | 0.012943 | 0.012929 | 0.012915
F2_Industrial_Wood and Lumber Products_Existing_Space Heating_Natural Gas_Space Heating - Heat Recovery Ventilator_A_Achievable Economic TRC Potential | F2 | Industrial | Wood and Lumber Products | Existing | Space Heating | Natural Gas | Space Heating - Heat Recovery Ventilator | A | Original Unit Summer Peak Savings (kW) | Achievable Economic TRC Potential | 0 | 0 | 0 | 0 | 0 | 0 | 0 | 0 | 0 | 0 | 0 | 0 | 0 | 0 | 0 | 0 | 0 | 0 | 0 | 0 | 0 | 0
F3_Industrial_Wood and Lumber Products_Existing_Space Heating_Natural Gas_Space Heating - Heat Recovery Ventilator_A_Achievable Economic TRC Potential | F3 | Industrial | Wood and Lumber Products | Existing | Space Heating | Natural Gas | Space Heating - Heat Recovery Ventilator | A | Original Unit Winter Peak Savings (kW) | Achievable Economic TRC Potential | 0 | 0 | 0 | 0 | 0 | 0 | 0 | 0 | 0 | 0 | 0 | 0 | 0 | 0 | 0 | 0 | 0 | 0 | 0 | 0 | 0 | 0
F4_Industrial_Wood and Lumber Products_Existing_Space Heating_Natural Gas_Space Heating - Heat Recovery Ventilator_A_Achievable Economic TRC Potential | F4 | Industrial | Wood and Lumber Products | Existing | Space Heating | Natural Gas | Space Heating - Heat Recovery Ventilator | A | Standalone Impact on Baseline Energy (%) | Achievable Economic TRC Potential | bar: 2019 to 2040
F5_Industrial_Wood and Lumber Products_Existing_Space Heating_Natural Gas_Space Heating - Heat Recovery Ventilator_A_Achievable Economic TRC Potential | F5 | Industrial | Wood and Lumber Products | Existing | Space Heating | Natural Gas | Space Heating - Heat Recovery Ventilator | A | Standalone Impact on Baseline Summer Peak (%) | Achievable Economic TRC Potential | bar: 2019 to 2040
F6_Industrial_Wood and Lumber Products_Existing_Space Heating_Natural Gas_Space Heating - Heat Recovery Ventilator_A_Achievable Economic TRC Potential | F6 | Industrial | Wood and Lumber Products | Existing | Space Heating | Natural Gas | Space Heating - Heat Recovery Ventilator | A | Standalone Impact on Baseline Winter Peak (%) | Achievable Economic TRC Potential | bar: 2019 to 2040
F7_Industrial_Wood and Lumber Products_Existing_Space Heating_Natural Gas_Space Heating - Heat Recovery Ventilator_A_Achievable Economic TRC Potential | F7 | Industrial | Wood and Lumber Products | Existing | Space Heating | Natural Gas | Space Heating - Heat Recovery Ventilator | A | Incremental Energy Savings (MWh or mTherms) | Achievable Economic TRC Potential | 0 | 0 | 0 | 0 | 0 | 0 | 0 | 0 | 0 | 0 | 0 | 0 | 0 | 0 | 0 | 0 | 0 | 0 | 0 | 0 | 0 | 0
F8_Industrial_Wood and Lumber Products_Existing_Space Heating_Natural Gas_Space Heating - Heat Recovery Ventilator_A_Achievable Economic TRC Potential | F8 | Industrial | Wood and Lumber Products | Existing | Space Heating | Natural Gas | Space Heating - Heat Recovery Ventilator | A | Incremental Summer Peak Savings (MW) | Achievable Economic TRC Potential | 0 | 0 | 0 | 0 | 0 | 0 | 0 | 0 | 0 | 0 | 0 | 0 | 0 | 0 | 0 | 0 | 0 | 0 | 0 | 0 | 0 | 0
F9_Industrial_Wood and Lumber Products_Existing_Space Heating_Natural Gas_Space Heating - Heat Recovery Ventilator_A_Achievable Economic TRC Potential | F9 | Industrial | Wood and Lumber Products | Existing | Space Heating | Natural Gas | Space Heating - Heat Recovery Ventilator | A | Incremental Winter Peak Savings (MW) | Achievable Economic TRC Potential | 0 | 0 | 0 | 0 | 0 | 0 | 0 | 0 | 0 | 0 | 0 | 0 | 0 | 0 | 0 | 0 | 0 | 0 | 0 | 0 | 0 | 0
F10_Industrial_Wood and Lumber Products_Existing_Space Heating_Natural Gas_Space Heating - Heat Recovery Ventilator_A_Achievable Economic TRC Potential | F10 | Industrial | Wood and Lumber Products | Existing | Space Heating | Natural Gas | Space Heating - Heat Recovery Ventilator | A | Cumulative Energy Savings (MWh or mTherms) | Achievable Economic TRC Potential | 0 | 0 | 0 | 0 | 0 | 0 | 0 | 0 | 0 | 0 | 0 | 0 | 0 | 0 | 0 | 0 | 0 | 0 | 0 | 0 | 0 | 0
F11_Industrial_Wood and Lumber Products_Existing_Space Heating_Natural Gas_Space Heating - Heat Recovery Ventilator_A_Achievable Economic TRC Potential | F11 | Industrial | Wood and Lumber Products | Existing | Space Heating | Natural Gas | Space Heating - Heat Recovery Ventilator | A | Cumulative Summer Peak Savings (MW) | Achievable Economic TRC Potential | 0 | 0 | 0 | 0 | 0 | 0 | 0 | 0 | 0 | 0 | 0 | 0 | 0 | 0 | 0 | 0 | 0 | 0 | 0 | 0 | 0 | 0
F12_Industrial_Wood and Lumber Products_Existing_Space Heating_Natural Gas_Space Heating - Heat Recovery Ventilator_A_Achievable Economic TRC Potential | F12 | Industrial | Wood and Lumber Products | Existing | Space Heating | Natural Gas | Space Heating - Heat Recovery Ventilator | A | Cumulative Winter Peak Savings (MW) | Achievable Economic TRC Potential | 0 | 0 | 0 | 0 | 0 | 0 | 0 | 0 | 0 | 0 | 0 | 0 | 0 | 0 | 0 | 0 | 0 | 0 | 0 | 0 | 0 | 0
F13_Industrial_Wood and Lumber Products_Existing_Space Heating_Natural Gas_Space Heating - Heat Recovery Ventilator_A_Achievable Economic TRC Potential | F13 | Industrial | Wood and Lumber Products | Existing | Space Heating | Natural Gas | Space Heating - Heat Recovery Ventilator | A | Purchases (Incremental) | Achievable Economic TRC Potential | 0 | 0 | 0 | 0 | 0 | 0 | 0 | 0 | 0 | 0 | 0 | 0 | 0 | 0 | 0 | 0 | 0 | 0 | 0 | 0 | 0 | 0
F14_Industrial_Wood and Lumber Products_Existing_Space Heating_Natural Gas_Space Heating - Heat Recovery Ventilator_A_Achievable Economic TRC Potential | F14 | Industrial | Wood and Lumber Products | Existing | Space Heating | Natural Gas | Space Heating - Heat Recovery Ventilator | A | Purchases (Cumulative) | Achievable Economic TRC Potential | 0 | 0 | 0 | 0 | 0 | 0 | 0 | 0 | 0 | 0 | 0 | 0 | 0 | 0 | 0 | 0 | 0 | 0 | 0 | 0 | 0 | 0
F1_Industrial_Wood and Lumber Products_Existing_Space Heating_Natural Gas_Thermostat - Programmable_A_Achievable Economic TRC Potential | F1 | Industrial | Wood and Lumber Products | Existing | Space Heating | Natural Gas | Thermostat - Programmable | A | Original Unit Energy Savings (kWh or therms) | Achievable Economic TRC Potential | 0 | 0 | 0.0064634 | 0.006448 | 0.0064327 | 0.0064176 | 0.0064027 | 0.0063882 | 0.0063742 | 0.0063608 | 0.006348 | 0.006336 | 0.0063246 | 0.0063139 | 0.0063038 | 0.0062943 | 0.0062853 | 0.0062769 | 0.006269 | 0.0062616 | 0.0062546 | 0.006248
F2_Industrial_Wood and Lumber Products_Existing_Space Heating_Natural Gas_Thermostat - Programmable_A_Achievable Economic TRC Potential | F2 | Industrial | Wood and Lumber Products | Existing | Space Heating | Natural Gas | Thermostat - Programmable | A | Original Unit Summer Peak Savings (kW) | Achievable Economic TRC Potential | 0 | 0 | 0 | 0 | 0 | 0 | 0 | 0 | 0 | 0 | 0 | 0 | 0 | 0 | 0 | 0 | 0 | 0 | 0 | 0 | 0 | 0
F3_Industrial_Wood and Lumber Products_Existing_Space Heating_Natural Gas_Thermostat - Programmable_A_Achievable Economic TRC Potential | F3 | Industrial | Wood and Lumber Products | Existing | Space Heating | Natural Gas | Thermostat - Programmable | A | Original Unit Winter Peak Savings (kW) | Achievable Economic TRC Potential | 0 | 0 | 0 | 0 | 0 | 0 | 0 | 0 | 0 | 0 | 0 | 0 | 0 | 0 | 0 | 0 | 0 | 0 | 0 | 0 | 0 | 0
F4_Industrial_Wood and Lumber Products_Existing_Space Heating_Natural Gas_Thermostat - Programmable_A_Achievable Economic TRC Potential | F4 | Industrial | Wood and Lumber Products | Existing | Space Heating | Natural Gas | Thermostat - Programmable | A | Standalone Impact on Baseline Energy (%) | Achievable Economic TRC Potential | bar: 2019 to 2040
F5_Industrial_Wood and Lumber Products_Existing_Space Heating_Natural Gas_Thermostat - Programmable_A_Achievable Economic TRC Potential | F5 | Industrial | Wood and Lumber Products | Existing | Space Heating | Natural Gas | Thermostat - Programmable | A | Standalone Impact on Baseline Summer Peak (%) | Achievable Economic TRC Potential | bar: 2019 to 2040
F6_Industrial_Wood and Lumber Products_Existing_Space Heating_Natural Gas_Thermostat - Programmable_A_Achievable Economic TRC Potential | F6 | Industrial | Wood and Lumber Products | Existing | Space Heating | Natural Gas | Thermostat - Programmable | A | Standalone Impact on Baseline Winter Peak (%) | Achievable Economic TRC Potential | bar: 2019 to 2040
F7_Industrial_Wood and Lumber Products_Existing_Space Heating_Natural Gas_Thermostat - Programmable_A_Achievable Economic TRC Potential | F7 | Industrial | Wood and Lumber Products | Existing | Space Heating | Natural Gas | Thermostat - Programmable | A | Incremental Energy Savings (MWh or mTherms) | Achievable Economic TRC Potential | 0 | 0 | 0 | 0 | 0 | 0 | 0 | 0 | 0 | 0 | 0 | 0 | 0 | 0 | 0 | 0 | 0 | 0 | 0 | 0 | 0 | 0
F8_Industrial_Wood and Lumber Products_Existing_Space Heating_Natural Gas_Thermostat - Programmable_A_Achievable Economic TRC Potential | F8 | Industrial | Wood and Lumber Products | Existing | Space Heating | Natural Gas | Thermostat - Programmable | A | Incremental Summer Peak Savings (MW) | Achievable Economic TRC Potential | 0 | 0 | 0 | 0 | 0 | 0 | 0 | 0 | 0 | 0 | 0 | 0 | 0 | 0 | 0 | 0 | 0 | 0 | 0 | 0 | 0 | 0
F9_Industrial_Wood and Lumber Products_Existing_Space Heating_Natural Gas_Thermostat - Programmable_A_Achievable Economic TRC Potential | F9 | Industrial | Wood and Lumber Products | Existing | Space Heating | Natural Gas | Thermostat - Programmable | A | Incremental Winter Peak Savings (MW) | Achievable Economic TRC Potential | 0 | 0 | 0 | 0 | 0 | 0 | 0 | 0 | 0 | 0 | 0 | 0 | 0 | 0 | 0 | 0 | 0 | 0 | 0 | 0 | 0 | 0
F10_Industrial_Wood and Lumber Products_Existing_Space Heating_Natural Gas_Thermostat - Programmable_A_Achievable Economic TRC Potential | F10 | Industrial | Wood and Lumber Products | Existing | Space Heating | Natural Gas | Thermostat - Programmable | A | Cumulative Energy Savings (MWh or mTherms) | Achievable Economic TRC Potential | 0 | 0 | 0 | 0 | 0 | 0 | 0 | 0 | 0 | 0 | 0 | 0 | 0 | 0 | 0 | 0 | 0 | 0 | 0 | 0 | 0 | 0
F11_Industrial_Wood and Lumber Products_Existing_Space Heating_Natural Gas_Thermostat - Programmable_A_Achievable Economic TRC Potential | F11 | Industrial | Wood and Lumber Products | Existing | Space Heating | Natural Gas | Thermostat - Programmable | A | Cumulative Summer Peak Savings (MW) | Achievable Economic TRC Potential | 0 | 0 | 0 | 0 | 0 | 0 | 0 | 0 | 0 | 0 | 0 | 0 | 0 | 0 | 0 | 0 | 0 | 0 | 0 | 0 | 0 | 0
F12_Industrial_Wood and Lumber Products_Existing_Space Heating_Natural Gas_Thermostat - Programmable_A_Achievable Economic TRC Potential | F12 | Industrial | Wood and Lumber Products | Existing | Space Heating | Natural Gas | Thermostat - Programmable | A | Cumulative Winter Peak Savings (MW) | Achievable Economic TRC Potential | 0 | 0 | 0 | 0 | 0 | 0 | 0 | 0 | 0 | 0 | 0 | 0 | 0 | 0 | 0 | 0 | 0 | 0 | 0 | 0 | 0 | 0
F13_Industrial_Wood and Lumber Products_Existing_Space Heating_Natural Gas_Thermostat - Programmable_A_Achievable Economic TRC Potential | F13 | Industrial | Wood and Lumber Products | Existing | Space Heating | Natural Gas | Thermostat - Programmable | A | Purchases (Incremental) | Achievable Economic TRC Potential | 0 | 0 | 0 | 0 | 0 | 0 | 0 | 0 | 0 | 0 | 0 | 0 | 0 | 0 | 0 | 0 | 0 | 0 | 0 | 0 | 0 | 0
F14_Industrial_Wood and Lumber Products_Existing_Space Heating_Natural Gas_Thermostat - Programmable_A_Achievable Economic TRC Potential | F14 | Industrial | Wood and Lumber Products | Existing | Space Heating | Natural Gas | Thermostat - Programmable | A | Purchases (Cumulative) | Achievable Economic TRC Potential | 0 | 0 | 0 | 0 | 0 | 0 | 0 | 0 | 0 | 0 | 0 | 0 | 0 | 0 | 0 | 0 | 0 | 0 | 0 | 0 | 0 | 0
F1_Industrial_Wood and Lumber Products_Existing_Space Heating_Natural Gas_ENERGY STAR Connected Thermostat_A_Achievable Economic TRC Potential | F1 | Industrial | Wood and Lumber Products | Existing | Space Heating | Natural Gas | ENERGY STAR Connected Thermostat | A | Original Unit Energy Savings (kWh or therms) | Achievable Economic TRC Potential | 0 | 0 | 0.015624 | 0.015587 | 0.01555 | 0.015514 | 0.015478 | 0.015443 | 0.015409 | 0.015376 | 0.015345 | 0.015316 | 0.015289 | 0.015263 | 0.015238 | 0.015215 | 0.015194 | 0.015173 | 0.015154 | 0.015136 | 0.01512 | 0.015104
F2_Industrial_Wood and Lumber Products_Existing_Space Heating_Natural Gas_ENERGY STAR Connected Thermostat_A_Achievable Economic TRC Potential | F2 | Industrial | Wood and Lumber Products | Existing | Space Heating | Natural Gas | ENERGY STAR Connected Thermostat | A | Original Unit Summer Peak Savings (kW) | Achievable Economic TRC Potential | 0 | 0 | 0 | 0 | 0 | 0 | 0 | 0 | 0 | 0 | 0 | 0 | 0 | 0 | 0 | 0 | 0 | 0 | 0 | 0 | 0 | 0
F3_Industrial_Wood and Lumber Products_Existing_Space Heating_Natural Gas_ENERGY STAR Connected Thermostat_A_Achievable Economic TRC Potential | F3 | Industrial | Wood and Lumber Products | Existing | Space Heating | Natural Gas | ENERGY STAR Connected Thermostat | A | Original Unit Winter Peak Savings (kW) | Achievable Economic TRC Potential | 0 | 0 | 0 | 0 | 0 | 0 | 0 | 0 | 0 | 0 | 0 | 0 | 0 | 0 | 0 | 0 | 0 | 0 | 0 | 0 | 0 | 0
F4_Industrial_Wood and Lumber Products_Existing_Space Heating_Natural Gas_ENERGY STAR Connected Thermostat_A_Achievable Economic TRC Potential | F4 | Industrial | Wood and Lumber Products | Existing | Space Heating | Natural Gas | ENERGY STAR Connected Thermostat | A | Standalone Impact on Baseline Energy (%) | Achievable Economic TRC Potential | bar: 2019 to 2040
F5_Industrial_Wood and Lumber Products_Existing_Space Heating_Natural Gas_ENERGY STAR Connected Thermostat_A_Achievable Economic TRC Potential | F5 | Industrial | Wood and Lumber Products | Existing | Space Heating | Natural Gas | ENERGY STAR Connected Thermostat | A | Standalone Impact on Baseline Summer Peak (%) | Achievable Economic TRC Potential | bar: 2019 to 2040
F6_Industrial_Wood and Lumber Products_Existing_Space Heating_Natural Gas_ENERGY STAR Connected Thermostat_A_Achievable Economic TRC Potential | F6 | Industrial | Wood and Lumber Products | Existing | Space Heating | Natural Gas | ENERGY STAR Connected Thermostat | A | Standalone Impact on Baseline Winter Peak (%) | Achievable Economic TRC Potential | bar: 2019 to 2040
F7_Industrial_Wood and Lumber Products_Existing_Space Heating_Natural Gas_ENERGY STAR Connected Thermostat_A_Achievable Economic TRC Potential | F7 | Industrial | Wood and Lumber Products | Existing | Space Heating | Natural Gas | ENERGY STAR Connected Thermostat | A | Incremental Energy Savings (MWh or mTherms) | Achievable Economic TRC Potential | 0 | 0 | 0 | 0 | 0 | 0 | 0 | 0 | 0 | 0 | 0 | 0 | 0 | 0 | 0 | 0 | 0 | 0 | 0 | 0 | 0 | 0
F8_Industrial_Wood and Lumber Products_Existing_Space Heating_Natural Gas_ENERGY STAR Connected Thermostat_A_Achievable Economic TRC Potential | F8 | Industrial | Wood and Lumber Products | Existing | Space Heating | Natural Gas | ENERGY STAR Connected Thermostat | A | Incremental Summer Peak Savings (MW) | Achievable Economic TRC Potential | 0 | 0 | 0 | 0 | 0 | 0 | 0 | 0 | 0 | 0 | 0 | 0 | 0 | 0 | 0 | 0 | 0 | 0 | 0 | 0 | 0 | 0
F9_Industrial_Wood and Lumber Products_Existing_Space Heating_Natural Gas_ENERGY STAR Connected Thermostat_A_Achievable Economic TRC Potential | F9 | Industrial | Wood and Lumber Products | Existing | Space Heating | Natural Gas | ENERGY STAR Connected Thermostat | A | Incremental Winter Peak Savings (MW) | Achievable Economic TRC Potential | 0 | 0 | 0 | 0 | 0 | 0 | 0 | 0 | 0 | 0 | 0 | 0 | 0 | 0 | 0 | 0 | 0 | 0 | 0 | 0 | 0 | 0
F10_Industrial_Wood and Lumber Products_Existing_Space Heating_Natural Gas_ENERGY STAR Connected Thermostat_A_Achievable Economic TRC Potential | F10 | Industrial | Wood and Lumber Products | Existing | Space Heating | Natural Gas | ENERGY STAR Connected Thermostat | A | Cumulative Energy Savings (MWh or mTherms) | Achievable Economic TRC Potential | 0 | 0 | 0 | 0 | 0 | 0 | 0 | 0 | 0 | 0 | 0 | 0 | 0 | 0 | 0 | 0 | 0 | 0 | 0 | 0 | 0 | 0
F11_Industrial_Wood and Lumber Products_Existing_Space Heating_Natural Gas_ENERGY STAR Connected Thermostat_A_Achievable Economic TRC Potential | F11 | Industrial | Wood and Lumber Products | Existing | Space Heating | Natural Gas | ENERGY STAR Connected Thermostat | A | Cumulative Summer Peak Savings (MW) | Achievable Economic TRC Potential | 0 | 0 | 0 | 0 | 0 | 0 | 0 | 0 | 0 | 0 | 0 | 0 | 0 | 0 | 0 | 0 | 0 | 0 | 0 | 0 | 0 | 0
F12_Industrial_Wood and Lumber Products_Existing_Space Heating_Natural Gas_ENERGY STAR Connected Thermostat_A_Achievable Economic TRC Potential | F12 | Industrial | Wood and Lumber Products | Existing | Space Heating | Natural Gas | ENERGY STAR Connected Thermostat | A | Cumulative Winter Peak Savings (MW) | Achievable Economic TRC Potential | 0 | 0 | 0 | 0 | 0 | 0 | 0 | 0 | 0 | 0 | 0 | 0 | 0 | 0 | 0 | 0 | 0 | 0 | 0 | 0 | 0 | 0
F13_Industrial_Wood and Lumber Products_Existing_Space Heating_Natural Gas_ENERGY STAR Connected Thermostat_A_Achievable Economic TRC Potential | F13 | Industrial | Wood and Lumber Products | Existing | Space Heating | Natural Gas | ENERGY STAR Connected Thermostat | A | Purchases (Incremental) | Achievable Economic TRC Potential | 0 | 0 | 0 | 0 | 0 | 0 | 0 | 0 | 0 | 0 | 0 | 0 | 0 | 0 | 0 | 0 | 0 | 0 | 0 | 0 | 0 | 0
F14_Industrial_Wood and Lumber Products_Existing_Space Heating_Natural Gas_ENERGY STAR Connected Thermostat_A_Achievable Economic TRC Potential | F14 | Industrial | Wood and Lumber Products | Existing | Space Heating | Natural Gas | ENERGY STAR Connected Thermostat | A | Purchases (Cumulative) | Achievable Economic TRC Potential | 0 | 0 | 0 | 0 | 0 | 0 | 0 | 0 | 0 | 0 | 0 | 0 | 0 | 0 | 0 | 0 | 0 | 0 | 0 | 0 | 0 | 0
F1_Industrial_Wood and Lumber Products_Existing_Space Heating_Natural Gas_Destratification Fans (HVLS)_A_Achievable Economic TRC Potential | F1 | Industrial | Wood and Lumber Products | Existing | Space Heating | Natural Gas | Destratification Fans (HVLS) | A | Original Unit Energy Savings (kWh or therms) | Achievable Economic TRC Potential | 0 | 0 | 0.015624 | 0.015587 | 0.01555 | 0.015514 | 0.015478 | 0.015443 | 0.015409 | 0.015376 | 0.015345 | 0.015316 | 0.015289 | 0.015263 | 0.015238 | 0.015215 | 0.015194 | 0.015173 | 0.015154 | 0.015136 | 0.01512 | 0.015104
F2_Industrial_Wood and Lumber Products_Existing_Space Heating_Natural Gas_Destratification Fans (HVLS)_A_Achievable Economic TRC Potential | F2 | Industrial | Wood and Lumber Products | Existing | Space Heating | Natural Gas | Destratification Fans (HVLS) | A | Original Unit Summer Peak Savings (kW) | Achievable Economic TRC Potential | 0 | 0 | 0 | 0 | 0 | 0 | 0 | 0 | 0 | 0 | 0 | 0 | 0 | 0 | 0 | 0 | 0 | 0 | 0 | 0 | 0 | 0
F3_Industrial_Wood and Lumber Products_Existing_Space Heating_Natural Gas_Destratification Fans (HVLS)_A_Achievable Economic TRC Potential | F3 | Industrial | Wood and Lumber Products | Existing | Space Heating | Natural Gas | Destratification Fans (HVLS) | A | Original Unit Winter Peak Savings (kW) | Achievable Economic TRC Potential | 0 | 0 | 0 | 0 | 0 | 0 | 0 | 0 | 0 | 0 | 0 | 0 | 0 | 0 | 0 | 0 | 0 | 0 | 0 | 0 | 0 | 0
F4_Industrial_Wood and Lumber Products_Existing_Space Heating_Natural Gas_Destratification Fans (HVLS)_A_Achievable Economic TRC Potential | F4 | Industrial | Wood and Lumber Products | Existing | Space Heating | Natural Gas | Destratification Fans (HVLS) | A | Standalone Impact on Baseline Energy (%) | Achievable Economic TRC Potential | bar: 2019 to 2040
F5_Industrial_Wood and Lumber Products_Existing_Space Heating_Natural Gas_Destratification Fans (HVLS)_A_Achievable Economic TRC Potential | F5 | Industrial | Wood and Lumber Products | Existing | Space Heating | Natural Gas | Destratification Fans (HVLS) | A | Standalone Impact on Baseline Summer Peak (%) | Achievable Economic TRC Potential | bar: 2019 to 2040
F6_Industrial_Wood and Lumber Products_Existing_Space Heating_Natural Gas_Destratification Fans (HVLS)_A_Achievable Economic TRC Potential | F6 | Industrial | Wood and Lumber Products | Existing | Space Heating | Natural Gas | Destratification Fans (HVLS) | A | Standalone Impact on Baseline Winter Peak (%) | Achievable Economic TRC Potential | bar: 2019 to 2040
F7_Industrial_Wood and Lumber Products_Existing_Space Heating_Natural Gas_Destratification Fans (HVLS)_A_Achievable Economic TRC Potential | F7 | Industrial | Wood and Lumber Products | Existing | Space Heating | Natural Gas | Destratification Fans (HVLS) | A | Incremental Energy Savings (MWh or mTherms) | Achievable Economic TRC Potential | 0 | 0 | 0 | 0 | 0 | 0 | 0 | 0 | 0 | 0 | 0 | 0 | 0 | 0 | 0 | 0 | 0 | 0 | 0 | 0 | 0 | 0
F8_Industrial_Wood and Lumber Products_Existing_Space Heating_Natural Gas_Destratification Fans (HVLS)_A_Achievable Economic TRC Potential | F8 | Industrial | Wood and Lumber Products | Existing | Space Heating | Natural Gas | Destratification Fans (HVLS) | A | Incremental Summer Peak Savings (MW) | Achievable Economic TRC Potential | 0 | 0 | 0 | 0 | 0 | 0 | 0 | 0 | 0 | 0 | 0 | 0 | 0 | 0 | 0 | 0 | 0 | 0 | 0 | 0 | 0 | 0
F9_Industrial_Wood and Lumber Products_Existing_Space Heating_Natural Gas_Destratification Fans (HVLS)_A_Achievable Economic TRC Potential | F9 | Industrial | Wood and Lumber Products | Existing | Space Heating | Natural Gas | Destratification Fans (HVLS) | A | Incremental Winter Peak Savings (MW) | Achievable Economic TRC Potential | 0 | 0 | 0 | 0 | 0 | 0 | 0 | 0 | 0 | 0 | 0 | 0 | 0 | 0 | 0 | 0 | 0 | 0 | 0 | 0 | 0 | 0
F10_Industrial_Wood and Lumber Products_Existing_Space Heating_Natural Gas_Destratification Fans (HVLS)_A_Achievable Economic TRC Potential | F10 | Industrial | Wood and Lumber Products | Existing | Space Heating | Natural Gas | Destratification Fans (HVLS) | A | Cumulative Energy Savings (MWh or mTherms) | Achievable Economic TRC Potential | 0 | 0 | 0 | 0 | 0 | 0 | 0 | 0 | 0 | 0 | 0 | 0 | 0 | 0 | 0 | 0 | 0 | 0 | 0 | 0 | 0 | 0
F11_Industrial_Wood and Lumber Products_Existing_Space Heating_Natural Gas_Destratification Fans (HVLS)_A_Achievable Economic TRC Potential | F11 | Industrial | Wood and Lumber Products | Existing | Space Heating | Natural Gas | Destratification Fans (HVLS) | A | Cumulative Summer Peak Savings (MW) | Achievable Economic TRC Potential | 0 | 0 | 0 | 0 | 0 | 0 | 0 | 0 | 0 | 0 | 0 | 0 | 0 | 0 | 0 | 0 | 0 | 0 | 0 | 0 | 0 | 0
F12_Industrial_Wood and Lumber Products_Existing_Space Heating_Natural Gas_Destratification Fans (HVLS)_A_Achievable Economic TRC Potential | F12 | Industrial | Wood and Lumber Products | Existing | Space Heating | Natural Gas | Destratification Fans (HVLS) | A | Cumulative Winter Peak Savings (MW) | Achievable Economic TRC Potential | 0 | 0 | 0 | 0 | 0 | 0 | 0 | 0 | 0 | 0 | 0 | 0 | 0 | 0 | 0 | 0 | 0 | 0 | 0 | 0 | 0 | 0
F13_Industrial_Wood and Lumber Products_Existing_Space Heating_Natural Gas_Destratification Fans (HVLS)_A_Achievable Economic TRC Potential | F13 | Industrial | Wood and Lumber Products | Existing | Space Heating | Natural Gas | Destratification Fans (HVLS) | A | Purchases (Incremental) | Achievable Economic TRC Potential | 0 | 0 | 0 | 0 | 0 | 0 | 0 | 0 | 0 | 0 | 0 | 0 | 0 | 0 | 0 | 0 | 0 | 0 | 0 | 0 | 0 | 0
F14_Industrial_Wood and Lumber Products_Existing_Space Heating_Natural Gas_Destratification Fans (HVLS)_A_Achievable Economic TRC Potential | F14 | Industrial | Wood and Lumber Products | Existing | Space Heating | Natural Gas | Destratification Fans (HVLS) | A | Purchases (Cumulative) | Achievable Economic TRC Potential | 0 | 0 | 0 | 0 | 0 | 0 | 0 | 0 | 0 | 0 | 0 | 0 | 0 | 0 | 0 | 0 | 0 | 0 | 0 | 0 | 0 | 0
F1_Industrial_Wood and Lumber Products_Existing_Space Heating_Natural Gas_Gas Boiler - Insulate Steam Lines/Condensate Tank_A_Achievable Economic TRC Potential | F1 | Industrial | Wood and Lumber Products | Existing | Space Heating | Natural Gas | Gas Boiler - Insulate Steam Lines/Condensate Tank | A | Original Unit Energy Savings (kWh or therms) | Achievable Economic TRC Potential | 0 | 0 | 9.7044 | 9.68 | 9.6562 | 9.6329 | 9.6102 | 9.5881 | 9.5668 | 9.5462 | 9.5263 | 9.5073 | 9.4891 | 9.4717 | 9.4552 | 9.4396 | 9.4249 | 9.4111 | 9.3983 | 9.3865 | 9.3756 | 9.3657
F2_Industrial_Wood and Lumber Products_Existing_Space Heating_Natural Gas_Gas Boiler - Insulate Steam Lines/Condensate Tank_A_Achievable Economic TRC Potential | F2 | Industrial | Wood and Lumber Products | Existing | Space Heating | Natural Gas | Gas Boiler - Insulate Steam Lines/Condensate Tank | A | Original Unit Summer Peak Savings (kW) | Achievable Economic TRC Potential | 0 | 0 | 0 | 0 | 0 | 0 | 0 | 0 | 0 | 0 | 0 | 0 | 0 | 0 | 0 | 0 | 0 | 0 | 0 | 0 | 0 | 0
F3_Industrial_Wood and Lumber Products_Existing_Space Heating_Natural Gas_Gas Boiler - Insulate Steam Lines/Condensate Tank_A_Achievable Economic TRC Potential | F3 | Industrial | Wood and Lumber Products | Existing | Space Heating | Natural Gas | Gas Boiler - Insulate Steam Lines/Condensate Tank | A | Original Unit Winter Peak Savings (kW) | Achievable Economic TRC Potential | 0 | 0 | 0 | 0 | 0 | 0 | 0 | 0 | 0 | 0 | 0 | 0 | 0 | 0 | 0 | 0 | 0 | 0 | 0 | 0 | 0 | 0
F4_Industrial_Wood and Lumber Products_Existing_Space Heating_Natural Gas_Gas Boiler - Insulate Steam Lines/Condensate Tank_A_Achievable Economic TRC Potential | F4 | Industrial | Wood and Lumber Products | Existing | Space Heating | Natural Gas | Gas Boiler - Insulate Steam Lines/Condensate Tank | A | Standalone Impact on Baseline Energy (%) | Achievable Economic TRC Potential | 0% | 0% | 0.005127% | 0.01034% | 0.01565% | 0.02105% | 0.02654% | 0.03213% | 0.03782% | 0.0436% | 0.04949% | 0.05548% | 0.06157% | 0.06776% | 0.07406% | 0.08047% | 0.08699% | 0.09363% | 0.1004% | 0.1073% | 0.1142% | 0.1214%
F5_Industrial_Wood and Lumber Products_Existing_Space Heating_Natural Gas_Gas Boiler - Insulate Steam Lines/Condensate Tank_A_Achievable Economic TRC Potential | F5 | Industrial | Wood and Lumber Products | Existing | Space Heating | Natural Gas | Gas Boiler - Insulate Steam Lines/Condensate Tank | A | Standalone Impact on Baseline Summer Peak (%) | Achievable Economic TRC Potential | bar: 2019 to 2040
F6_Industrial_Wood and Lumber Products_Existing_Space Heating_Natural Gas_Gas Boiler - Insulate Steam Lines/Condensate Tank_A_Achievable Economic TRC Potential | F6 | Industrial | Wood and Lumber Products | Existing | Space Heating | Natural Gas | Gas Boiler - Insulate Steam Lines/Condensate Tank | A | Standalone Impact on Baseline Winter Peak (%) | Achievable Economic TRC Potential | bar: 2019 to 2040
F7_Industrial_Wood and Lumber Products_Existing_Space Heating_Natural Gas_Gas Boiler - Insulate Steam Lines/Condensate Tank_A_Achievable Economic TRC Potential | F7 | Industrial | Wood and Lumber Products | Existing | Space Heating | Natural Gas | Gas Boiler - Insulate Steam Lines/Condensate Tank | A | Incremental Energy Savings (MWh or mTherms) | Achievable Economic TRC Potential | 0 | 0 | 0.0048029 | 0.0047083 | 0.0046157 | 0.0045252 | 0.0044367 | 0.0043502 | 0.0042657 | 0.0041831 | 0.0041024 | 0.0040236 | 0.0039467 | 0.0038715 | 0.0037981 | 0.0037265 | 0.0036566 | 0.0035883 | 0.0035216 | 0.0034565 | 0.003393 | 0.003331
F8_Industrial_Wood and Lumber Products_Existing_Space Heating_Natural Gas_Gas Boiler - Insulate Steam Lines/Condensate Tank_A_Achievable Economic TRC Potential | F8 | Industrial | Wood and Lumber Products | Existing | Space Heating | Natural Gas | Gas Boiler - Insulate Steam Lines/Condensate Tank | A | Incremental Summer Peak Savings (MW) | Achievable Economic TRC Potential | 0 | 0 | 0 | 0 | 0 | 0 | 0 | 0 | 0 | 0 | 0 | 0 | 0 | 0 | 0 | 0 | 0 | 0 | 0 | 0 | 0 | 0
F9_Industrial_Wood and Lumber Products_Existing_Space Heating_Natural Gas_Gas Boiler - Insulate Steam Lines/Condensate Tank_A_Achievable Economic TRC Potential | F9 | Industrial | Wood and Lumber Products | Existing | Space Heating | Natural Gas | Gas Boiler - Insulate Steam Lines/Condensate Tank | A | Incremental Winter Peak Savings (MW) | Achievable Economic TRC Potential | 0 | 0 | 0 | 0 | 0 | 0 | 0 | 0 | 0 | 0 | 0 | 0 | 0 | 0 | 0 | 0 | 0 | 0 | 0 | 0 | 0 | 0
F10_Industrial_Wood and Lumber Products_Existing_Space Heating_Natural Gas_Gas Boiler - Insulate Steam Lines/Condensate Tank_A_Achievable Economic TRC Potential | F10 | Industrial | Wood and Lumber Products | Existing | Space Heating | Natural Gas | Gas Boiler - Insulate Steam Lines/Condensate Tank | A | Cumulative Energy Savings (MWh or mTherms) | Achievable Economic TRC Potential | 0 | 0 | 0.0048029 | 0.0094992 | 0.014091 | 0.018583 | 0.022976 | 0.027273 | 0.031478 | 0.035593 | 0.039622 | 0.043566 | 0.047429 | 0.051214 | 0.054923 | 0.058559 | 0.062124 | 0.065622 | 0.069054 | 0.072424 | 0.075733 | 0.078984
F11_Industrial_Wood and Lumber Products_Existing_Space Heating_Natural Gas_Gas Boiler - Insulate Steam Lines/Condensate Tank_A_Achievable Economic TRC Potential | F11 | Industrial | Wood and Lumber Products | Existing | Space Heating | Natural Gas | Gas Boiler - Insulate Steam Lines/Condensate Tank | A | Cumulative Summer Peak Savings (MW) | Achievable Economic TRC Potential | 0 | 0 | 0 | 0 | 0 | 0 | 0 | 0 | 0 | 0 | 0 | 0 | 0 | 0 | 0 | 0 | 0 | 0 | 0 | 0 | 0 | 0
F12_Industrial_Wood and Lumber Products_Existing_Space Heating_Natural Gas_Gas Boiler - Insulate Steam Lines/Condensate Tank_A_Achievable Economic TRC Potential | F12 | Industrial | Wood and Lumber Products | Existing | Space Heating | Natural Gas | Gas Boiler - Insulate Steam Lines/Condensate Tank | A | Cumulative Winter Peak Savings (MW) | Achievable Economic TRC Potential | 0 | 0 | 0 | 0 | 0 | 0 | 0 | 0 | 0 | 0 | 0 | 0 | 0 | 0 | 0 | 0 | 0 | 0 | 0 | 0 | 0 | 0
F13_Industrial_Wood and Lumber Products_Existing_Space Heating_Natural Gas_Gas Boiler - Insulate Steam Lines/Condensate Tank_A_Achievable Economic TRC Potential | F13 | Industrial | Wood and Lumber Products | Existing | Space Heating | Natural Gas | Gas Boiler - Insulate Steam Lines/Condensate Tank | A | Purchases (Incremental) | Achievable Economic TRC Potential | 0 | 0 | 0.49492 | 0.48639 | 0.47801 | 0.46976 | 0.46166 | 0.4537 | 0.44588 | 0.43819 | 0.43064 | 0.42321 | 0.41592 | 0.40875 | 0.4017 | 0.39477 | 0.38797 | 0.38128 | 0.3747 | 0.36824 | 0.3619 | 0.35566
F14_Industrial_Wood and Lumber Products_Existing_Space Heating_Natural Gas_Gas Boiler - Insulate Steam Lines/Condensate Tank_A_Achievable Economic TRC Potential | F14 | Industrial | Wood and Lumber Products | Existing | Space Heating | Natural Gas | Gas Boiler - Insulate Steam Lines/Condensate Tank | A | Purchases (Cumulative) | Achievable Economic TRC Potential | 0 | 0 | 0.49492 | 0.98132 | 1.4593 | 1.9291 | 2.3908 | 2.8445 | 3.2903 | 3.7285 | 4.1592 | 4.5824 | 4.9983 | 5.4071 | 5.8088 | 6.2035 | 6.5915 | 6.9728 | 7.3475 | 7.7157 | 8.0776 | 8.4333
F1_Industrial_Wood and Lumber Products_Existing_Process_Natural Gas_Gas Boiler - Insulate Steam Lines/Condensate Tank_A_Achievable Economic TRC Potential | F1 | Industrial | Wood and Lumber Products | Existing | Process | Natural Gas | Gas Boiler - Insulate Steam Lines/Condensate Tank | A | Original Unit Energy Savings (kWh or therms) | Achievable Economic TRC Potential | 0 | 0 | 68.5138 | 68.5138 | 68.5138 | 68.5138 | 68.5138 | 68.5138 | 68.5138 | 68.5138 | 68.5138 | 68.5138 | 68.5138 | 68.5138 | 68.5138 | 68.5138 | 68.5138 | 68.5138 | 68.5138 | 68.5138 | 68.5138 | 68.5138
F2_Industrial_Wood and Lumber Products_Existing_Process_Natural Gas_Gas Boiler - Insulate Steam Lines/Condensate Tank_A_Achievable Economic TRC Potential | F2 | Industrial | Wood and Lumber Products | Existing | Process | Natural Gas | Gas Boiler - Insulate Steam Lines/Condensate Tank | A | Original Unit Summer Peak Savings (kW) | Achievable Economic TRC Potential | 0 | 0 | 0 | 0 | 0 | 0 | 0 | 0 | 0 | 0 | 0 | 0 | 0 | 0 | 0 | 0 | 0 | 0 | 0 | 0 | 0 | 0
F3_Industrial_Wood and Lumber Products_Existing_Process_Natural Gas_Gas Boiler - Insulate Steam Lines/Condensate Tank_A_Achievable Economic TRC Potential | F3 | Industrial | Wood and Lumber Products | Existing | Process | Natural Gas | Gas Boiler - Insulate Steam Lines/Condensate Tank | A | Original Unit Winter Peak Savings (kW) | Achievable Economic TRC Potential | 0 | 0 | 0 | 0 | 0 | 0 | 0 | 0 | 0 | 0 | 0 | 0 | 0 | 0 | 0 | 0 | 0 | 0 | 0 | 0 | 0 | 0
F4_Industrial_Wood and Lumber Products_Existing_Process_Natural Gas_Gas Boiler - Insulate Steam Lines/Condensate Tank_A_Achievable Economic TRC Potential | F4 | Industrial | Wood and Lumber Products | Existing | Process | Natural Gas | Gas Boiler - Insulate Steam Lines/Condensate Tank | A | Standalone Impact on Baseline Energy (%) | Achievable Economic TRC Potential | 0% | 0% | 0.0175% | 0.0353% | 0.05341% | 0.07185% | 0.0906% | 0.1097% | 0.1291% | 0.1489% | 0.169% | 0.1894% | 0.2103% | 0.2314% | 0.253% | 0.2749% | 0.2973% | 0.32% | 0.3431% | 0.3666% | 0.3905% | 0.4149%
F5_Industrial_Wood and Lumber Products_Existing_Process_Natural Gas_Gas Boiler - Insulate Steam Lines/Condensate Tank_A_Achievable Economic TRC Potential | F5 | Industrial | Wood and Lumber Products | Existing | Process | Natural Gas | Gas Boiler - Insulate Steam Lines/Condensate Tank | A | Standalone Impact on Baseline Summer Peak (%) | Achievable Economic TRC Potential | bar: 2019 to 2040
F6_Industrial_Wood and Lumber Products_Existing_Process_Natural Gas_Gas Boiler - Insulate Steam Lines/Condensate Tank_A_Achievable Economic TRC Potential | F6 | Industrial | Wood and Lumber Products | Existing | Process | Natural Gas | Gas Boiler - Insulate Steam Lines/Condensate Tank | A | Standalone Impact on Baseline Winter Peak (%) | Achievable Economic TRC Potential | bar: 2019 to 2040
F7_Industrial_Wood and Lumber Products_Existing_Process_Natural Gas_Gas Boiler - Insulate Steam Lines/Condensate Tank_A_Achievable Economic TRC Potential | F7 | Industrial | Wood and Lumber Products | Existing | Process | Natural Gas | Gas Boiler - Insulate Steam Lines/Condensate Tank | A | Incremental Energy Savings (MWh or mTherms) | Achievable Economic TRC Potential | 0 | 0 | 0.11672 | 0.1147 | 0.11273 | 0.11078 | 0.10887 | 0.107 | 0.10515 | 0.10334 | 0.10156 | 0.099806 | 0.098085 | 0.096394 | 0.094732 | 0.093099 | 0.091494 | 0.089916 | 0.088366 | 0.086842 | 0.085345 | 0.083874
F8_Industrial_Wood and Lumber Products_Existing_Process_Natural Gas_Gas Boiler - Insulate Steam Lines/Condensate Tank_A_Achievable Economic TRC Potential | F8 | Industrial | Wood and Lumber Products | Existing | Process | Natural Gas | Gas Boiler - Insulate Steam Lines/Condensate Tank | A | Incremental Summer Peak Savings (MW) | Achievable Economic TRC Potential | 0 | 0 | 0 | 0 | 0 | 0 | 0 | 0 | 0 | 0 | 0 | 0 | 0 | 0 | 0 | 0 | 0 | 0 | 0 | 0 | 0 | 0
F9_Industrial_Wood and Lumber Products_Existing_Process_Natural Gas_Gas Boiler - Insulate Steam Lines/Condensate Tank_A_Achievable Economic TRC Potential | F9 | Industrial | Wood and Lumber Products | Existing | Process | Natural Gas | Gas Boiler - Insulate Steam Lines/Condensate Tank | A | Incremental Winter Peak Savings (MW) | Achievable Economic TRC Potential | 0 | 0 | 0 | 0 | 0 | 0 | 0 | 0 | 0 | 0 | 0 | 0 | 0 | 0 | 0 | 0 | 0 | 0 | 0 | 0 | 0 | 0
F10_Industrial_Wood and Lumber Products_Existing_Process_Natural Gas_Gas Boiler - Insulate Steam Lines/Condensate Tank_A_Achievable Economic TRC Potential | F10 | Industrial | Wood and Lumber Products | Existing | Process | Natural Gas | Gas Boiler - Insulate Steam Lines/Condensate Tank | A | Cumulative Energy Savings (MWh or mTherms) | Achievable Economic TRC Potential | 0 | 0 | 0.11672 | 0.23142 | 0.34415 | 0.45493 | 0.56381 | 0.6708 | 0.77595 | 0.87929 | 0.98085 | 1.0807 | 1.1787 | 1.2751 | 1.3699 | 1.463 | 1.5545 | 1.6444 | 1.7327 | 1.8196 | 1.9049 | 1.9888
F11_Industrial_Wood and Lumber Products_Existing_Process_Natural Gas_Gas Boiler - Insulate Steam Lines/Condensate Tank_A_Achievable Economic TRC Potential | F11 | Industrial | Wood and Lumber Products | Existing | Process | Natural Gas | Gas Boiler - Insulate Steam Lines/Condensate Tank | A | Cumulative Summer Peak Savings (MW) | Achievable Economic TRC Potential | 0 | 0 | 0 | 0 | 0 | 0 | 0 | 0 | 0 | 0 | 0 | 0 | 0 | 0 | 0 | 0 | 0 | 0 | 0 | 0 | 0 | 0
F12_Industrial_Wood and Lumber Products_Existing_Process_Natural Gas_Gas Boiler - Insulate Steam Lines/Condensate Tank_A_Achievable Economic TRC Potential | F12 | Industrial | Wood and Lumber Products | Existing | Process | Natural Gas | Gas Boiler - Insulate Steam Lines/Condensate Tank | A | Cumulative Winter Peak Savings (MW) | Achievable Economic TRC Potential | 0 | 0 | 0 | 0 | 0 | 0 | 0 | 0 | 0 | 0 | 0 | 0 | 0 | 0 | 0 | 0 | 0 | 0 | 0 | 0 | 0 | 0
F13_Industrial_Wood and Lumber Products_Existing_Process_Natural Gas_Gas Boiler - Insulate Steam Lines/Condensate Tank_A_Achievable Economic TRC Potential | F13 | Industrial | Wood and Lumber Products | Existing | Process | Natural Gas | Gas Boiler - Insulate Steam Lines/Condensate Tank | A | Purchases (Incremental) | Achievable Economic TRC Potential | 0 | 0 | 1.7036 | 1.6742 | 1.6453 | 1.617 | 1.5891 | 1.5617 | 1.5348 | 1.5083 | 1.4823 | 1.4567 | 1.4316 | 1.4069 | 1.3827 | 1.3588 | 1.3354 | 1.3124 | 1.2898 | 1.2675 | 1.2457 | 1.2242
F14_Industrial_Wood and Lumber Products_Existing_Process_Natural Gas_Gas Boiler - Insulate Steam Lines/Condensate Tank_A_Achievable Economic TRC Potential | F14 | Industrial | Wood and Lumber Products | Existing | Process | Natural Gas | Gas Boiler - Insulate Steam Lines/Condensate Tank | A | Purchases (Cumulative) | Achievable Economic TRC Potential | 0 | 0 | 1.7036 | 3.3777 | 5.0231 | 6.64 | 8.2291 | 9.7908 | 11.3255 | 12.8338 | 14.3161 | 15.7728 | 17.2044 | 18.6114 | 19.994 | 21.3529 | 22.6883 | 24.0007 | 25.2904 | 26.5579 | 27.8036 | 29.0278
F1_Industrial_Wood and Lumber Products_Existing_Space Heating_Natural Gas_Gas Boiler - Insulate Hot Water Lines_A_Achievable Economic TRC Potential | F1 | Industrial | Wood and Lumber Products | Existing | Space Heating | Natural Gas | Gas Boiler - Insulate Hot Water Lines | A | Original Unit Energy Savings (kWh or therms) | Achievable Economic TRC Potential | 0 | 0 | 10.969 | 10.9415 | 10.9145 | 10.8882 | 10.8625 | 10.8376 | 10.8135 | 10.7902 | 10.7678 | 10.7462 | 10.7256 | 10.706 | 10.6873 | 10.6697 | 10.6531 | 10.6375 | 10.6231 | 10.6097 | 10.5974 | 10.5862
F2_Industrial_Wood and Lumber Products_Existing_Space Heating_Natural Gas_Gas Boiler - Insulate Hot Water Lines_A_Achievable Economic TRC Potential | F2 | Industrial | Wood and Lumber Products | Existing | Space Heating | Natural Gas | Gas Boiler - Insulate Hot Water Lines | A | Original Unit Summer Peak Savings (kW) | Achievable Economic TRC Potential | 0 | 0 | 0 | 0 | 0 | 0 | 0 | 0 | 0 | 0 | 0 | 0 | 0 | 0 | 0 | 0 | 0 | 0 | 0 | 0 | 0 | 0
F3_Industrial_Wood and Lumber Products_Existing_Space Heating_Natural Gas_Gas Boiler - Insulate Hot Water Lines_A_Achievable Economic TRC Potential | F3 | Industrial | Wood and Lumber Products | Existing | Space Heating | Natural Gas | Gas Boiler - Insulate Hot Water Lines | A | Original Unit Winter Peak Savings (kW) | Achievable Economic TRC Potential | 0 | 0 | 0 | 0 | 0 | 0 | 0 | 0 | 0 | 0 | 0 | 0 | 0 | 0 | 0 | 0 | 0 | 0 | 0 | 0 | 0 | 0
F4_Industrial_Wood and Lumber Products_Existing_Space Heating_Natural Gas_Gas Boiler - Insulate Hot Water Lines_A_Achievable Economic TRC Potential | F4 | Industrial | Wood and Lumber Products | Existing | Space Heating | Natural Gas | Gas Boiler - Insulate Hot Water Lines | A | Standalone Impact on Baseline Energy (%) | Achievable Economic TRC Potential | 0% | 0% | 0.01159% | 0.02338% | 0.03537% | 0.04758% | 0.06% | 0.07264% | 0.08549% | 0.09857% | 0.1119% | 0.1254% | 0.1392% | 0.1532% | 0.1674% | 0.1819% | 0.1967% | 0.2117% | 0.2269% | 0.2425% | 0.2583% | 0.2744%
F5_Industrial_Wood and Lumber Products_Existing_Space Heating_Natural Gas_Gas Boiler - Insulate Hot Water Lines_A_Achievable Economic TRC Potential | F5 | Industrial | Wood and Lumber Products | Existing | Space Heating | Natural Gas | Gas Boiler - Insulate Hot Water Lines | A | Standalone Impact on Baseline Summer Peak (%) | Achievable Economic TRC Potential | bar: 2019 to 2040
F6_Industrial_Wood and Lumber Products_Existing_Space Heating_Natural Gas_Gas Boiler - Insulate Hot Water Lines_A_Achievable Economic TRC Potential | F6 | Industrial | Wood and Lumber Products | Existing | Space Heating | Natural Gas | Gas Boiler - Insulate Hot Water Lines | A | Standalone Impact on Baseline Winter Peak (%) | Achievable Economic TRC Potential | bar: 2019 to 2040
F7_Industrial_Wood and Lumber Products_Existing_Space Heating_Natural Gas_Gas Boiler - Insulate Hot Water Lines_A_Achievable Economic TRC Potential | F7 | Industrial | Wood and Lumber Products | Existing | Space Heating | Natural Gas | Gas Boiler - Insulate Hot Water Lines | A | Incremental Energy Savings (MWh or mTherms) | Achievable Economic TRC Potential | 0 | 0 | 0.010858 | 0.010644 | 0.010434 | 0.01023 | 0.01003 | 0.0098342 | 0.0096431 | 0.0094564 | 0.009274 | 0.0090959 | 0.008922 | 0.0087521 | 0.0085862 | 0.0084242 | 0.0082661 | 0.0081117 | 0.007961 | 0.0078139 | 0.0076703 | 0.0075301
F8_Industrial_Wood and Lumber Products_Existing_Space Heating_Natural Gas_Gas Boiler - Insulate Hot Water Lines_A_Achievable Economic TRC Potential | F8 | Industrial | Wood and Lumber Products | Existing | Space Heating | Natural Gas | Gas Boiler - Insulate Hot Water Lines | A | Incremental Summer Peak Savings (MW) | Achievable Economic TRC Potential | 0 | 0 | 0 | 0 | 0 | 0 | 0 | 0 | 0 | 0 | 0 | 0 | 0 | 0 | 0 | 0 | 0 | 0 | 0 | 0 | 0 | 0
F9_Industrial_Wood and Lumber Products_Existing_Space Heating_Natural Gas_Gas Boiler - Insulate Hot Water Lines_A_Achievable Economic TRC Potential | F9 | Industrial | Wood and Lumber Products | Existing | Space Heating | Natural Gas | Gas Boiler - Insulate Hot Water Lines | A | Incremental Winter Peak Savings (MW) | Achievable Economic TRC Potential | 0 | 0 | 0 | 0 | 0 | 0 | 0 | 0 | 0 | 0 | 0 | 0 | 0 | 0 | 0 | 0 | 0 | 0 | 0 | 0 | 0 | 0
F10_Industrial_Wood and Lumber Products_Existing_Space Heating_Natural Gas_Gas Boiler - Insulate Hot Water Lines_A_Achievable Economic TRC Potential | F10 | Industrial | Wood and Lumber Products | Existing | Space Heating | Natural Gas | Gas Boiler - Insulate Hot Water Lines | A | Cumulative Energy Savings (MWh or mTherms) | Achievable Economic TRC Potential | 0 | 0 | 0.010858 | 0.021474 | 0.031856 | 0.042008 | 0.051939 | 0.061654 | 0.07116 | 0.080463 | 0.08957 | 0.098487 | 0.10722 | 0.11578 | 0.12416 | 0.13238 | 0.14044 | 0.14835 | 0.15611 | 0.16372 | 0.1712 | 0.17855
F11_Industrial_Wood and Lumber Products_Existing_Space Heating_Natural Gas_Gas Boiler - Insulate Hot Water Lines_A_Achievable Economic TRC Potential | F11 | Industrial | Wood and Lumber Products | Existing | Space Heating | Natural Gas | Gas Boiler - Insulate Hot Water Lines | A | Cumulative Summer Peak Savings (MW) | Achievable Economic TRC Potential | 0 | 0 | 0 | 0 | 0 | 0 | 0 | 0 | 0 | 0 | 0 | 0 | 0 | 0 | 0 | 0 | 0 | 0 | 0 | 0 | 0 | 0
F12_Industrial_Wood and Lumber Products_Existing_Space Heating_Natural Gas_Gas Boiler - Insulate Hot Water Lines_A_Achievable Economic TRC Potential | F12 | Industrial | Wood and Lumber Products | Existing | Space Heating | Natural Gas | Gas Boiler - Insulate Hot Water Lines | A | Cumulative Winter Peak Savings (MW) | Achievable Economic TRC Potential | 0 | 0 | 0 | 0 | 0 | 0 | 0 | 0 | 0 | 0 | 0 | 0 | 0 | 0 | 0 | 0 | 0 | 0 | 0 | 0 | 0 | 0
F13_Industrial_Wood and Lumber Products_Existing_Space Heating_Natural Gas_Gas Boiler - Insulate Hot Water Lines_A_Achievable Economic TRC Potential | F13 | Industrial | Wood and Lumber Products | Existing | Space Heating | Natural Gas | Gas Boiler - Insulate Hot Water Lines | A | Purchases (Incremental) | Achievable Economic TRC Potential | 0 | 0 | 0.98985 | 0.97278 | 0.95601 | 0.93953 | 0.92333 | 0.90741 | 0.89176 | 0.87639 | 0.86128 | 0.84643 | 0.83184 | 0.81749 | 0.8034 | 0.78955 | 0.77593 | 0.76256 | 0.74941 | 0.73649 | 0.72379 | 0.71131
F14_Industrial_Wood and Lumber Products_Existing_Space Heating_Natural Gas_Gas Boiler - Insulate Hot Water Lines_A_Achievable Economic TRC Potential | F14 | Industrial | Wood and Lumber Products | Existing | Space Heating | Natural Gas | Gas Boiler - Insulate Hot Water Lines | A | Purchases (Cumulative) | Achievable Economic TRC Potential | 0 | 0 | 0.98985 | 1.9626 | 2.9186 | 3.8582 | 4.7815 | 5.6889 | 6.5807 | 7.4571 | 8.3183 | 9.1648 | 9.9966 | 10.8141 | 11.6175 | 12.4071 | 13.183 | 13.9455 | 14.695 | 15.4314 | 16.1552 | 16.8665
F1_Industrial_Wood and Lumber Products_Existing_Process_Natural Gas_Gas Boiler - Insulate Hot Water Lines_A_Achievable Economic TRC Potential | F1 | Industrial | Wood and Lumber Products | Existing | Process | Natural Gas | Gas Boiler - Insulate Hot Water Lines | A | Original Unit Energy Savings (kWh or therms) | Achievable Economic TRC Potential | 0 | 0 | 77.4421 | 77.4421 | 77.4421 | 77.4421 | 77.4421 | 77.4421 | 77.4421 | 77.4421 | 77.4421 | 77.4421 | 77.4421 | 77.4421 | 77.4421 | 77.4421 | 77.4421 | 77.4421 | 77.4421 | 77.4421 | 77.4421 | 77.4421
F2_Industrial_Wood and Lumber Products_Existing_Process_Natural Gas_Gas Boiler - Insulate Hot Water Lines_A_Achievable Economic TRC Potential | F2 | Industrial | Wood and Lumber Products | Existing | Process | Natural Gas | Gas Boiler - Insulate Hot Water Lines | A | Original Unit Summer Peak Savings (kW) | Achievable Economic TRC Potential | 0 | 0 | 0 | 0 | 0 | 0 | 0 | 0 | 0 | 0 | 0 | 0 | 0 | 0 | 0 | 0 | 0 | 0 | 0 | 0 | 0 | 0
F3_Industrial_Wood and Lumber Products_Existing_Process_Natural Gas_Gas Boiler - Insulate Hot Water Lines_A_Achievable Economic TRC Potential | F3 | Industrial | Wood and Lumber Products | Existing | Process | Natural Gas | Gas Boiler - Insulate Hot Water Lines | A | Original Unit Winter Peak Savings (kW) | Achievable Economic TRC Potential | 0 | 0 | 0 | 0 | 0 | 0 | 0 | 0 | 0 | 0 | 0 | 0 | 0 | 0 | 0 | 0 | 0 | 0 | 0 | 0 | 0 | 0
F4_Industrial_Wood and Lumber Products_Existing_Process_Natural Gas_Gas Boiler - Insulate Hot Water Lines_A_Achievable Economic TRC Potential | F4 | Industrial | Wood and Lumber Products | Existing | Process | Natural Gas | Gas Boiler - Insulate Hot Water Lines | A | Standalone Impact on Baseline Energy (%) | Achievable Economic TRC Potential | 0% | 0% | 0.03955% | 0.0798% | 0.1208% | 0.1624% | 0.2048% | 0.248% | 0.2919% | 0.3365% | 0.382% | 0.4283% | 0.4753% | 0.5232% | 0.5719% | 0.6215% | 0.672% | 0.7233% | 0.7756% | 0.8287% | 0.8828% | 0.9379%
F5_Industrial_Wood and Lumber Products_Existing_Process_Natural Gas_Gas Boiler - Insulate Hot Water Lines_A_Achievable Economic TRC Potential | F5 | Industrial | Wood and Lumber Products | Existing | Process | Natural Gas | Gas Boiler - Insulate Hot Water Lines | A | Standalone Impact on Baseline Summer Peak (%) | Achievable Economic TRC Potential | bar: 2019 to 2040
F6_Industrial_Wood and Lumber Products_Existing_Process_Natural Gas_Gas Boiler - Insulate Hot Water Lines_A_Achievable Economic TRC Potential | F6 | Industrial | Wood and Lumber Products | Existing | Process | Natural Gas | Gas Boiler - Insulate Hot Water Lines | A | Standalone Impact on Baseline Winter Peak (%) | Achievable Economic TRC Potential | bar: 2019 to 2040
F7_Industrial_Wood and Lumber Products_Existing_Process_Natural Gas_Gas Boiler - Insulate Hot Water Lines_A_Achievable Economic TRC Potential | F7 | Industrial | Wood and Lumber Products | Existing | Process | Natural Gas | Gas Boiler - Insulate Hot Water Lines | A | Incremental Energy Savings (MWh or mTherms) | Achievable Economic TRC Potential | 0 | 0 | 0.26385 | 0.25931 | 0.25483 | 0.25044 | 0.24612 | 0.24188 | 0.23771 | 0.23361 | 0.22958 | 0.22562 | 0.22173 | 0.21791 | 0.21415 | 0.21046 | 0.20683 | 0.20327 | 0.19976 | 0.19632 | 0.19293 | 0.18961
F8_Industrial_Wood and Lumber Products_Existing_Process_Natural Gas_Gas Boiler - Insulate Hot Water Lines_A_Achievable Economic TRC Potential | F8 | Industrial | Wood and Lumber Products | Existing | Process | Natural Gas | Gas Boiler - Insulate Hot Water Lines | A | Incremental Summer Peak Savings (MW) | Achievable Economic TRC Potential | 0 | 0 | 0 | 0 | 0 | 0 | 0 | 0 | 0 | 0 | 0 | 0 | 0 | 0 | 0 | 0 | 0 | 0 | 0 | 0 | 0 | 0
F9_Industrial_Wood and Lumber Products_Existing_Process_Natural Gas_Gas Boiler - Insulate Hot Water Lines_A_Achievable Economic TRC Potential | F9 | Industrial | Wood and Lumber Products | Existing | Process | Natural Gas | Gas Boiler - Insulate Hot Water Lines | A | Incremental Winter Peak Savings (MW) | Achievable Economic TRC Potential | 0 | 0 | 0 | 0 | 0 | 0 | 0 | 0 | 0 | 0 | 0 | 0 | 0 | 0 | 0 | 0 | 0 | 0 | 0 | 0 | 0 | 0
F10_Industrial_Wood and Lumber Products_Existing_Process_Natural Gas_Gas Boiler - Insulate Hot Water Lines_A_Achievable Economic TRC Potential | F10 | Industrial | Wood and Lumber Products | Existing | Process | Natural Gas | Gas Boiler - Insulate Hot Water Lines | A | Cumulative Energy Savings (MWh or mTherms) | Achievable Economic TRC Potential | 0 | 0 | 0.26385 | 0.52316 | 0.77799 | 1.0284 | 1.2746 | 1.5164 | 1.7541 | 1.9878 | 2.2173 | 2.443 | 2.6647 | 2.8826 | 3.0968 | 3.3072 | 3.5141 | 3.7173 | 3.9171 | 4.1134 | 4.3063 | 4.4959
F11_Industrial_Wood and Lumber Products_Existing_Process_Natural Gas_Gas Boiler - Insulate Hot Water Lines_A_Achievable Economic TRC Potential | F11 | Industrial | Wood and Lumber Products | Existing | Process | Natural Gas | Gas Boiler - Insulate Hot Water Lines | A | Cumulative Summer Peak Savings (MW) | Achievable Economic TRC Potential | 0 | 0 | 0 | 0 | 0 | 0 | 0 | 0 | 0 | 0 | 0 | 0 | 0 | 0 | 0 | 0 | 0 | 0 | 0 | 0 | 0 | 0
F12_Industrial_Wood and Lumber Products_Existing_Process_Natural Gas_Gas Boiler - Insulate Hot Water Lines_A_Achievable Economic TRC Potential | F12 | Industrial | Wood and Lumber Products | Existing | Process | Natural Gas | Gas Boiler - Insulate Hot Water Lines | A | Cumulative Winter Peak Savings (MW) | Achievable Economic TRC Potential | 0 | 0 | 0 | 0 | 0 | 0 | 0 | 0 | 0 | 0 | 0 | 0 | 0 | 0 | 0 | 0 | 0 | 0 | 0 | 0 | 0 | 0
F13_Industrial_Wood and Lumber Products_Existing_Process_Natural Gas_Gas Boiler - Insulate Hot Water Lines_A_Achievable Economic TRC Potential | F13 | Industrial | Wood and Lumber Products | Existing | Process | Natural Gas | Gas Boiler - Insulate Hot Water Lines | A | Purchases (Incremental) | Achievable Economic TRC Potential | 0 | 0 | 3.4071 | 3.3484 | 3.2906 | 3.2339 | 3.1781 | 3.1234 | 3.0695 | 3.0166 | 2.9646 | 2.9135 | 2.8632 | 2.8139 | 2.7653 | 2.7177 | 2.6708 | 2.6248 | 2.5795 | 2.535 | 2.4913 | 2.4484
F14_Industrial_Wood and Lumber Products_Existing_Process_Natural Gas_Gas Boiler - Insulate Hot Water Lines_A_Achievable Economic TRC Potential | F14 | Industrial | Wood and Lumber Products | Existing | Process | Natural Gas | Gas Boiler - Insulate Hot Water Lines | A | Purchases (Cumulative) | Achievable Economic TRC Potential | 0 | 0 | 3.4071 | 6.7555 | 10.0461 | 13.28 | 16.4582 | 19.5815 | 22.651 | 25.6676 | 28.6322 | 31.5456 | 34.4089 | 37.2227 | 39.9881 | 42.7057 | 45.3766 | 48.0013 | 50.5808 | 53.1159 | 55.6072 | 58.0555
F1_Industrial_Wood and Lumber Products_Existing_Process_Natural Gas_Process - Insulate Heated Process Fluids_A_Achievable Economic TRC Potential | F1 | Industrial | Wood and Lumber Products | Existing | Process | Natural Gas | Process - Insulate Heated Process Fluids | A | Original Unit Energy Savings (kWh or therms) | Achievable Economic TRC Potential | 0 | 0 | 125.8253 | 125.8253 | 125.8253 | 125.8253 | 125.8253 | 125.8253 | 125.8253 | 125.8253 | 125.8253 | 125.8253 | 125.8253 | 125.8253 | 125.8253 | 125.8253 | 125.8253 | 125.8253 | 125.8253 | 125.8253 | 125.8253 | 125.8253
F2_Industrial_Wood and Lumber Products_Existing_Process_Natural Gas_Process - Insulate Heated Process Fluids_A_Achievable Economic TRC Potential | F2 | Industrial | Wood and Lumber Products | Existing | Process | Natural Gas | Process - Insulate Heated Process Fluids | A | Original Unit Summer Peak Savings (kW) | Achievable Economic TRC Potential | 0 | 0 | 0 | 0 | 0 | 0 | 0 | 0 | 0 | 0 | 0 | 0 | 0 | 0 | 0 | 0 | 0 | 0 | 0 | 0 | 0 | 0
F3_Industrial_Wood and Lumber Products_Existing_Process_Natural Gas_Process - Insulate Heated Process Fluids_A_Achievable Economic TRC Potential | F3 | Industrial | Wood and Lumber Products | Existing | Process | Natural Gas | Process - Insulate Heated Process Fluids | A | Original Unit Winter Peak Savings (kW) | Achievable Economic TRC Potential | 0 | 0 | 0 | 0 | 0 | 0 | 0 | 0 | 0 | 0 | 0 | 0 | 0 | 0 | 0 | 0 | 0 | 0 | 0 | 0 | 0 | 0
F4_Industrial_Wood and Lumber Products_Existing_Process_Natural Gas_Process - Insulate Heated Process Fluids_A_Achievable Economic TRC Potential | F4 | Industrial | Wood and Lumber Products | Existing | Process | Natural Gas | Process - Insulate Heated Process Fluids | A | Standalone Impact on Baseline Energy (%) | Achievable Economic TRC Potential | 0% | 0% | 0.07029% | 0.1418% | 0.2146% | 0.2886% | 0.364% | 0.4336% | 0.4918% | 0.541% | 0.5828% | 0.619% | 0.6506% | 0.6786% | 0.7037% | 0.7267% | 0.7479% | 0.7678% | 0.7814% | 0.7951% | 0.809% | 0.8232%
F5_Industrial_Wood and Lumber Products_Existing_Process_Natural Gas_Process - Insulate Heated Process Fluids_A_Achievable Economic TRC Potential | F5 | Industrial | Wood and Lumber Products | Existing | Process | Natural Gas | Process - Insulate Heated Process Fluids | A | Standalone Impact on Baseline Summer Peak (%) | Achievable Economic TRC Potential | bar: 2019 to 2040
F6_Industrial_Wood and Lumber Products_Existing_Process_Natural Gas_Process - Insulate Heated Process Fluids_A_Achievable Economic TRC Potential | F6 | Industrial | Wood and Lumber Products | Existing | Process | Natural Gas | Process - Insulate Heated Process Fluids | A | Standalone Impact on Baseline Winter Peak (%) | Achievable Economic TRC Potential | bar: 2019 to 2040
F7_Industrial_Wood and Lumber Products_Existing_Process_Natural Gas_Process - Insulate Heated Process Fluids_A_Achievable Economic TRC Potential | F7 | Industrial | Wood and Lumber Products | Existing | Process | Natural Gas | Process - Insulate Heated Process Fluids | A | Incremental Energy Savings (MWh or mTherms) | Achievable Economic TRC Potential | 0 | 0 | 0.46889 | 0.46081 | 0.45286 | 0.44505 | 0.43738 | 0.38685 | 0.30415 | 0.23912 | 0.188 | 0.14781 | 0.11621 | 0.091363 | 0.07183 | 0.056473 | 0.0444 | 0.034907 | 0.00023399 | 8.2127e-05 | 2.7515e-05 | 8.8176e-06
F8_Industrial_Wood and Lumber Products_Existing_Process_Natural Gas_Process - Insulate Heated Process Fluids_A_Achievable Economic TRC Potential | F8 | Industrial | Wood and Lumber Products | Existing | Process | Natural Gas | Process - Insulate Heated Process Fluids | A | Incremental Summer Peak Savings (MW) | Achievable Economic TRC Potential | 0 | 0 | 0 | 0 | 0 | 0 | 0 | 0 | 0 | 0 | 0 | 0 | 0 | 0 | 0 | 0 | 0 | 0 | 0 | 0 | 0 | 0
F9_Industrial_Wood and Lumber Products_Existing_Process_Natural Gas_Process - Insulate Heated Process Fluids_A_Achievable Economic TRC Potential | F9 | Industrial | Wood and Lumber Products | Existing | Process | Natural Gas | Process - Insulate Heated Process Fluids | A | Incremental Winter Peak Savings (MW) | Achievable Economic TRC Potential | 0 | 0 | 0 | 0 | 0 | 0 | 0 | 0 | 0 | 0 | 0 | 0 | 0 | 0 | 0 | 0 | 0 | 0 | 0 | 0 | 0 | 0
F10_Industrial_Wood and Lumber Products_Existing_Process_Natural Gas_Process - Insulate Heated Process Fluids_A_Achievable Economic TRC Potential | F10 | Industrial | Wood and Lumber Products | Existing | Process | Natural Gas | Process - Insulate Heated Process Fluids | A | Cumulative Energy Savings (MWh or mTherms) | Achievable Economic TRC Potential | 0 | 0 | 0.46889 | 0.9297 | 1.3826 | 1.8276 | 2.265 | 2.6518 | 2.956 | 3.1951 | 3.3831 | 3.5309 | 3.6471 | 3.7385 | 3.8103 | 3.8668 | 3.9112 | 3.9461 | 3.9463 | 3.9464 | 3.9464 | 3.9465
F11_Industrial_Wood and Lumber Products_Existing_Process_Natural Gas_Process - Insulate Heated Process Fluids_A_Achievable Economic TRC Potential | F11 | Industrial | Wood and Lumber Products | Existing | Process | Natural Gas | Process - Insulate Heated Process Fluids | A | Cumulative Summer Peak Savings (MW) | Achievable Economic TRC Potential | 0 | 0 | 0 | 0 | 0 | 0 | 0 | 0 | 0 | 0 | 0 | 0 | 0 | 0 | 0 | 0 | 0 | 0 | 0 | 0 | 0 | 0
F12_Industrial_Wood and Lumber Products_Existing_Process_Natural Gas_Process - Insulate Heated Process Fluids_A_Achievable Economic TRC Potential | F12 | Industrial | Wood and Lumber Products | Existing | Process | Natural Gas | Process - Insulate Heated Process Fluids | A | Cumulative Winter Peak Savings (MW) | Achievable Economic TRC Potential | 0 | 0 | 0 | 0 | 0 | 0 | 0 | 0 | 0 | 0 | 0 | 0 | 0 | 0 | 0 | 0 | 0 | 0 | 0 | 0 | 0 | 0
F13_Industrial_Wood and Lumber Products_Existing_Process_Natural Gas_Process - Insulate Heated Process Fluids_A_Achievable Economic TRC Potential | F13 | Industrial | Wood and Lumber Products | Existing | Process | Natural Gas | Process - Insulate Heated Process Fluids | A | Purchases (Incremental) | Achievable Economic TRC Potential | 0 | 0 | 3.7265 | 3.6623 | 3.5991 | 3.5371 | 3.4761 | 3.0745 | 2.4172 | 1.9004 | 1.4941 | 1.1747 | 0.92356 | 0.72611 | 0.57087 | 0.44882 | 0.35287 | 0.27743 | 0.0018596 | 0.00065271 | 0.00021868 | 7.0078e-05
F14_Industrial_Wood and Lumber Products_Existing_Process_Natural Gas_Process - Insulate Heated Process Fluids_A_Achievable Economic TRC Potential | F14 | Industrial | Wood and Lumber Products | Existing | Process | Natural Gas | Process - Insulate Heated Process Fluids | A | Purchases (Cumulative) | Achievable Economic TRC Potential | 0 | 0 | 3.7265 | 7.3888 | 10.9879 | 14.525 | 18.0011 | 21.0756 | 23.4928 | 25.3933 | 26.8874 | 28.0621 | 28.9857 | 29.7118 | 30.2827 | 30.7315 | 31.0843 | 31.3618 | 31.3636 | 31.3643 | 31.3645 | 31.3646
F1_Industrial_Wood and Lumber Products_Existing_Process_Natural Gas_Process Heat Recovery_A_Achievable Economic TRC Potential | F1 | Industrial | Wood and Lumber Products | Existing | Process | Natural Gas | Process Heat Recovery | A | Original Unit Energy Savings (kWh or therms) | Achievable Economic TRC Potential | 0 | 0 | 0.21081 | 0.21081 | 0.21081 | 0.21081 | 0.21081 | 0.21081 | 0.21081 | 0.21081 | 0.21081 | 0.21081 | 0.21081 | 0.21081 | 0.21081 | 0.21081 | 0.21081 | 0.21081 | 0.21081 | 0.21081 | 0.21081 | 0.21081
F2_Industrial_Wood and Lumber Products_Existing_Process_Natural Gas_Process Heat Recovery_A_Achievable Economic TRC Potential | F2 | Industrial | Wood and Lumber Products | Existing | Process | Natural Gas | Process Heat Recovery | A | Original Unit Summer Peak Savings (kW) | Achievable Economic TRC Potential | 0 | 0 | 0 | 0 | 0 | 0 | 0 | 0 | 0 | 0 | 0 | 0 | 0 | 0 | 0 | 0 | 0 | 0 | 0 | 0 | 0 | 0
F3_Industrial_Wood and Lumber Products_Existing_Process_Natural Gas_Process Heat Recovery_A_Achievable Economic TRC Potential | F3 | Industrial | Wood and Lumber Products | Existing | Process | Natural Gas | Process Heat Recovery | A | Original Unit Winter Peak Savings (kW) | Achievable Economic TRC Potential | 0 | 0 | 0 | 0 | 0 | 0 | 0 | 0 | 0 | 0 | 0 | 0 | 0 | 0 | 0 | 0 | 0 | 0 | 0 | 0 | 0 | 0
F4_Industrial_Wood and Lumber Products_Existing_Process_Natural Gas_Process Heat Recovery_A_Achievable Economic TRC Potential | F4 | Industrial | Wood and Lumber Products | Existing | Process | Natural Gas | Process Heat Recovery | A | Standalone Impact on Baseline Energy (%) | Achievable Economic TRC Potential | bar: 2019 to 2040
F5_Industrial_Wood and Lumber Products_Existing_Process_Natural Gas_Process Heat Recovery_A_Achievable Economic TRC Potential | F5 | Industrial | Wood and Lumber Products | Existing | Process | Natural Gas | Process Heat Recovery | A | Standalone Impact on Baseline Summer Peak (%) | Achievable Economic TRC Potential | bar: 2019 to 2040
F6_Industrial_Wood and Lumber Products_Existing_Process_Natural Gas_Process Heat Recovery_A_Achievable Economic TRC Potential | F6 | Industrial | Wood and Lumber Products | Existing | Process | Natural Gas | Process Heat Recovery | A | Standalone Impact on Baseline Winter Peak (%) | Achievable Economic TRC Potential | bar: 2019 to 2040
F7_Industrial_Wood and Lumber Products_Existing_Process_Natural Gas_Process Heat Recovery_A_Achievable Economic TRC Potential | F7 | Industrial | Wood and Lumber Products | Existing | Process | Natural Gas | Process Heat Recovery | A | Incremental Energy Savings (MWh or mTherms) | Achievable Economic TRC Potential | 0 | 0 | 0 | 0 | 0 | 0 | 0 | 0 | 0 | 0 | 0 | 0 | 0 | 0 | 0 | 0 | 0 | 0 | 0 | 0 | 0 | 0
F8_Industrial_Wood and Lumber Products_Existing_Process_Natural Gas_Process Heat Recovery_A_Achievable Economic TRC Potential | F8 | Industrial | Wood and Lumber Products | Existing | Process | Natural Gas | Process Heat Recovery | A | Incremental Summer Peak Savings (MW) | Achievable Economic TRC Potential | 0 | 0 | 0 | 0 | 0 | 0 | 0 | 0 | 0 | 0 | 0 | 0 | 0 | 0 | 0 | 0 | 0 | 0 | 0 | 0 | 0 | 0
F9_Industrial_Wood and Lumber Products_Existing_Process_Natural Gas_Process Heat Recovery_A_Achievable Economic TRC Potential | F9 | Industrial | Wood and Lumber Products | Existing | Process | Natural Gas | Process Heat Recovery | A | Incremental Winter Peak Savings (MW) | Achievable Economic TRC Potential | 0 | 0 | 0 | 0 | 0 | 0 | 0 | 0 | 0 | 0 | 0 | 0 | 0 | 0 | 0 | 0 | 0 | 0 | 0 | 0 | 0 | 0
F10_Industrial_Wood and Lumber Products_Existing_Process_Natural Gas_Process Heat Recovery_A_Achievable Economic TRC Potential | F10 | Industrial | Wood and Lumber Products | Existing | Process | Natural Gas | Process Heat Recovery | A | Cumulative Energy Savings (MWh or mTherms) | Achievable Economic TRC Potential | 0 | 0 | 0 | 0 | 0 | 0 | 0 | 0 | 0 | 0 | 0 | 0 | 0 | 0 | 0 | 0 | 0 | 0 | 0 | 0 | 0 | 0
F11_Industrial_Wood and Lumber Products_Existing_Process_Natural Gas_Process Heat Recovery_A_Achievable Economic TRC Potential | F11 | Industrial | Wood and Lumber Products | Existing | Process | Natural Gas | Process Heat Recovery | A | Cumulative Summer Peak Savings (MW) | Achievable Economic TRC Potential | 0 | 0 | 0 | 0 | 0 | 0 | 0 | 0 | 0 | 0 | 0 | 0 | 0 | 0 | 0 | 0 | 0 | 0 | 0 | 0 | 0 | 0
F12_Industrial_Wood and Lumber Products_Existing_Process_Natural Gas_Process Heat Recovery_A_Achievable Economic TRC Potential | F12 | Industrial | Wood and Lumber Products | Existing | Process | Natural Gas | Process Heat Recovery | A | Cumulative Winter Peak Savings (MW) | Achievable Economic TRC Potential | 0 | 0 | 0 | 0 | 0 | 0 | 0 | 0 | 0 | 0 | 0 | 0 | 0 | 0 | 0 | 0 | 0 | 0 | 0 | 0 | 0 | 0
F13_Industrial_Wood and Lumber Products_Existing_Process_Natural Gas_Process Heat Recovery_A_Achievable Economic TRC Potential | F13 | Industrial | Wood and Lumber Products | Existing | Process | Natural Gas | Process Heat Recovery | A | Purchases (Incremental) | Achievable Economic TRC Potential | 0 | 0 | 0 | 0 | 0 | 0 | 0 | 0 | 0 | 0 | 0 | 0 | 0 | 0 | 0 | 0 | 0 | 0 | 0 | 0 | 0 | 0
F14_Industrial_Wood and Lumber Products_Existing_Process_Natural Gas_Process Heat Recovery_A_Achievable Economic TRC Potential | F14 | Industrial | Wood and Lumber Products | Existing | Process | Natural Gas | Process Heat Recovery | A | Purchases (Cumulative) | Achievable Economic TRC Potential | 0 | 0 | 0 | 0 | 0 | 0 | 0 | 0 | 0 | 0 | 0 | 0 | 0 | 0 | 0 | 0 | 0 | 0 | 0 | 0 | 0 | 0
F1_Industrial_Wood and Lumber Products_Existing_Space Heating_Natural Gas_Building Automation System_A_Achievable Economic TRC Potential | F1 | Industrial | Wood and Lumber Products | Existing | Space Heating | Natural Gas | Building Automation System | A | Original Unit Energy Savings (kWh or therms) | Achievable Economic TRC Potential | 0 | 0 | 0.015624 | 0.015587 | 0.01555 | 0.015514 | 0.015478 | 0.015443 | 0.015409 | 0.015376 | 0.015345 | 0.015316 | 0.015289 | 0.015263 | 0.015238 | 0.015215 | 0.015194 | 0.015173 | 0.015154 | 0.015136 | 0.01512 | 0.015104
F2_Industrial_Wood and Lumber Products_Existing_Space Heating_Natural Gas_Building Automation System_A_Achievable Economic TRC Potential | F2 | Industrial | Wood and Lumber Products | Existing | Space Heating | Natural Gas | Building Automation System | A | Original Unit Summer Peak Savings (kW) | Achievable Economic TRC Potential | 0 | 0 | 0 | 0 | 0 | 0 | 0 | 0 | 0 | 0 | 0 | 0 | 0 | 0 | 0 | 0 | 0 | 0 | 0 | 0 | 0 | 0
F3_Industrial_Wood and Lumber Products_Existing_Space Heating_Natural Gas_Building Automation System_A_Achievable Economic TRC Potential | F3 | Industrial | Wood and Lumber Products | Existing | Space Heating | Natural Gas | Building Automation System | A | Original Unit Winter Peak Savings (kW) | Achievable Economic TRC Potential | 0 | 0 | 0 | 0 | 0 | 0 | 0 | 0 | 0 | 0 | 0 | 0 | 0 | 0 | 0 | 0 | 0 | 0 | 0 | 0 | 0 | 0
F4_Industrial_Wood and Lumber Products_Existing_Space Heating_Natural Gas_Building Automation System_A_Achievable Economic TRC Potential | F4 | Industrial | Wood and Lumber Products | Existing | Space Heating | Natural Gas | Building Automation System | A | Standalone Impact on Baseline Energy (%) | Achievable Economic TRC Potential | 0% | 0% | 0.01308% | 0.03945% | 0.08656% | 0.1636% | 0.2811% | 0.4501% | 0.6813% | 0.9827% | 1.358% | 1.804% | 2.309% | 2.854% | 3.41% | 3.946% | 4.435% | 4.86% | 5.21% | 5.485% | 5.699% | 5.875%
F5_Industrial_Wood and Lumber Products_Existing_Space Heating_Natural Gas_Building Automation System_A_Achievable Economic TRC Potential | F5 | Industrial | Wood and Lumber Products | Existing | Space Heating | Natural Gas | Building Automation System | A | Standalone Impact on Baseline Summer Peak (%) | Achievable Economic TRC Potential | bar: 2019 to 2040
F6_Industrial_Wood and Lumber Products_Existing_Space Heating_Natural Gas_Building Automation System_A_Achievable Economic TRC Potential | F6 | Industrial | Wood and Lumber Products | Existing | Space Heating | Natural Gas | Building Automation System | A | Standalone Impact on Baseline Winter Peak (%) | Achievable Economic TRC Potential | bar: 2019 to 2040
F7_Industrial_Wood and Lumber Products_Existing_Space Heating_Natural Gas_Building Automation System_A_Achievable Economic TRC Potential | F7 | Industrial | Wood and Lumber Products | Existing | Space Heating | Natural Gas | Building Automation System | A | Incremental Energy Savings (MWh or mTherms) | Achievable Economic TRC Potential | 0 | 0 | 0.012252 | 0.024012 | 0.0418 | 0.066664 | 0.099211 | 0.13933 | 0.18585 | 0.23627 | 0.28661 | 0.33152 | 0.36488 | 0.38082 | 0.37522 | 0.34708 | 0.29948 | 0.24307 | 0.18244 | 0.12398 | 0.077757 | 0.049785
F8_Industrial_Wood and Lumber Products_Existing_Space Heating_Natural Gas_Building Automation System_A_Achievable Economic TRC Potential | F8 | Industrial | Wood and Lumber Products | Existing | Space Heating | Natural Gas | Building Automation System | A | Incremental Summer Peak Savings (MW) | Achievable Economic TRC Potential | 0 | 0 | 0 | 0 | 0 | 0 | 0 | 0 | 0 | 0 | 0 | 0 | 0 | 0 | 0 | 0 | 0 | 0 | 0 | 0 | 0 | 0
F9_Industrial_Wood and Lumber Products_Existing_Space Heating_Natural Gas_Building Automation System_A_Achievable Economic TRC Potential | F9 | Industrial | Wood and Lumber Products | Existing | Space Heating | Natural Gas | Building Automation System | A | Incremental Winter Peak Savings (MW) | Achievable Economic TRC Potential | 0 | 0 | 0 | 0 | 0 | 0 | 0 | 0 | 0 | 0 | 0 | 0 | 0 | 0 | 0 | 0 | 0 | 0 | 0 | 0 | 0 | 0
F10_Industrial_Wood and Lumber Products_Existing_Space Heating_Natural Gas_Building Automation System_A_Achievable Economic TRC Potential | F10 | Industrial | Wood and Lumber Products | Existing | Space Heating | Natural Gas | Building Automation System | A | Cumulative Energy Savings (MWh or mTherms) | Achievable Economic TRC Potential | 0 | 0 | 0.012252 | 0.036235 | 0.077949 | 0.14443 | 0.24331 | 0.38208 | 0.56709 | 0.80217 | 1.0872 | 1.4166 | 1.779 | 2.1568 | 2.5285 | 2.8718 | 3.1672 | 3.406 | 3.5842 | 3.7039 | 3.7775 | 3.8234
F11_Industrial_Wood and Lumber Products_Existing_Space Heating_Natural Gas_Building Automation System_A_Achievable Economic TRC Potential | F11 | Industrial | Wood and Lumber Products | Existing | Space Heating | Natural Gas | Building Automation System | A | Cumulative Summer Peak Savings (MW) | Achievable Economic TRC Potential | 0 | 0 | 0 | 0 | 0 | 0 | 0 | 0 | 0 | 0 | 0 | 0 | 0 | 0 | 0 | 0 | 0 | 0 | 0 | 0 | 0 | 0
F12_Industrial_Wood and Lumber Products_Existing_Space Heating_Natural Gas_Building Automation System_A_Achievable Economic TRC Potential | F12 | Industrial | Wood and Lumber Products | Existing | Space Heating | Natural Gas | Building Automation System | A | Cumulative Winter Peak Savings (MW) | Achievable Economic TRC Potential | 0 | 0 | 0 | 0 | 0 | 0 | 0 | 0 | 0 | 0 | 0 | 0 | 0 | 0 | 0 | 0 | 0 | 0 | 0 | 0 | 0 | 0
F13_Industrial_Wood and Lumber Products_Existing_Space Heating_Natural Gas_Building Automation System_A_Achievable Economic TRC Potential | F13 | Industrial | Wood and Lumber Products | Existing | Space Heating | Natural Gas | Building Automation System | A | Purchases (Incremental) | Achievable Economic TRC Potential | 0 | 0 | 784.1813 | 1540.5006 | 2688.0694 | 4297.1252 | 6409.9801 | 9022.1773 | 12061.0417 | 15365.8891 | 18677.2849 | 21645.2151 | 23865.826 | 24951.0084 | 24623.1898 | 22811.3106 | 19710.4466 | 16019.2815 | 12038.8312 | 8190.8759 | 5142.8344 | 3296.1945
F14_Industrial_Wood and Lumber Products_Existing_Space Heating_Natural Gas_Building Automation System_A_Achievable Economic TRC Potential | F14 | Industrial | Wood and Lumber Products | Existing | Space Heating | Natural Gas | Building Automation System | A | Purchases (Cumulative) | Achievable Economic TRC Potential | 0 | 0 | 784.1813 | 2324.6819 | 5012.7513 | 9309.8765 | 15719.8566 | 24742.0339 | 36803.0756 | 52168.9647 | 70846.2496 | 92491.4647 | 116357.2907 | 141308.2991 | 165931.4889 | 188742.7995 | 208453.2461 | 224472.5276 | 236511.3588 | 244702.2347 | 249845.0692 | 253141.2637
F1_Industrial_Wood and Lumber Products_Existing_Space Heating_Natural Gas_Steam System Efficiency Improvements_A_Achievable Economic TRC Potential | F1 | Industrial | Wood and Lumber Products | Existing | Space Heating | Natural Gas | Steam System Efficiency Improvements | A | Original Unit Energy Savings (kWh or therms) | Achievable Economic TRC Potential | 0 | 0 | 0.13953 | 0.13917 | 0.13883 | 0.1385 | 0.13817 | 0.13785 | 0.13755 | 0.13725 | 0.13697 | 0.13669 | 0.13643 | 0.13618 | 0.13594 | 0.13572 | 0.13551 | 0.13531 | 0.13512 | 0.13495 | 0.1348 | 0.13466
F2_Industrial_Wood and Lumber Products_Existing_Space Heating_Natural Gas_Steam System Efficiency Improvements_A_Achievable Economic TRC Potential | F2 | Industrial | Wood and Lumber Products | Existing | Space Heating | Natural Gas | Steam System Efficiency Improvements | A | Original Unit Summer Peak Savings (kW) | Achievable Economic TRC Potential | 0 | 0 | 0 | 0 | 0 | 0 | 0 | 0 | 0 | 0 | 0 | 0 | 0 | 0 | 0 | 0 | 0 | 0 | 0 | 0 | 0 | 0
F3_Industrial_Wood and Lumber Products_Existing_Space Heating_Natural Gas_Steam System Efficiency Improvements_A_Achievable Economic TRC Potential | F3 | Industrial | Wood and Lumber Products | Existing | Space Heating | Natural Gas | Steam System Efficiency Improvements | A | Original Unit Winter Peak Savings (kW) | Achievable Economic TRC Potential | 0 | 0 | 0 | 0 | 0 | 0 | 0 | 0 | 0 | 0 | 0 | 0 | 0 | 0 | 0 | 0 | 0 | 0 | 0 | 0 | 0 | 0
F4_Industrial_Wood and Lumber Products_Existing_Space Heating_Natural Gas_Steam System Efficiency Improvements_A_Achievable Economic TRC Potential | F4 | Industrial | Wood and Lumber Products | Existing | Space Heating | Natural Gas | Steam System Efficiency Improvements | A | Standalone Impact on Baseline Energy (%) | Achievable Economic TRC Potential | 0% | 0% | 0.0008277% | 0.002496% | 0.005477% | 0.01035% | 0.01778% | 0.02848% | 0.0431% | 0.06217% | 0.0859% | 0.1141% | 0.146% | 0.1804% | 0.2156% | 0.2495% | 0.2803% | 0.3071% | 0.3292% | 0.3466% | 0.3601% | 0.3712%
F5_Industrial_Wood and Lumber Products_Existing_Space Heating_Natural Gas_Steam System Efficiency Improvements_A_Achievable Economic TRC Potential | F5 | Industrial | Wood and Lumber Products | Existing | Space Heating | Natural Gas | Steam System Efficiency Improvements | A | Standalone Impact on Baseline Summer Peak (%) | Achievable Economic TRC Potential | bar: 2019 to 2040
F6_Industrial_Wood and Lumber Products_Existing_Space Heating_Natural Gas_Steam System Efficiency Improvements_A_Achievable Economic TRC Potential | F6 | Industrial | Wood and Lumber Products | Existing | Space Heating | Natural Gas | Steam System Efficiency Improvements | A | Standalone Impact on Baseline Winter Peak (%) | Achievable Economic TRC Potential | bar: 2019 to 2040
F7_Industrial_Wood and Lumber Products_Existing_Space Heating_Natural Gas_Steam System Efficiency Improvements_A_Achievable Economic TRC Potential | F7 | Industrial | Wood and Lumber Products | Existing | Space Heating | Natural Gas | Steam System Efficiency Improvements | A | Incremental Energy Savings (MWh or mTherms) | Achievable Economic TRC Potential | 0 | 0 | 0.00077542 | 0.0015195 | 0.0026448 | 0.0042178 | 0.0062769 | 0.0088145 | 0.011757 | 0.014947 | 0.01813 | 0.020969 | 0.023076 | 0.024081 | 0.023723 | 0.021941 | 0.018929 | 0.015362 | 0.011529 | 0.0078341 | 0.0049131 | 0.0031456
F8_Industrial_Wood and Lumber Products_Existing_Space Heating_Natural Gas_Steam System Efficiency Improvements_A_Achievable Economic TRC Potential | F8 | Industrial | Wood and Lumber Products | Existing | Space Heating | Natural Gas | Steam System Efficiency Improvements | A | Incremental Summer Peak Savings (MW) | Achievable Economic TRC Potential | 0 | 0 | 0 | 0 | 0 | 0 | 0 | 0 | 0 | 0 | 0 | 0 | 0 | 0 | 0 | 0 | 0 | 0 | 0 | 0 | 0 | 0
F9_Industrial_Wood and Lumber Products_Existing_Space Heating_Natural Gas_Steam System Efficiency Improvements_A_Achievable Economic TRC Potential | F9 | Industrial | Wood and Lumber Products | Existing | Space Heating | Natural Gas | Steam System Efficiency Improvements | A | Incremental Winter Peak Savings (MW) | Achievable Economic TRC Potential | 0 | 0 | 0 | 0 | 0 | 0 | 0 | 0 | 0 | 0 | 0 | 0 | 0 | 0 | 0 | 0 | 0 | 0 | 0 | 0 | 0 | 0
F10_Industrial_Wood and Lumber Products_Existing_Space Heating_Natural Gas_Steam System Efficiency Improvements_A_Achievable Economic TRC Potential | F10 | Industrial | Wood and Lumber Products | Existing | Space Heating | Natural Gas | Steam System Efficiency Improvements | A | Cumulative Energy Savings (MWh or mTherms) | Achievable Economic TRC Potential | 0 | 0 | 0.00077542 | 0.0022929 | 0.0049321 | 0.0091381 | 0.015393 | 0.024173 | 0.035876 | 0.050745 | 0.06877 | 0.089601 | 0.1125 | 0.13638 | 0.15986 | 0.18154 | 0.20019 | 0.21526 | 0.22649 | 0.23404 | 0.23868 | 0.24158
F11_Industrial_Wood and Lumber Products_Existing_Space Heating_Natural Gas_Steam System Efficiency Improvements_A_Achievable Economic TRC Potential | F11 | Industrial | Wood and Lumber Products | Existing | Space Heating | Natural Gas | Steam System Efficiency Improvements | A | Cumulative Summer Peak Savings (MW) | Achievable Economic TRC Potential | 0 | 0 | 0 | 0 | 0 | 0 | 0 | 0 | 0 | 0 | 0 | 0 | 0 | 0 | 0 | 0 | 0 | 0 | 0 | 0 | 0 | 0
F12_Industrial_Wood and Lumber Products_Existing_Space Heating_Natural Gas_Steam System Efficiency Improvements_A_Achievable Economic TRC Potential | F12 | Industrial | Wood and Lumber Products | Existing | Space Heating | Natural Gas | Steam System Efficiency Improvements | A | Cumulative Winter Peak Savings (MW) | Achievable Economic TRC Potential | 0 | 0 | 0 | 0 | 0 | 0 | 0 | 0 | 0 | 0 | 0 | 0 | 0 | 0 | 0 | 0 | 0 | 0 | 0 | 0 | 0 | 0
F13_Industrial_Wood and Lumber Products_Existing_Space Heating_Natural Gas_Steam System Efficiency Improvements_A_Achievable Economic TRC Potential | F13 | Industrial | Wood and Lumber Products | Existing | Space Heating | Natural Gas | Steam System Efficiency Improvements | A | Purchases (Incremental) | Achievable Economic TRC Potential | 0 | 0 | 5.5576 | 10.9177 | 19.0507 | 30.4543 | 45.4283 | 63.9413 | 85.4781 | 108.8999 | 132.3682 | 153.4023 | 169.14 | 176.8308 | 174.5076 | 161.6665 | 139.6903 | 113.5306 | 85.3207 | 58.0497 | 36.4479 | 23.3605
F14_Industrial_Wood and Lumber Products_Existing_Space Heating_Natural Gas_Steam System Efficiency Improvements_A_Achievable Economic TRC Potential | F14 | Industrial | Wood and Lumber Products | Existing | Space Heating | Natural Gas | Steam System Efficiency Improvements | A | Purchases (Cumulative) | Achievable Economic TRC Potential | 0 | 0 | 5.5576 | 16.4753 | 35.526 | 65.9802 | 111.4085 | 175.3498 | 260.8279 | 369.7278 | 502.096 | 655.4983 | 824.6384 | 1001.4692 | 1175.9768 | 1337.6433 | 1477.3337 | 1590.8643 | 1676.1849 | 1734.2347 | 1770.6826 | 1794.0431
F1_Industrial_Wood and Lumber Products_Existing_Process_Natural Gas_Steam System Efficiency Improvements_A_Achievable Economic TRC Potential | F1 | Industrial | Wood and Lumber Products | Existing | Process | Natural Gas | Steam System Efficiency Improvements | A | Original Unit Energy Savings (kWh or therms) | Achievable Economic TRC Potential | 0 | 0 | 0.98506 | 0.98506 | 0.98506 | 0.98506 | 0.98506 | 0.98506 | 0.98506 | 0.98506 | 0.98506 | 0.98506 | 0.98506 | 0.98506 | 0.98506 | 0.98506 | 0.98506 | 0.98506 | 0.98506 | 0.98506 | 0.98506 | 0.98506
F2_Industrial_Wood and Lumber Products_Existing_Process_Natural Gas_Steam System Efficiency Improvements_A_Achievable Economic TRC Potential | F2 | Industrial | Wood and Lumber Products | Existing | Process | Natural Gas | Steam System Efficiency Improvements | A | Original Unit Summer Peak Savings (kW) | Achievable Economic TRC Potential | 0 | 0 | 0 | 0 | 0 | 0 | 0 | 0 | 0 | 0 | 0 | 0 | 0 | 0 | 0 | 0 | 0 | 0 | 0 | 0 | 0 | 0
F3_Industrial_Wood and Lumber Products_Existing_Process_Natural Gas_Steam System Efficiency Improvements_A_Achievable Economic TRC Potential | F3 | Industrial | Wood and Lumber Products | Existing | Process | Natural Gas | Steam System Efficiency Improvements | A | Original Unit Winter Peak Savings (kW) | Achievable Economic TRC Potential | 0 | 0 | 0 | 0 | 0 | 0 | 0 | 0 | 0 | 0 | 0 | 0 | 0 | 0 | 0 | 0 | 0 | 0 | 0 | 0 | 0 | 0
F4_Industrial_Wood and Lumber Products_Existing_Process_Natural Gas_Steam System Efficiency Improvements_A_Achievable Economic TRC Potential | F4 | Industrial | Wood and Lumber Products | Existing | Process | Natural Gas | Steam System Efficiency Improvements | A | Standalone Impact on Baseline Energy (%) | Achievable Economic TRC Potential | bar: 2019 to 2040
F5_Industrial_Wood and Lumber Products_Existing_Process_Natural Gas_Steam System Efficiency Improvements_A_Achievable Economic TRC Potential | F5 | Industrial | Wood and Lumber Products | Existing | Process | Natural Gas | Steam System Efficiency Improvements | A | Standalone Impact on Baseline Summer Peak (%) | Achievable Economic TRC Potential | bar: 2019 to 2040
F6_Industrial_Wood and Lumber Products_Existing_Process_Natural Gas_Steam System Efficiency Improvements_A_Achievable Economic TRC Potential | F6 | Industrial | Wood and Lumber Products | Existing | Process | Natural Gas | Steam System Efficiency Improvements | A | Standalone Impact on Baseline Winter Peak (%) | Achievable Economic TRC Potential | bar: 2019 to 2040
F7_Industrial_Wood and Lumber Products_Existing_Process_Natural Gas_Steam System Efficiency Improvements_A_Achievable Economic TRC Potential | F7 | Industrial | Wood and Lumber Products | Existing | Process | Natural Gas | Steam System Efficiency Improvements | A | Incremental Energy Savings (MWh or mTherms) | Achievable Economic TRC Potential | 0 | 0 | 0 | 0 | 0 | 0 | 0 | 0 | 0 | 0 | 0 | 0 | 0 | 0 | 0 | 0 | 0 | 0 | 0 | 0 | 0 | 0
F8_Industrial_Wood and Lumber Products_Existing_Process_Natural Gas_Steam System Efficiency Improvements_A_Achievable Economic TRC Potential | F8 | Industrial | Wood and Lumber Products | Existing | Process | Natural Gas | Steam System Efficiency Improvements | A | Incremental Summer Peak Savings (MW) | Achievable Economic TRC Potential | 0 | 0 | 0 | 0 | 0 | 0 | 0 | 0 | 0 | 0 | 0 | 0 | 0 | 0 | 0 | 0 | 0 | 0 | 0 | 0 | 0 | 0
F9_Industrial_Wood and Lumber Products_Existing_Process_Natural Gas_Steam System Efficiency Improvements_A_Achievable Economic TRC Potential | F9 | Industrial | Wood and Lumber Products | Existing | Process | Natural Gas | Steam System Efficiency Improvements | A | Incremental Winter Peak Savings (MW) | Achievable Economic TRC Potential | 0 | 0 | 0 | 0 | 0 | 0 | 0 | 0 | 0 | 0 | 0 | 0 | 0 | 0 | 0 | 0 | 0 | 0 | 0 | 0 | 0 | 0
F10_Industrial_Wood and Lumber Products_Existing_Process_Natural Gas_Steam System Efficiency Improvements_A_Achievable Economic TRC Potential | F10 | Industrial | Wood and Lumber Products | Existing | Process | Natural Gas | Steam System Efficiency Improvements | A | Cumulative Energy Savings (MWh or mTherms) | Achievable Economic TRC Potential | 0 | 0 | 0 | 0 | 0 | 0 | 0 | 0 | 0 | 0 | 0 | 0 | 0 | 0 | 0 | 0 | 0 | 0 | 0 | 0 | 0 | 0
F11_Industrial_Wood and Lumber Products_Existing_Process_Natural Gas_Steam System Efficiency Improvements_A_Achievable Economic TRC Potential | F11 | Industrial | Wood and Lumber Products | Existing | Process | Natural Gas | Steam System Efficiency Improvements | A | Cumulative Summer Peak Savings (MW) | Achievable Economic TRC Potential | 0 | 0 | 0 | 0 | 0 | 0 | 0 | 0 | 0 | 0 | 0 | 0 | 0 | 0 | 0 | 0 | 0 | 0 | 0 | 0 | 0 | 0
F12_Industrial_Wood and Lumber Products_Existing_Process_Natural Gas_Steam System Efficiency Improvements_A_Achievable Economic TRC Potential | F12 | Industrial | Wood and Lumber Products | Existing | Process | Natural Gas | Steam System Efficiency Improvements | A | Cumulative Winter Peak Savings (MW) | Achievable Economic TRC Potential | 0 | 0 | 0 | 0 | 0 | 0 | 0 | 0 | 0 | 0 | 0 | 0 | 0 | 0 | 0 | 0 | 0 | 0 | 0 | 0 | 0 | 0
F13_Industrial_Wood and Lumber Products_Existing_Process_Natural Gas_Steam System Efficiency Improvements_A_Achievable Economic TRC Potential | F13 | Industrial | Wood and Lumber Products | Existing | Process | Natural Gas | Steam System Efficiency Improvements | A | Purchases (Incremental) | Achievable Economic TRC Potential | 0 | 0 | 0 | 0 | 0 | 0 | 0 | 0 | 0 | 0 | 0 | 0 | 0 | 0 | 0 | 0 | 0 | 0 | 0 | 0 | 0 | 0
F14_Industrial_Wood and Lumber Products_Existing_Process_Natural Gas_Steam System Efficiency Improvements_A_Achievable Economic TRC Potential | F14 | Industrial | Wood and Lumber Products | Existing | Process | Natural Gas | Steam System Efficiency Improvements | A | Purchases (Cumulative) | Achievable Economic TRC Potential | 0 | 0 | 0 | 0 | 0 | 0 | 0 | 0 | 0 | 0 | 0 | 0 | 0 | 0 | 0 | 0 | 0 | 0 | 0 | 0 | 0 | 0
F1_Industrial_Wood and Lumber Products_Existing_Space Heating_Natural Gas_Strategic Energy Management_A_Achievable Economic TRC Potential | F1 | Industrial | Wood and Lumber Products | Existing | Space Heating | Natural Gas | Strategic Energy Management | A | Original Unit Energy Savings (kWh or therms) | Achievable Economic TRC Potential | 0 | 0 | 5.6179 | 5.6045 | 5.5912 | 5.578 | 5.5651 | 5.5525 | 5.5404 | 5.5287 | 5.5176 | 5.5071 | 5.4972 | 5.4879 | 5.4791 | 5.4709 | 5.4631 | 5.4558 | 5.4489 | 5.4424 | 5.4364 | 5.4307
F2_Industrial_Wood and Lumber Products_Existing_Space Heating_Natural Gas_Strategic Energy Management_A_Achievable Economic TRC Potential | F2 | Industrial | Wood and Lumber Products | Existing | Space Heating | Natural Gas | Strategic Energy Management | A | Original Unit Summer Peak Savings (kW) | Achievable Economic TRC Potential | 0 | 0 | 0 | 0 | 0 | 0 | 0 | 0 | 0 | 0 | 0 | 0 | 0 | 0 | 0 | 0 | 0 | 0 | 0 | 0 | 0 | 0
F3_Industrial_Wood and Lumber Products_Existing_Space Heating_Natural Gas_Strategic Energy Management_A_Achievable Economic TRC Potential | F3 | Industrial | Wood and Lumber Products | Existing | Space Heating | Natural Gas | Strategic Energy Management | A | Original Unit Winter Peak Savings (kW) | Achievable Economic TRC Potential | 0 | 0 | 0 | 0 | 0 | 0 | 0 | 0 | 0 | 0 | 0 | 0 | 0 | 0 | 0 | 0 | 0 | 0 | 0 | 0 | 0 | 0
F4_Industrial_Wood and Lumber Products_Existing_Space Heating_Natural Gas_Strategic Energy Management_A_Achievable Economic TRC Potential | F4 | Industrial | Wood and Lumber Products | Existing | Space Heating | Natural Gas | Strategic Energy Management | A | Standalone Impact on Baseline Energy (%) | Achievable Economic TRC Potential | 0% | 0% | 0.08224% | 0.1659% | 0.2511% | 0.3377% | 0.4259% | 0.5156% | 0.6069% | 0.6997% | 0.7943% | 0.8904% | 0.9883% | 1.088% | 1.189% | 1.292% | 1.397% | 1.504% | 1.613% | 1.723% | 1.836% | 1.95%
F5_Industrial_Wood and Lumber Products_Existing_Space Heating_Natural Gas_Strategic Energy Management_A_Achievable Economic TRC Potential | F5 | Industrial | Wood and Lumber Products | Existing | Space Heating | Natural Gas | Strategic Energy Management | A | Standalone Impact on Baseline Summer Peak (%) | Achievable Economic TRC Potential | bar: 2019 to 2040
F6_Industrial_Wood and Lumber Products_Existing_Space Heating_Natural Gas_Strategic Energy Management_A_Achievable Economic TRC Potential | F6 | Industrial | Wood and Lumber Products | Existing | Space Heating | Natural Gas | Strategic Energy Management | A | Standalone Impact on Baseline Winter Peak (%) | Achievable Economic TRC Potential | bar: 2019 to 2040
F7_Industrial_Wood and Lumber Products_Existing_Space Heating_Natural Gas_Strategic Energy Management_A_Achievable Economic TRC Potential | F7 | Industrial | Wood and Lumber Products | Existing | Space Heating | Natural Gas | Strategic Energy Management | A | Incremental Energy Savings (MWh or mTherms) | Achievable Economic TRC Potential | 0 | 0 | 0.077043 | 0.075534 | 0.074056 | 0.072608 | 0.071191 | 0.069805 | 0.068451 | 0.067129 | 0.065839 | 0.064581 | 0.063354 | 0.062156 | 0.060987 | 0.059845 | 0.058729 | 0.057639 | 0.056574 | 0.055533 | 0.054515 | 0.053519
F8_Industrial_Wood and Lumber Products_Existing_Space Heating_Natural Gas_Strategic Energy Management_A_Achievable Economic TRC Potential | F8 | Industrial | Wood and Lumber Products | Existing | Space Heating | Natural Gas | Strategic Energy Management | A | Incremental Summer Peak Savings (MW) | Achievable Economic TRC Potential | 0 | 0 | 0 | 0 | 0 | 0 | 0 | 0 | 0 | 0 | 0 | 0 | 0 | 0 | 0 | 0 | 0 | 0 | 0 | 0 | 0 | 0
F9_Industrial_Wood and Lumber Products_Existing_Space Heating_Natural Gas_Strategic Energy Management_A_Achievable Economic TRC Potential | F9 | Industrial | Wood and Lumber Products | Existing | Space Heating | Natural Gas | Strategic Energy Management | A | Incremental Winter Peak Savings (MW) | Achievable Economic TRC Potential | 0 | 0 | 0 | 0 | 0 | 0 | 0 | 0 | 0 | 0 | 0 | 0 | 0 | 0 | 0 | 0 | 0 | 0 | 0 | 0 | 0 | 0
F10_Industrial_Wood and Lumber Products_Existing_Space Heating_Natural Gas_Strategic Energy Management_A_Achievable Economic TRC Potential | F10 | Industrial | Wood and Lumber Products | Existing | Space Heating | Natural Gas | Strategic Energy Management | A | Cumulative Energy Savings (MWh or mTherms) | Achievable Economic TRC Potential | 0 | 0 | 0.077043 | 0.15239 | 0.22609 | 0.29816 | 0.36866 | 0.43764 | 0.50513 | 0.57119 | 0.63588 | 0.69926 | 0.76135 | 0.82222 | 0.88189 | 0.94041 | 0.9978 | 1.0541 | 1.1093 | 1.1636 | 1.2168 | 1.269
F11_Industrial_Wood and Lumber Products_Existing_Space Heating_Natural Gas_Strategic Energy Management_A_Achievable Economic TRC Potential | F11 | Industrial | Wood and Lumber Products | Existing | Space Heating | Natural Gas | Strategic Energy Management | A | Cumulative Summer Peak Savings (MW) | Achievable Economic TRC Potential | 0 | 0 | 0 | 0 | 0 | 0 | 0 | 0 | 0 | 0 | 0 | 0 | 0 | 0 | 0 | 0 | 0 | 0 | 0 | 0 | 0 | 0
F12_Industrial_Wood and Lumber Products_Existing_Space Heating_Natural Gas_Strategic Energy Management_A_Achievable Economic TRC Potential | F12 | Industrial | Wood and Lumber Products | Existing | Space Heating | Natural Gas | Strategic Energy Management | A | Cumulative Winter Peak Savings (MW) | Achievable Economic TRC Potential | 0 | 0 | 0 | 0 | 0 | 0 | 0 | 0 | 0 | 0 | 0 | 0 | 0 | 0 | 0 | 0 | 0 | 0 | 0 | 0 | 0 | 0
F13_Industrial_Wood and Lumber Products_Existing_Space Heating_Natural Gas_Strategic Energy Management_A_Achievable Economic TRC Potential | F13 | Industrial | Wood and Lumber Products | Existing | Space Heating | Natural Gas | Strategic Energy Management | A | Purchases (Incremental) | Achievable Economic TRC Potential | 0 | 0 | 13.7139 | 13.4774 | 13.2451 | 13.0167 | 12.7923 | 12.5717 | 12.355 | 12.1419 | 11.9326 | 11.7269 | 11.5247 | 11.326 | 11.1307 | 10.9388 | 10.7502 | 10.5648 | 10.3827 | 10.2037 | 10.0278 | 9.8549
F14_Industrial_Wood and Lumber Products_Existing_Space Heating_Natural Gas_Strategic Energy Management_A_Achievable Economic TRC Potential | F14 | Industrial | Wood and Lumber Products | Existing | Space Heating | Natural Gas | Strategic Energy Management | A | Purchases (Cumulative) | Achievable Economic TRC Potential | 0 | 0 | 13.7139 | 27.1913 | 40.4364 | 53.4531 | 66.2453 | 78.817 | 91.172 | 103.3139 | 115.2465 | 126.9734 | 138.4981 | 149.8241 | 160.9548 | 171.8936 | 182.6437 | 193.2086 | 203.5913 | 213.795 | 223.8227 | 233.6776
F1_Industrial_Wood and Lumber Products_Existing_Process_Natural Gas_Strategic Energy Management_A_Achievable Economic TRC Potential | F1 | Industrial | Wood and Lumber Products | Existing | Process | Natural Gas | Strategic Energy Management | A | Original Unit Energy Savings (kWh or therms) | Achievable Economic TRC Potential | 0 | 0 | 8.9454 | 8.9454 | 8.9454 | 8.9454 | 8.9454 | 8.9454 | 8.9454 | 8.9454 | 8.9454 | 8.9454 | 8.9454 | 8.9454 | 8.9454 | 8.9454 | 8.9454 | 8.9454 | 8.9454 | 8.9454 | 8.9454 | 8.9454
F2_Industrial_Wood and Lumber Products_Existing_Process_Natural Gas_Strategic Energy Management_A_Achievable Economic TRC Potential | F2 | Industrial | Wood and Lumber Products | Existing | Process | Natural Gas | Strategic Energy Management | A | Original Unit Summer Peak Savings (kW) | Achievable Economic TRC Potential | 0 | 0 | 0 | 0 | 0 | 0 | 0 | 0 | 0 | 0 | 0 | 0 | 0 | 0 | 0 | 0 | 0 | 0 | 0 | 0 | 0 | 0
F3_Industrial_Wood and Lumber Products_Existing_Process_Natural Gas_Strategic Energy Management_A_Achievable Economic TRC Potential | F3 | Industrial | Wood and Lumber Products | Existing | Process | Natural Gas | Strategic Energy Management | A | Original Unit Winter Peak Savings (kW) | Achievable Economic TRC Potential | 0 | 0 | 0 | 0 | 0 | 0 | 0 | 0 | 0 | 0 | 0 | 0 | 0 | 0 | 0 | 0 | 0 | 0 | 0 | 0 | 0 | 0
F4_Industrial_Wood and Lumber Products_Existing_Process_Natural Gas_Strategic Energy Management_A_Achievable Economic TRC Potential | F4 | Industrial | Wood and Lumber Products | Existing | Process | Natural Gas | Strategic Energy Management | A | Standalone Impact on Baseline Energy (%) | Achievable Economic TRC Potential | 0% | 0% | 0.08224% | 0.1659% | 0.2511% | 0.3377% | 0.4259% | 0.5156% | 0.6069% | 0.6997% | 0.7943% | 0.8904% | 0.9883% | 1.088% | 1.189% | 1.292% | 1.397% | 1.504% | 1.613% | 1.723% | 1.836% | 1.95%
F5_Industrial_Wood and Lumber Products_Existing_Process_Natural Gas_Strategic Energy Management_A_Achievable Economic TRC Potential | F5 | Industrial | Wood and Lumber Products | Existing | Process | Natural Gas | Strategic Energy Management | A | Standalone Impact on Baseline Summer Peak (%) | Achievable Economic TRC Potential | bar: 2019 to 2040
F6_Industrial_Wood and Lumber Products_Existing_Process_Natural Gas_Strategic Energy Management_A_Achievable Economic TRC Potential | F6 | Industrial | Wood and Lumber Products | Existing | Process | Natural Gas | Strategic Energy Management | A | Standalone Impact on Baseline Winter Peak (%) | Achievable Economic TRC Potential | bar: 2019 to 2040
F7_Industrial_Wood and Lumber Products_Existing_Process_Natural Gas_Strategic Energy Management_A_Achievable Economic TRC Potential | F7 | Industrial | Wood and Lumber Products | Existing | Process | Natural Gas | Strategic Energy Management | A | Incremental Energy Savings (MWh or mTherms) | Achievable Economic TRC Potential | 0 | 0 | 0.54861 | 0.53915 | 0.52985 | 0.52072 | 0.51174 | 0.50292 | 0.49424 | 0.48572 | 0.47735 | 0.46912 | 0.46103 | 0.45308 | 0.44527 | 0.43759 | 0.43005 | 0.42263 | 0.41535 | 0.40819 | 0.40115 | 0.39423
F8_Industrial_Wood and Lumber Products_Existing_Process_Natural Gas_Strategic Energy Management_A_Achievable Economic TRC Potential | F8 | Industrial | Wood and Lumber Products | Existing | Process | Natural Gas | Strategic Energy Management | A | Incremental Summer Peak Savings (MW) | Achievable Economic TRC Potential | 0 | 0 | 0 | 0 | 0 | 0 | 0 | 0 | 0 | 0 | 0 | 0 | 0 | 0 | 0 | 0 | 0 | 0 | 0 | 0 | 0 | 0
F9_Industrial_Wood and Lumber Products_Existing_Process_Natural Gas_Strategic Energy Management_A_Achievable Economic TRC Potential | F9 | Industrial | Wood and Lumber Products | Existing | Process | Natural Gas | Strategic Energy Management | A | Incremental Winter Peak Savings (MW) | Achievable Economic TRC Potential | 0 | 0 | 0 | 0 | 0 | 0 | 0 | 0 | 0 | 0 | 0 | 0 | 0 | 0 | 0 | 0 | 0 | 0 | 0 | 0 | 0 | 0
F10_Industrial_Wood and Lumber Products_Existing_Process_Natural Gas_Strategic Energy Management_A_Achievable Economic TRC Potential | F10 | Industrial | Wood and Lumber Products | Existing | Process | Natural Gas | Strategic Energy Management | A | Cumulative Energy Savings (MWh or mTherms) | Achievable Economic TRC Potential | 0 | 0 | 0.54861 | 1.0878 | 1.6176 | 2.1383 | 2.6501 | 3.153 | 3.6472 | 4.1329 | 4.6103 | 5.0794 | 5.5404 | 5.9935 | 6.4388 | 6.8764 | 7.3064 | 7.7291 | 8.1444 | 8.5526 | 8.9537 | 9.348
F11_Industrial_Wood and Lumber Products_Existing_Process_Natural Gas_Strategic Energy Management_A_Achievable Economic TRC Potential | F11 | Industrial | Wood and Lumber Products | Existing | Process | Natural Gas | Strategic Energy Management | A | Cumulative Summer Peak Savings (MW) | Achievable Economic TRC Potential | 0 | 0 | 0 | 0 | 0 | 0 | 0 | 0 | 0 | 0 | 0 | 0 | 0 | 0 | 0 | 0 | 0 | 0 | 0 | 0 | 0 | 0
F12_Industrial_Wood and Lumber Products_Existing_Process_Natural Gas_Strategic Energy Management_A_Achievable Economic TRC Potential | F12 | Industrial | Wood and Lumber Products | Existing | Process | Natural Gas | Strategic Energy Management | A | Cumulative Winter Peak Savings (MW) | Achievable Economic TRC Potential | 0 | 0 | 0 | 0 | 0 | 0 | 0 | 0 | 0 | 0 | 0 | 0 | 0 | 0 | 0 | 0 | 0 | 0 | 0 | 0 | 0 | 0
F13_Industrial_Wood and Lumber Products_Existing_Process_Natural Gas_Strategic Energy Management_A_Achievable Economic TRC Potential | F13 | Industrial | Wood and Lumber Products | Existing | Process | Natural Gas | Strategic Energy Management | A | Purchases (Incremental) | Achievable Economic TRC Potential | 0 | 0 | 61.3281 | 60.2707 | 59.2315 | 58.2103 | 57.2067 | 56.2204 | 55.251 | 54.2984 | 53.3623 | 52.4422 | 51.5381 | 50.6495 | 49.7762 | 48.918 | 48.0746 | 47.2457 | 46.4311 | 45.6306 | 44.8438 | 44.0707
F14_Industrial_Wood and Lumber Products_Existing_Process_Natural Gas_Strategic Energy Management_A_Achievable Economic TRC Potential | F14 | Industrial | Wood and Lumber Products | Existing | Process | Natural Gas | Strategic Energy Management | A | Purchases (Cumulative) | Achievable Economic TRC Potential | 0 | 0 | 61.3281 | 121.5988 | 180.8303 | 239.0406 | 296.2473 | 352.4677 | 407.7187 | 462.0172 | 515.3795 | 567.8217 | 619.3597 | 670.0092 | 719.7854 | 768.7034 | 816.778 | 864.0237 | 910.4548 | 956.0854 | 1000.9292 | 1044.9999
F1_Industrial_Wood and Lumber Products_Existing_Miscellaneous_Natural Gas_Strategic Energy Management_A_Achievable Economic TRC Potential | F1 | Industrial | Wood and Lumber Products | Existing | Miscellaneous | Natural Gas | Strategic Energy Management | A | Original Unit Energy Savings (kWh or therms) | Achievable Economic TRC Potential | 0 | 0 | 3.4004 | 3.4004 | 3.4004 | 3.4004 | 3.4004 | 3.4004 | 3.4004 | 3.4004 | 3.4004 | 3.4004 | 3.4004 | 3.4004 | 3.4004 | 3.4004 | 3.4004 | 3.4004 | 3.4004 | 3.4004 | 3.4004 | 3.4004
F2_Industrial_Wood and Lumber Products_Existing_Miscellaneous_Natural Gas_Strategic Energy Management_A_Achievable Economic TRC Potential | F2 | Industrial | Wood and Lumber Products | Existing | Miscellaneous | Natural Gas | Strategic Energy Management | A | Original Unit Summer Peak Savings (kW) | Achievable Economic TRC Potential | 0 | 0 | 0 | 0 | 0 | 0 | 0 | 0 | 0 | 0 | 0 | 0 | 0 | 0 | 0 | 0 | 0 | 0 | 0 | 0 | 0 | 0
F3_Industrial_Wood and Lumber Products_Existing_Miscellaneous_Natural Gas_Strategic Energy Management_A_Achievable Economic TRC Potential | F3 | Industrial | Wood and Lumber Products | Existing | Miscellaneous | Natural Gas | Strategic Energy Management | A | Original Unit Winter Peak Savings (kW) | Achievable Economic TRC Potential | 0 | 0 | 0 | 0 | 0 | 0 | 0 | 0 | 0 | 0 | 0 | 0 | 0 | 0 | 0 | 0 | 0 | 0 | 0 | 0 | 0 | 0
F4_Industrial_Wood and Lumber Products_Existing_Miscellaneous_Natural Gas_Strategic Energy Management_A_Achievable Economic TRC Potential | F4 | Industrial | Wood and Lumber Products | Existing | Miscellaneous | Natural Gas | Strategic Energy Management | A | Standalone Impact on Baseline Energy (%) | Achievable Economic TRC Potential | 0% | 0% | 0.08224% | 0.1659% | 0.2511% | 0.3377% | 0.4259% | 0.5156% | 0.6069% | 0.6997% | 0.7943% | 0.8904% | 0.9883% | 1.088% | 1.189% | 1.292% | 1.397% | 1.504% | 1.613% | 1.723% | 1.836% | 1.95%
F5_Industrial_Wood and Lumber Products_Existing_Miscellaneous_Natural Gas_Strategic Energy Management_A_Achievable Economic TRC Potential | F5 | Industrial | Wood and Lumber Products | Existing | Miscellaneous | Natural Gas | Strategic Energy Management | A | Standalone Impact on Baseline Summer Peak (%) | Achievable Economic TRC Potential | bar: 2019 to 2040
F6_Industrial_Wood and Lumber Products_Existing_Miscellaneous_Natural Gas_Strategic Energy Management_A_Achievable Economic TRC Potential | F6 | Industrial | Wood and Lumber Products | Existing | Miscellaneous | Natural Gas | Strategic Energy Management | A | Standalone Impact on Baseline Winter Peak (%) | Achievable Economic TRC Potential | bar: 2019 to 2040
F7_Industrial_Wood and Lumber Products_Existing_Miscellaneous_Natural Gas_Strategic Energy Management_A_Achievable Economic TRC Potential | F7 | Industrial | Wood and Lumber Products | Existing | Miscellaneous | Natural Gas | Strategic Energy Management | A | Incremental Energy Savings (MWh or mTherms) | Achievable Economic TRC Potential | 0 | 0 | 0.052136 | 0.051237 | 0.050353 | 0.049485 | 0.048632 | 0.047794 | 0.04697 | 0.04616 | 0.045364 | 0.044582 | 0.043813 | 0.043058 | 0.042315 | 0.041586 | 0.040869 | 0.040164 | 0.039472 | 0.038791 | 0.038122 | 0.037465
F8_Industrial_Wood and Lumber Products_Existing_Miscellaneous_Natural Gas_Strategic Energy Management_A_Achievable Economic TRC Potential | F8 | Industrial | Wood and Lumber Products | Existing | Miscellaneous | Natural Gas | Strategic Energy Management | A | Incremental Summer Peak Savings (MW) | Achievable Economic TRC Potential | 0 | 0 | 0 | 0 | 0 | 0 | 0 | 0 | 0 | 0 | 0 | 0 | 0 | 0 | 0 | 0 | 0 | 0 | 0 | 0 | 0 | 0
F9_Industrial_Wood and Lumber Products_Existing_Miscellaneous_Natural Gas_Strategic Energy Management_A_Achievable Economic TRC Potential | F9 | Industrial | Wood and Lumber Products | Existing | Miscellaneous | Natural Gas | Strategic Energy Management | A | Incremental Winter Peak Savings (MW) | Achievable Economic TRC Potential | 0 | 0 | 0 | 0 | 0 | 0 | 0 | 0 | 0 | 0 | 0 | 0 | 0 | 0 | 0 | 0 | 0 | 0 | 0 | 0 | 0 | 0
F10_Industrial_Wood and Lumber Products_Existing_Miscellaneous_Natural Gas_Strategic Energy Management_A_Achievable Economic TRC Potential | F10 | Industrial | Wood and Lumber Products | Existing | Miscellaneous | Natural Gas | Strategic Energy Management | A | Cumulative Energy Savings (MWh or mTherms) | Achievable Economic TRC Potential | 0 | 0 | 0.052136 | 0.10337 | 0.15373 | 0.20321 | 0.25184 | 0.29964 | 0.34661 | 0.39277 | 0.43813 | 0.48271 | 0.52652 | 0.56958 | 0.6119 | 0.65348 | 0.69435 | 0.73452 | 0.77399 | 0.81278 | 0.8509 | 0.88837
F11_Industrial_Wood and Lumber Products_Existing_Miscellaneous_Natural Gas_Strategic Energy Management_A_Achievable Economic TRC Potential | F11 | Industrial | Wood and Lumber Products | Existing | Miscellaneous | Natural Gas | Strategic Energy Management | A | Cumulative Summer Peak Savings (MW) | Achievable Economic TRC Potential | 0 | 0 | 0 | 0 | 0 | 0 | 0 | 0 | 0 | 0 | 0 | 0 | 0 | 0 | 0 | 0 | 0 | 0 | 0 | 0 | 0 | 0
F12_Industrial_Wood and Lumber Products_Existing_Miscellaneous_Natural Gas_Strategic Energy Management_A_Achievable Economic TRC Potential | F12 | Industrial | Wood and Lumber Products | Existing | Miscellaneous | Natural Gas | Strategic Energy Management | A | Cumulative Winter Peak Savings (MW) | Achievable Economic TRC Potential | 0 | 0 | 0 | 0 | 0 | 0 | 0 | 0 | 0 | 0 | 0 | 0 | 0 | 0 | 0 | 0 | 0 | 0 | 0 | 0 | 0 | 0
F13_Industrial_Wood and Lumber Products_Existing_Miscellaneous_Natural Gas_Strategic Energy Management_A_Achievable Economic TRC Potential | F13 | Industrial | Wood and Lumber Products | Existing | Miscellaneous | Natural Gas | Strategic Energy Management | A | Purchases (Incremental) | Achievable Economic TRC Potential | 0 | 0 | 15.332 | 15.0677 | 14.8079 | 14.5526 | 14.3017 | 14.0551 | 13.8128 | 13.5746 | 13.3406 | 13.1106 | 12.8845 | 12.6624 | 12.444 | 12.2295 | 12.0186 | 11.8114 | 11.6078 | 11.4076 | 11.211 | 11.0177
F14_Industrial_Wood and Lumber Products_Existing_Miscellaneous_Natural Gas_Strategic Energy Management_A_Achievable Economic TRC Potential | F14 | Industrial | Wood and Lumber Products | Existing | Miscellaneous | Natural Gas | Strategic Energy Management | A | Purchases (Cumulative) | Achievable Economic TRC Potential | 0 | 0 | 15.332 | 30.3997 | 45.2076 | 59.7602 | 74.0618 | 88.1169 | 101.9297 | 115.5043 | 128.8449 | 141.9554 | 154.8399 | 167.5023 | 179.9463 | 192.1758 | 204.1945 | 216.0059 | 227.6137 | 239.0213 | 250.2323 | 261.25
F1_Industrial_Wood and Lumber Products_Existing_Space Heating_Natural Gas_Commissioning_A_Achievable Economic TRC Potential | F1 | Industrial | Wood and Lumber Products | Existing | Space Heating | Natural Gas | Commissioning | A | Original Unit Energy Savings (kWh or therms) | Achievable Economic TRC Potential | 0 | 0 | 7.0116 | 6.9949 | 6.9783 | 6.9619 | 6.9457 | 6.93 | 6.9149 | 6.9003 | 6.8864 | 6.8733 | 6.861 | 6.8494 | 6.8384 | 6.8281 | 6.8184 | 6.8093 | 6.8007 | 6.7926 | 6.785 | 6.7779
F2_Industrial_Wood and Lumber Products_Existing_Space Heating_Natural Gas_Commissioning_A_Achievable Economic TRC Potential | F2 | Industrial | Wood and Lumber Products | Existing | Space Heating | Natural Gas | Commissioning | A | Original Unit Summer Peak Savings (kW) | Achievable Economic TRC Potential | 0 | 0 | 0 | 0 | 0 | 0 | 0 | 0 | 0 | 0 | 0 | 0 | 0 | 0 | 0 | 0 | 0 | 0 | 0 | 0 | 0 | 0
F3_Industrial_Wood and Lumber Products_Existing_Space Heating_Natural Gas_Commissioning_A_Achievable Economic TRC Potential | F3 | Industrial | Wood and Lumber Products | Existing | Space Heating | Natural Gas | Commissioning | A | Original Unit Winter Peak Savings (kW) | Achievable Economic TRC Potential | 0 | 0 | 0 | 0 | 0 | 0 | 0 | 0 | 0 | 0 | 0 | 0 | 0 | 0 | 0 | 0 | 0 | 0 | 0 | 0 | 0 | 0
F4_Industrial_Wood and Lumber Products_Existing_Space Heating_Natural Gas_Commissioning_A_Achievable Economic TRC Potential | F4 | Industrial | Wood and Lumber Products | Existing | Space Heating | Natural Gas | Commissioning | A | Standalone Impact on Baseline Energy (%) | Achievable Economic TRC Potential | bar: 2019 to 2040
F5_Industrial_Wood and Lumber Products_Existing_Space Heating_Natural Gas_Commissioning_A_Achievable Economic TRC Potential | F5 | Industrial | Wood and Lumber Products | Existing | Space Heating | Natural Gas | Commissioning | A | Standalone Impact on Baseline Summer Peak (%) | Achievable Economic TRC Potential | bar: 2019 to 2040
F6_Industrial_Wood and Lumber Products_Existing_Space Heating_Natural Gas_Commissioning_A_Achievable Economic TRC Potential | F6 | Industrial | Wood and Lumber Products | Existing | Space Heating | Natural Gas | Commissioning | A | Standalone Impact on Baseline Winter Peak (%) | Achievable Economic TRC Potential | bar: 2019 to 2040
F7_Industrial_Wood and Lumber Products_Existing_Space Heating_Natural Gas_Commissioning_A_Achievable Economic TRC Potential | F7 | Industrial | Wood and Lumber Products | Existing | Space Heating | Natural Gas | Commissioning | A | Incremental Energy Savings (MWh or mTherms) | Achievable Economic TRC Potential | 0 | 0 | 0 | 0 | 0 | 0 | 0 | 0 | 0 | 0 | 0 | 0 | 0 | 0 | 0 | 0 | 0 | 0 | 0 | 0 | 0 | 0
F8_Industrial_Wood and Lumber Products_Existing_Space Heating_Natural Gas_Commissioning_A_Achievable Economic TRC Potential | F8 | Industrial | Wood and Lumber Products | Existing | Space Heating | Natural Gas | Commissioning | A | Incremental Summer Peak Savings (MW) | Achievable Economic TRC Potential | 0 | 0 | 0 | 0 | 0 | 0 | 0 | 0 | 0 | 0 | 0 | 0 | 0 | 0 | 0 | 0 | 0 | 0 | 0 | 0 | 0 | 0
F9_Industrial_Wood and Lumber Products_Existing_Space Heating_Natural Gas_Commissioning_A_Achievable Economic TRC Potential | F9 | Industrial | Wood and Lumber Products | Existing | Space Heating | Natural Gas | Commissioning | A | Incremental Winter Peak Savings (MW) | Achievable Economic TRC Potential | 0 | 0 | 0 | 0 | 0 | 0 | 0 | 0 | 0 | 0 | 0 | 0 | 0 | 0 | 0 | 0 | 0 | 0 | 0 | 0 | 0 | 0
F10_Industrial_Wood and Lumber Products_Existing_Space Heating_Natural Gas_Commissioning_A_Achievable Economic TRC Potential | F10 | Industrial | Wood and Lumber Products | Existing | Space Heating | Natural Gas | Commissioning | A | Cumulative Energy Savings (MWh or mTherms) | Achievable Economic TRC Potential | 0 | 0 | 0 | 0 | 0 | 0 | 0 | 0 | 0 | 0 | 0 | 0 | 0 | 0 | 0 | 0 | 0 | 0 | 0 | 0 | 0 | 0
F11_Industrial_Wood and Lumber Products_Existing_Space Heating_Natural Gas_Commissioning_A_Achievable Economic TRC Potential | F11 | Industrial | Wood and Lumber Products | Existing | Space Heating | Natural Gas | Commissioning | A | Cumulative Summer Peak Savings (MW) | Achievable Economic TRC Potential | 0 | 0 | 0 | 0 | 0 | 0 | 0 | 0 | 0 | 0 | 0 | 0 | 0 | 0 | 0 | 0 | 0 | 0 | 0 | 0 | 0 | 0
F12_Industrial_Wood and Lumber Products_Existing_Space Heating_Natural Gas_Commissioning_A_Achievable Economic TRC Potential | F12 | Industrial | Wood and Lumber Products | Existing | Space Heating | Natural Gas | Commissioning | A | Cumulative Winter Peak Savings (MW) | Achievable Economic TRC Potential | 0 | 0 | 0 | 0 | 0 | 0 | 0 | 0 | 0 | 0 | 0 | 0 | 0 | 0 | 0 | 0 | 0 | 0 | 0 | 0 | 0 | 0
F13_Industrial_Wood and Lumber Products_Existing_Space Heating_Natural Gas_Commissioning_A_Achievable Economic TRC Potential | F13 | Industrial | Wood and Lumber Products | Existing | Space Heating | Natural Gas | Commissioning | A | Purchases (Incremental) | Achievable Economic TRC Potential | 0 | 0 | 0 | 0 | 0 | 0 | 0 | 0 | 0 | 0 | 0 | 0 | 0 | 0 | 0 | 0 | 0 | 0 | 0 | 0 | 0 | 0
F14_Industrial_Wood and Lumber Products_Existing_Space Heating_Natural Gas_Commissioning_A_Achievable Economic TRC Potential | F14 | Industrial | Wood and Lumber Products | Existing | Space Heating | Natural Gas | Commissioning | A | Purchases (Cumulative) | Achievable Economic TRC Potential | 0 | 0 | 0 | 0 | 0 | 0 | 0 | 0 | 0 | 0 | 0 | 0 | 0 | 0 | 0 | 0 | 0 | 0 | 0 | 0 | 0 | 0
F1_Industrial_Wood and Lumber Products_Existing_Process_Natural Gas_Commissioning_A_Achievable Economic TRC Potential | F1 | Industrial | Wood and Lumber Products | Existing | Process | Natural Gas | Commissioning | A | Original Unit Energy Savings (kWh or therms) | Achievable Economic TRC Potential | 0 | 0 | 49.928 | 49.928 | 49.928 | 49.928 | 49.928 | 49.928 | 49.928 | 49.928 | 49.928 | 49.928 | 49.928 | 49.928 | 49.928 | 49.928 | 49.928 | 49.928 | 49.928 | 49.928 | 49.928 | 49.928
F2_Industrial_Wood and Lumber Products_Existing_Process_Natural Gas_Commissioning_A_Achievable Economic TRC Potential | F2 | Industrial | Wood and Lumber Products | Existing | Process | Natural Gas | Commissioning | A | Original Unit Summer Peak Savings (kW) | Achievable Economic TRC Potential | 0 | 0 | 0 | 0 | 0 | 0 | 0 | 0 | 0 | 0 | 0 | 0 | 0 | 0 | 0 | 0 | 0 | 0 | 0 | 0 | 0 | 0
F3_Industrial_Wood and Lumber Products_Existing_Process_Natural Gas_Commissioning_A_Achievable Economic TRC Potential | F3 | Industrial | Wood and Lumber Products | Existing | Process | Natural Gas | Commissioning | A | Original Unit Winter Peak Savings (kW) | Achievable Economic TRC Potential | 0 | 0 | 0 | 0 | 0 | 0 | 0 | 0 | 0 | 0 | 0 | 0 | 0 | 0 | 0 | 0 | 0 | 0 | 0 | 0 | 0 | 0
F4_Industrial_Wood and Lumber Products_Existing_Process_Natural Gas_Commissioning_A_Achievable Economic TRC Potential | F4 | Industrial | Wood and Lumber Products | Existing | Process | Natural Gas | Commissioning | A | Standalone Impact on Baseline Energy (%) | Achievable Economic TRC Potential | bar: 2019 to 2040
F5_Industrial_Wood and Lumber Products_Existing_Process_Natural Gas_Commissioning_A_Achievable Economic TRC Potential | F5 | Industrial | Wood and Lumber Products | Existing | Process | Natural Gas | Commissioning | A | Standalone Impact on Baseline Summer Peak (%) | Achievable Economic TRC Potential | bar: 2019 to 2040
F6_Industrial_Wood and Lumber Products_Existing_Process_Natural Gas_Commissioning_A_Achievable Economic TRC Potential | F6 | Industrial | Wood and Lumber Products | Existing | Process | Natural Gas | Commissioning | A | Standalone Impact on Baseline Winter Peak (%) | Achievable Economic TRC Potential | bar: 2019 to 2040
F7_Industrial_Wood and Lumber Products_Existing_Process_Natural Gas_Commissioning_A_Achievable Economic TRC Potential | F7 | Industrial | Wood and Lumber Products | Existing | Process | Natural Gas | Commissioning | A | Incremental Energy Savings (MWh or mTherms) | Achievable Economic TRC Potential | 0 | 0 | 0 | 0 | 0 | 0 | 0 | 0 | 0 | 0 | 0 | 0 | 0 | 0 | 0 | 0 | 0 | 0 | 0 | 0 | 0 | 0
F8_Industrial_Wood and Lumber Products_Existing_Process_Natural Gas_Commissioning_A_Achievable Economic TRC Potential | F8 | Industrial | Wood and Lumber Products | Existing | Process | Natural Gas | Commissioning | A | Incremental Summer Peak Savings (MW) | Achievable Economic TRC Potential | 0 | 0 | 0 | 0 | 0 | 0 | 0 | 0 | 0 | 0 | 0 | 0 | 0 | 0 | 0 | 0 | 0 | 0 | 0 | 0 | 0 | 0
F9_Industrial_Wood and Lumber Products_Existing_Process_Natural Gas_Commissioning_A_Achievable Economic TRC Potential | F9 | Industrial | Wood and Lumber Products | Existing | Process | Natural Gas | Commissioning | A | Incremental Winter Peak Savings (MW) | Achievable Economic TRC Potential | 0 | 0 | 0 | 0 | 0 | 0 | 0 | 0 | 0 | 0 | 0 | 0 | 0 | 0 | 0 | 0 | 0 | 0 | 0 | 0 | 0 | 0
F10_Industrial_Wood and Lumber Products_Existing_Process_Natural Gas_Commissioning_A_Achievable Economic TRC Potential | F10 | Industrial | Wood and Lumber Products | Existing | Process | Natural Gas | Commissioning | A | Cumulative Energy Savings (MWh or mTherms) | Achievable Economic TRC Potential | 0 | 0 | 0 | 0 | 0 | 0 | 0 | 0 | 0 | 0 | 0 | 0 | 0 | 0 | 0 | 0 | 0 | 0 | 0 | 0 | 0 | 0
F11_Industrial_Wood and Lumber Products_Existing_Process_Natural Gas_Commissioning_A_Achievable Economic TRC Potential | F11 | Industrial | Wood and Lumber Products | Existing | Process | Natural Gas | Commissioning | A | Cumulative Summer Peak Savings (MW) | Achievable Economic TRC Potential | 0 | 0 | 0 | 0 | 0 | 0 | 0 | 0 | 0 | 0 | 0 | 0 | 0 | 0 | 0 | 0 | 0 | 0 | 0 | 0 | 0 | 0
F12_Industrial_Wood and Lumber Products_Existing_Process_Natural Gas_Commissioning_A_Achievable Economic TRC Potential | F12 | Industrial | Wood and Lumber Products | Existing | Process | Natural Gas | Commissioning | A | Cumulative Winter Peak Savings (MW) | Achievable Economic TRC Potential | 0 | 0 | 0 | 0 | 0 | 0 | 0 | 0 | 0 | 0 | 0 | 0 | 0 | 0 | 0 | 0 | 0 | 0 | 0 | 0 | 0 | 0
F13_Industrial_Wood and Lumber Products_Existing_Process_Natural Gas_Commissioning_A_Achievable Economic TRC Potential | F13 | Industrial | Wood and Lumber Products | Existing | Process | Natural Gas | Commissioning | A | Purchases (Incremental) | Achievable Economic TRC Potential | 0 | 0 | 0 | 0 | 0 | 0 | 0 | 0 | 0 | 0 | 0 | 0 | 0 | 0 | 0 | 0 | 0 | 0 | 0 | 0 | 0 | 0
F14_Industrial_Wood and Lumber Products_Existing_Process_Natural Gas_Commissioning_A_Achievable Economic TRC Potential | F14 | Industrial | Wood and Lumber Products | Existing | Process | Natural Gas | Commissioning | A | Purchases (Cumulative) | Achievable Economic TRC Potential | 0 | 0 | 0 | 0 | 0 | 0 | 0 | 0 | 0 | 0 | 0 | 0 | 0 | 0 | 0 | 0 | 0 | 0 | 0 | 0 | 0 | 0
F1_Industrial_Wood and Lumber Products_Existing_Space Heating_Natural Gas_Retrocommissioning_A_Achievable Economic TRC Potential | F1 | Industrial | Wood and Lumber Products | Existing | Space Heating | Natural Gas | Retrocommissioning | A | Original Unit Energy Savings (kWh or therms) | Achievable Economic TRC Potential | 0 | 0 | 0.97386 | 0.97154 | 0.96923 | 0.96695 | 0.96472 | 0.96253 | 0.96042 | 0.9584 | 0.95647 | 0.95466 | 0.95294 | 0.95133 | 0.94981 | 0.94837 | 0.94703 | 0.94576 | 0.94457 | 0.94345 | 0.94239 | 0.94141
F2_Industrial_Wood and Lumber Products_Existing_Space Heating_Natural Gas_Retrocommissioning_A_Achievable Economic TRC Potential | F2 | Industrial | Wood and Lumber Products | Existing | Space Heating | Natural Gas | Retrocommissioning | A | Original Unit Summer Peak Savings (kW) | Achievable Economic TRC Potential | 0 | 0 | 0 | 0 | 0 | 0 | 0 | 0 | 0 | 0 | 0 | 0 | 0 | 0 | 0 | 0 | 0 | 0 | 0 | 0 | 0 | 0
F3_Industrial_Wood and Lumber Products_Existing_Space Heating_Natural Gas_Retrocommissioning_A_Achievable Economic TRC Potential | F3 | Industrial | Wood and Lumber Products | Existing | Space Heating | Natural Gas | Retrocommissioning | A | Original Unit Winter Peak Savings (kW) | Achievable Economic TRC Potential | 0 | 0 | 0 | 0 | 0 | 0 | 0 | 0 | 0 | 0 | 0 | 0 | 0 | 0 | 0 | 0 | 0 | 0 | 0 | 0 | 0 | 0
F4_Industrial_Wood and Lumber Products_Existing_Space Heating_Natural Gas_Retrocommissioning_A_Achievable Economic TRC Potential | F4 | Industrial | Wood and Lumber Products | Existing | Space Heating | Natural Gas | Retrocommissioning | A | Standalone Impact on Baseline Energy (%) | Achievable Economic TRC Potential | 0% | 0% | 0.0124% | 0.02501% | 0.03784% | 0.0509% | 0.06419% | 0.07772% | 0.09148% | 0.1055% | 0.1197% | 0.1342% | 0.149% | 0.164% | 0.1793% | 0.1948% | 0.2106% | 0.2267% | 0.2431% | 0.2597% | 0.2767% | 0.2939%
F5_Industrial_Wood and Lumber Products_Existing_Space Heating_Natural Gas_Retrocommissioning_A_Achievable Economic TRC Potential | F5 | Industrial | Wood and Lumber Products | Existing | Space Heating | Natural Gas | Retrocommissioning | A | Standalone Impact on Baseline Summer Peak (%) | Achievable Economic TRC Potential | bar: 2019 to 2040
F6_Industrial_Wood and Lumber Products_Existing_Space Heating_Natural Gas_Retrocommissioning_A_Achievable Economic TRC Potential | F6 | Industrial | Wood and Lumber Products | Existing | Space Heating | Natural Gas | Retrocommissioning | A | Standalone Impact on Baseline Winter Peak (%) | Achievable Economic TRC Potential | bar: 2019 to 2040
F7_Industrial_Wood and Lumber Products_Existing_Space Heating_Natural Gas_Retrocommissioning_A_Achievable Economic TRC Potential | F7 | Industrial | Wood and Lumber Products | Existing | Space Heating | Natural Gas | Retrocommissioning | A | Incremental Energy Savings (MWh or mTherms) | Achievable Economic TRC Potential | 0 | 0 | 0.011613 | 0.011386 | 0.011163 | 0.010945 | 0.010731 | 0.010522 | 0.010318 | 0.010119 | 0.0099244 | 0.0097347 | 0.0095497 | 0.0093692 | 0.0091929 | 0.0090208 | 0.0088526 | 0.0086884 | 0.0085278 | 0.0083708 | 0.0082173 | 0.0080672
F8_Industrial_Wood and Lumber Products_Existing_Space Heating_Natural Gas_Retrocommissioning_A_Achievable Economic TRC Potential | F8 | Industrial | Wood and Lumber Products | Existing | Space Heating | Natural Gas | Retrocommissioning | A | Incremental Summer Peak Savings (MW) | Achievable Economic TRC Potential | 0 | 0 | 0 | 0 | 0 | 0 | 0 | 0 | 0 | 0 | 0 | 0 | 0 | 0 | 0 | 0 | 0 | 0 | 0 | 0 | 0 | 0
F9_Industrial_Wood and Lumber Products_Existing_Space Heating_Natural Gas_Retrocommissioning_A_Achievable Economic TRC Potential | F9 | Industrial | Wood and Lumber Products | Existing | Space Heating | Natural Gas | Retrocommissioning | A | Incremental Winter Peak Savings (MW) | Achievable Economic TRC Potential | 0 | 0 | 0 | 0 | 0 | 0 | 0 | 0 | 0 | 0 | 0 | 0 | 0 | 0 | 0 | 0 | 0 | 0 | 0 | 0 | 0 | 0
F10_Industrial_Wood and Lumber Products_Existing_Space Heating_Natural Gas_Retrocommissioning_A_Achievable Economic TRC Potential | F10 | Industrial | Wood and Lumber Products | Existing | Space Heating | Natural Gas | Retrocommissioning | A | Cumulative Energy Savings (MWh or mTherms) | Achievable Economic TRC Potential | 0 | 0 | 0.011613 | 0.022971 | 0.03408 | 0.044944 | 0.055571 | 0.065968 | 0.076141 | 0.086099 | 0.095851 | 0.1054 | 0.11476 | 0.12394 | 0.13293 | 0.14175 | 0.1504 | 0.15889 | 0.16722 | 0.17539 | 0.18341 | 0.19129
F11_Industrial_Wood and Lumber Products_Existing_Space Heating_Natural Gas_Retrocommissioning_A_Achievable Economic TRC Potential | F11 | Industrial | Wood and Lumber Products | Existing | Space Heating | Natural Gas | Retrocommissioning | A | Cumulative Summer Peak Savings (MW) | Achievable Economic TRC Potential | 0 | 0 | 0 | 0 | 0 | 0 | 0 | 0 | 0 | 0 | 0 | 0 | 0 | 0 | 0 | 0 | 0 | 0 | 0 | 0 | 0 | 0
F12_Industrial_Wood and Lumber Products_Existing_Space Heating_Natural Gas_Retrocommissioning_A_Achievable Economic TRC Potential | F12 | Industrial | Wood and Lumber Products | Existing | Space Heating | Natural Gas | Retrocommissioning | A | Cumulative Winter Peak Savings (MW) | Achievable Economic TRC Potential | 0 | 0 | 0 | 0 | 0 | 0 | 0 | 0 | 0 | 0 | 0 | 0 | 0 | 0 | 0 | 0 | 0 | 0 | 0 | 0 | 0 | 0
F13_Industrial_Wood and Lumber Products_Existing_Space Heating_Natural Gas_Retrocommissioning_A_Achievable Economic TRC Potential | F13 | Industrial | Wood and Lumber Products | Existing | Space Heating | Natural Gas | Retrocommissioning | A | Purchases (Incremental) | Achievable Economic TRC Potential | 0 | 0 | 11.9249 | 11.7193 | 11.5172 | 11.3187 | 11.1235 | 10.9317 | 10.7433 | 10.558 | 10.376 | 10.1971 | 10.0213 | 9.8485 | 9.6787 | 9.5118 | 9.3478 | 9.1867 | 9.0283 | 8.8726 | 8.7196 | 8.5693
F14_Industrial_Wood and Lumber Products_Existing_Space Heating_Natural Gas_Retrocommissioning_A_Achievable Economic TRC Potential | F14 | Industrial | Wood and Lumber Products | Existing | Space Heating | Natural Gas | Retrocommissioning | A | Purchases (Cumulative) | Achievable Economic TRC Potential | 0 | 0 | 11.9249 | 23.6442 | 35.1615 | 46.4801 | 57.6036 | 68.5354 | 79.2786 | 89.8367 | 100.2127 | 110.4098 | 120.4311 | 130.2796 | 139.9583 | 149.4701 | 158.8179 | 168.0046 | 177.0329 | 185.9055 | 194.6251 | 203.1944
F1_Industrial_Wood and Lumber Products_Existing_Process_Natural Gas_Retrocommissioning_A_Achievable Economic TRC Potential | F1 | Industrial | Wood and Lumber Products | Existing | Process | Natural Gas | Retrocommissioning | A | Original Unit Energy Savings (kWh or therms) | Achievable Economic TRC Potential | 0 | 0 | 0 | 0 | 0 | 0 | 0 | 0 | 0 | 0 | 0 | 0 | 0 | 0 | 0 | 0 | 0 | 0 | 0 | 0 | 0 | 0
F2_Industrial_Wood and Lumber Products_Existing_Process_Natural Gas_Retrocommissioning_A_Achievable Economic TRC Potential | F2 | Industrial | Wood and Lumber Products | Existing | Process | Natural Gas | Retrocommissioning | A | Original Unit Summer Peak Savings (kW) | Achievable Economic TRC Potential | 0 | 0 | 0 | 0 | 0 | 0 | 0 | 0 | 0 | 0 | 0 | 0 | 0 | 0 | 0 | 0 | 0 | 0 | 0 | 0 | 0 | 0
F3_Industrial_Wood and Lumber Products_Existing_Process_Natural Gas_Retrocommissioning_A_Achievable Economic TRC Potential | F3 | Industrial | Wood and Lumber Products | Existing | Process | Natural Gas | Retrocommissioning | A | Original Unit Winter Peak Savings (kW) | Achievable Economic TRC Potential | 0 | 0 | 0 | 0 | 0 | 0 | 0 | 0 | 0 | 0 | 0 | 0 | 0 | 0 | 0 | 0 | 0 | 0 | 0 | 0 | 0 | 0
F4_Industrial_Wood and Lumber Products_Existing_Process_Natural Gas_Retrocommissioning_A_Achievable Economic TRC Potential | F4 | Industrial | Wood and Lumber Products | Existing | Process | Natural Gas | Retrocommissioning | A | Standalone Impact on Baseline Energy (%) | Achievable Economic TRC Potential | bar: 2019 to 2040
F5_Industrial_Wood and Lumber Products_Existing_Process_Natural Gas_Retrocommissioning_A_Achievable Economic TRC Potential | F5 | Industrial | Wood and Lumber Products | Existing | Process | Natural Gas | Retrocommissioning | A | Standalone Impact on Baseline Summer Peak (%) | Achievable Economic TRC Potential | bar: 2019 to 2040
F6_Industrial_Wood and Lumber Products_Existing_Process_Natural Gas_Retrocommissioning_A_Achievable Economic TRC Potential | F6 | Industrial | Wood and Lumber Products | Existing | Process | Natural Gas | Retrocommissioning | A | Standalone Impact on Baseline Winter Peak (%) | Achievable Economic TRC Potential | bar: 2019 to 2040
F7_Industrial_Wood and Lumber Products_Existing_Process_Natural Gas_Retrocommissioning_A_Achievable Economic TRC Potential | F7 | Industrial | Wood and Lumber Products | Existing | Process | Natural Gas | Retrocommissioning | A | Incremental Energy Savings (MWh or mTherms) | Achievable Economic TRC Potential | 0 | 0 | 0 | 0 | 0 | 0 | 0 | 0 | 0 | 0 | 0 | 0 | 0 | 0 | 0 | 0 | 0 | 0 | 0 | 0 | 0 | 0
F8_Industrial_Wood and Lumber Products_Existing_Process_Natural Gas_Retrocommissioning_A_Achievable Economic TRC Potential | F8 | Industrial | Wood and Lumber Products | Existing | Process | Natural Gas | Retrocommissioning | A | Incremental Summer Peak Savings (MW) | Achievable Economic TRC Potential | 0 | 0 | 0 | 0 | 0 | 0 | 0 | 0 | 0 | 0 | 0 | 0 | 0 | 0 | 0 | 0 | 0 | 0 | 0 | 0 | 0 | 0
F9_Industrial_Wood and Lumber Products_Existing_Process_Natural Gas_Retrocommissioning_A_Achievable Economic TRC Potential | F9 | Industrial | Wood and Lumber Products | Existing | Process | Natural Gas | Retrocommissioning | A | Incremental Winter Peak Savings (MW) | Achievable Economic TRC Potential | 0 | 0 | 0 | 0 | 0 | 0 | 0 | 0 | 0 | 0 | 0 | 0 | 0 | 0 | 0 | 0 | 0 | 0 | 0 | 0 | 0 | 0
F10_Industrial_Wood and Lumber Products_Existing_Process_Natural Gas_Retrocommissioning_A_Achievable Economic TRC Potential | F10 | Industrial | Wood and Lumber Products | Existing | Process | Natural Gas | Retrocommissioning | A | Cumulative Energy Savings (MWh or mTherms) | Achievable Economic TRC Potential | 0 | 0 | 0 | 0 | 0 | 0 | 0 | 0 | 0 | 0 | 0 | 0 | 0 | 0 | 0 | 0 | 0 | 0 | 0 | 0 | 0 | 0
F11_Industrial_Wood and Lumber Products_Existing_Process_Natural Gas_Retrocommissioning_A_Achievable Economic TRC Potential | F11 | Industrial | Wood and Lumber Products | Existing | Process | Natural Gas | Retrocommissioning | A | Cumulative Summer Peak Savings (MW) | Achievable Economic TRC Potential | 0 | 0 | 0 | 0 | 0 | 0 | 0 | 0 | 0 | 0 | 0 | 0 | 0 | 0 | 0 | 0 | 0 | 0 | 0 | 0 | 0 | 0
F12_Industrial_Wood and Lumber Products_Existing_Process_Natural Gas_Retrocommissioning_A_Achievable Economic TRC Potential | F12 | Industrial | Wood and Lumber Products | Existing | Process | Natural Gas | Retrocommissioning | A | Cumulative Winter Peak Savings (MW) | Achievable Economic TRC Potential | 0 | 0 | 0 | 0 | 0 | 0 | 0 | 0 | 0 | 0 | 0 | 0 | 0 | 0 | 0 | 0 | 0 | 0 | 0 | 0 | 0 | 0
F13_Industrial_Wood and Lumber Products_Existing_Process_Natural Gas_Retrocommissioning_A_Achievable Economic TRC Potential | F13 | Industrial | Wood and Lumber Products | Existing | Process | Natural Gas | Retrocommissioning | A | Purchases (Incremental) | Achievable Economic TRC Potential | 0 | 0 | 11.9249 | 11.7193 | 11.5172 | 11.3187 | 11.1235 | 10.9317 | 10.7433 | 10.558 | 10.376 | 10.1971 | 10.0213 | 9.8485 | 9.6787 | 9.5118 | 9.3478 | 9.1867 | 9.0283 | 8.8726 | 8.7196 | 8.5693
F14_Industrial_Wood and Lumber Products_Existing_Process_Natural Gas_Retrocommissioning_A_Achievable Economic TRC Potential | F14 | Industrial | Wood and Lumber Products | Existing | Process | Natural Gas | Retrocommissioning | A | Purchases (Cumulative) | Achievable Economic TRC Potential | 0 | 0 | 11.9249 | 23.6442 | 35.1615 | 46.4801 | 57.6036 | 68.5354 | 79.2786 | 89.8367 | 100.2127 | 110.4098 | 120.4311 | 130.2796 | 139.9583 | 149.4701 | 158.8179 | 168.0046 | 177.0329 | 185.9055 | 194.6251 | 203.1944
F1_Industrial_Wood and Lumber Products_New_Space Heating_Natural Gas_Insulation - Roof/Ceiling_A_Achievable Economic TRC Potential | F1 | Industrial | Wood and Lumber Products | New | Space Heating | Natural Gas | Insulation - Roof/Ceiling | A | Original Unit Energy Savings (kWh or therms) | Achievable Economic TRC Potential | 0 | 0 | 0.078976 | 0.078976 | 0.078976 | 0.078976 | 0.078976 | 0.078976 | 0.078976 | 0.078976 | 0.078976 | 0.078976 | 0.078976 | 0.078976 | 0.078976 | 0.078976 | 0.078976 | 0.078976 | 0.078976 | 0.078976 | 0.078976 | 0.078976
F2_Industrial_Wood and Lumber Products_New_Space Heating_Natural Gas_Insulation - Roof/Ceiling_A_Achievable Economic TRC Potential | F2 | Industrial | Wood and Lumber Products | New | Space Heating | Natural Gas | Insulation - Roof/Ceiling | A | Original Unit Summer Peak Savings (kW) | Achievable Economic TRC Potential | 0 | 0 | 0 | 0 | 0 | 0 | 0 | 0 | 0 | 0 | 0 | 0 | 0 | 0 | 0 | 0 | 0 | 0 | 0 | 0 | 0 | 0
F3_Industrial_Wood and Lumber Products_New_Space Heating_Natural Gas_Insulation - Roof/Ceiling_A_Achievable Economic TRC Potential | F3 | Industrial | Wood and Lumber Products | New | Space Heating | Natural Gas | Insulation - Roof/Ceiling | A | Original Unit Winter Peak Savings (kW) | Achievable Economic TRC Potential | 0 | 0 | 0 | 0 | 0 | 0 | 0 | 0 | 0 | 0 | 0 | 0 | 0 | 0 | 0 | 0 | 0 | 0 | 0 | 0 | 0 | 0
F4_Industrial_Wood and Lumber Products_New_Space Heating_Natural Gas_Insulation - Roof/Ceiling_A_Achievable Economic TRC Potential | F4 | Industrial | Wood and Lumber Products | New | Space Heating | Natural Gas | Insulation - Roof/Ceiling | A | Standalone Impact on Baseline Energy (%) | Achievable Economic TRC Potential | bar: 2019 to 2040
F5_Industrial_Wood and Lumber Products_New_Space Heating_Natural Gas_Insulation - Roof/Ceiling_A_Achievable Economic TRC Potential | F5 | Industrial | Wood and Lumber Products | New | Space Heating | Natural Gas | Insulation - Roof/Ceiling | A | Standalone Impact on Baseline Summer Peak (%) | Achievable Economic TRC Potential | bar: 2019 to 2040
F6_Industrial_Wood and Lumber Products_New_Space Heating_Natural Gas_Insulation - Roof/Ceiling_A_Achievable Economic TRC Potential | F6 | Industrial | Wood and Lumber Products | New | Space Heating | Natural Gas | Insulation - Roof/Ceiling | A | Standalone Impact on Baseline Winter Peak (%) | Achievable Economic TRC Potential | bar: 2019 to 2040
F7_Industrial_Wood and Lumber Products_New_Space Heating_Natural Gas_Insulation - Roof/Ceiling_A_Achievable Economic TRC Potential | F7 | Industrial | Wood and Lumber Products | New | Space Heating | Natural Gas | Insulation - Roof/Ceiling | A | Incremental Energy Savings (MWh or mTherms) | Achievable Economic TRC Potential | 0 | 0 | 0 | 0 | 0 | 0 | 0 | 0 | 0 | 0 | 0 | 0 | 0 | 0 | 0 | 0 | 0 | 0 | 0 | 0 | 0 | 0
F8_Industrial_Wood and Lumber Products_New_Space Heating_Natural Gas_Insulation - Roof/Ceiling_A_Achievable Economic TRC Potential | F8 | Industrial | Wood and Lumber Products | New | Space Heating | Natural Gas | Insulation - Roof/Ceiling | A | Incremental Summer Peak Savings (MW) | Achievable Economic TRC Potential | 0 | 0 | 0 | 0 | 0 | 0 | 0 | 0 | 0 | 0 | 0 | 0 | 0 | 0 | 0 | 0 | 0 | 0 | 0 | 0 | 0 | 0
F9_Industrial_Wood and Lumber Products_New_Space Heating_Natural Gas_Insulation - Roof/Ceiling_A_Achievable Economic TRC Potential | F9 | Industrial | Wood and Lumber Products | New | Space Heating | Natural Gas | Insulation - Roof/Ceiling | A | Incremental Winter Peak Savings (MW) | Achievable Economic TRC Potential | 0 | 0 | 0 | 0 | 0 | 0 | 0 | 0 | 0 | 0 | 0 | 0 | 0 | 0 | 0 | 0 | 0 | 0 | 0 | 0 | 0 | 0
F10_Industrial_Wood and Lumber Products_New_Space Heating_Natural Gas_Insulation - Roof/Ceiling_A_Achievable Economic TRC Potential | F10 | Industrial | Wood and Lumber Products | New | Space Heating | Natural Gas | Insulation - Roof/Ceiling | A | Cumulative Energy Savings (MWh or mTherms) | Achievable Economic TRC Potential | 0 | 0 | 0 | 0 | 0 | 0 | 0 | 0 | 0 | 0 | 0 | 0 | 0 | 0 | 0 | 0 | 0 | 0 | 0 | 0 | 0 | 0
F11_Industrial_Wood and Lumber Products_New_Space Heating_Natural Gas_Insulation - Roof/Ceiling_A_Achievable Economic TRC Potential | F11 | Industrial | Wood and Lumber Products | New | Space Heating | Natural Gas | Insulation - Roof/Ceiling | A | Cumulative Summer Peak Savings (MW) | Achievable Economic TRC Potential | 0 | 0 | 0 | 0 | 0 | 0 | 0 | 0 | 0 | 0 | 0 | 0 | 0 | 0 | 0 | 0 | 0 | 0 | 0 | 0 | 0 | 0
F12_Industrial_Wood and Lumber Products_New_Space Heating_Natural Gas_Insulation - Roof/Ceiling_A_Achievable Economic TRC Potential | F12 | Industrial | Wood and Lumber Products | New | Space Heating | Natural Gas | Insulation - Roof/Ceiling | A | Cumulative Winter Peak Savings (MW) | Achievable Economic TRC Potential | 0 | 0 | 0 | 0 | 0 | 0 | 0 | 0 | 0 | 0 | 0 | 0 | 0 | 0 | 0 | 0 | 0 | 0 | 0 | 0 | 0 | 0
F13_Industrial_Wood and Lumber Products_New_Space Heating_Natural Gas_Insulation - Roof/Ceiling_A_Achievable Economic TRC Potential | F13 | Industrial | Wood and Lumber Products | New | Space Heating | Natural Gas | Insulation - Roof/Ceiling | A | Purchases (Incremental) | Achievable Economic TRC Potential | 0 | 0 | 0 | 0 | 0 | 0 | 0 | 0 | 0 | 0 | 0 | 0 | 0 | 0 | 0 | 0 | 0 | 0 | 0 | 0 | 0 | 0
F14_Industrial_Wood and Lumber Products_New_Space Heating_Natural Gas_Insulation - Roof/Ceiling_A_Achievable Economic TRC Potential | F14 | Industrial | Wood and Lumber Products | New | Space Heating | Natural Gas | Insulation - Roof/Ceiling | A | Purchases (Cumulative) | Achievable Economic TRC Potential | 0 | 0 | 0 | 0 | 0 | 0 | 0 | 0 | 0 | 0 | 0 | 0 | 0 | 0 | 0 | 0 | 0 | 0 | 0 | 0 | 0 | 0
F1_Industrial_Wood and Lumber Products_New_Space Heating_Natural Gas_Insulation - Wall Cavity_A_Achievable Economic TRC Potential | F1 | Industrial | Wood and Lumber Products | New | Space Heating | Natural Gas | Insulation - Wall Cavity | A | Original Unit Energy Savings (kWh or therms) | Achievable Economic TRC Potential | 0 | 0 | 0.017277 | 0.017277 | 0.017277 | 0.017277 | 0.017277 | 0.017277 | 0.017277 | 0.017277 | 0.017277 | 0.017277 | 0.017277 | 0.017277 | 0.017277 | 0.017277 | 0.017277 | 0.017277 | 0.017277 | 0.017277 | 0.017277 | 0.017277
F2_Industrial_Wood and Lumber Products_New_Space Heating_Natural Gas_Insulation - Wall Cavity_A_Achievable Economic TRC Potential | F2 | Industrial | Wood and Lumber Products | New | Space Heating | Natural Gas | Insulation - Wall Cavity | A | Original Unit Summer Peak Savings (kW) | Achievable Economic TRC Potential | 0 | 0 | 0 | 0 | 0 | 0 | 0 | 0 | 0 | 0 | 0 | 0 | 0 | 0 | 0 | 0 | 0 | 0 | 0 | 0 | 0 | 0
F3_Industrial_Wood and Lumber Products_New_Space Heating_Natural Gas_Insulation - Wall Cavity_A_Achievable Economic TRC Potential | F3 | Industrial | Wood and Lumber Products | New | Space Heating | Natural Gas | Insulation - Wall Cavity | A | Original Unit Winter Peak Savings (kW) | Achievable Economic TRC Potential | 0 | 0 | 0 | 0 | 0 | 0 | 0 | 0 | 0 | 0 | 0 | 0 | 0 | 0 | 0 | 0 | 0 | 0 | 0 | 0 | 0 | 0
F4_Industrial_Wood and Lumber Products_New_Space Heating_Natural Gas_Insulation - Wall Cavity_A_Achievable Economic TRC Potential | F4 | Industrial | Wood and Lumber Products | New | Space Heating | Natural Gas | Insulation - Wall Cavity | A | Standalone Impact on Baseline Energy (%) | Achievable Economic TRC Potential | bar: 2019 to 2040
F5_Industrial_Wood and Lumber Products_New_Space Heating_Natural Gas_Insulation - Wall Cavity_A_Achievable Economic TRC Potential | F5 | Industrial | Wood and Lumber Products | New | Space Heating | Natural Gas | Insulation - Wall Cavity | A | Standalone Impact on Baseline Summer Peak (%) | Achievable Economic TRC Potential | bar: 2019 to 2040
F6_Industrial_Wood and Lumber Products_New_Space Heating_Natural Gas_Insulation - Wall Cavity_A_Achievable Economic TRC Potential | F6 | Industrial | Wood and Lumber Products | New | Space Heating | Natural Gas | Insulation - Wall Cavity | A | Standalone Impact on Baseline Winter Peak (%) | Achievable Economic TRC Potential | bar: 2019 to 2040
F7_Industrial_Wood and Lumber Products_New_Space Heating_Natural Gas_Insulation - Wall Cavity_A_Achievable Economic TRC Potential | F7 | Industrial | Wood and Lumber Products | New | Space Heating | Natural Gas | Insulation - Wall Cavity | A | Incremental Energy Savings (MWh or mTherms) | Achievable Economic TRC Potential | 0 | 0 | 0 | 0 | 0 | 0 | 0 | 0 | 0 | 0 | 0 | 0 | 0 | 0 | 0 | 0 | 0 | 0 | 0 | 0 | 0 | 0
F8_Industrial_Wood and Lumber Products_New_Space Heating_Natural Gas_Insulation - Wall Cavity_A_Achievable Economic TRC Potential | F8 | Industrial | Wood and Lumber Products | New | Space Heating | Natural Gas | Insulation - Wall Cavity | A | Incremental Summer Peak Savings (MW) | Achievable Economic TRC Potential | 0 | 0 | 0 | 0 | 0 | 0 | 0 | 0 | 0 | 0 | 0 | 0 | 0 | 0 | 0 | 0 | 0 | 0 | 0 | 0 | 0 | 0
F9_Industrial_Wood and Lumber Products_New_Space Heating_Natural Gas_Insulation - Wall Cavity_A_Achievable Economic TRC Potential | F9 | Industrial | Wood and Lumber Products | New | Space Heating | Natural Gas | Insulation - Wall Cavity | A | Incremental Winter Peak Savings (MW) | Achievable Economic TRC Potential | 0 | 0 | 0 | 0 | 0 | 0 | 0 | 0 | 0 | 0 | 0 | 0 | 0 | 0 | 0 | 0 | 0 | 0 | 0 | 0 | 0 | 0
F10_Industrial_Wood and Lumber Products_New_Space Heating_Natural Gas_Insulation - Wall Cavity_A_Achievable Economic TRC Potential | F10 | Industrial | Wood and Lumber Products | New | Space Heating | Natural Gas | Insulation - Wall Cavity | A | Cumulative Energy Savings (MWh or mTherms) | Achievable Economic TRC Potential | 0 | 0 | 0 | 0 | 0 | 0 | 0 | 0 | 0 | 0 | 0 | 0 | 0 | 0 | 0 | 0 | 0 | 0 | 0 | 0 | 0 | 0
F11_Industrial_Wood and Lumber Products_New_Space Heating_Natural Gas_Insulation - Wall Cavity_A_Achievable Economic TRC Potential | F11 | Industrial | Wood and Lumber Products | New | Space Heating | Natural Gas | Insulation - Wall Cavity | A | Cumulative Summer Peak Savings (MW) | Achievable Economic TRC Potential | 0 | 0 | 0 | 0 | 0 | 0 | 0 | 0 | 0 | 0 | 0 | 0 | 0 | 0 | 0 | 0 | 0 | 0 | 0 | 0 | 0 | 0
F12_Industrial_Wood and Lumber Products_New_Space Heating_Natural Gas_Insulation - Wall Cavity_A_Achievable Economic TRC Potential | F12 | Industrial | Wood and Lumber Products | New | Space Heating | Natural Gas | Insulation - Wall Cavity | A | Cumulative Winter Peak Savings (MW) | Achievable Economic TRC Potential | 0 | 0 | 0 | 0 | 0 | 0 | 0 | 0 | 0 | 0 | 0 | 0 | 0 | 0 | 0 | 0 | 0 | 0 | 0 | 0 | 0 | 0
F13_Industrial_Wood and Lumber Products_New_Space Heating_Natural Gas_Insulation - Wall Cavity_A_Achievable Economic TRC Potential | F13 | Industrial | Wood and Lumber Products | New | Space Heating | Natural Gas | Insulation - Wall Cavity | A | Purchases (Incremental) | Achievable Economic TRC Potential | 0 | 0 | 0 | 0 | 0 | 0 | 0 | 0 | 0 | 0 | 0 | 0 | 0 | 0 | 0 | 0 | 0 | 0 | 0 | 0 | 0 | 0
F14_Industrial_Wood and Lumber Products_New_Space Heating_Natural Gas_Insulation - Wall Cavity_A_Achievable Economic TRC Potential | F14 | Industrial | Wood and Lumber Products | New | Space Heating | Natural Gas | Insulation - Wall Cavity | A | Purchases (Cumulative) | Achievable Economic TRC Potential | 0 | 0 | 0 | 0 | 0 | 0 | 0 | 0 | 0 | 0 | 0 | 0 | 0 | 0 | 0 | 0 | 0 | 0 | 0 | 0 | 0 | 0
F1_Industrial_Wood and Lumber Products_New_Space Heating_Natural Gas_Insulation - Ducting_A_Achievable Economic TRC Potential | F1 | Industrial | Wood and Lumber Products | New | Space Heating | Natural Gas | Insulation - Ducting | A | Original Unit Energy Savings (kWh or therms) | Achievable Economic TRC Potential | 0 | 0 | 0.0012737 | 0.0012737 | 0.0012737 | 0.0012737 | 0.0012737 | 0.0012737 | 0.0012737 | 0.0012737 | 0.0012737 | 0.0012737 | 0.0012737 | 0.0012737 | 0.0012737 | 0.0012737 | 0.0012737 | 0.0012737 | 0.0012737 | 0.0012737 | 0.0012737 | 0.0012737
F2_Industrial_Wood and Lumber Products_New_Space Heating_Natural Gas_Insulation - Ducting_A_Achievable Economic TRC Potential | F2 | Industrial | Wood and Lumber Products | New | Space Heating | Natural Gas | Insulation - Ducting | A | Original Unit Summer Peak Savings (kW) | Achievable Economic TRC Potential | 0 | 0 | 0 | 0 | 0 | 0 | 0 | 0 | 0 | 0 | 0 | 0 | 0 | 0 | 0 | 0 | 0 | 0 | 0 | 0 | 0 | 0
F3_Industrial_Wood and Lumber Products_New_Space Heating_Natural Gas_Insulation - Ducting_A_Achievable Economic TRC Potential | F3 | Industrial | Wood and Lumber Products | New | Space Heating | Natural Gas | Insulation - Ducting | A | Original Unit Winter Peak Savings (kW) | Achievable Economic TRC Potential | 0 | 0 | 0 | 0 | 0 | 0 | 0 | 0 | 0 | 0 | 0 | 0 | 0 | 0 | 0 | 0 | 0 | 0 | 0 | 0 | 0 | 0
F4_Industrial_Wood and Lumber Products_New_Space Heating_Natural Gas_Insulation - Ducting_A_Achievable Economic TRC Potential | F4 | Industrial | Wood and Lumber Products | New | Space Heating | Natural Gas | Insulation - Ducting | A | Standalone Impact on Baseline Energy (%) | Achievable Economic TRC Potential | bar: 2019 to 2040
F5_Industrial_Wood and Lumber Products_New_Space Heating_Natural Gas_Insulation - Ducting_A_Achievable Economic TRC Potential | F5 | Industrial | Wood and Lumber Products | New | Space Heating | Natural Gas | Insulation - Ducting | A | Standalone Impact on Baseline Summer Peak (%) | Achievable Economic TRC Potential | bar: 2019 to 2040
F6_Industrial_Wood and Lumber Products_New_Space Heating_Natural Gas_Insulation - Ducting_A_Achievable Economic TRC Potential | F6 | Industrial | Wood and Lumber Products | New | Space Heating | Natural Gas | Insulation - Ducting | A | Standalone Impact on Baseline Winter Peak (%) | Achievable Economic TRC Potential | bar: 2019 to 2040
F7_Industrial_Wood and Lumber Products_New_Space Heating_Natural Gas_Insulation - Ducting_A_Achievable Economic TRC Potential | F7 | Industrial | Wood and Lumber Products | New | Space Heating | Natural Gas | Insulation - Ducting | A | Incremental Energy Savings (MWh or mTherms) | Achievable Economic TRC Potential | 0 | 0 | 0 | 0 | 0 | 0 | 0 | 0 | 0 | 0 | 0 | 0 | 0 | 0 | 0 | 0 | 0 | 0 | 0 | 0 | 0 | 0
F8_Industrial_Wood and Lumber Products_New_Space Heating_Natural Gas_Insulation - Ducting_A_Achievable Economic TRC Potential | F8 | Industrial | Wood and Lumber Products | New | Space Heating | Natural Gas | Insulation - Ducting | A | Incremental Summer Peak Savings (MW) | Achievable Economic TRC Potential | 0 | 0 | 0 | 0 | 0 | 0 | 0 | 0 | 0 | 0 | 0 | 0 | 0 | 0 | 0 | 0 | 0 | 0 | 0 | 0 | 0 | 0
F9_Industrial_Wood and Lumber Products_New_Space Heating_Natural Gas_Insulation - Ducting_A_Achievable Economic TRC Potential | F9 | Industrial | Wood and Lumber Products | New | Space Heating | Natural Gas | Insulation - Ducting | A | Incremental Winter Peak Savings (MW) | Achievable Economic TRC Potential | 0 | 0 | 0 | 0 | 0 | 0 | 0 | 0 | 0 | 0 | 0 | 0 | 0 | 0 | 0 | 0 | 0 | 0 | 0 | 0 | 0 | 0
F10_Industrial_Wood and Lumber Products_New_Space Heating_Natural Gas_Insulation - Ducting_A_Achievable Economic TRC Potential | F10 | Industrial | Wood and Lumber Products | New | Space Heating | Natural Gas | Insulation - Ducting | A | Cumulative Energy Savings (MWh or mTherms) | Achievable Economic TRC Potential | 0 | 0 | 0 | 0 | 0 | 0 | 0 | 0 | 0 | 0 | 0 | 0 | 0 | 0 | 0 | 0 | 0 | 0 | 0 | 0 | 0 | 0
F11_Industrial_Wood and Lumber Products_New_Space Heating_Natural Gas_Insulation - Ducting_A_Achievable Economic TRC Potential | F11 | Industrial | Wood and Lumber Products | New | Space Heating | Natural Gas | Insulation - Ducting | A | Cumulative Summer Peak Savings (MW) | Achievable Economic TRC Potential | 0 | 0 | 0 | 0 | 0 | 0 | 0 | 0 | 0 | 0 | 0 | 0 | 0 | 0 | 0 | 0 | 0 | 0 | 0 | 0 | 0 | 0
F12_Industrial_Wood and Lumber Products_New_Space Heating_Natural Gas_Insulation - Ducting_A_Achievable Economic TRC Potential | F12 | Industrial | Wood and Lumber Products | New | Space Heating | Natural Gas | Insulation - Ducting | A | Cumulative Winter Peak Savings (MW) | Achievable Economic TRC Potential | 0 | 0 | 0 | 0 | 0 | 0 | 0 | 0 | 0 | 0 | 0 | 0 | 0 | 0 | 0 | 0 | 0 | 0 | 0 | 0 | 0 | 0
F13_Industrial_Wood and Lumber Products_New_Space Heating_Natural Gas_Insulation - Ducting_A_Achievable Economic TRC Potential | F13 | Industrial | Wood and Lumber Products | New | Space Heating | Natural Gas | Insulation - Ducting | A | Purchases (Incremental) | Achievable Economic TRC Potential | 0 | 0 | 0 | 0 | 0 | 0 | 0 | 0 | 0 | 0 | 0 | 0 | 0 | 0 | 0 | 0 | 0 | 0 | 0 | 0 | 0 | 0
F14_Industrial_Wood and Lumber Products_New_Space Heating_Natural Gas_Insulation - Ducting_A_Achievable Economic TRC Potential | F14 | Industrial | Wood and Lumber Products | New | Space Heating | Natural Gas | Insulation - Ducting | A | Purchases (Cumulative) | Achievable Economic TRC Potential | 0 | 0 | 0 | 0 | 0 | 0 | 0 | 0 | 0 | 0 | 0 | 0 | 0 | 0 | 0 | 0 | 0 | 0 | 0 | 0 | 0 | 0
F1_Industrial_Wood and Lumber Products_New_Space Heating_Natural Gas_HVAC - Duct Repair and Sealing_A_Achievable Economic TRC Potential | F1 | Industrial | Wood and Lumber Products | New | Space Heating | Natural Gas | HVAC - Duct Repair and Sealing | A | Original Unit Energy Savings (kWh or therms) | Achievable Economic TRC Potential | 0 | 0 | 0.0036023 | 0.0036023 | 0.0036023 | 0.0036023 | 0.0036023 | 0.0036023 | 0.0036023 | 0.0036023 | 0.0036023 | 0.0036023 | 0.0036023 | 0.0036023 | 0.0036023 | 0.0036023 | 0.0036023 | 0.0036023 | 0.0036023 | 0.0036023 | 0.0036023 | 0.0036023
F2_Industrial_Wood and Lumber Products_New_Space Heating_Natural Gas_HVAC - Duct Repair and Sealing_A_Achievable Economic TRC Potential | F2 | Industrial | Wood and Lumber Products | New | Space Heating | Natural Gas | HVAC - Duct Repair and Sealing | A | Original Unit Summer Peak Savings (kW) | Achievable Economic TRC Potential | 0 | 0 | 0 | 0 | 0 | 0 | 0 | 0 | 0 | 0 | 0 | 0 | 0 | 0 | 0 | 0 | 0 | 0 | 0 | 0 | 0 | 0
F3_Industrial_Wood and Lumber Products_New_Space Heating_Natural Gas_HVAC - Duct Repair and Sealing_A_Achievable Economic TRC Potential | F3 | Industrial | Wood and Lumber Products | New | Space Heating | Natural Gas | HVAC - Duct Repair and Sealing | A | Original Unit Winter Peak Savings (kW) | Achievable Economic TRC Potential | 0 | 0 | 0 | 0 | 0 | 0 | 0 | 0 | 0 | 0 | 0 | 0 | 0 | 0 | 0 | 0 | 0 | 0 | 0 | 0 | 0 | 0
F4_Industrial_Wood and Lumber Products_New_Space Heating_Natural Gas_HVAC - Duct Repair and Sealing_A_Achievable Economic TRC Potential | F4 | Industrial | Wood and Lumber Products | New | Space Heating | Natural Gas | HVAC - Duct Repair and Sealing | A | Standalone Impact on Baseline Energy (%) | Achievable Economic TRC Potential | bar: 2019 to 2040
F5_Industrial_Wood and Lumber Products_New_Space Heating_Natural Gas_HVAC - Duct Repair and Sealing_A_Achievable Economic TRC Potential | F5 | Industrial | Wood and Lumber Products | New | Space Heating | Natural Gas | HVAC - Duct Repair and Sealing | A | Standalone Impact on Baseline Summer Peak (%) | Achievable Economic TRC Potential | bar: 2019 to 2040
F6_Industrial_Wood and Lumber Products_New_Space Heating_Natural Gas_HVAC - Duct Repair and Sealing_A_Achievable Economic TRC Potential | F6 | Industrial | Wood and Lumber Products | New | Space Heating | Natural Gas | HVAC - Duct Repair and Sealing | A | Standalone Impact on Baseline Winter Peak (%) | Achievable Economic TRC Potential | bar: 2019 to 2040
F7_Industrial_Wood and Lumber Products_New_Space Heating_Natural Gas_HVAC - Duct Repair and Sealing_A_Achievable Economic TRC Potential | F7 | Industrial | Wood and Lumber Products | New | Space Heating | Natural Gas | HVAC - Duct Repair and Sealing | A | Incremental Energy Savings (MWh or mTherms) | Achievable Economic TRC Potential | 0 | 0 | 0 | 0 | 0 | 0 | 0 | 0 | 0 | 0 | 0 | 0 | 0 | 0 | 0 | 0 | 0 | 0 | 0 | 0 | 0 | 0
F8_Industrial_Wood and Lumber Products_New_Space Heating_Natural Gas_HVAC - Duct Repair and Sealing_A_Achievable Economic TRC Potential | F8 | Industrial | Wood and Lumber Products | New | Space Heating | Natural Gas | HVAC - Duct Repair and Sealing | A | Incremental Summer Peak Savings (MW) | Achievable Economic TRC Potential | 0 | 0 | 0 | 0 | 0 | 0 | 0 | 0 | 0 | 0 | 0 | 0 | 0 | 0 | 0 | 0 | 0 | 0 | 0 | 0 | 0 | 0
F9_Industrial_Wood and Lumber Products_New_Space Heating_Natural Gas_HVAC - Duct Repair and Sealing_A_Achievable Economic TRC Potential | F9 | Industrial | Wood and Lumber Products | New | Space Heating | Natural Gas | HVAC - Duct Repair and Sealing | A | Incremental Winter Peak Savings (MW) | Achievable Economic TRC Potential | 0 | 0 | 0 | 0 | 0 | 0 | 0 | 0 | 0 | 0 | 0 | 0 | 0 | 0 | 0 | 0 | 0 | 0 | 0 | 0 | 0 | 0
F10_Industrial_Wood and Lumber Products_New_Space Heating_Natural Gas_HVAC - Duct Repair and Sealing_A_Achievable Economic TRC Potential | F10 | Industrial | Wood and Lumber Products | New | Space Heating | Natural Gas | HVAC - Duct Repair and Sealing | A | Cumulative Energy Savings (MWh or mTherms) | Achievable Economic TRC Potential | 0 | 0 | 0 | 0 | 0 | 0 | 0 | 0 | 0 | 0 | 0 | 0 | 0 | 0 | 0 | 0 | 0 | 0 | 0 | 0 | 0 | 0
F11_Industrial_Wood and Lumber Products_New_Space Heating_Natural Gas_HVAC - Duct Repair and Sealing_A_Achievable Economic TRC Potential | F11 | Industrial | Wood and Lumber Products | New | Space Heating | Natural Gas | HVAC - Duct Repair and Sealing | A | Cumulative Summer Peak Savings (MW) | Achievable Economic TRC Potential | 0 | 0 | 0 | 0 | 0 | 0 | 0 | 0 | 0 | 0 | 0 | 0 | 0 | 0 | 0 | 0 | 0 | 0 | 0 | 0 | 0 | 0
F12_Industrial_Wood and Lumber Products_New_Space Heating_Natural Gas_HVAC - Duct Repair and Sealing_A_Achievable Economic TRC Potential | F12 | Industrial | Wood and Lumber Products | New | Space Heating | Natural Gas | HVAC - Duct Repair and Sealing | A | Cumulative Winter Peak Savings (MW) | Achievable Economic TRC Potential | 0 | 0 | 0 | 0 | 0 | 0 | 0 | 0 | 0 | 0 | 0 | 0 | 0 | 0 | 0 | 0 | 0 | 0 | 0 | 0 | 0 | 0
F13_Industrial_Wood and Lumber Products_New_Space Heating_Natural Gas_HVAC - Duct Repair and Sealing_A_Achievable Economic TRC Potential | F13 | Industrial | Wood and Lumber Products | New | Space Heating | Natural Gas | HVAC - Duct Repair and Sealing | A | Purchases (Incremental) | Achievable Economic TRC Potential | 0 | 0 | 0 | 0 | 0 | 0 | 0 | 0 | 0 | 0 | 0 | 0 | 0 | 0 | 0 | 0 | 0 | 0 | 0 | 0 | 0 | 0
F14_Industrial_Wood and Lumber Products_New_Space Heating_Natural Gas_HVAC - Duct Repair and Sealing_A_Achievable Economic TRC Potential | F14 | Industrial | Wood and Lumber Products | New | Space Heating | Natural Gas | HVAC - Duct Repair and Sealing | A | Purchases (Cumulative) | Achievable Economic TRC Potential | 0 | 0 | 0 | 0 | 0 | 0 | 0 | 0 | 0 | 0 | 0 | 0 | 0 | 0 | 0 | 0 | 0 | 0 | 0 | 0 | 0 | 0
F1_Industrial_Wood and Lumber Products_New_Space Heating_Natural Gas_Windows - High Efficiency_A_Achievable Economic TRC Potential | F1 | Industrial | Wood and Lumber Products | New | Space Heating | Natural Gas | Windows - High Efficiency | A | Original Unit Energy Savings (kWh or therms) | Achievable Economic TRC Potential | 0 | 0 | 0.0073878 | 0.0073878 | 0.0073878 | 0.0073878 | 0.0073878 | 0.0073878 | 0.0073878 | 0.0073878 | 0.0073878 | 0.0073878 | 0.0073878 | 0.0073878 | 0.0073878 | 0.0073878 | 0.0073878 | 0.0073878 | 0.0073878 | 0.0073878 | 0.0073878 | 0.0073878
F2_Industrial_Wood and Lumber Products_New_Space Heating_Natural Gas_Windows - High Efficiency_A_Achievable Economic TRC Potential | F2 | Industrial | Wood and Lumber Products | New | Space Heating | Natural Gas | Windows - High Efficiency | A | Original Unit Summer Peak Savings (kW) | Achievable Economic TRC Potential | 0 | 0 | 0 | 0 | 0 | 0 | 0 | 0 | 0 | 0 | 0 | 0 | 0 | 0 | 0 | 0 | 0 | 0 | 0 | 0 | 0 | 0
F3_Industrial_Wood and Lumber Products_New_Space Heating_Natural Gas_Windows - High Efficiency_A_Achievable Economic TRC Potential | F3 | Industrial | Wood and Lumber Products | New | Space Heating | Natural Gas | Windows - High Efficiency | A | Original Unit Winter Peak Savings (kW) | Achievable Economic TRC Potential | 0 | 0 | 0 | 0 | 0 | 0 | 0 | 0 | 0 | 0 | 0 | 0 | 0 | 0 | 0 | 0 | 0 | 0 | 0 | 0 | 0 | 0
F4_Industrial_Wood and Lumber Products_New_Space Heating_Natural Gas_Windows - High Efficiency_A_Achievable Economic TRC Potential | F4 | Industrial | Wood and Lumber Products | New | Space Heating | Natural Gas | Windows - High Efficiency | A | Standalone Impact on Baseline Energy (%) | Achievable Economic TRC Potential | bar: 2019 to 2040
F5_Industrial_Wood and Lumber Products_New_Space Heating_Natural Gas_Windows - High Efficiency_A_Achievable Economic TRC Potential | F5 | Industrial | Wood and Lumber Products | New | Space Heating | Natural Gas | Windows - High Efficiency | A | Standalone Impact on Baseline Summer Peak (%) | Achievable Economic TRC Potential | bar: 2019 to 2040
F6_Industrial_Wood and Lumber Products_New_Space Heating_Natural Gas_Windows - High Efficiency_A_Achievable Economic TRC Potential | F6 | Industrial | Wood and Lumber Products | New | Space Heating | Natural Gas | Windows - High Efficiency | A | Standalone Impact on Baseline Winter Peak (%) | Achievable Economic TRC Potential | bar: 2019 to 2040
F7_Industrial_Wood and Lumber Products_New_Space Heating_Natural Gas_Windows - High Efficiency_A_Achievable Economic TRC Potential | F7 | Industrial | Wood and Lumber Products | New | Space Heating | Natural Gas | Windows - High Efficiency | A | Incremental Energy Savings (MWh or mTherms) | Achievable Economic TRC Potential | 0 | 0 | 0 | 0 | 0 | 0 | 0 | 0 | 0 | 0 | 0 | 0 | 0 | 0 | 0 | 0 | 0 | 0 | 0 | 0 | 0 | 0
F8_Industrial_Wood and Lumber Products_New_Space Heating_Natural Gas_Windows - High Efficiency_A_Achievable Economic TRC Potential | F8 | Industrial | Wood and Lumber Products | New | Space Heating | Natural Gas | Windows - High Efficiency | A | Incremental Summer Peak Savings (MW) | Achievable Economic TRC Potential | 0 | 0 | 0 | 0 | 0 | 0 | 0 | 0 | 0 | 0 | 0 | 0 | 0 | 0 | 0 | 0 | 0 | 0 | 0 | 0 | 0 | 0
F9_Industrial_Wood and Lumber Products_New_Space Heating_Natural Gas_Windows - High Efficiency_A_Achievable Economic TRC Potential | F9 | Industrial | Wood and Lumber Products | New | Space Heating | Natural Gas | Windows - High Efficiency | A | Incremental Winter Peak Savings (MW) | Achievable Economic TRC Potential | 0 | 0 | 0 | 0 | 0 | 0 | 0 | 0 | 0 | 0 | 0 | 0 | 0 | 0 | 0 | 0 | 0 | 0 | 0 | 0 | 0 | 0
F10_Industrial_Wood and Lumber Products_New_Space Heating_Natural Gas_Windows - High Efficiency_A_Achievable Economic TRC Potential | F10 | Industrial | Wood and Lumber Products | New | Space Heating | Natural Gas | Windows - High Efficiency | A | Cumulative Energy Savings (MWh or mTherms) | Achievable Economic TRC Potential | 0 | 0 | 0 | 0 | 0 | 0 | 0 | 0 | 0 | 0 | 0 | 0 | 0 | 0 | 0 | 0 | 0 | 0 | 0 | 0 | 0 | 0
F11_Industrial_Wood and Lumber Products_New_Space Heating_Natural Gas_Windows - High Efficiency_A_Achievable Economic TRC Potential | F11 | Industrial | Wood and Lumber Products | New | Space Heating | Natural Gas | Windows - High Efficiency | A | Cumulative Summer Peak Savings (MW) | Achievable Economic TRC Potential | 0 | 0 | 0 | 0 | 0 | 0 | 0 | 0 | 0 | 0 | 0 | 0 | 0 | 0 | 0 | 0 | 0 | 0 | 0 | 0 | 0 | 0
F12_Industrial_Wood and Lumber Products_New_Space Heating_Natural Gas_Windows - High Efficiency_A_Achievable Economic TRC Potential | F12 | Industrial | Wood and Lumber Products | New | Space Heating | Natural Gas | Windows - High Efficiency | A | Cumulative Winter Peak Savings (MW) | Achievable Economic TRC Potential | 0 | 0 | 0 | 0 | 0 | 0 | 0 | 0 | 0 | 0 | 0 | 0 | 0 | 0 | 0 | 0 | 0 | 0 | 0 | 0 | 0 | 0
F13_Industrial_Wood and Lumber Products_New_Space Heating_Natural Gas_Windows - High Efficiency_A_Achievable Economic TRC Potential | F13 | Industrial | Wood and Lumber Products | New | Space Heating | Natural Gas | Windows - High Efficiency | A | Purchases (Incremental) | Achievable Economic TRC Potential | 0 | 0 | 0 | 0 | 0 | 0 | 0 | 0 | 0 | 0 | 0 | 0 | 0 | 0 | 0 | 0 | 0 | 0 | 0 | 0 | 0 | 0
F14_Industrial_Wood and Lumber Products_New_Space Heating_Natural Gas_Windows - High Efficiency_A_Achievable Economic TRC Potential | F14 | Industrial | Wood and Lumber Products | New | Space Heating | Natural Gas | Windows - High Efficiency | A | Purchases (Cumulative) | Achievable Economic TRC Potential | 0 | 0 | 0 | 0 | 0 | 0 | 0 | 0 | 0 | 0 | 0 | 0 | 0 | 0 | 0 | 0 | 0 | 0 | 0 | 0 | 0 | 0
F1_Industrial_Wood and Lumber Products_New_Space Heating_Natural Gas_Gas Boiler - Maintenance_A_Achievable Economic TRC Potential | F1 | Industrial | Wood and Lumber Products | New | Space Heating | Natural Gas | Gas Boiler - Maintenance | A | Original Unit Energy Savings (kWh or therms) | Achievable Economic TRC Potential | 0 | 0 | 0.8556 | 0.8556 | 0.8556 | 0.8556 | 0.8556 | 0.8556 | 0.8556 | 0.8556 | 0.8556 | 0.8556 | 0.8556 | 0.8556 | 0.8556 | 0.8556 | 0.8556 | 0.8556 | 0.8556 | 0.8556 | 0.8556 | 0.8556
F2_Industrial_Wood and Lumber Products_New_Space Heating_Natural Gas_Gas Boiler - Maintenance_A_Achievable Economic TRC Potential | F2 | Industrial | Wood and Lumber Products | New | Space Heating | Natural Gas | Gas Boiler - Maintenance | A | Original Unit Summer Peak Savings (kW) | Achievable Economic TRC Potential | 0 | 0 | 0 | 0 | 0 | 0 | 0 | 0 | 0 | 0 | 0 | 0 | 0 | 0 | 0 | 0 | 0 | 0 | 0 | 0 | 0 | 0
F3_Industrial_Wood and Lumber Products_New_Space Heating_Natural Gas_Gas Boiler - Maintenance_A_Achievable Economic TRC Potential | F3 | Industrial | Wood and Lumber Products | New | Space Heating | Natural Gas | Gas Boiler - Maintenance | A | Original Unit Winter Peak Savings (kW) | Achievable Economic TRC Potential | 0 | 0 | 0 | 0 | 0 | 0 | 0 | 0 | 0 | 0 | 0 | 0 | 0 | 0 | 0 | 0 | 0 | 0 | 0 | 0 | 0 | 0
F4_Industrial_Wood and Lumber Products_New_Space Heating_Natural Gas_Gas Boiler - Maintenance_A_Achievable Economic TRC Potential | F4 | Industrial | Wood and Lumber Products | New | Space Heating | Natural Gas | Gas Boiler - Maintenance | A | Standalone Impact on Baseline Energy (%) | Achievable Economic TRC Potential | 0% | 0% | 0.002102% | 0.002678% | 0.002898% | 0.002333% | 0.00205% | 0.001805% | 0.001597% | 0.001413% | 0.001302% | 0.001194% | 0.001103% | 0.001014% | 0.0009612% | 0.000904% | 0.0008533% | 0.000801% | 0.0007699% | 0.0007346% | 0.0007033% | 0.0006747%
F5_Industrial_Wood and Lumber Products_New_Space Heating_Natural Gas_Gas Boiler - Maintenance_A_Achievable Economic TRC Potential | F5 | Industrial | Wood and Lumber Products | New | Space Heating | Natural Gas | Gas Boiler - Maintenance | A | Standalone Impact on Baseline Summer Peak (%) | Achievable Economic TRC Potential | bar: 2019 to 2040
F6_Industrial_Wood and Lumber Products_New_Space Heating_Natural Gas_Gas Boiler - Maintenance_A_Achievable Economic TRC Potential | F6 | Industrial | Wood and Lumber Products | New | Space Heating | Natural Gas | Gas Boiler - Maintenance | A | Standalone Impact on Baseline Winter Peak (%) | Achievable Economic TRC Potential | bar: 2019 to 2040
F7_Industrial_Wood and Lumber Products_New_Space Heating_Natural Gas_Gas Boiler - Maintenance_A_Achievable Economic TRC Potential | F7 | Industrial | Wood and Lumber Products | New | Space Heating | Natural Gas | Gas Boiler - Maintenance | A | Incremental Energy Savings (MWh or mTherms) | Achievable Economic TRC Potential | 0 | 0 | 0.00010363 | 0.00012676 | 0.00012513 | 0.00013008 | 0.00013118 | 0.00013081 | 0.00013008 | 0.00013118 | 0.00013081 | 0.00023371 | 0.00025795 | 0.00025594 | 0.00046741 | 0.00051589 | 0.00051189 | 0.00093482 | 0.0010318 | 0.0010238 | 0.0018961 | 0.002068
F8_Industrial_Wood and Lumber Products_New_Space Heating_Natural Gas_Gas Boiler - Maintenance_A_Achievable Economic TRC Potential | F8 | Industrial | Wood and Lumber Products | New | Space Heating | Natural Gas | Gas Boiler - Maintenance | A | Incremental Summer Peak Savings (MW) | Achievable Economic TRC Potential | 0 | 0 | 0 | 0 | 0 | 0 | 0 | 0 | 0 | 0 | 0 | 0 | 0 | 0 | 0 | 0 | 0 | 0 | 0 | 0 | 0 | 0
F9_Industrial_Wood and Lumber Products_New_Space Heating_Natural Gas_Gas Boiler - Maintenance_A_Achievable Economic TRC Potential | F9 | Industrial | Wood and Lumber Products | New | Space Heating | Natural Gas | Gas Boiler - Maintenance | A | Incremental Winter Peak Savings (MW) | Achievable Economic TRC Potential | 0 | 0 | 0 | 0 | 0 | 0 | 0 | 0 | 0 | 0 | 0 | 0 | 0 | 0 | 0 | 0 | 0 | 0 | 0 | 0 | 0 | 0
F10_Industrial_Wood and Lumber Products_New_Space Heating_Natural Gas_Gas Boiler - Maintenance_A_Achievable Economic TRC Potential | F10 | Industrial | Wood and Lumber Products | New | Space Heating | Natural Gas | Gas Boiler - Maintenance | A | Cumulative Energy Savings (MWh or mTherms) | Achievable Economic TRC Potential | 0 | 0 | 0.00010363 | 0.00023039 | 0.00035552 | 0.00038197 | 0.00038639 | 0.00039208 | 0.00039208 | 0.00039208 | 0.00039208 | 0.00039208 | 0.00039208 | 0.00039208 | 0.00039208 | 0.00039208 | 0.00039208 | 0.00039208 | 0.00039208 | 0.00039208 | 0.00039208 | 0.00039208
F11_Industrial_Wood and Lumber Products_New_Space Heating_Natural Gas_Gas Boiler - Maintenance_A_Achievable Economic TRC Potential | F11 | Industrial | Wood and Lumber Products | New | Space Heating | Natural Gas | Gas Boiler - Maintenance | A | Cumulative Summer Peak Savings (MW) | Achievable Economic TRC Potential | 0 | 0 | 0 | 0 | 0 | 0 | 0 | 0 | 0 | 0 | 0 | 0 | 0 | 0 | 0 | 0 | 0 | 0 | 0 | 0 | 0 | 0
F12_Industrial_Wood and Lumber Products_New_Space Heating_Natural Gas_Gas Boiler - Maintenance_A_Achievable Economic TRC Potential | F12 | Industrial | Wood and Lumber Products | New | Space Heating | Natural Gas | Gas Boiler - Maintenance | A | Cumulative Winter Peak Savings (MW) | Achievable Economic TRC Potential | 0 | 0 | 0 | 0 | 0 | 0 | 0 | 0 | 0 | 0 | 0 | 0 | 0 | 0 | 0 | 0 | 0 | 0 | 0 | 0 | 0 | 0
F13_Industrial_Wood and Lumber Products_New_Space Heating_Natural Gas_Gas Boiler - Maintenance_A_Achievable Economic TRC Potential | F13 | Industrial | Wood and Lumber Products | New | Space Heating | Natural Gas | Gas Boiler - Maintenance | A | Purchases (Incremental) | Achievable Economic TRC Potential | 0 | 0 | 0.12112 | 0.14815 | 0.14625 | 0.15203 | 0.15333 | 0.15289 | 0.15203 | 0.15333 | 0.15289 | 0.27315 | 0.30148 | 0.29914 | 0.5463 | 0.60296 | 0.59828 | 1.0926 | 1.2059 | 1.1966 | 2.2161 | 2.417
F14_Industrial_Wood and Lumber Products_New_Space Heating_Natural Gas_Gas Boiler - Maintenance_A_Achievable Economic TRC Potential | F14 | Industrial | Wood and Lumber Products | New | Space Heating | Natural Gas | Gas Boiler - Maintenance | A | Purchases (Cumulative) | Achievable Economic TRC Potential | 0 | 0 | 0.12112 | 0.26927 | 0.41552 | 0.44643 | 0.45161 | 0.45825 | 0.45825 | 0.45825 | 0.45825 | 0.45825 | 0.45825 | 0.45825 | 0.45825 | 0.45825 | 0.45825 | 0.45825 | 0.45825 | 0.45825 | 0.45825 | 0.45825
F1_Industrial_Wood and Lumber Products_New_Process_Natural Gas_Gas Boiler - Maintenance_A_Achievable Economic TRC Potential | F1 | Industrial | Wood and Lumber Products | New | Process | Natural Gas | Gas Boiler - Maintenance | A | Original Unit Energy Savings (kWh or therms) | Achievable Economic TRC Potential | 0 | 0 | 6.3264 | 6.3264 | 6.3264 | 6.3264 | 6.3264 | 6.3264 | 6.3264 | 6.3264 | 6.3264 | 6.3264 | 6.3264 | 6.3264 | 6.3264 | 6.3264 | 6.3264 | 6.3264 | 6.3264 | 6.3264 | 6.3264 | 6.3264
F2_Industrial_Wood and Lumber Products_New_Process_Natural Gas_Gas Boiler - Maintenance_A_Achievable Economic TRC Potential | F2 | Industrial | Wood and Lumber Products | New | Process | Natural Gas | Gas Boiler - Maintenance | A | Original Unit Summer Peak Savings (kW) | Achievable Economic TRC Potential | 0 | 0 | 0 | 0 | 0 | 0 | 0 | 0 | 0 | 0 | 0 | 0 | 0 | 0 | 0 | 0 | 0 | 0 | 0 | 0 | 0 | 0
F3_Industrial_Wood and Lumber Products_New_Process_Natural Gas_Gas Boiler - Maintenance_A_Achievable Economic TRC Potential | F3 | Industrial | Wood and Lumber Products | New | Process | Natural Gas | Gas Boiler - Maintenance | A | Original Unit Winter Peak Savings (kW) | Achievable Economic TRC Potential | 0 | 0 | 0 | 0 | 0 | 0 | 0 | 0 | 0 | 0 | 0 | 0 | 0 | 0 | 0 | 0 | 0 | 0 | 0 | 0 | 0 | 0
F4_Industrial_Wood and Lumber Products_New_Process_Natural Gas_Gas Boiler - Maintenance_A_Achievable Economic TRC Potential | F4 | Industrial | Wood and Lumber Products | New | Process | Natural Gas | Gas Boiler - Maintenance | A | Standalone Impact on Baseline Energy (%) | Achievable Economic TRC Potential | 0% | 0% | 0.007147% | 0.009105% | 0.009853% | 0.007931% | 0.00697% | 0.006137% | 0.005429% | 0.004805% | 0.004426% | 0.004058% | 0.00375% | 0.003447% | 0.003267% | 0.003073% | 0.002901% | 0.002723% | 0.002617% | 0.002497% | 0.002391% | 0.002293%
F5_Industrial_Wood and Lumber Products_New_Process_Natural Gas_Gas Boiler - Maintenance_A_Achievable Economic TRC Potential | F5 | Industrial | Wood and Lumber Products | New | Process | Natural Gas | Gas Boiler - Maintenance | A | Standalone Impact on Baseline Summer Peak (%) | Achievable Economic TRC Potential | bar: 2019 to 2040
F6_Industrial_Wood and Lumber Products_New_Process_Natural Gas_Gas Boiler - Maintenance_A_Achievable Economic TRC Potential | F6 | Industrial | Wood and Lumber Products | New | Process | Natural Gas | Gas Boiler - Maintenance | A | Standalone Impact on Baseline Winter Peak (%) | Achievable Economic TRC Potential | bar: 2019 to 2040
F7_Industrial_Wood and Lumber Products_New_Process_Natural Gas_Gas Boiler - Maintenance_A_Achievable Economic TRC Potential | F7 | Industrial | Wood and Lumber Products | New | Process | Natural Gas | Gas Boiler - Maintenance | A | Incremental Energy Savings (MWh or mTherms) | Achievable Economic TRC Potential | 0 | 0 | 0.0026374 | 0.0032262 | 0.0031847 | 0.0033106 | 0.0033388 | 0.0033293 | 0.0033106 | 0.0033388 | 0.0033293 | 0.005948 | 0.0065649 | 0.006514 | 0.011896 | 0.01313 | 0.013028 | 0.023792 | 0.02626 | 0.026056 | 0.048257 | 0.052632
F8_Industrial_Wood and Lumber Products_New_Process_Natural Gas_Gas Boiler - Maintenance_A_Achievable Economic TRC Potential | F8 | Industrial | Wood and Lumber Products | New | Process | Natural Gas | Gas Boiler - Maintenance | A | Incremental Summer Peak Savings (MW) | Achievable Economic TRC Potential | 0 | 0 | 0 | 0 | 0 | 0 | 0 | 0 | 0 | 0 | 0 | 0 | 0 | 0 | 0 | 0 | 0 | 0 | 0 | 0 | 0 | 0
F9_Industrial_Wood and Lumber Products_New_Process_Natural Gas_Gas Boiler - Maintenance_A_Achievable Economic TRC Potential | F9 | Industrial | Wood and Lumber Products | New | Process | Natural Gas | Gas Boiler - Maintenance | A | Incremental Winter Peak Savings (MW) | Achievable Economic TRC Potential | 0 | 0 | 0 | 0 | 0 | 0 | 0 | 0 | 0 | 0 | 0 | 0 | 0 | 0 | 0 | 0 | 0 | 0 | 0 | 0 | 0 | 0
F10_Industrial_Wood and Lumber Products_New_Process_Natural Gas_Gas Boiler - Maintenance_A_Achievable Economic TRC Potential | F10 | Industrial | Wood and Lumber Products | New | Process | Natural Gas | Gas Boiler - Maintenance | A | Cumulative Energy Savings (MWh or mTherms) | Achievable Economic TRC Potential | 0 | 0 | 0.0026374 | 0.0058636 | 0.0090482 | 0.0097214 | 0.009834 | 0.0099787 | 0.0099787 | 0.0099787 | 0.0099787 | 0.0099787 | 0.0099787 | 0.0099787 | 0.0099787 | 0.0099787 | 0.0099787 | 0.0099787 | 0.0099787 | 0.0099787 | 0.0099787 | 0.0099787
F11_Industrial_Wood and Lumber Products_New_Process_Natural Gas_Gas Boiler - Maintenance_A_Achievable Economic TRC Potential | F11 | Industrial | Wood and Lumber Products | New | Process | Natural Gas | Gas Boiler - Maintenance | A | Cumulative Summer Peak Savings (MW) | Achievable Economic TRC Potential | 0 | 0 | 0 | 0 | 0 | 0 | 0 | 0 | 0 | 0 | 0 | 0 | 0 | 0 | 0 | 0 | 0 | 0 | 0 | 0 | 0 | 0
F12_Industrial_Wood and Lumber Products_New_Process_Natural Gas_Gas Boiler - Maintenance_A_Achievable Economic TRC Potential | F12 | Industrial | Wood and Lumber Products | New | Process | Natural Gas | Gas Boiler - Maintenance | A | Cumulative Winter Peak Savings (MW) | Achievable Economic TRC Potential | 0 | 0 | 0 | 0 | 0 | 0 | 0 | 0 | 0 | 0 | 0 | 0 | 0 | 0 | 0 | 0 | 0 | 0 | 0 | 0 | 0 | 0
F13_Industrial_Wood and Lumber Products_New_Process_Natural Gas_Gas Boiler - Maintenance_A_Achievable Economic TRC Potential | F13 | Industrial | Wood and Lumber Products | New | Process | Natural Gas | Gas Boiler - Maintenance | A | Purchases (Incremental) | Achievable Economic TRC Potential | 0 | 0 | 0.41689 | 0.50995 | 0.50339 | 0.5233 | 0.52775 | 0.52626 | 0.5233 | 0.52775 | 0.52626 | 0.94019 | 1.0377 | 1.0297 | 1.8804 | 2.0754 | 2.0593 | 3.7608 | 4.1508 | 4.1186 | 7.628 | 8.3195
F14_Industrial_Wood and Lumber Products_New_Process_Natural Gas_Gas Boiler - Maintenance_A_Achievable Economic TRC Potential | F14 | Industrial | Wood and Lumber Products | New | Process | Natural Gas | Gas Boiler - Maintenance | A | Purchases (Cumulative) | Achievable Economic TRC Potential | 0 | 0 | 0.41689 | 0.92684 | 1.4302 | 1.5367 | 1.5545 | 1.5773 | 1.5773 | 1.5773 | 1.5773 | 1.5773 | 1.5773 | 1.5773 | 1.5773 | 1.5773 | 1.5773 | 1.5773 | 1.5773 | 1.5773 | 1.5773 | 1.5773
F1_Industrial_Wood and Lumber Products_New_Space Heating_Natural Gas_Gas Furnace - Maintenance_A_Achievable Economic TRC Potential | F1 | Industrial | Wood and Lumber Products | New | Space Heating | Natural Gas | Gas Furnace - Maintenance | A | Original Unit Energy Savings (kWh or therms) | Achievable Economic TRC Potential | 0 | 0 | 0.0083129 | 0.0083129 | 0.0083129 | 0.0083129 | 0.0083129 | 0.0083129 | 0.0083129 | 0.0083129 | 0.0083129 | 0.0083129 | 0.0083129 | 0.0083129 | 0.0083129 | 0.0083129 | 0.0083129 | 0.0083129 | 0.0083129 | 0.0083129 | 0.0083129 | 0.0083129
F2_Industrial_Wood and Lumber Products_New_Space Heating_Natural Gas_Gas Furnace - Maintenance_A_Achievable Economic TRC Potential | F2 | Industrial | Wood and Lumber Products | New | Space Heating | Natural Gas | Gas Furnace - Maintenance | A | Original Unit Summer Peak Savings (kW) | Achievable Economic TRC Potential | 0 | 0 | 0 | 0 | 0 | 0 | 0 | 0 | 0 | 0 | 0 | 0 | 0 | 0 | 0 | 0 | 0 | 0 | 0 | 0 | 0 | 0
F3_Industrial_Wood and Lumber Products_New_Space Heating_Natural Gas_Gas Furnace - Maintenance_A_Achievable Economic TRC Potential | F3 | Industrial | Wood and Lumber Products | New | Space Heating | Natural Gas | Gas Furnace - Maintenance | A | Original Unit Winter Peak Savings (kW) | Achievable Economic TRC Potential | 0 | 0 | 0 | 0 | 0 | 0 | 0 | 0 | 0 | 0 | 0 | 0 | 0 | 0 | 0 | 0 | 0 | 0 | 0 | 0 | 0 | 0
F4_Industrial_Wood and Lumber Products_New_Space Heating_Natural Gas_Gas Furnace - Maintenance_A_Achievable Economic TRC Potential | F4 | Industrial | Wood and Lumber Products | New | Space Heating | Natural Gas | Gas Furnace - Maintenance | A | Standalone Impact on Baseline Energy (%) | Achievable Economic TRC Potential | 0% | 0% | 3.45e-05% | 4.395e-05% | 4.757e-05% | 3.829e-05% | 3.365e-05% | 2.963e-05% | 2.621e-05% | 2.32e-05% | 2.137e-05% | 1.959e-05% | 1.81e-05% | 1.664e-05% | 1.577e-05% | 1.484e-05% | 1.4e-05% | 1.315e-05% | 1.263e-05% | 1.206e-05% | 1.154e-05% | 1.107e-05%
F5_Industrial_Wood and Lumber Products_New_Space Heating_Natural Gas_Gas Furnace - Maintenance_A_Achievable Economic TRC Potential | F5 | Industrial | Wood and Lumber Products | New | Space Heating | Natural Gas | Gas Furnace - Maintenance | A | Standalone Impact on Baseline Summer Peak (%) | Achievable Economic TRC Potential | bar: 2019 to 2040
F6_Industrial_Wood and Lumber Products_New_Space Heating_Natural Gas_Gas Furnace - Maintenance_A_Achievable Economic TRC Potential | F6 | Industrial | Wood and Lumber Products | New | Space Heating | Natural Gas | Gas Furnace - Maintenance | A | Standalone Impact on Baseline Winter Peak (%) | Achievable Economic TRC Potential | bar: 2019 to 2040
F7_Industrial_Wood and Lumber Products_New_Space Heating_Natural Gas_Gas Furnace - Maintenance_A_Achievable Economic TRC Potential | F7 | Industrial | Wood and Lumber Products | New | Space Heating | Natural Gas | Gas Furnace - Maintenance | A | Incremental Energy Savings (MWh or mTherms) | Achievable Economic TRC Potential | 0 | 0 | 1.7006e-06 | 2.0803e-06 | 2.0535e-06 | 2.1347e-06 | 2.1529e-06 | 2.1468e-06 | 2.1347e-06 | 2.1529e-06 | 2.1468e-06 | 3.8353e-06 | 4.2331e-06 | 4.2002e-06 | 7.6706e-06 | 8.4662e-06 | 8.4005e-06 | 1.5341e-05 | 1.6932e-05 | 1.6801e-05 | 3.1117e-05 | 3.3937e-05
F8_Industrial_Wood and Lumber Products_New_Space Heating_Natural Gas_Gas Furnace - Maintenance_A_Achievable Economic TRC Potential | F8 | Industrial | Wood and Lumber Products | New | Space Heating | Natural Gas | Gas Furnace - Maintenance | A | Incremental Summer Peak Savings (MW) | Achievable Economic TRC Potential | 0 | 0 | 0 | 0 | 0 | 0 | 0 | 0 | 0 | 0 | 0 | 0 | 0 | 0 | 0 | 0 | 0 | 0 | 0 | 0 | 0 | 0
F9_Industrial_Wood and Lumber Products_New_Space Heating_Natural Gas_Gas Furnace - Maintenance_A_Achievable Economic TRC Potential | F9 | Industrial | Wood and Lumber Products | New | Space Heating | Natural Gas | Gas Furnace - Maintenance | A | Incremental Winter Peak Savings (MW) | Achievable Economic TRC Potential | 0 | 0 | 0 | 0 | 0 | 0 | 0 | 0 | 0 | 0 | 0 | 0 | 0 | 0 | 0 | 0 | 0 | 0 | 0 | 0 | 0 | 0
F10_Industrial_Wood and Lumber Products_New_Space Heating_Natural Gas_Gas Furnace - Maintenance_A_Achievable Economic TRC Potential | F10 | Industrial | Wood and Lumber Products | New | Space Heating | Natural Gas | Gas Furnace - Maintenance | A | Cumulative Energy Savings (MWh or mTherms) | Achievable Economic TRC Potential | 0 | 0 | 1.7006e-06 | 3.7809e-06 | 5.8344e-06 | 6.2685e-06 | 6.3411e-06 | 6.4343e-06 | 6.4343e-06 | 6.4343e-06 | 6.4343e-06 | 6.4343e-06 | 6.4343e-06 | 6.4343e-06 | 6.4343e-06 | 6.4343e-06 | 6.4343e-06 | 6.4343e-06 | 6.4343e-06 | 6.4343e-06 | 6.4343e-06 | 6.4343e-06
F11_Industrial_Wood and Lumber Products_New_Space Heating_Natural Gas_Gas Furnace - Maintenance_A_Achievable Economic TRC Potential | F11 | Industrial | Wood and Lumber Products | New | Space Heating | Natural Gas | Gas Furnace - Maintenance | A | Cumulative Summer Peak Savings (MW) | Achievable Economic TRC Potential | 0 | 0 | 0 | 0 | 0 | 0 | 0 | 0 | 0 | 0 | 0 | 0 | 0 | 0 | 0 | 0 | 0 | 0 | 0 | 0 | 0 | 0
F12_Industrial_Wood and Lumber Products_New_Space Heating_Natural Gas_Gas Furnace - Maintenance_A_Achievable Economic TRC Potential | F12 | Industrial | Wood and Lumber Products | New | Space Heating | Natural Gas | Gas Furnace - Maintenance | A | Cumulative Winter Peak Savings (MW) | Achievable Economic TRC Potential | 0 | 0 | 0 | 0 | 0 | 0 | 0 | 0 | 0 | 0 | 0 | 0 | 0 | 0 | 0 | 0 | 0 | 0 | 0 | 0 | 0 | 0
F13_Industrial_Wood and Lumber Products_New_Space Heating_Natural Gas_Gas Furnace - Maintenance_A_Achievable Economic TRC Potential | F13 | Industrial | Wood and Lumber Products | New | Space Heating | Natural Gas | Gas Furnace - Maintenance | A | Purchases (Incremental) | Achievable Economic TRC Potential | 0 | 0 | 0.20457 | 0.25024 | 0.24702 | 0.25679 | 0.25898 | 0.25824 | 0.25679 | 0.25898 | 0.25824 | 0.46137 | 0.50922 | 0.50527 | 0.92274 | 1.0184 | 1.0105 | 1.8455 | 2.0369 | 2.0211 | 3.7432 | 4.0825
F14_Industrial_Wood and Lumber Products_New_Space Heating_Natural Gas_Gas Furnace - Maintenance_A_Achievable Economic TRC Potential | F14 | Industrial | Wood and Lumber Products | New | Space Heating | Natural Gas | Gas Furnace - Maintenance | A | Purchases (Cumulative) | Achievable Economic TRC Potential | 0 | 0 | 0.20457 | 0.45482 | 0.70184 | 0.75406 | 0.7628 | 0.77402 | 0.77402 | 0.77402 | 0.77402 | 0.77402 | 0.77402 | 0.77402 | 0.77402 | 0.77402 | 0.77402 | 0.77402 | 0.77402 | 0.77402 | 0.77402 | 0.77402
F1_Industrial_Wood and Lumber Products_New_Space Heating_Natural Gas_Gas Boiler - Hot Water Reset_A_Achievable Economic TRC Potential | F1 | Industrial | Wood and Lumber Products | New | Space Heating | Natural Gas | Gas Boiler - Hot Water Reset | A | Original Unit Energy Savings (kWh or therms) | Achievable Economic TRC Potential | 0 | 0 | 3.1113 | 3.1113 | 3.1113 | 3.1113 | 3.1113 | 3.1113 | 3.1113 | 3.1113 | 3.1113 | 3.1113 | 3.1113 | 3.1113 | 3.1113 | 3.1113 | 3.1113 | 3.1113 | 3.1113 | 3.1113 | 3.1113 | 3.1113
F2_Industrial_Wood and Lumber Products_New_Space Heating_Natural Gas_Gas Boiler - Hot Water Reset_A_Achievable Economic TRC Potential | F2 | Industrial | Wood and Lumber Products | New | Space Heating | Natural Gas | Gas Boiler - Hot Water Reset | A | Original Unit Summer Peak Savings (kW) | Achievable Economic TRC Potential | 0 | 0 | 0 | 0 | 0 | 0 | 0 | 0 | 0 | 0 | 0 | 0 | 0 | 0 | 0 | 0 | 0 | 0 | 0 | 0 | 0 | 0
F3_Industrial_Wood and Lumber Products_New_Space Heating_Natural Gas_Gas Boiler - Hot Water Reset_A_Achievable Economic TRC Potential | F3 | Industrial | Wood and Lumber Products | New | Space Heating | Natural Gas | Gas Boiler - Hot Water Reset | A | Original Unit Winter Peak Savings (kW) | Achievable Economic TRC Potential | 0 | 0 | 0 | 0 | 0 | 0 | 0 | 0 | 0 | 0 | 0 | 0 | 0 | 0 | 0 | 0 | 0 | 0 | 0 | 0 | 0 | 0
F4_Industrial_Wood and Lumber Products_New_Space Heating_Natural Gas_Gas Boiler - Hot Water Reset_A_Achievable Economic TRC Potential | F4 | Industrial | Wood and Lumber Products | New | Space Heating | Natural Gas | Gas Boiler - Hot Water Reset | A | Standalone Impact on Baseline Energy (%) | Achievable Economic TRC Potential | 0% | 0% | 0.007431% | 0.01338% | 0.02055% | 0.02836% | 0.03942% | 0.05149% | 0.06451% | 0.07646% | 0.08869% | 0.097% | 0.1018% | 0.1016% | 0.101% | 0.09722% | 0.09271% | 0.08738% | 0.08398% | 0.08013% | 0.07672% | 0.07359%
F5_Industrial_Wood and Lumber Products_New_Space Heating_Natural Gas_Gas Boiler - Hot Water Reset_A_Achievable Economic TRC Potential | F5 | Industrial | Wood and Lumber Products | New | Space Heating | Natural Gas | Gas Boiler - Hot Water Reset | A | Standalone Impact on Baseline Summer Peak (%) | Achievable Economic TRC Potential | bar: 2019 to 2040
F6_Industrial_Wood and Lumber Products_New_Space Heating_Natural Gas_Gas Boiler - Hot Water Reset_A_Achievable Economic TRC Potential | F6 | Industrial | Wood and Lumber Products | New | Space Heating | Natural Gas | Gas Boiler - Hot Water Reset | A | Standalone Impact on Baseline Winter Peak (%) | Achievable Economic TRC Potential | bar: 2019 to 2040
F7_Industrial_Wood and Lumber Products_New_Space Heating_Natural Gas_Gas Boiler - Hot Water Reset_A_Achievable Economic TRC Potential | F7 | Industrial | Wood and Lumber Products | New | Space Heating | Natural Gas | Gas Boiler - Hot Water Reset | A | Incremental Energy Savings (MWh or mTherms) | Achievable Economic TRC Potential | 0 | 0 | 0.00036626 | 0.00078484 | 0.0013695 | 0.002122 | 0.0027861 | 0.0037535 | 0.0046552 | 0.0053732 | 0.0054972 | 0.0051539 | 0.0043156 | 0.0031074 | 0.0019033 | 0.00097435 | 0.00043672 | 0.00016918 | 0.00036626 | 0.00078484 | 0.0013695 | 0.002122
F8_Industrial_Wood and Lumber Products_New_Space Heating_Natural Gas_Gas Boiler - Hot Water Reset_A_Achievable Economic TRC Potential | F8 | Industrial | Wood and Lumber Products | New | Space Heating | Natural Gas | Gas Boiler - Hot Water Reset | A | Incremental Summer Peak Savings (MW) | Achievable Economic TRC Potential | 0 | 0 | 0 | 0 | 0 | 0 | 0 | 0 | 0 | 0 | 0 | 0 | 0 | 0 | 0 | 0 | 0 | 0 | 0 | 0 | 0 | 0
F9_Industrial_Wood and Lumber Products_New_Space Heating_Natural Gas_Gas Boiler - Hot Water Reset_A_Achievable Economic TRC Potential | F9 | Industrial | Wood and Lumber Products | New | Space Heating | Natural Gas | Gas Boiler - Hot Water Reset | A | Incremental Winter Peak Savings (MW) | Achievable Economic TRC Potential | 0 | 0 | 0 | 0 | 0 | 0 | 0 | 0 | 0 | 0 | 0 | 0 | 0 | 0 | 0 | 0 | 0 | 0 | 0 | 0 | 0 | 0
F10_Industrial_Wood and Lumber Products_New_Space Heating_Natural Gas_Gas Boiler - Hot Water Reset_A_Achievable Economic TRC Potential | F10 | Industrial | Wood and Lumber Products | New | Space Heating | Natural Gas | Gas Boiler - Hot Water Reset | A | Cumulative Energy Savings (MWh or mTherms) | Achievable Economic TRC Potential | 0 | 0 | 0.00036626 | 0.0011511 | 0.0025206 | 0.0046426 | 0.0074287 | 0.011182 | 0.015837 | 0.021211 | 0.026708 | 0.031862 | 0.036177 | 0.039285 | 0.041188 | 0.042162 | 0.042599 | 0.042768 | 0.042768 | 0.042768 | 0.042768 | 0.042768
F11_Industrial_Wood and Lumber Products_New_Space Heating_Natural Gas_Gas Boiler - Hot Water Reset_A_Achievable Economic TRC Potential | F11 | Industrial | Wood and Lumber Products | New | Space Heating | Natural Gas | Gas Boiler - Hot Water Reset | A | Cumulative Summer Peak Savings (MW) | Achievable Economic TRC Potential | 0 | 0 | 0 | 0 | 0 | 0 | 0 | 0 | 0 | 0 | 0 | 0 | 0 | 0 | 0 | 0 | 0 | 0 | 0 | 0 | 0 | 0
F12_Industrial_Wood and Lumber Products_New_Space Heating_Natural Gas_Gas Boiler - Hot Water Reset_A_Achievable Economic TRC Potential | F12 | Industrial | Wood and Lumber Products | New | Space Heating | Natural Gas | Gas Boiler - Hot Water Reset | A | Cumulative Winter Peak Savings (MW) | Achievable Economic TRC Potential | 0 | 0 | 0 | 0 | 0 | 0 | 0 | 0 | 0 | 0 | 0 | 0 | 0 | 0 | 0 | 0 | 0 | 0 | 0 | 0 | 0 | 0
F13_Industrial_Wood and Lumber Products_New_Space Heating_Natural Gas_Gas Boiler - Hot Water Reset_A_Achievable Economic TRC Potential | F13 | Industrial | Wood and Lumber Products | New | Space Heating | Natural Gas | Gas Boiler - Hot Water Reset | A | Purchases (Incremental) | Achievable Economic TRC Potential | 0 | 0 | 0.11772 | 0.25226 | 0.44017 | 0.68205 | 0.89548 | 1.2064 | 1.4962 | 1.727 | 1.7669 | 1.6565 | 1.3871 | 0.99875 | 0.61174 | 0.31317 | 0.14037 | 0.054375 | 0.11772 | 0.25226 | 0.44017 | 0.68205
F14_Industrial_Wood and Lumber Products_New_Space Heating_Natural Gas_Gas Boiler - Hot Water Reset_A_Achievable Economic TRC Potential | F14 | Industrial | Wood and Lumber Products | New | Space Heating | Natural Gas | Gas Boiler - Hot Water Reset | A | Purchases (Cumulative) | Achievable Economic TRC Potential | 0 | 0 | 0.11772 | 0.36998 | 0.81015 | 1.4922 | 2.3877 | 3.5941 | 5.0903 | 6.8173 | 8.5842 | 10.2407 | 11.6278 | 12.6265 | 13.2383 | 13.5515 | 13.6918 | 13.7462 | 13.7462 | 13.7462 | 13.7462 | 13.7462
F1_Industrial_Wood and Lumber Products_New_Process_Natural Gas_Gas Boiler - Hot Water Reset_A_Achievable Economic TRC Potential | F1 | Industrial | Wood and Lumber Products | New | Process | Natural Gas | Gas Boiler - Hot Water Reset | A | Original Unit Energy Savings (kWh or therms) | Achievable Economic TRC Potential | 0 | 0 | 11.5025 | 11.5025 | 11.5025 | 11.5025 | 11.5025 | 11.5025 | 11.5025 | 11.5025 | 11.5025 | 11.5025 | 11.5025 | 11.5025 | 11.5025 | 11.5025 | 11.5025 | 11.5025 | 11.5025 | 11.5025 | 11.5025 | 11.5025
F2_Industrial_Wood and Lumber Products_New_Process_Natural Gas_Gas Boiler - Hot Water Reset_A_Achievable Economic TRC Potential | F2 | Industrial | Wood and Lumber Products | New | Process | Natural Gas | Gas Boiler - Hot Water Reset | A | Original Unit Summer Peak Savings (kW) | Achievable Economic TRC Potential | 0 | 0 | 0 | 0 | 0 | 0 | 0 | 0 | 0 | 0 | 0 | 0 | 0 | 0 | 0 | 0 | 0 | 0 | 0 | 0 | 0 | 0
F3_Industrial_Wood and Lumber Products_New_Process_Natural Gas_Gas Boiler - Hot Water Reset_A_Achievable Economic TRC Potential | F3 | Industrial | Wood and Lumber Products | New | Process | Natural Gas | Gas Boiler - Hot Water Reset | A | Original Unit Winter Peak Savings (kW) | Achievable Economic TRC Potential | 0 | 0 | 0 | 0 | 0 | 0 | 0 | 0 | 0 | 0 | 0 | 0 | 0 | 0 | 0 | 0 | 0 | 0 | 0 | 0 | 0 | 0
F4_Industrial_Wood and Lumber Products_New_Process_Natural Gas_Gas Boiler - Hot Water Reset_A_Achievable Economic TRC Potential | F4 | Industrial | Wood and Lumber Products | New | Process | Natural Gas | Gas Boiler - Hot Water Reset | A | Standalone Impact on Baseline Energy (%) | Achievable Economic TRC Potential | 0% | 0% | 0.01263% | 0.02275% | 0.03493% | 0.0482% | 0.067% | 0.08752% | 0.1096% | 0.13% | 0.1507% | 0.1649% | 0.173% | 0.1727% | 0.1716% | 0.1652% | 0.1576% | 0.1485% | 0.1427% | 0.1362% | 0.1304% | 0.1251%
F5_Industrial_Wood and Lumber Products_New_Process_Natural Gas_Gas Boiler - Hot Water Reset_A_Achievable Economic TRC Potential | F5 | Industrial | Wood and Lumber Products | New | Process | Natural Gas | Gas Boiler - Hot Water Reset | A | Standalone Impact on Baseline Summer Peak (%) | Achievable Economic TRC Potential | bar: 2019 to 2040
F6_Industrial_Wood and Lumber Products_New_Process_Natural Gas_Gas Boiler - Hot Water Reset_A_Achievable Economic TRC Potential | F6 | Industrial | Wood and Lumber Products | New | Process | Natural Gas | Gas Boiler - Hot Water Reset | A | Standalone Impact on Baseline Winter Peak (%) | Achievable Economic TRC Potential | bar: 2019 to 2040
F7_Industrial_Wood and Lumber Products_New_Process_Natural Gas_Gas Boiler - Hot Water Reset_A_Achievable Economic TRC Potential | F7 | Industrial | Wood and Lumber Products | New | Process | Natural Gas | Gas Boiler - Hot Water Reset | A | Incremental Energy Savings (MWh or mTherms) | Achievable Economic TRC Potential | 0 | 0 | 0.0046609 | 0.0099874 | 0.017427 | 0.027004 | 0.035454 | 0.047765 | 0.059239 | 0.068377 | 0.069954 | 0.065585 | 0.054917 | 0.039543 | 0.02422 | 0.012399 | 0.0055574 | 0.0021528 | 0.0046609 | 0.0099874 | 0.017427 | 0.027004
F8_Industrial_Wood and Lumber Products_New_Process_Natural Gas_Gas Boiler - Hot Water Reset_A_Achievable Economic TRC Potential | F8 | Industrial | Wood and Lumber Products | New | Process | Natural Gas | Gas Boiler - Hot Water Reset | A | Incremental Summer Peak Savings (MW) | Achievable Economic TRC Potential | 0 | 0 | 0 | 0 | 0 | 0 | 0 | 0 | 0 | 0 | 0 | 0 | 0 | 0 | 0 | 0 | 0 | 0 | 0 | 0 | 0 | 0
F9_Industrial_Wood and Lumber Products_New_Process_Natural Gas_Gas Boiler - Hot Water Reset_A_Achievable Economic TRC Potential | F9 | Industrial | Wood and Lumber Products | New | Process | Natural Gas | Gas Boiler - Hot Water Reset | A | Incremental Winter Peak Savings (MW) | Achievable Economic TRC Potential | 0 | 0 | 0 | 0 | 0 | 0 | 0 | 0 | 0 | 0 | 0 | 0 | 0 | 0 | 0 | 0 | 0 | 0 | 0 | 0 | 0 | 0
F10_Industrial_Wood and Lumber Products_New_Process_Natural Gas_Gas Boiler - Hot Water Reset_A_Achievable Economic TRC Potential | F10 | Industrial | Wood and Lumber Products | New | Process | Natural Gas | Gas Boiler - Hot Water Reset | A | Cumulative Energy Savings (MWh or mTherms) | Achievable Economic TRC Potential | 0 | 0 | 0.0046609 | 0.014648 | 0.032076 | 0.059079 | 0.094534 | 0.1423 | 0.20154 | 0.26991 | 0.33987 | 0.40545 | 0.46037 | 0.49991 | 0.52413 | 0.53653 | 0.54209 | 0.54424 | 0.54424 | 0.54424 | 0.54424 | 0.54424
F11_Industrial_Wood and Lumber Products_New_Process_Natural Gas_Gas Boiler - Hot Water Reset_A_Achievable Economic TRC Potential | F11 | Industrial | Wood and Lumber Products | New | Process | Natural Gas | Gas Boiler - Hot Water Reset | A | Cumulative Summer Peak Savings (MW) | Achievable Economic TRC Potential | 0 | 0 | 0 | 0 | 0 | 0 | 0 | 0 | 0 | 0 | 0 | 0 | 0 | 0 | 0 | 0 | 0 | 0 | 0 | 0 | 0 | 0
F12_Industrial_Wood and Lumber Products_New_Process_Natural Gas_Gas Boiler - Hot Water Reset_A_Achievable Economic TRC Potential | F12 | Industrial | Wood and Lumber Products | New | Process | Natural Gas | Gas Boiler - Hot Water Reset | A | Cumulative Winter Peak Savings (MW) | Achievable Economic TRC Potential | 0 | 0 | 0 | 0 | 0 | 0 | 0 | 0 | 0 | 0 | 0 | 0 | 0 | 0 | 0 | 0 | 0 | 0 | 0 | 0 | 0 | 0
F13_Industrial_Wood and Lumber Products_New_Process_Natural Gas_Gas Boiler - Hot Water Reset_A_Achievable Economic TRC Potential | F13 | Industrial | Wood and Lumber Products | New | Process | Natural Gas | Gas Boiler - Hot Water Reset | A | Purchases (Incremental) | Achievable Economic TRC Potential | 0 | 0 | 0.4052 | 0.86828 | 1.5151 | 2.3476 | 3.0823 | 4.1526 | 5.1501 | 5.9445 | 6.0816 | 5.7018 | 4.7744 | 3.4378 | 2.1057 | 1.0779 | 0.48315 | 0.18716 | 0.4052 | 0.86828 | 1.5151 | 2.3476
F14_Industrial_Wood and Lumber Products_New_Process_Natural Gas_Gas Boiler - Hot Water Reset_A_Achievable Economic TRC Potential | F14 | Industrial | Wood and Lumber Products | New | Process | Natural Gas | Gas Boiler - Hot Water Reset | A | Purchases (Cumulative) | Achievable Economic TRC Potential | 0 | 0 | 0.4052 | 1.2735 | 2.7886 | 5.1362 | 8.2185 | 12.3711 | 17.5212 | 23.4657 | 29.5473 | 35.2491 | 40.0235 | 43.4612 | 45.5669 | 46.6448 | 47.128 | 47.3151 | 47.3151 | 47.3151 | 47.3151 | 47.3151
F1_Industrial_Wood and Lumber Products_New_Space Heating_Natural Gas_Steam Trap Maintenance_A_Achievable Economic TRC Potential | F1 | Industrial | Wood and Lumber Products | New | Space Heating | Natural Gas | Steam Trap Maintenance | A | Original Unit Energy Savings (kWh or therms) | Achievable Economic TRC Potential | 0 | 0 | 1.0991 | 1.0991 | 1.0991 | 1.0991 | 1.0991 | 1.0991 | 1.0991 | 1.0991 | 1.0991 | 1.0991 | 1.0991 | 1.0991 | 1.0991 | 1.0991 | 1.0991 | 1.0991 | 1.0991 | 1.0991 | 1.0991 | 1.0991
F2_Industrial_Wood and Lumber Products_New_Space Heating_Natural Gas_Steam Trap Maintenance_A_Achievable Economic TRC Potential | F2 | Industrial | Wood and Lumber Products | New | Space Heating | Natural Gas | Steam Trap Maintenance | A | Original Unit Summer Peak Savings (kW) | Achievable Economic TRC Potential | 0 | 0 | 0 | 0 | 0 | 0 | 0 | 0 | 0 | 0 | 0 | 0 | 0 | 0 | 0 | 0 | 0 | 0 | 0 | 0 | 0 | 0
F3_Industrial_Wood and Lumber Products_New_Space Heating_Natural Gas_Steam Trap Maintenance_A_Achievable Economic TRC Potential | F3 | Industrial | Wood and Lumber Products | New | Space Heating | Natural Gas | Steam Trap Maintenance | A | Original Unit Winter Peak Savings (kW) | Achievable Economic TRC Potential | 0 | 0 | 0 | 0 | 0 | 0 | 0 | 0 | 0 | 0 | 0 | 0 | 0 | 0 | 0 | 0 | 0 | 0 | 0 | 0 | 0 | 0
F4_Industrial_Wood and Lumber Products_New_Space Heating_Natural Gas_Steam Trap Maintenance_A_Achievable Economic TRC Potential | F4 | Industrial | Wood and Lumber Products | New | Space Heating | Natural Gas | Steam Trap Maintenance | A | Standalone Impact on Baseline Energy (%) | Achievable Economic TRC Potential | bar: 2019 to 2040
F5_Industrial_Wood and Lumber Products_New_Space Heating_Natural Gas_Steam Trap Maintenance_A_Achievable Economic TRC Potential | F5 | Industrial | Wood and Lumber Products | New | Space Heating | Natural Gas | Steam Trap Maintenance | A | Standalone Impact on Baseline Summer Peak (%) | Achievable Economic TRC Potential | bar: 2019 to 2040
F6_Industrial_Wood and Lumber Products_New_Space Heating_Natural Gas_Steam Trap Maintenance_A_Achievable Economic TRC Potential | F6 | Industrial | Wood and Lumber Products | New | Space Heating | Natural Gas | Steam Trap Maintenance | A | Standalone Impact on Baseline Winter Peak (%) | Achievable Economic TRC Potential | bar: 2019 to 2040
F7_Industrial_Wood and Lumber Products_New_Space Heating_Natural Gas_Steam Trap Maintenance_A_Achievable Economic TRC Potential | F7 | Industrial | Wood and Lumber Products | New | Space Heating | Natural Gas | Steam Trap Maintenance | A | Incremental Energy Savings (MWh or mTherms) | Achievable Economic TRC Potential | 0 | 0 | 0 | 0 | 0 | 0 | 0 | 0 | 0 | 0 | 0 | 0 | 0 | 0 | 0 | 0 | 0 | 0 | 0 | 0 | 0 | 0
F8_Industrial_Wood and Lumber Products_New_Space Heating_Natural Gas_Steam Trap Maintenance_A_Achievable Economic TRC Potential | F8 | Industrial | Wood and Lumber Products | New | Space Heating | Natural Gas | Steam Trap Maintenance | A | Incremental Summer Peak Savings (MW) | Achievable Economic TRC Potential | 0 | 0 | 0 | 0 | 0 | 0 | 0 | 0 | 0 | 0 | 0 | 0 | 0 | 0 | 0 | 0 | 0 | 0 | 0 | 0 | 0 | 0
F9_Industrial_Wood and Lumber Products_New_Space Heating_Natural Gas_Steam Trap Maintenance_A_Achievable Economic TRC Potential | F9 | Industrial | Wood and Lumber Products | New | Space Heating | Natural Gas | Steam Trap Maintenance | A | Incremental Winter Peak Savings (MW) | Achievable Economic TRC Potential | 0 | 0 | 0 | 0 | 0 | 0 | 0 | 0 | 0 | 0 | 0 | 0 | 0 | 0 | 0 | 0 | 0 | 0 | 0 | 0 | 0 | 0
F10_Industrial_Wood and Lumber Products_New_Space Heating_Natural Gas_Steam Trap Maintenance_A_Achievable Economic TRC Potential | F10 | Industrial | Wood and Lumber Products | New | Space Heating | Natural Gas | Steam Trap Maintenance | A | Cumulative Energy Savings (MWh or mTherms) | Achievable Economic TRC Potential | 0 | 0 | 0 | 0 | 0 | 0 | 0 | 0 | 0 | 0 | 0 | 0 | 0 | 0 | 0 | 0 | 0 | 0 | 0 | 0 | 0 | 0
F11_Industrial_Wood and Lumber Products_New_Space Heating_Natural Gas_Steam Trap Maintenance_A_Achievable Economic TRC Potential | F11 | Industrial | Wood and Lumber Products | New | Space Heating | Natural Gas | Steam Trap Maintenance | A | Cumulative Summer Peak Savings (MW) | Achievable Economic TRC Potential | 0 | 0 | 0 | 0 | 0 | 0 | 0 | 0 | 0 | 0 | 0 | 0 | 0 | 0 | 0 | 0 | 0 | 0 | 0 | 0 | 0 | 0
F12_Industrial_Wood and Lumber Products_New_Space Heating_Natural Gas_Steam Trap Maintenance_A_Achievable Economic TRC Potential | F12 | Industrial | Wood and Lumber Products | New | Space Heating | Natural Gas | Steam Trap Maintenance | A | Cumulative Winter Peak Savings (MW) | Achievable Economic TRC Potential | 0 | 0 | 0 | 0 | 0 | 0 | 0 | 0 | 0 | 0 | 0 | 0 | 0 | 0 | 0 | 0 | 0 | 0 | 0 | 0 | 0 | 0
F13_Industrial_Wood and Lumber Products_New_Space Heating_Natural Gas_Steam Trap Maintenance_A_Achievable Economic TRC Potential | F13 | Industrial | Wood and Lumber Products | New | Space Heating | Natural Gas | Steam Trap Maintenance | A | Purchases (Incremental) | Achievable Economic TRC Potential | 0 | 0 | 0 | 0 | 0 | 0 | 0 | 0 | 0 | 0 | 0 | 0 | 0 | 0 | 0 | 0 | 0 | 0 | 0 | 0 | 0 | 0
F14_Industrial_Wood and Lumber Products_New_Space Heating_Natural Gas_Steam Trap Maintenance_A_Achievable Economic TRC Potential | F14 | Industrial | Wood and Lumber Products | New | Space Heating | Natural Gas | Steam Trap Maintenance | A | Purchases (Cumulative) | Achievable Economic TRC Potential | 0 | 0 | 0 | 0 | 0 | 0 | 0 | 0 | 0 | 0 | 0 | 0 | 0 | 0 | 0 | 0 | 0 | 0 | 0 | 0 | 0 | 0
F1_Industrial_Wood and Lumber Products_New_Process_Natural Gas_Steam Trap Maintenance_A_Achievable Economic TRC Potential | F1 | Industrial | Wood and Lumber Products | New | Process | Natural Gas | Steam Trap Maintenance | A | Original Unit Energy Savings (kWh or therms) | Achievable Economic TRC Potential | 0 | 0 | 8.1272 | 8.1272 | 8.1272 | 8.1272 | 8.1272 | 8.1272 | 8.1272 | 8.1272 | 8.1272 | 8.1272 | 8.1272 | 8.1272 | 8.1272 | 8.1272 | 8.1272 | 8.1272 | 8.1272 | 8.1272 | 8.1272 | 8.1272
F2_Industrial_Wood and Lumber Products_New_Process_Natural Gas_Steam Trap Maintenance_A_Achievable Economic TRC Potential | F2 | Industrial | Wood and Lumber Products | New | Process | Natural Gas | Steam Trap Maintenance | A | Original Unit Summer Peak Savings (kW) | Achievable Economic TRC Potential | 0 | 0 | 0 | 0 | 0 | 0 | 0 | 0 | 0 | 0 | 0 | 0 | 0 | 0 | 0 | 0 | 0 | 0 | 0 | 0 | 0 | 0
F3_Industrial_Wood and Lumber Products_New_Process_Natural Gas_Steam Trap Maintenance_A_Achievable Economic TRC Potential | F3 | Industrial | Wood and Lumber Products | New | Process | Natural Gas | Steam Trap Maintenance | A | Original Unit Winter Peak Savings (kW) | Achievable Economic TRC Potential | 0 | 0 | 0 | 0 | 0 | 0 | 0 | 0 | 0 | 0 | 0 | 0 | 0 | 0 | 0 | 0 | 0 | 0 | 0 | 0 | 0 | 0
F4_Industrial_Wood and Lumber Products_New_Process_Natural Gas_Steam Trap Maintenance_A_Achievable Economic TRC Potential | F4 | Industrial | Wood and Lumber Products | New | Process | Natural Gas | Steam Trap Maintenance | A | Standalone Impact on Baseline Energy (%) | Achievable Economic TRC Potential | bar: 2019 to 2040
F5_Industrial_Wood and Lumber Products_New_Process_Natural Gas_Steam Trap Maintenance_A_Achievable Economic TRC Potential | F5 | Industrial | Wood and Lumber Products | New | Process | Natural Gas | Steam Trap Maintenance | A | Standalone Impact on Baseline Summer Peak (%) | Achievable Economic TRC Potential | bar: 2019 to 2040
F6_Industrial_Wood and Lumber Products_New_Process_Natural Gas_Steam Trap Maintenance_A_Achievable Economic TRC Potential | F6 | Industrial | Wood and Lumber Products | New | Process | Natural Gas | Steam Trap Maintenance | A | Standalone Impact on Baseline Winter Peak (%) | Achievable Economic TRC Potential | bar: 2019 to 2040
F7_Industrial_Wood and Lumber Products_New_Process_Natural Gas_Steam Trap Maintenance_A_Achievable Economic TRC Potential | F7 | Industrial | Wood and Lumber Products | New | Process | Natural Gas | Steam Trap Maintenance | A | Incremental Energy Savings (MWh or mTherms) | Achievable Economic TRC Potential | 0 | 0 | 0 | 0 | 0 | 0 | 0 | 0 | 0 | 0 | 0 | 0 | 0 | 0 | 0 | 0 | 0 | 0 | 0 | 0 | 0 | 0
F8_Industrial_Wood and Lumber Products_New_Process_Natural Gas_Steam Trap Maintenance_A_Achievable Economic TRC Potential | F8 | Industrial | Wood and Lumber Products | New | Process | Natural Gas | Steam Trap Maintenance | A | Incremental Summer Peak Savings (MW) | Achievable Economic TRC Potential | 0 | 0 | 0 | 0 | 0 | 0 | 0 | 0 | 0 | 0 | 0 | 0 | 0 | 0 | 0 | 0 | 0 | 0 | 0 | 0 | 0 | 0
F9_Industrial_Wood and Lumber Products_New_Process_Natural Gas_Steam Trap Maintenance_A_Achievable Economic TRC Potential | F9 | Industrial | Wood and Lumber Products | New | Process | Natural Gas | Steam Trap Maintenance | A | Incremental Winter Peak Savings (MW) | Achievable Economic TRC Potential | 0 | 0 | 0 | 0 | 0 | 0 | 0 | 0 | 0 | 0 | 0 | 0 | 0 | 0 | 0 | 0 | 0 | 0 | 0 | 0 | 0 | 0
F10_Industrial_Wood and Lumber Products_New_Process_Natural Gas_Steam Trap Maintenance_A_Achievable Economic TRC Potential | F10 | Industrial | Wood and Lumber Products | New | Process | Natural Gas | Steam Trap Maintenance | A | Cumulative Energy Savings (MWh or mTherms) | Achievable Economic TRC Potential | 0 | 0 | 0 | 0 | 0 | 0 | 0 | 0 | 0 | 0 | 0 | 0 | 0 | 0 | 0 | 0 | 0 | 0 | 0 | 0 | 0 | 0
F11_Industrial_Wood and Lumber Products_New_Process_Natural Gas_Steam Trap Maintenance_A_Achievable Economic TRC Potential | F11 | Industrial | Wood and Lumber Products | New | Process | Natural Gas | Steam Trap Maintenance | A | Cumulative Summer Peak Savings (MW) | Achievable Economic TRC Potential | 0 | 0 | 0 | 0 | 0 | 0 | 0 | 0 | 0 | 0 | 0 | 0 | 0 | 0 | 0 | 0 | 0 | 0 | 0 | 0 | 0 | 0
F12_Industrial_Wood and Lumber Products_New_Process_Natural Gas_Steam Trap Maintenance_A_Achievable Economic TRC Potential | F12 | Industrial | Wood and Lumber Products | New | Process | Natural Gas | Steam Trap Maintenance | A | Cumulative Winter Peak Savings (MW) | Achievable Economic TRC Potential | 0 | 0 | 0 | 0 | 0 | 0 | 0 | 0 | 0 | 0 | 0 | 0 | 0 | 0 | 0 | 0 | 0 | 0 | 0 | 0 | 0 | 0
F13_Industrial_Wood and Lumber Products_New_Process_Natural Gas_Steam Trap Maintenance_A_Achievable Economic TRC Potential | F13 | Industrial | Wood and Lumber Products | New | Process | Natural Gas | Steam Trap Maintenance | A | Purchases (Incremental) | Achievable Economic TRC Potential | 0 | 0 | 0 | 0 | 0 | 0 | 0 | 0 | 0 | 0 | 0 | 0 | 0 | 0 | 0 | 0 | 0 | 0 | 0 | 0 | 0 | 0
F14_Industrial_Wood and Lumber Products_New_Process_Natural Gas_Steam Trap Maintenance_A_Achievable Economic TRC Potential | F14 | Industrial | Wood and Lumber Products | New | Process | Natural Gas | Steam Trap Maintenance | A | Purchases (Cumulative) | Achievable Economic TRC Potential | 0 | 0 | 0 | 0 | 0 | 0 | 0 | 0 | 0 | 0 | 0 | 0 | 0 | 0 | 0 | 0 | 0 | 0 | 0 | 0 | 0 | 0
F1_Industrial_Wood and Lumber Products_New_Space Heating_Natural Gas_Gas Boiler - High Turndown_A_Achievable Economic TRC Potential | F1 | Industrial | Wood and Lumber Products | New | Space Heating | Natural Gas | Gas Boiler - High Turndown | A | Original Unit Energy Savings (kWh or therms) | Achievable Economic TRC Potential | 0 | 0 | 1.1667 | 1.1667 | 1.1667 | 1.1667 | 1.1667 | 1.1667 | 1.1667 | 1.1667 | 1.1667 | 1.1667 | 1.1667 | 1.1667 | 1.1667 | 1.1667 | 1.1667 | 1.1667 | 1.1667 | 1.1667 | 1.1667 | 1.1667
F2_Industrial_Wood and Lumber Products_New_Space Heating_Natural Gas_Gas Boiler - High Turndown_A_Achievable Economic TRC Potential | F2 | Industrial | Wood and Lumber Products | New | Space Heating | Natural Gas | Gas Boiler - High Turndown | A | Original Unit Summer Peak Savings (kW) | Achievable Economic TRC Potential | 0 | 0 | 0 | 0 | 0 | 0 | 0 | 0 | 0 | 0 | 0 | 0 | 0 | 0 | 0 | 0 | 0 | 0 | 0 | 0 | 0 | 0
F3_Industrial_Wood and Lumber Products_New_Space Heating_Natural Gas_Gas Boiler - High Turndown_A_Achievable Economic TRC Potential | F3 | Industrial | Wood and Lumber Products | New | Space Heating | Natural Gas | Gas Boiler - High Turndown | A | Original Unit Winter Peak Savings (kW) | Achievable Economic TRC Potential | 0 | 0 | 0 | 0 | 0 | 0 | 0 | 0 | 0 | 0 | 0 | 0 | 0 | 0 | 0 | 0 | 0 | 0 | 0 | 0 | 0 | 0
F4_Industrial_Wood and Lumber Products_New_Space Heating_Natural Gas_Gas Boiler - High Turndown_A_Achievable Economic TRC Potential | F4 | Industrial | Wood and Lumber Products | New | Space Heating | Natural Gas | Gas Boiler - High Turndown | A | Standalone Impact on Baseline Energy (%) | Achievable Economic TRC Potential | bar: 2019 to 2040
F5_Industrial_Wood and Lumber Products_New_Space Heating_Natural Gas_Gas Boiler - High Turndown_A_Achievable Economic TRC Potential | F5 | Industrial | Wood and Lumber Products | New | Space Heating | Natural Gas | Gas Boiler - High Turndown | A | Standalone Impact on Baseline Summer Peak (%) | Achievable Economic TRC Potential | bar: 2019 to 2040
F6_Industrial_Wood and Lumber Products_New_Space Heating_Natural Gas_Gas Boiler - High Turndown_A_Achievable Economic TRC Potential | F6 | Industrial | Wood and Lumber Products | New | Space Heating | Natural Gas | Gas Boiler - High Turndown | A | Standalone Impact on Baseline Winter Peak (%) | Achievable Economic TRC Potential | bar: 2019 to 2040
F7_Industrial_Wood and Lumber Products_New_Space Heating_Natural Gas_Gas Boiler - High Turndown_A_Achievable Economic TRC Potential | F7 | Industrial | Wood and Lumber Products | New | Space Heating | Natural Gas | Gas Boiler - High Turndown | A | Incremental Energy Savings (MWh or mTherms) | Achievable Economic TRC Potential | 0 | 0 | 0 | 0 | 0 | 0 | 0 | 0 | 0 | 0 | 0 | 0 | 0 | 0 | 0 | 0 | 0 | 0 | 0 | 0 | 0 | 0
F8_Industrial_Wood and Lumber Products_New_Space Heating_Natural Gas_Gas Boiler - High Turndown_A_Achievable Economic TRC Potential | F8 | Industrial | Wood and Lumber Products | New | Space Heating | Natural Gas | Gas Boiler - High Turndown | A | Incremental Summer Peak Savings (MW) | Achievable Economic TRC Potential | 0 | 0 | 0 | 0 | 0 | 0 | 0 | 0 | 0 | 0 | 0 | 0 | 0 | 0 | 0 | 0 | 0 | 0 | 0 | 0 | 0 | 0
F9_Industrial_Wood and Lumber Products_New_Space Heating_Natural Gas_Gas Boiler - High Turndown_A_Achievable Economic TRC Potential | F9 | Industrial | Wood and Lumber Products | New | Space Heating | Natural Gas | Gas Boiler - High Turndown | A | Incremental Winter Peak Savings (MW) | Achievable Economic TRC Potential | 0 | 0 | 0 | 0 | 0 | 0 | 0 | 0 | 0 | 0 | 0 | 0 | 0 | 0 | 0 | 0 | 0 | 0 | 0 | 0 | 0 | 0
F10_Industrial_Wood and Lumber Products_New_Space Heating_Natural Gas_Gas Boiler - High Turndown_A_Achievable Economic TRC Potential | F10 | Industrial | Wood and Lumber Products | New | Space Heating | Natural Gas | Gas Boiler - High Turndown | A | Cumulative Energy Savings (MWh or mTherms) | Achievable Economic TRC Potential | 0 | 0 | 0 | 0 | 0 | 0 | 0 | 0 | 0 | 0 | 0 | 0 | 0 | 0 | 0 | 0 | 0 | 0 | 0 | 0 | 0 | 0
F11_Industrial_Wood and Lumber Products_New_Space Heating_Natural Gas_Gas Boiler - High Turndown_A_Achievable Economic TRC Potential | F11 | Industrial | Wood and Lumber Products | New | Space Heating | Natural Gas | Gas Boiler - High Turndown | A | Cumulative Summer Peak Savings (MW) | Achievable Economic TRC Potential | 0 | 0 | 0 | 0 | 0 | 0 | 0 | 0 | 0 | 0 | 0 | 0 | 0 | 0 | 0 | 0 | 0 | 0 | 0 | 0 | 0 | 0
F12_Industrial_Wood and Lumber Products_New_Space Heating_Natural Gas_Gas Boiler - High Turndown_A_Achievable Economic TRC Potential | F12 | Industrial | Wood and Lumber Products | New | Space Heating | Natural Gas | Gas Boiler - High Turndown | A | Cumulative Winter Peak Savings (MW) | Achievable Economic TRC Potential | 0 | 0 | 0 | 0 | 0 | 0 | 0 | 0 | 0 | 0 | 0 | 0 | 0 | 0 | 0 | 0 | 0 | 0 | 0 | 0 | 0 | 0
F13_Industrial_Wood and Lumber Products_New_Space Heating_Natural Gas_Gas Boiler - High Turndown_A_Achievable Economic TRC Potential | F13 | Industrial | Wood and Lumber Products | New | Space Heating | Natural Gas | Gas Boiler - High Turndown | A | Purchases (Incremental) | Achievable Economic TRC Potential | 0 | 0 | 0 | 0 | 0 | 0 | 0 | 0 | 0 | 0 | 0 | 0 | 0 | 0 | 0 | 0 | 0 | 0 | 0 | 0 | 0 | 0
F14_Industrial_Wood and Lumber Products_New_Space Heating_Natural Gas_Gas Boiler - High Turndown_A_Achievable Economic TRC Potential | F14 | Industrial | Wood and Lumber Products | New | Space Heating | Natural Gas | Gas Boiler - High Turndown | A | Purchases (Cumulative) | Achievable Economic TRC Potential | 0 | 0 | 0 | 0 | 0 | 0 | 0 | 0 | 0 | 0 | 0 | 0 | 0 | 0 | 0 | 0 | 0 | 0 | 0 | 0 | 0 | 0
F1_Industrial_Wood and Lumber Products_New_Process_Natural Gas_Gas Boiler - High Turndown_A_Achievable Economic TRC Potential | F1 | Industrial | Wood and Lumber Products | New | Process | Natural Gas | Gas Boiler - High Turndown | A | Original Unit Energy Savings (kWh or therms) | Achievable Economic TRC Potential | 0 | 0 | 8.6269 | 8.6269 | 8.6269 | 8.6269 | 8.6269 | 8.6269 | 8.6269 | 8.6269 | 8.6269 | 8.6269 | 8.6269 | 8.6269 | 8.6269 | 8.6269 | 8.6269 | 8.6269 | 8.6269 | 8.6269 | 8.6269 | 8.6269
F2_Industrial_Wood and Lumber Products_New_Process_Natural Gas_Gas Boiler - High Turndown_A_Achievable Economic TRC Potential | F2 | Industrial | Wood and Lumber Products | New | Process | Natural Gas | Gas Boiler - High Turndown | A | Original Unit Summer Peak Savings (kW) | Achievable Economic TRC Potential | 0 | 0 | 0 | 0 | 0 | 0 | 0 | 0 | 0 | 0 | 0 | 0 | 0 | 0 | 0 | 0 | 0 | 0 | 0 | 0 | 0 | 0
F3_Industrial_Wood and Lumber Products_New_Process_Natural Gas_Gas Boiler - High Turndown_A_Achievable Economic TRC Potential | F3 | Industrial | Wood and Lumber Products | New | Process | Natural Gas | Gas Boiler - High Turndown | A | Original Unit Winter Peak Savings (kW) | Achievable Economic TRC Potential | 0 | 0 | 0 | 0 | 0 | 0 | 0 | 0 | 0 | 0 | 0 | 0 | 0 | 0 | 0 | 0 | 0 | 0 | 0 | 0 | 0 | 0
F4_Industrial_Wood and Lumber Products_New_Process_Natural Gas_Gas Boiler - High Turndown_A_Achievable Economic TRC Potential | F4 | Industrial | Wood and Lumber Products | New | Process | Natural Gas | Gas Boiler - High Turndown | A | Standalone Impact on Baseline Energy (%) | Achievable Economic TRC Potential | bar: 2019 to 2040
F5_Industrial_Wood and Lumber Products_New_Process_Natural Gas_Gas Boiler - High Turndown_A_Achievable Economic TRC Potential | F5 | Industrial | Wood and Lumber Products | New | Process | Natural Gas | Gas Boiler - High Turndown | A | Standalone Impact on Baseline Summer Peak (%) | Achievable Economic TRC Potential | bar: 2019 to 2040
F6_Industrial_Wood and Lumber Products_New_Process_Natural Gas_Gas Boiler - High Turndown_A_Achievable Economic TRC Potential | F6 | Industrial | Wood and Lumber Products | New | Process | Natural Gas | Gas Boiler - High Turndown | A | Standalone Impact on Baseline Winter Peak (%) | Achievable Economic TRC Potential | bar: 2019 to 2040
F7_Industrial_Wood and Lumber Products_New_Process_Natural Gas_Gas Boiler - High Turndown_A_Achievable Economic TRC Potential | F7 | Industrial | Wood and Lumber Products | New | Process | Natural Gas | Gas Boiler - High Turndown | A | Incremental Energy Savings (MWh or mTherms) | Achievable Economic TRC Potential | 0 | 0 | 0 | 0 | 0 | 0 | 0 | 0 | 0 | 0 | 0 | 0 | 0 | 0 | 0 | 0 | 0 | 0 | 0 | 0 | 0 | 0
F8_Industrial_Wood and Lumber Products_New_Process_Natural Gas_Gas Boiler - High Turndown_A_Achievable Economic TRC Potential | F8 | Industrial | Wood and Lumber Products | New | Process | Natural Gas | Gas Boiler - High Turndown | A | Incremental Summer Peak Savings (MW) | Achievable Economic TRC Potential | 0 | 0 | 0 | 0 | 0 | 0 | 0 | 0 | 0 | 0 | 0 | 0 | 0 | 0 | 0 | 0 | 0 | 0 | 0 | 0 | 0 | 0
F9_Industrial_Wood and Lumber Products_New_Process_Natural Gas_Gas Boiler - High Turndown_A_Achievable Economic TRC Potential | F9 | Industrial | Wood and Lumber Products | New | Process | Natural Gas | Gas Boiler - High Turndown | A | Incremental Winter Peak Savings (MW) | Achievable Economic TRC Potential | 0 | 0 | 0 | 0 | 0 | 0 | 0 | 0 | 0 | 0 | 0 | 0 | 0 | 0 | 0 | 0 | 0 | 0 | 0 | 0 | 0 | 0
F10_Industrial_Wood and Lumber Products_New_Process_Natural Gas_Gas Boiler - High Turndown_A_Achievable Economic TRC Potential | F10 | Industrial | Wood and Lumber Products | New | Process | Natural Gas | Gas Boiler - High Turndown | A | Cumulative Energy Savings (MWh or mTherms) | Achievable Economic TRC Potential | 0 | 0 | 0 | 0 | 0 | 0 | 0 | 0 | 0 | 0 | 0 | 0 | 0 | 0 | 0 | 0 | 0 | 0 | 0 | 0 | 0 | 0
F11_Industrial_Wood and Lumber Products_New_Process_Natural Gas_Gas Boiler - High Turndown_A_Achievable Economic TRC Potential | F11 | Industrial | Wood and Lumber Products | New | Process | Natural Gas | Gas Boiler - High Turndown | A | Cumulative Summer Peak Savings (MW) | Achievable Economic TRC Potential | 0 | 0 | 0 | 0 | 0 | 0 | 0 | 0 | 0 | 0 | 0 | 0 | 0 | 0 | 0 | 0 | 0 | 0 | 0 | 0 | 0 | 0
F12_Industrial_Wood and Lumber Products_New_Process_Natural Gas_Gas Boiler - High Turndown_A_Achievable Economic TRC Potential | F12 | Industrial | Wood and Lumber Products | New | Process | Natural Gas | Gas Boiler - High Turndown | A | Cumulative Winter Peak Savings (MW) | Achievable Economic TRC Potential | 0 | 0 | 0 | 0 | 0 | 0 | 0 | 0 | 0 | 0 | 0 | 0 | 0 | 0 | 0 | 0 | 0 | 0 | 0 | 0 | 0 | 0
F13_Industrial_Wood and Lumber Products_New_Process_Natural Gas_Gas Boiler - High Turndown_A_Achievable Economic TRC Potential | F13 | Industrial | Wood and Lumber Products | New | Process | Natural Gas | Gas Boiler - High Turndown | A | Purchases (Incremental) | Achievable Economic TRC Potential | 0 | 0 | 0 | 0 | 0 | 0 | 0 | 0 | 0 | 0 | 0 | 0 | 0 | 0 | 0 | 0 | 0 | 0 | 0 | 0 | 0 | 0
F14_Industrial_Wood and Lumber Products_New_Process_Natural Gas_Gas Boiler - High Turndown_A_Achievable Economic TRC Potential | F14 | Industrial | Wood and Lumber Products | New | Process | Natural Gas | Gas Boiler - High Turndown | A | Purchases (Cumulative) | Achievable Economic TRC Potential | 0 | 0 | 0 | 0 | 0 | 0 | 0 | 0 | 0 | 0 | 0 | 0 | 0 | 0 | 0 | 0 | 0 | 0 | 0 | 0 | 0 | 0
F1_Industrial_Wood and Lumber Products_New_Space Heating_Natural Gas_Gas Boiler - Burner Control Optimization_A_Achievable Economic TRC Potential | F1 | Industrial | Wood and Lumber Products | New | Space Heating | Natural Gas | Gas Boiler - Burner Control Optimization | A | Original Unit Energy Savings (kWh or therms) | Achievable Economic TRC Potential | 0 | 0 | 0.33835 | 0.33835 | 0.33835 | 0.33835 | 0.33835 | 0.33835 | 0.33835 | 0.33835 | 0.33835 | 0.33835 | 0.33835 | 0.33835 | 0.33835 | 0.33835 | 0.33835 | 0.33835 | 0.33835 | 0.33835 | 0.33835 | 0.33835
F2_Industrial_Wood and Lumber Products_New_Space Heating_Natural Gas_Gas Boiler - Burner Control Optimization_A_Achievable Economic TRC Potential | F2 | Industrial | Wood and Lumber Products | New | Space Heating | Natural Gas | Gas Boiler - Burner Control Optimization | A | Original Unit Summer Peak Savings (kW) | Achievable Economic TRC Potential | 0 | 0 | 0 | 0 | 0 | 0 | 0 | 0 | 0 | 0 | 0 | 0 | 0 | 0 | 0 | 0 | 0 | 0 | 0 | 0 | 0 | 0
F3_Industrial_Wood and Lumber Products_New_Space Heating_Natural Gas_Gas Boiler - Burner Control Optimization_A_Achievable Economic TRC Potential | F3 | Industrial | Wood and Lumber Products | New | Space Heating | Natural Gas | Gas Boiler - Burner Control Optimization | A | Original Unit Winter Peak Savings (kW) | Achievable Economic TRC Potential | 0 | 0 | 0 | 0 | 0 | 0 | 0 | 0 | 0 | 0 | 0 | 0 | 0 | 0 | 0 | 0 | 0 | 0 | 0 | 0 | 0 | 0
F4_Industrial_Wood and Lumber Products_New_Space Heating_Natural Gas_Gas Boiler - Burner Control Optimization_A_Achievable Economic TRC Potential | F4 | Industrial | Wood and Lumber Products | New | Space Heating | Natural Gas | Gas Boiler - Burner Control Optimization | A | Standalone Impact on Baseline Energy (%) | Achievable Economic TRC Potential | bar: 2019 to 2040
F5_Industrial_Wood and Lumber Products_New_Space Heating_Natural Gas_Gas Boiler - Burner Control Optimization_A_Achievable Economic TRC Potential | F5 | Industrial | Wood and Lumber Products | New | Space Heating | Natural Gas | Gas Boiler - Burner Control Optimization | A | Standalone Impact on Baseline Summer Peak (%) | Achievable Economic TRC Potential | bar: 2019 to 2040
F6_Industrial_Wood and Lumber Products_New_Space Heating_Natural Gas_Gas Boiler - Burner Control Optimization_A_Achievable Economic TRC Potential | F6 | Industrial | Wood and Lumber Products | New | Space Heating | Natural Gas | Gas Boiler - Burner Control Optimization | A | Standalone Impact on Baseline Winter Peak (%) | Achievable Economic TRC Potential | bar: 2019 to 2040
F7_Industrial_Wood and Lumber Products_New_Space Heating_Natural Gas_Gas Boiler - Burner Control Optimization_A_Achievable Economic TRC Potential | F7 | Industrial | Wood and Lumber Products | New | Space Heating | Natural Gas | Gas Boiler - Burner Control Optimization | A | Incremental Energy Savings (MWh or mTherms) | Achievable Economic TRC Potential | 0 | 0 | 0 | 0 | 0 | 0 | 0 | 0 | 0 | 0 | 0 | 0 | 0 | 0 | 0 | 0 | 0 | 0 | 0 | 0 | 0 | 0
F8_Industrial_Wood and Lumber Products_New_Space Heating_Natural Gas_Gas Boiler - Burner Control Optimization_A_Achievable Economic TRC Potential | F8 | Industrial | Wood and Lumber Products | New | Space Heating | Natural Gas | Gas Boiler - Burner Control Optimization | A | Incremental Summer Peak Savings (MW) | Achievable Economic TRC Potential | 0 | 0 | 0 | 0 | 0 | 0 | 0 | 0 | 0 | 0 | 0 | 0 | 0 | 0 | 0 | 0 | 0 | 0 | 0 | 0 | 0 | 0
F9_Industrial_Wood and Lumber Products_New_Space Heating_Natural Gas_Gas Boiler - Burner Control Optimization_A_Achievable Economic TRC Potential | F9 | Industrial | Wood and Lumber Products | New | Space Heating | Natural Gas | Gas Boiler - Burner Control Optimization | A | Incremental Winter Peak Savings (MW) | Achievable Economic TRC Potential | 0 | 0 | 0 | 0 | 0 | 0 | 0 | 0 | 0 | 0 | 0 | 0 | 0 | 0 | 0 | 0 | 0 | 0 | 0 | 0 | 0 | 0
F10_Industrial_Wood and Lumber Products_New_Space Heating_Natural Gas_Gas Boiler - Burner Control Optimization_A_Achievable Economic TRC Potential | F10 | Industrial | Wood and Lumber Products | New | Space Heating | Natural Gas | Gas Boiler - Burner Control Optimization | A | Cumulative Energy Savings (MWh or mTherms) | Achievable Economic TRC Potential | 0 | 0 | 0 | 0 | 0 | 0 | 0 | 0 | 0 | 0 | 0 | 0 | 0 | 0 | 0 | 0 | 0 | 0 | 0 | 0 | 0 | 0
F11_Industrial_Wood and Lumber Products_New_Space Heating_Natural Gas_Gas Boiler - Burner Control Optimization_A_Achievable Economic TRC Potential | F11 | Industrial | Wood and Lumber Products | New | Space Heating | Natural Gas | Gas Boiler - Burner Control Optimization | A | Cumulative Summer Peak Savings (MW) | Achievable Economic TRC Potential | 0 | 0 | 0 | 0 | 0 | 0 | 0 | 0 | 0 | 0 | 0 | 0 | 0 | 0 | 0 | 0 | 0 | 0 | 0 | 0 | 0 | 0
F12_Industrial_Wood and Lumber Products_New_Space Heating_Natural Gas_Gas Boiler - Burner Control Optimization_A_Achievable Economic TRC Potential | F12 | Industrial | Wood and Lumber Products | New | Space Heating | Natural Gas | Gas Boiler - Burner Control Optimization | A | Cumulative Winter Peak Savings (MW) | Achievable Economic TRC Potential | 0 | 0 | 0 | 0 | 0 | 0 | 0 | 0 | 0 | 0 | 0 | 0 | 0 | 0 | 0 | 0 | 0 | 0 | 0 | 0 | 0 | 0
F13_Industrial_Wood and Lumber Products_New_Space Heating_Natural Gas_Gas Boiler - Burner Control Optimization_A_Achievable Economic TRC Potential | F13 | Industrial | Wood and Lumber Products | New | Space Heating | Natural Gas | Gas Boiler - Burner Control Optimization | A | Purchases (Incremental) | Achievable Economic TRC Potential | 0 | 0 | 0 | 0 | 0 | 0 | 0 | 0 | 0 | 0 | 0 | 0 | 0 | 0 | 0 | 0 | 0 | 0 | 0 | 0 | 0 | 0
F14_Industrial_Wood and Lumber Products_New_Space Heating_Natural Gas_Gas Boiler - Burner Control Optimization_A_Achievable Economic TRC Potential | F14 | Industrial | Wood and Lumber Products | New | Space Heating | Natural Gas | Gas Boiler - Burner Control Optimization | A | Purchases (Cumulative) | Achievable Economic TRC Potential | 0 | 0 | 0 | 0 | 0 | 0 | 0 | 0 | 0 | 0 | 0 | 0 | 0 | 0 | 0 | 0 | 0 | 0 | 0 | 0 | 0 | 0
F1_Industrial_Wood and Lumber Products_New_Process_Natural Gas_Gas Boiler - Burner Control Optimization_A_Achievable Economic TRC Potential | F1 | Industrial | Wood and Lumber Products | New | Process | Natural Gas | Gas Boiler - Burner Control Optimization | A | Original Unit Energy Savings (kWh or therms) | Achievable Economic TRC Potential | 0 | 0 | 2.5018 | 2.5018 | 2.5018 | 2.5018 | 2.5018 | 2.5018 | 2.5018 | 2.5018 | 2.5018 | 2.5018 | 2.5018 | 2.5018 | 2.5018 | 2.5018 | 2.5018 | 2.5018 | 2.5018 | 2.5018 | 2.5018 | 2.5018
F2_Industrial_Wood and Lumber Products_New_Process_Natural Gas_Gas Boiler - Burner Control Optimization_A_Achievable Economic TRC Potential | F2 | Industrial | Wood and Lumber Products | New | Process | Natural Gas | Gas Boiler - Burner Control Optimization | A | Original Unit Summer Peak Savings (kW) | Achievable Economic TRC Potential | 0 | 0 | 0 | 0 | 0 | 0 | 0 | 0 | 0 | 0 | 0 | 0 | 0 | 0 | 0 | 0 | 0 | 0 | 0 | 0 | 0 | 0
F3_Industrial_Wood and Lumber Products_New_Process_Natural Gas_Gas Boiler - Burner Control Optimization_A_Achievable Economic TRC Potential | F3 | Industrial | Wood and Lumber Products | New | Process | Natural Gas | Gas Boiler - Burner Control Optimization | A | Original Unit Winter Peak Savings (kW) | Achievable Economic TRC Potential | 0 | 0 | 0 | 0 | 0 | 0 | 0 | 0 | 0 | 0 | 0 | 0 | 0 | 0 | 0 | 0 | 0 | 0 | 0 | 0 | 0 | 0
F4_Industrial_Wood and Lumber Products_New_Process_Natural Gas_Gas Boiler - Burner Control Optimization_A_Achievable Economic TRC Potential | F4 | Industrial | Wood and Lumber Products | New | Process | Natural Gas | Gas Boiler - Burner Control Optimization | A | Standalone Impact on Baseline Energy (%) | Achievable Economic TRC Potential | bar: 2019 to 2040
F5_Industrial_Wood and Lumber Products_New_Process_Natural Gas_Gas Boiler - Burner Control Optimization_A_Achievable Economic TRC Potential | F5 | Industrial | Wood and Lumber Products | New | Process | Natural Gas | Gas Boiler - Burner Control Optimization | A | Standalone Impact on Baseline Summer Peak (%) | Achievable Economic TRC Potential | bar: 2019 to 2040
F6_Industrial_Wood and Lumber Products_New_Process_Natural Gas_Gas Boiler - Burner Control Optimization_A_Achievable Economic TRC Potential | F6 | Industrial | Wood and Lumber Products | New | Process | Natural Gas | Gas Boiler - Burner Control Optimization | A | Standalone Impact on Baseline Winter Peak (%) | Achievable Economic TRC Potential | bar: 2019 to 2040
F7_Industrial_Wood and Lumber Products_New_Process_Natural Gas_Gas Boiler - Burner Control Optimization_A_Achievable Economic TRC Potential | F7 | Industrial | Wood and Lumber Products | New | Process | Natural Gas | Gas Boiler - Burner Control Optimization | A | Incremental Energy Savings (MWh or mTherms) | Achievable Economic TRC Potential | 0 | 0 | 0 | 0 | 0 | 0 | 0 | 0 | 0 | 0 | 0 | 0 | 0 | 0 | 0 | 0 | 0 | 0 | 0 | 0 | 0 | 0
F8_Industrial_Wood and Lumber Products_New_Process_Natural Gas_Gas Boiler - Burner Control Optimization_A_Achievable Economic TRC Potential | F8 | Industrial | Wood and Lumber Products | New | Process | Natural Gas | Gas Boiler - Burner Control Optimization | A | Incremental Summer Peak Savings (MW) | Achievable Economic TRC Potential | 0 | 0 | 0 | 0 | 0 | 0 | 0 | 0 | 0 | 0 | 0 | 0 | 0 | 0 | 0 | 0 | 0 | 0 | 0 | 0 | 0 | 0
F9_Industrial_Wood and Lumber Products_New_Process_Natural Gas_Gas Boiler - Burner Control Optimization_A_Achievable Economic TRC Potential | F9 | Industrial | Wood and Lumber Products | New | Process | Natural Gas | Gas Boiler - Burner Control Optimization | A | Incremental Winter Peak Savings (MW) | Achievable Economic TRC Potential | 0 | 0 | 0 | 0 | 0 | 0 | 0 | 0 | 0 | 0 | 0 | 0 | 0 | 0 | 0 | 0 | 0 | 0 | 0 | 0 | 0 | 0
F10_Industrial_Wood and Lumber Products_New_Process_Natural Gas_Gas Boiler - Burner Control Optimization_A_Achievable Economic TRC Potential | F10 | Industrial | Wood and Lumber Products | New | Process | Natural Gas | Gas Boiler - Burner Control Optimization | A | Cumulative Energy Savings (MWh or mTherms) | Achievable Economic TRC Potential | 0 | 0 | 0 | 0 | 0 | 0 | 0 | 0 | 0 | 0 | 0 | 0 | 0 | 0 | 0 | 0 | 0 | 0 | 0 | 0 | 0 | 0
F11_Industrial_Wood and Lumber Products_New_Process_Natural Gas_Gas Boiler - Burner Control Optimization_A_Achievable Economic TRC Potential | F11 | Industrial | Wood and Lumber Products | New | Process | Natural Gas | Gas Boiler - Burner Control Optimization | A | Cumulative Summer Peak Savings (MW) | Achievable Economic TRC Potential | 0 | 0 | 0 | 0 | 0 | 0 | 0 | 0 | 0 | 0 | 0 | 0 | 0 | 0 | 0 | 0 | 0 | 0 | 0 | 0 | 0 | 0
F12_Industrial_Wood and Lumber Products_New_Process_Natural Gas_Gas Boiler - Burner Control Optimization_A_Achievable Economic TRC Potential | F12 | Industrial | Wood and Lumber Products | New | Process | Natural Gas | Gas Boiler - Burner Control Optimization | A | Cumulative Winter Peak Savings (MW) | Achievable Economic TRC Potential | 0 | 0 | 0 | 0 | 0 | 0 | 0 | 0 | 0 | 0 | 0 | 0 | 0 | 0 | 0 | 0 | 0 | 0 | 0 | 0 | 0 | 0
F13_Industrial_Wood and Lumber Products_New_Process_Natural Gas_Gas Boiler - Burner Control Optimization_A_Achievable Economic TRC Potential | F13 | Industrial | Wood and Lumber Products | New | Process | Natural Gas | Gas Boiler - Burner Control Optimization | A | Purchases (Incremental) | Achievable Economic TRC Potential | 0 | 0 | 0 | 0 | 0 | 0 | 0 | 0 | 0 | 0 | 0 | 0 | 0 | 0 | 0 | 0 | 0 | 0 | 0 | 0 | 0 | 0
F14_Industrial_Wood and Lumber Products_New_Process_Natural Gas_Gas Boiler - Burner Control Optimization_A_Achievable Economic TRC Potential | F14 | Industrial | Wood and Lumber Products | New | Process | Natural Gas | Gas Boiler - Burner Control Optimization | A | Purchases (Cumulative) | Achievable Economic TRC Potential | 0 | 0 | 0 | 0 | 0 | 0 | 0 | 0 | 0 | 0 | 0 | 0 | 0 | 0 | 0 | 0 | 0 | 0 | 0 | 0 | 0 | 0
F1_Industrial_Wood and Lumber Products_New_Space Heating_Natural Gas_HVAC - Demand Controlled Ventilation_A_Achievable Economic TRC Potential | F1 | Industrial | Wood and Lumber Products | New | Space Heating | Natural Gas | HVAC - Demand Controlled Ventilation | A | Original Unit Energy Savings (kWh or therms) | Achievable Economic TRC Potential | 0 | 0 | 0.067787 | 0.067787 | 0.067787 | 0.067787 | 0.067787 | 0.067787 | 0.067787 | 0.067787 | 0.067787 | 0.067787 | 0.067787 | 0.067787 | 0.067787 | 0.067787 | 0.067787 | 0.067787 | 0.067787 | 0.067787 | 0.067787 | 0.067787
F2_Industrial_Wood and Lumber Products_New_Space Heating_Natural Gas_HVAC - Demand Controlled Ventilation_A_Achievable Economic TRC Potential | F2 | Industrial | Wood and Lumber Products | New | Space Heating | Natural Gas | HVAC - Demand Controlled Ventilation | A | Original Unit Summer Peak Savings (kW) | Achievable Economic TRC Potential | 0 | 0 | 0 | 0 | 0 | 0 | 0 | 0 | 0 | 0 | 0 | 0 | 0 | 0 | 0 | 0 | 0 | 0 | 0 | 0 | 0 | 0
F3_Industrial_Wood and Lumber Products_New_Space Heating_Natural Gas_HVAC - Demand Controlled Ventilation_A_Achievable Economic TRC Potential | F3 | Industrial | Wood and Lumber Products | New | Space Heating | Natural Gas | HVAC - Demand Controlled Ventilation | A | Original Unit Winter Peak Savings (kW) | Achievable Economic TRC Potential | 0 | 0 | 0 | 0 | 0 | 0 | 0 | 0 | 0 | 0 | 0 | 0 | 0 | 0 | 0 | 0 | 0 | 0 | 0 | 0 | 0 | 0
F4_Industrial_Wood and Lumber Products_New_Space Heating_Natural Gas_HVAC - Demand Controlled Ventilation_A_Achievable Economic TRC Potential | F4 | Industrial | Wood and Lumber Products | New | Space Heating | Natural Gas | HVAC - Demand Controlled Ventilation | A | Standalone Impact on Baseline Energy (%) | Achievable Economic TRC Potential | 0% | 0% | 0.0396% | 0.06229% | 0.08329% | 0.102% | 0.1282% | 0.1509% | 0.173% | 0.1928% | 0.2172% | 0.2387% | 0.2602% | 0.2788% | 0.3039% | 0.3254% | 0.3467% | 0.3611% | 0.38% | 0.3931% | 0.4043% | 0.4146%
F5_Industrial_Wood and Lumber Products_New_Space Heating_Natural Gas_HVAC - Demand Controlled Ventilation_A_Achievable Economic TRC Potential | F5 | Industrial | Wood and Lumber Products | New | Space Heating | Natural Gas | HVAC - Demand Controlled Ventilation | A | Standalone Impact on Baseline Summer Peak (%) | Achievable Economic TRC Potential | bar: 2019 to 2040
F6_Industrial_Wood and Lumber Products_New_Space Heating_Natural Gas_HVAC - Demand Controlled Ventilation_A_Achievable Economic TRC Potential | F6 | Industrial | Wood and Lumber Products | New | Space Heating | Natural Gas | HVAC - Demand Controlled Ventilation | A | Standalone Impact on Baseline Winter Peak (%) | Achievable Economic TRC Potential | bar: 2019 to 2040
F7_Industrial_Wood and Lumber Products_New_Space Heating_Natural Gas_HVAC - Demand Controlled Ventilation_A_Achievable Economic TRC Potential | F7 | Industrial | Wood and Lumber Products | New | Space Heating | Natural Gas | HVAC - Demand Controlled Ventilation | A | Incremental Energy Savings (MWh or mTherms) | Achievable Economic TRC Potential | 0 | 0 | 0.0019519 | 0.0034064 | 0.0048573 | 0.0064836 | 0.007463 | 0.0086 | 0.0097226 | 0.010985 | 0.011926 | 0.013008 | 0.014075 | 0.015313 | 0.016154 | 0.017175 | 0.018196 | 0.019384 | 0.020168 | 0.021135 | 0.022076 | 0.023014
F8_Industrial_Wood and Lumber Products_New_Space Heating_Natural Gas_HVAC - Demand Controlled Ventilation_A_Achievable Economic TRC Potential | F8 | Industrial | Wood and Lumber Products | New | Space Heating | Natural Gas | HVAC - Demand Controlled Ventilation | A | Incremental Summer Peak Savings (MW) | Achievable Economic TRC Potential | 0 | 0 | 0 | 0 | 0 | 0 | 0 | 0 | 0 | 0 | 0 | 0 | 0 | 0 | 0 | 0 | 0 | 0 | 0 | 0 | 0 | 0
F9_Industrial_Wood and Lumber Products_New_Space Heating_Natural Gas_HVAC - Demand Controlled Ventilation_A_Achievable Economic TRC Potential | F9 | Industrial | Wood and Lumber Products | New | Space Heating | Natural Gas | HVAC - Demand Controlled Ventilation | A | Incremental Winter Peak Savings (MW) | Achievable Economic TRC Potential | 0 | 0 | 0 | 0 | 0 | 0 | 0 | 0 | 0 | 0 | 0 | 0 | 0 | 0 | 0 | 0 | 0 | 0 | 0 | 0 | 0 | 0
F10_Industrial_Wood and Lumber Products_New_Space Heating_Natural Gas_HVAC - Demand Controlled Ventilation_A_Achievable Economic TRC Potential | F10 | Industrial | Wood and Lumber Products | New | Space Heating | Natural Gas | HVAC - Demand Controlled Ventilation | A | Cumulative Energy Savings (MWh or mTherms) | Achievable Economic TRC Potential | 0 | 0 | 0.0019519 | 0.0053583 | 0.010216 | 0.016699 | 0.024162 | 0.032762 | 0.042485 | 0.05347 | 0.065396 | 0.078404 | 0.092479 | 0.10779 | 0.12395 | 0.14112 | 0.15932 | 0.17675 | 0.19351 | 0.20979 | 0.22538 | 0.24093
F11_Industrial_Wood and Lumber Products_New_Space Heating_Natural Gas_HVAC - Demand Controlled Ventilation_A_Achievable Economic TRC Potential | F11 | Industrial | Wood and Lumber Products | New | Space Heating | Natural Gas | HVAC - Demand Controlled Ventilation | A | Cumulative Summer Peak Savings (MW) | Achievable Economic TRC Potential | 0 | 0 | 0 | 0 | 0 | 0 | 0 | 0 | 0 | 0 | 0 | 0 | 0 | 0 | 0 | 0 | 0 | 0 | 0 | 0 | 0 | 0
F12_Industrial_Wood and Lumber Products_New_Space Heating_Natural Gas_HVAC - Demand Controlled Ventilation_A_Achievable Economic TRC Potential | F12 | Industrial | Wood and Lumber Products | New | Space Heating | Natural Gas | HVAC - Demand Controlled Ventilation | A | Cumulative Winter Peak Savings (MW) | Achievable Economic TRC Potential | 0 | 0 | 0 | 0 | 0 | 0 | 0 | 0 | 0 | 0 | 0 | 0 | 0 | 0 | 0 | 0 | 0 | 0 | 0 | 0 | 0 | 0
F13_Industrial_Wood and Lumber Products_New_Space Heating_Natural Gas_HVAC - Demand Controlled Ventilation_A_Achievable Economic TRC Potential | F13 | Industrial | Wood and Lumber Products | New | Space Heating | Natural Gas | HVAC - Demand Controlled Ventilation | A | Purchases (Incremental) | Achievable Economic TRC Potential | 0 | 0 | 28.7943 | 50.2515 | 71.6559 | 95.647 | 110.0954 | 126.8681 | 143.4294 | 162.0583 | 175.933 | 191.8908 | 207.6369 | 225.9029 | 238.3001 | 253.3671 | 268.4228 | 285.9496 | 297.5266 | 311.7922 | 325.6692 | 339.5053
F14_Industrial_Wood and Lumber Products_New_Space Heating_Natural Gas_HVAC - Demand Controlled Ventilation_A_Achievable Economic TRC Potential | F14 | Industrial | Wood and Lumber Products | New | Space Heating | Natural Gas | HVAC - Demand Controlled Ventilation | A | Purchases (Cumulative) | Achievable Economic TRC Potential | 0 | 0 | 28.7943 | 79.0457 | 150.7017 | 246.3487 | 356.4441 | 483.3122 | 626.7415 | 788.7998 | 964.7328 | 1156.6235 | 1364.2605 | 1590.1633 | 1828.4634 | 2081.8306 | 2350.2534 | 2607.4087 | 2854.6839 | 3094.8201 | 3324.8423 | 3554.2522
F1_Industrial_Wood and Lumber Products_New_Space Heating_Natural Gas_Gas Boiler - Stack Economizer_A_Achievable Economic TRC Potential | F1 | Industrial | Wood and Lumber Products | New | Space Heating | Natural Gas | Gas Boiler - Stack Economizer | A | Original Unit Energy Savings (kWh or therms) | Achievable Economic TRC Potential | 0 | 0 | 0.85171 | 0.85171 | 0.85171 | 0.85171 | 0.85171 | 0.85171 | 0.85171 | 0.85171 | 0.85171 | 0.85171 | 0.85171 | 0.85171 | 0.85171 | 0.85171 | 0.85171 | 0.85171 | 0.85171 | 0.85171 | 0.85171 | 0.85171
F2_Industrial_Wood and Lumber Products_New_Space Heating_Natural Gas_Gas Boiler - Stack Economizer_A_Achievable Economic TRC Potential | F2 | Industrial | Wood and Lumber Products | New | Space Heating | Natural Gas | Gas Boiler - Stack Economizer | A | Original Unit Summer Peak Savings (kW) | Achievable Economic TRC Potential | 0 | 0 | 0 | 0 | 0 | 0 | 0 | 0 | 0 | 0 | 0 | 0 | 0 | 0 | 0 | 0 | 0 | 0 | 0 | 0 | 0 | 0
F3_Industrial_Wood and Lumber Products_New_Space Heating_Natural Gas_Gas Boiler - Stack Economizer_A_Achievable Economic TRC Potential | F3 | Industrial | Wood and Lumber Products | New | Space Heating | Natural Gas | Gas Boiler - Stack Economizer | A | Original Unit Winter Peak Savings (kW) | Achievable Economic TRC Potential | 0 | 0 | 0 | 0 | 0 | 0 | 0 | 0 | 0 | 0 | 0 | 0 | 0 | 0 | 0 | 0 | 0 | 0 | 0 | 0 | 0 | 0
F4_Industrial_Wood and Lumber Products_New_Space Heating_Natural Gas_Gas Boiler - Stack Economizer_A_Achievable Economic TRC Potential | F4 | Industrial | Wood and Lumber Products | New | Space Heating | Natural Gas | Gas Boiler - Stack Economizer | A | Standalone Impact on Baseline Energy (%) | Achievable Economic TRC Potential | bar: 2019 to 2040
F5_Industrial_Wood and Lumber Products_New_Space Heating_Natural Gas_Gas Boiler - Stack Economizer_A_Achievable Economic TRC Potential | F5 | Industrial | Wood and Lumber Products | New | Space Heating | Natural Gas | Gas Boiler - Stack Economizer | A | Standalone Impact on Baseline Summer Peak (%) | Achievable Economic TRC Potential | bar: 2019 to 2040
F6_Industrial_Wood and Lumber Products_New_Space Heating_Natural Gas_Gas Boiler - Stack Economizer_A_Achievable Economic TRC Potential | F6 | Industrial | Wood and Lumber Products | New | Space Heating | Natural Gas | Gas Boiler - Stack Economizer | A | Standalone Impact on Baseline Winter Peak (%) | Achievable Economic TRC Potential | bar: 2019 to 2040
F7_Industrial_Wood and Lumber Products_New_Space Heating_Natural Gas_Gas Boiler - Stack Economizer_A_Achievable Economic TRC Potential | F7 | Industrial | Wood and Lumber Products | New | Space Heating | Natural Gas | Gas Boiler - Stack Economizer | A | Incremental Energy Savings (MWh or mTherms) | Achievable Economic TRC Potential | 0 | 0 | 0 | 0 | 0 | 0 | 0 | 0 | 0 | 0 | 0 | 0 | 0 | 0 | 0 | 0 | 0 | 0 | 0 | 0 | 0 | 0
F8_Industrial_Wood and Lumber Products_New_Space Heating_Natural Gas_Gas Boiler - Stack Economizer_A_Achievable Economic TRC Potential | F8 | Industrial | Wood and Lumber Products | New | Space Heating | Natural Gas | Gas Boiler - Stack Economizer | A | Incremental Summer Peak Savings (MW) | Achievable Economic TRC Potential | 0 | 0 | 0 | 0 | 0 | 0 | 0 | 0 | 0 | 0 | 0 | 0 | 0 | 0 | 0 | 0 | 0 | 0 | 0 | 0 | 0 | 0
F9_Industrial_Wood and Lumber Products_New_Space Heating_Natural Gas_Gas Boiler - Stack Economizer_A_Achievable Economic TRC Potential | F9 | Industrial | Wood and Lumber Products | New | Space Heating | Natural Gas | Gas Boiler - Stack Economizer | A | Incremental Winter Peak Savings (MW) | Achievable Economic TRC Potential | 0 | 0 | 0 | 0 | 0 | 0 | 0 | 0 | 0 | 0 | 0 | 0 | 0 | 0 | 0 | 0 | 0 | 0 | 0 | 0 | 0 | 0
F10_Industrial_Wood and Lumber Products_New_Space Heating_Natural Gas_Gas Boiler - Stack Economizer_A_Achievable Economic TRC Potential | F10 | Industrial | Wood and Lumber Products | New | Space Heating | Natural Gas | Gas Boiler - Stack Economizer | A | Cumulative Energy Savings (MWh or mTherms) | Achievable Economic TRC Potential | 0 | 0 | 0 | 0 | 0 | 0 | 0 | 0 | 0 | 0 | 0 | 0 | 0 | 0 | 0 | 0 | 0 | 0 | 0 | 0 | 0 | 0
F11_Industrial_Wood and Lumber Products_New_Space Heating_Natural Gas_Gas Boiler - Stack Economizer_A_Achievable Economic TRC Potential | F11 | Industrial | Wood and Lumber Products | New | Space Heating | Natural Gas | Gas Boiler - Stack Economizer | A | Cumulative Summer Peak Savings (MW) | Achievable Economic TRC Potential | 0 | 0 | 0 | 0 | 0 | 0 | 0 | 0 | 0 | 0 | 0 | 0 | 0 | 0 | 0 | 0 | 0 | 0 | 0 | 0 | 0 | 0
F12_Industrial_Wood and Lumber Products_New_Space Heating_Natural Gas_Gas Boiler - Stack Economizer_A_Achievable Economic TRC Potential | F12 | Industrial | Wood and Lumber Products | New | Space Heating | Natural Gas | Gas Boiler - Stack Economizer | A | Cumulative Winter Peak Savings (MW) | Achievable Economic TRC Potential | 0 | 0 | 0 | 0 | 0 | 0 | 0 | 0 | 0 | 0 | 0 | 0 | 0 | 0 | 0 | 0 | 0 | 0 | 0 | 0 | 0 | 0
F13_Industrial_Wood and Lumber Products_New_Space Heating_Natural Gas_Gas Boiler - Stack Economizer_A_Achievable Economic TRC Potential | F13 | Industrial | Wood and Lumber Products | New | Space Heating | Natural Gas | Gas Boiler - Stack Economizer | A | Purchases (Incremental) | Achievable Economic TRC Potential | 0 | 0 | 0 | 0 | 0 | 0 | 0 | 0 | 0 | 0 | 0 | 0 | 0 | 0 | 0 | 0 | 0 | 0 | 0 | 0 | 0 | 0
F14_Industrial_Wood and Lumber Products_New_Space Heating_Natural Gas_Gas Boiler - Stack Economizer_A_Achievable Economic TRC Potential | F14 | Industrial | Wood and Lumber Products | New | Space Heating | Natural Gas | Gas Boiler - Stack Economizer | A | Purchases (Cumulative) | Achievable Economic TRC Potential | 0 | 0 | 0 | 0 | 0 | 0 | 0 | 0 | 0 | 0 | 0 | 0 | 0 | 0 | 0 | 0 | 0 | 0 | 0 | 0 | 0 | 0
F1_Industrial_Wood and Lumber Products_New_Process_Natural Gas_Gas Boiler - Stack Economizer_A_Achievable Economic TRC Potential | F1 | Industrial | Wood and Lumber Products | New | Process | Natural Gas | Gas Boiler - Stack Economizer | A | Original Unit Energy Savings (kWh or therms) | Achievable Economic TRC Potential | 0 | 0 | 8.2818 | 8.2818 | 8.2818 | 8.2818 | 8.2818 | 8.2818 | 8.2818 | 8.2818 | 8.2818 | 8.2818 | 8.2818 | 8.2818 | 8.2818 | 8.2818 | 8.2818 | 8.2818 | 8.2818 | 8.2818 | 8.2818 | 8.2818
F2_Industrial_Wood and Lumber Products_New_Process_Natural Gas_Gas Boiler - Stack Economizer_A_Achievable Economic TRC Potential | F2 | Industrial | Wood and Lumber Products | New | Process | Natural Gas | Gas Boiler - Stack Economizer | A | Original Unit Summer Peak Savings (kW) | Achievable Economic TRC Potential | 0 | 0 | 0 | 0 | 0 | 0 | 0 | 0 | 0 | 0 | 0 | 0 | 0 | 0 | 0 | 0 | 0 | 0 | 0 | 0 | 0 | 0
F3_Industrial_Wood and Lumber Products_New_Process_Natural Gas_Gas Boiler - Stack Economizer_A_Achievable Economic TRC Potential | F3 | Industrial | Wood and Lumber Products | New | Process | Natural Gas | Gas Boiler - Stack Economizer | A | Original Unit Winter Peak Savings (kW) | Achievable Economic TRC Potential | 0 | 0 | 0 | 0 | 0 | 0 | 0 | 0 | 0 | 0 | 0 | 0 | 0 | 0 | 0 | 0 | 0 | 0 | 0 | 0 | 0 | 0
F4_Industrial_Wood and Lumber Products_New_Process_Natural Gas_Gas Boiler - Stack Economizer_A_Achievable Economic TRC Potential | F4 | Industrial | Wood and Lumber Products | New | Process | Natural Gas | Gas Boiler - Stack Economizer | A | Standalone Impact on Baseline Energy (%) | Achievable Economic TRC Potential | bar: 2019 to 2040
F5_Industrial_Wood and Lumber Products_New_Process_Natural Gas_Gas Boiler - Stack Economizer_A_Achievable Economic TRC Potential | F5 | Industrial | Wood and Lumber Products | New | Process | Natural Gas | Gas Boiler - Stack Economizer | A | Standalone Impact on Baseline Summer Peak (%) | Achievable Economic TRC Potential | bar: 2019 to 2040
F6_Industrial_Wood and Lumber Products_New_Process_Natural Gas_Gas Boiler - Stack Economizer_A_Achievable Economic TRC Potential | F6 | Industrial | Wood and Lumber Products | New | Process | Natural Gas | Gas Boiler - Stack Economizer | A | Standalone Impact on Baseline Winter Peak (%) | Achievable Economic TRC Potential | bar: 2019 to 2040
F7_Industrial_Wood and Lumber Products_New_Process_Natural Gas_Gas Boiler - Stack Economizer_A_Achievable Economic TRC Potential | F7 | Industrial | Wood and Lumber Products | New | Process | Natural Gas | Gas Boiler - Stack Economizer | A | Incremental Energy Savings (MWh or mTherms) | Achievable Economic TRC Potential | 0 | 0 | 0 | 0 | 0 | 0 | 0 | 0 | 0 | 0 | 0 | 0 | 0 | 0 | 0 | 0 | 0 | 0 | 0 | 0 | 0 | 0
F8_Industrial_Wood and Lumber Products_New_Process_Natural Gas_Gas Boiler - Stack Economizer_A_Achievable Economic TRC Potential | F8 | Industrial | Wood and Lumber Products | New | Process | Natural Gas | Gas Boiler - Stack Economizer | A | Incremental Summer Peak Savings (MW) | Achievable Economic TRC Potential | 0 | 0 | 0 | 0 | 0 | 0 | 0 | 0 | 0 | 0 | 0 | 0 | 0 | 0 | 0 | 0 | 0 | 0 | 0 | 0 | 0 | 0
F9_Industrial_Wood and Lumber Products_New_Process_Natural Gas_Gas Boiler - Stack Economizer_A_Achievable Economic TRC Potential | F9 | Industrial | Wood and Lumber Products | New | Process | Natural Gas | Gas Boiler - Stack Economizer | A | Incremental Winter Peak Savings (MW) | Achievable Economic TRC Potential | 0 | 0 | 0 | 0 | 0 | 0 | 0 | 0 | 0 | 0 | 0 | 0 | 0 | 0 | 0 | 0 | 0 | 0 | 0 | 0 | 0 | 0
F10_Industrial_Wood and Lumber Products_New_Process_Natural Gas_Gas Boiler - Stack Economizer_A_Achievable Economic TRC Potential | F10 | Industrial | Wood and Lumber Products | New | Process | Natural Gas | Gas Boiler - Stack Economizer | A | Cumulative Energy Savings (MWh or mTherms) | Achievable Economic TRC Potential | 0 | 0 | 0 | 0 | 0 | 0 | 0 | 0 | 0 | 0 | 0 | 0 | 0 | 0 | 0 | 0 | 0 | 0 | 0 | 0 | 0 | 0
F11_Industrial_Wood and Lumber Products_New_Process_Natural Gas_Gas Boiler - Stack Economizer_A_Achievable Economic TRC Potential | F11 | Industrial | Wood and Lumber Products | New | Process | Natural Gas | Gas Boiler - Stack Economizer | A | Cumulative Summer Peak Savings (MW) | Achievable Economic TRC Potential | 0 | 0 | 0 | 0 | 0 | 0 | 0 | 0 | 0 | 0 | 0 | 0 | 0 | 0 | 0 | 0 | 0 | 0 | 0 | 0 | 0 | 0
F12_Industrial_Wood and Lumber Products_New_Process_Natural Gas_Gas Boiler - Stack Economizer_A_Achievable Economic TRC Potential | F12 | Industrial | Wood and Lumber Products | New | Process | Natural Gas | Gas Boiler - Stack Economizer | A | Cumulative Winter Peak Savings (MW) | Achievable Economic TRC Potential | 0 | 0 | 0 | 0 | 0 | 0 | 0 | 0 | 0 | 0 | 0 | 0 | 0 | 0 | 0 | 0 | 0 | 0 | 0 | 0 | 0 | 0
F13_Industrial_Wood and Lumber Products_New_Process_Natural Gas_Gas Boiler - Stack Economizer_A_Achievable Economic TRC Potential | F13 | Industrial | Wood and Lumber Products | New | Process | Natural Gas | Gas Boiler - Stack Economizer | A | Purchases (Incremental) | Achievable Economic TRC Potential | 0 | 0 | 0 | 0 | 0 | 0 | 0 | 0 | 0 | 0 | 0 | 0 | 0 | 0 | 0 | 0 | 0 | 0 | 0 | 0 | 0 | 0
F14_Industrial_Wood and Lumber Products_New_Process_Natural Gas_Gas Boiler - Stack Economizer_A_Achievable Economic TRC Potential | F14 | Industrial | Wood and Lumber Products | New | Process | Natural Gas | Gas Boiler - Stack Economizer | A | Purchases (Cumulative) | Achievable Economic TRC Potential | 0 | 0 | 0 | 0 | 0 | 0 | 0 | 0 | 0 | 0 | 0 | 0 | 0 | 0 | 0 | 0 | 0 | 0 | 0 | 0 | 0 | 0
F1_Industrial_Wood and Lumber Products_New_Space Heating_Natural Gas_Gas Furnace Tube Inserts_A_Achievable Economic TRC Potential | F1 | Industrial | Wood and Lumber Products | New | Space Heating | Natural Gas | Gas Furnace Tube Inserts | A | Original Unit Energy Savings (kWh or therms) | Achievable Economic TRC Potential | 0 | 0 | 0.077933 | 0.077933 | 0.077933 | 0.077933 | 0.077933 | 0.077933 | 0.077933 | 0.077933 | 0.077933 | 0.077933 | 0.077933 | 0.077933 | 0.077933 | 0.077933 | 0.077933 | 0.077933 | 0.077933 | 0.077933 | 0.077933 | 0.077933
F2_Industrial_Wood and Lumber Products_New_Space Heating_Natural Gas_Gas Furnace Tube Inserts_A_Achievable Economic TRC Potential | F2 | Industrial | Wood and Lumber Products | New | Space Heating | Natural Gas | Gas Furnace Tube Inserts | A | Original Unit Summer Peak Savings (kW) | Achievable Economic TRC Potential | 0 | 0 | 0 | 0 | 0 | 0 | 0 | 0 | 0 | 0 | 0 | 0 | 0 | 0 | 0 | 0 | 0 | 0 | 0 | 0 | 0 | 0
F3_Industrial_Wood and Lumber Products_New_Space Heating_Natural Gas_Gas Furnace Tube Inserts_A_Achievable Economic TRC Potential | F3 | Industrial | Wood and Lumber Products | New | Space Heating | Natural Gas | Gas Furnace Tube Inserts | A | Original Unit Winter Peak Savings (kW) | Achievable Economic TRC Potential | 0 | 0 | 0 | 0 | 0 | 0 | 0 | 0 | 0 | 0 | 0 | 0 | 0 | 0 | 0 | 0 | 0 | 0 | 0 | 0 | 0 | 0
F4_Industrial_Wood and Lumber Products_New_Space Heating_Natural Gas_Gas Furnace Tube Inserts_A_Achievable Economic TRC Potential | F4 | Industrial | Wood and Lumber Products | New | Space Heating | Natural Gas | Gas Furnace Tube Inserts | A | Standalone Impact on Baseline Energy (%) | Achievable Economic TRC Potential | bar: 2019 to 2040
F5_Industrial_Wood and Lumber Products_New_Space Heating_Natural Gas_Gas Furnace Tube Inserts_A_Achievable Economic TRC Potential | F5 | Industrial | Wood and Lumber Products | New | Space Heating | Natural Gas | Gas Furnace Tube Inserts | A | Standalone Impact on Baseline Summer Peak (%) | Achievable Economic TRC Potential | bar: 2019 to 2040
F6_Industrial_Wood and Lumber Products_New_Space Heating_Natural Gas_Gas Furnace Tube Inserts_A_Achievable Economic TRC Potential | F6 | Industrial | Wood and Lumber Products | New | Space Heating | Natural Gas | Gas Furnace Tube Inserts | A | Standalone Impact on Baseline Winter Peak (%) | Achievable Economic TRC Potential | bar: 2019 to 2040
F7_Industrial_Wood and Lumber Products_New_Space Heating_Natural Gas_Gas Furnace Tube Inserts_A_Achievable Economic TRC Potential | F7 | Industrial | Wood and Lumber Products | New | Space Heating | Natural Gas | Gas Furnace Tube Inserts | A | Incremental Energy Savings (MWh or mTherms) | Achievable Economic TRC Potential | 0 | 0 | 0 | 0 | 0 | 0 | 0 | 0 | 0 | 0 | 0 | 0 | 0 | 0 | 0 | 0 | 0 | 0 | 0 | 0 | 0 | 0
F8_Industrial_Wood and Lumber Products_New_Space Heating_Natural Gas_Gas Furnace Tube Inserts_A_Achievable Economic TRC Potential | F8 | Industrial | Wood and Lumber Products | New | Space Heating | Natural Gas | Gas Furnace Tube Inserts | A | Incremental Summer Peak Savings (MW) | Achievable Economic TRC Potential | 0 | 0 | 0 | 0 | 0 | 0 | 0 | 0 | 0 | 0 | 0 | 0 | 0 | 0 | 0 | 0 | 0 | 0 | 0 | 0 | 0 | 0
F9_Industrial_Wood and Lumber Products_New_Space Heating_Natural Gas_Gas Furnace Tube Inserts_A_Achievable Economic TRC Potential | F9 | Industrial | Wood and Lumber Products | New | Space Heating | Natural Gas | Gas Furnace Tube Inserts | A | Incremental Winter Peak Savings (MW) | Achievable Economic TRC Potential | 0 | 0 | 0 | 0 | 0 | 0 | 0 | 0 | 0 | 0 | 0 | 0 | 0 | 0 | 0 | 0 | 0 | 0 | 0 | 0 | 0 | 0
F10_Industrial_Wood and Lumber Products_New_Space Heating_Natural Gas_Gas Furnace Tube Inserts_A_Achievable Economic TRC Potential | F10 | Industrial | Wood and Lumber Products | New | Space Heating | Natural Gas | Gas Furnace Tube Inserts | A | Cumulative Energy Savings (MWh or mTherms) | Achievable Economic TRC Potential | 0 | 0 | 0 | 0 | 0 | 0 | 0 | 0 | 0 | 0 | 0 | 0 | 0 | 0 | 0 | 0 | 0 | 0 | 0 | 0 | 0 | 0
F11_Industrial_Wood and Lumber Products_New_Space Heating_Natural Gas_Gas Furnace Tube Inserts_A_Achievable Economic TRC Potential | F11 | Industrial | Wood and Lumber Products | New | Space Heating | Natural Gas | Gas Furnace Tube Inserts | A | Cumulative Summer Peak Savings (MW) | Achievable Economic TRC Potential | 0 | 0 | 0 | 0 | 0 | 0 | 0 | 0 | 0 | 0 | 0 | 0 | 0 | 0 | 0 | 0 | 0 | 0 | 0 | 0 | 0 | 0
F12_Industrial_Wood and Lumber Products_New_Space Heating_Natural Gas_Gas Furnace Tube Inserts_A_Achievable Economic TRC Potential | F12 | Industrial | Wood and Lumber Products | New | Space Heating | Natural Gas | Gas Furnace Tube Inserts | A | Cumulative Winter Peak Savings (MW) | Achievable Economic TRC Potential | 0 | 0 | 0 | 0 | 0 | 0 | 0 | 0 | 0 | 0 | 0 | 0 | 0 | 0 | 0 | 0 | 0 | 0 | 0 | 0 | 0 | 0
F13_Industrial_Wood and Lumber Products_New_Space Heating_Natural Gas_Gas Furnace Tube Inserts_A_Achievable Economic TRC Potential | F13 | Industrial | Wood and Lumber Products | New | Space Heating | Natural Gas | Gas Furnace Tube Inserts | A | Purchases (Incremental) | Achievable Economic TRC Potential | 0 | 0 | 0 | 0 | 0 | 0 | 0 | 0 | 0 | 0 | 0 | 0 | 0 | 0 | 0 | 0 | 0 | 0 | 0 | 0 | 0 | 0
F14_Industrial_Wood and Lumber Products_New_Space Heating_Natural Gas_Gas Furnace Tube Inserts_A_Achievable Economic TRC Potential | F14 | Industrial | Wood and Lumber Products | New | Space Heating | Natural Gas | Gas Furnace Tube Inserts | A | Purchases (Cumulative) | Achievable Economic TRC Potential | 0 | 0 | 0 | 0 | 0 | 0 | 0 | 0 | 0 | 0 | 0 | 0 | 0 | 0 | 0 | 0 | 0 | 0 | 0 | 0 | 0 | 0
F1_Industrial_Wood and Lumber Products_New_Space Heating_Natural Gas_Space Heating - Heat Recovery Ventilator_A_Achievable Economic TRC Potential | F1 | Industrial | Wood and Lumber Products | New | Space Heating | Natural Gas | Space Heating - Heat Recovery Ventilator | A | Original Unit Energy Savings (kWh or therms) | Achievable Economic TRC Potential | 0 | 0 | 0.012707 | 0.012707 | 0.012707 | 0.012707 | 0.012707 | 0.012707 | 0.012707 | 0.012707 | 0.012707 | 0.012707 | 0.012707 | 0.012707 | 0.012707 | 0.012707 | 0.012707 | 0.012707 | 0.012707 | 0.012707 | 0.012707 | 0.012707
F2_Industrial_Wood and Lumber Products_New_Space Heating_Natural Gas_Space Heating - Heat Recovery Ventilator_A_Achievable Economic TRC Potential | F2 | Industrial | Wood and Lumber Products | New | Space Heating | Natural Gas | Space Heating - Heat Recovery Ventilator | A | Original Unit Summer Peak Savings (kW) | Achievable Economic TRC Potential | 0 | 0 | 0 | 0 | 0 | 0 | 0 | 0 | 0 | 0 | 0 | 0 | 0 | 0 | 0 | 0 | 0 | 0 | 0 | 0 | 0 | 0
F3_Industrial_Wood and Lumber Products_New_Space Heating_Natural Gas_Space Heating - Heat Recovery Ventilator_A_Achievable Economic TRC Potential | F3 | Industrial | Wood and Lumber Products | New | Space Heating | Natural Gas | Space Heating - Heat Recovery Ventilator | A | Original Unit Winter Peak Savings (kW) | Achievable Economic TRC Potential | 0 | 0 | 0 | 0 | 0 | 0 | 0 | 0 | 0 | 0 | 0 | 0 | 0 | 0 | 0 | 0 | 0 | 0 | 0 | 0 | 0 | 0
F4_Industrial_Wood and Lumber Products_New_Space Heating_Natural Gas_Space Heating - Heat Recovery Ventilator_A_Achievable Economic TRC Potential | F4 | Industrial | Wood and Lumber Products | New | Space Heating | Natural Gas | Space Heating - Heat Recovery Ventilator | A | Standalone Impact on Baseline Energy (%) | Achievable Economic TRC Potential | bar: 2019 to 2040
F5_Industrial_Wood and Lumber Products_New_Space Heating_Natural Gas_Space Heating - Heat Recovery Ventilator_A_Achievable Economic TRC Potential | F5 | Industrial | Wood and Lumber Products | New | Space Heating | Natural Gas | Space Heating - Heat Recovery Ventilator | A | Standalone Impact on Baseline Summer Peak (%) | Achievable Economic TRC Potential | bar: 2019 to 2040
F6_Industrial_Wood and Lumber Products_New_Space Heating_Natural Gas_Space Heating - Heat Recovery Ventilator_A_Achievable Economic TRC Potential | F6 | Industrial | Wood and Lumber Products | New | Space Heating | Natural Gas | Space Heating - Heat Recovery Ventilator | A | Standalone Impact on Baseline Winter Peak (%) | Achievable Economic TRC Potential | bar: 2019 to 2040
F7_Industrial_Wood and Lumber Products_New_Space Heating_Natural Gas_Space Heating - Heat Recovery Ventilator_A_Achievable Economic TRC Potential | F7 | Industrial | Wood and Lumber Products | New | Space Heating | Natural Gas | Space Heating - Heat Recovery Ventilator | A | Incremental Energy Savings (MWh or mTherms) | Achievable Economic TRC Potential | 0 | 0 | 0 | 0 | 0 | 0 | 0 | 0 | 0 | 0 | 0 | 0 | 0 | 0 | 0 | 0 | 0 | 0 | 0 | 0 | 0 | 0
F8_Industrial_Wood and Lumber Products_New_Space Heating_Natural Gas_Space Heating - Heat Recovery Ventilator_A_Achievable Economic TRC Potential | F8 | Industrial | Wood and Lumber Products | New | Space Heating | Natural Gas | Space Heating - Heat Recovery Ventilator | A | Incremental Summer Peak Savings (MW) | Achievable Economic TRC Potential | 0 | 0 | 0 | 0 | 0 | 0 | 0 | 0 | 0 | 0 | 0 | 0 | 0 | 0 | 0 | 0 | 0 | 0 | 0 | 0 | 0 | 0
F9_Industrial_Wood and Lumber Products_New_Space Heating_Natural Gas_Space Heating - Heat Recovery Ventilator_A_Achievable Economic TRC Potential | F9 | Industrial | Wood and Lumber Products | New | Space Heating | Natural Gas | Space Heating - Heat Recovery Ventilator | A | Incremental Winter Peak Savings (MW) | Achievable Economic TRC Potential | 0 | 0 | 0 | 0 | 0 | 0 | 0 | 0 | 0 | 0 | 0 | 0 | 0 | 0 | 0 | 0 | 0 | 0 | 0 | 0 | 0 | 0
F10_Industrial_Wood and Lumber Products_New_Space Heating_Natural Gas_Space Heating - Heat Recovery Ventilator_A_Achievable Economic TRC Potential | F10 | Industrial | Wood and Lumber Products | New | Space Heating | Natural Gas | Space Heating - Heat Recovery Ventilator | A | Cumulative Energy Savings (MWh or mTherms) | Achievable Economic TRC Potential | 0 | 0 | 0 | 0 | 0 | 0 | 0 | 0 | 0 | 0 | 0 | 0 | 0 | 0 | 0 | 0 | 0 | 0 | 0 | 0 | 0 | 0
F11_Industrial_Wood and Lumber Products_New_Space Heating_Natural Gas_Space Heating - Heat Recovery Ventilator_A_Achievable Economic TRC Potential | F11 | Industrial | Wood and Lumber Products | New | Space Heating | Natural Gas | Space Heating - Heat Recovery Ventilator | A | Cumulative Summer Peak Savings (MW) | Achievable Economic TRC Potential | 0 | 0 | 0 | 0 | 0 | 0 | 0 | 0 | 0 | 0 | 0 | 0 | 0 | 0 | 0 | 0 | 0 | 0 | 0 | 0 | 0 | 0
F12_Industrial_Wood and Lumber Products_New_Space Heating_Natural Gas_Space Heating - Heat Recovery Ventilator_A_Achievable Economic TRC Potential | F12 | Industrial | Wood and Lumber Products | New | Space Heating | Natural Gas | Space Heating - Heat Recovery Ventilator | A | Cumulative Winter Peak Savings (MW) | Achievable Economic TRC Potential | 0 | 0 | 0 | 0 | 0 | 0 | 0 | 0 | 0 | 0 | 0 | 0 | 0 | 0 | 0 | 0 | 0 | 0 | 0 | 0 | 0 | 0
F13_Industrial_Wood and Lumber Products_New_Space Heating_Natural Gas_Space Heating - Heat Recovery Ventilator_A_Achievable Economic TRC Potential | F13 | Industrial | Wood and Lumber Products | New | Space Heating | Natural Gas | Space Heating - Heat Recovery Ventilator | A | Purchases (Incremental) | Achievable Economic TRC Potential | 0 | 0 | 0 | 0 | 0 | 0 | 0 | 0 | 0 | 0 | 0 | 0 | 0 | 0 | 0 | 0 | 0 | 0 | 0 | 0 | 0 | 0
F14_Industrial_Wood and Lumber Products_New_Space Heating_Natural Gas_Space Heating - Heat Recovery Ventilator_A_Achievable Economic TRC Potential | F14 | Industrial | Wood and Lumber Products | New | Space Heating | Natural Gas | Space Heating - Heat Recovery Ventilator | A | Purchases (Cumulative) | Achievable Economic TRC Potential | 0 | 0 | 0 | 0 | 0 | 0 | 0 | 0 | 0 | 0 | 0 | 0 | 0 | 0 | 0 | 0 | 0 | 0 | 0 | 0 | 0 | 0
F1_Industrial_Wood and Lumber Products_New_Space Heating_Natural Gas_Thermostat - Programmable_A_Achievable Economic TRC Potential | F1 | Industrial | Wood and Lumber Products | New | Space Heating | Natural Gas | Thermostat - Programmable | A | Original Unit Energy Savings (kWh or therms) | Achievable Economic TRC Potential | 0 | 0 | 0.0061474 | 0.0061474 | 0.0061474 | 0.0061474 | 0.0061474 | 0.0061474 | 0.0061474 | 0.0061474 | 0.0061474 | 0.0061474 | 0.0061474 | 0.0061474 | 0.0061474 | 0.0061474 | 0.0061474 | 0.0061474 | 0.0061474 | 0.0061474 | 0.0061474 | 0.0061474
F2_Industrial_Wood and Lumber Products_New_Space Heating_Natural Gas_Thermostat - Programmable_A_Achievable Economic TRC Potential | F2 | Industrial | Wood and Lumber Products | New | Space Heating | Natural Gas | Thermostat - Programmable | A | Original Unit Summer Peak Savings (kW) | Achievable Economic TRC Potential | 0 | 0 | 0 | 0 | 0 | 0 | 0 | 0 | 0 | 0 | 0 | 0 | 0 | 0 | 0 | 0 | 0 | 0 | 0 | 0 | 0 | 0
F3_Industrial_Wood and Lumber Products_New_Space Heating_Natural Gas_Thermostat - Programmable_A_Achievable Economic TRC Potential | F3 | Industrial | Wood and Lumber Products | New | Space Heating | Natural Gas | Thermostat - Programmable | A | Original Unit Winter Peak Savings (kW) | Achievable Economic TRC Potential | 0 | 0 | 0 | 0 | 0 | 0 | 0 | 0 | 0 | 0 | 0 | 0 | 0 | 0 | 0 | 0 | 0 | 0 | 0 | 0 | 0 | 0
F4_Industrial_Wood and Lumber Products_New_Space Heating_Natural Gas_Thermostat - Programmable_A_Achievable Economic TRC Potential | F4 | Industrial | Wood and Lumber Products | New | Space Heating | Natural Gas | Thermostat - Programmable | A | Standalone Impact on Baseline Energy (%) | Achievable Economic TRC Potential | bar: 2019 to 2040
F5_Industrial_Wood and Lumber Products_New_Space Heating_Natural Gas_Thermostat - Programmable_A_Achievable Economic TRC Potential | F5 | Industrial | Wood and Lumber Products | New | Space Heating | Natural Gas | Thermostat - Programmable | A | Standalone Impact on Baseline Summer Peak (%) | Achievable Economic TRC Potential | bar: 2019 to 2040
F6_Industrial_Wood and Lumber Products_New_Space Heating_Natural Gas_Thermostat - Programmable_A_Achievable Economic TRC Potential | F6 | Industrial | Wood and Lumber Products | New | Space Heating | Natural Gas | Thermostat - Programmable | A | Standalone Impact on Baseline Winter Peak (%) | Achievable Economic TRC Potential | bar: 2019 to 2040
F7_Industrial_Wood and Lumber Products_New_Space Heating_Natural Gas_Thermostat - Programmable_A_Achievable Economic TRC Potential | F7 | Industrial | Wood and Lumber Products | New | Space Heating | Natural Gas | Thermostat - Programmable | A | Incremental Energy Savings (MWh or mTherms) | Achievable Economic TRC Potential | 0 | 0 | 0 | 0 | 0 | 0 | 0 | 0 | 0 | 0 | 0 | 0 | 0 | 0 | 0 | 0 | 0 | 0 | 0 | 0 | 0 | 0
F8_Industrial_Wood and Lumber Products_New_Space Heating_Natural Gas_Thermostat - Programmable_A_Achievable Economic TRC Potential | F8 | Industrial | Wood and Lumber Products | New | Space Heating | Natural Gas | Thermostat - Programmable | A | Incremental Summer Peak Savings (MW) | Achievable Economic TRC Potential | 0 | 0 | 0 | 0 | 0 | 0 | 0 | 0 | 0 | 0 | 0 | 0 | 0 | 0 | 0 | 0 | 0 | 0 | 0 | 0 | 0 | 0
F9_Industrial_Wood and Lumber Products_New_Space Heating_Natural Gas_Thermostat - Programmable_A_Achievable Economic TRC Potential | F9 | Industrial | Wood and Lumber Products | New | Space Heating | Natural Gas | Thermostat - Programmable | A | Incremental Winter Peak Savings (MW) | Achievable Economic TRC Potential | 0 | 0 | 0 | 0 | 0 | 0 | 0 | 0 | 0 | 0 | 0 | 0 | 0 | 0 | 0 | 0 | 0 | 0 | 0 | 0 | 0 | 0
F10_Industrial_Wood and Lumber Products_New_Space Heating_Natural Gas_Thermostat - Programmable_A_Achievable Economic TRC Potential | F10 | Industrial | Wood and Lumber Products | New | Space Heating | Natural Gas | Thermostat - Programmable | A | Cumulative Energy Savings (MWh or mTherms) | Achievable Economic TRC Potential | 0 | 0 | 0 | 0 | 0 | 0 | 0 | 0 | 0 | 0 | 0 | 0 | 0 | 0 | 0 | 0 | 0 | 0 | 0 | 0 | 0 | 0
F11_Industrial_Wood and Lumber Products_New_Space Heating_Natural Gas_Thermostat - Programmable_A_Achievable Economic TRC Potential | F11 | Industrial | Wood and Lumber Products | New | Space Heating | Natural Gas | Thermostat - Programmable | A | Cumulative Summer Peak Savings (MW) | Achievable Economic TRC Potential | 0 | 0 | 0 | 0 | 0 | 0 | 0 | 0 | 0 | 0 | 0 | 0 | 0 | 0 | 0 | 0 | 0 | 0 | 0 | 0 | 0 | 0
F12_Industrial_Wood and Lumber Products_New_Space Heating_Natural Gas_Thermostat - Programmable_A_Achievable Economic TRC Potential | F12 | Industrial | Wood and Lumber Products | New | Space Heating | Natural Gas | Thermostat - Programmable | A | Cumulative Winter Peak Savings (MW) | Achievable Economic TRC Potential | 0 | 0 | 0 | 0 | 0 | 0 | 0 | 0 | 0 | 0 | 0 | 0 | 0 | 0 | 0 | 0 | 0 | 0 | 0 | 0 | 0 | 0
F13_Industrial_Wood and Lumber Products_New_Space Heating_Natural Gas_Thermostat - Programmable_A_Achievable Economic TRC Potential | F13 | Industrial | Wood and Lumber Products | New | Space Heating | Natural Gas | Thermostat - Programmable | A | Purchases (Incremental) | Achievable Economic TRC Potential | 0 | 0 | 0 | 0 | 0 | 0 | 0 | 0 | 0 | 0 | 0 | 0 | 0 | 0 | 0 | 0 | 0 | 0 | 0 | 0 | 0 | 0
F14_Industrial_Wood and Lumber Products_New_Space Heating_Natural Gas_Thermostat - Programmable_A_Achievable Economic TRC Potential | F14 | Industrial | Wood and Lumber Products | New | Space Heating | Natural Gas | Thermostat - Programmable | A | Purchases (Cumulative) | Achievable Economic TRC Potential | 0 | 0 | 0 | 0 | 0 | 0 | 0 | 0 | 0 | 0 | 0 | 0 | 0 | 0 | 0 | 0 | 0 | 0 | 0 | 0 | 0 | 0
F1_Industrial_Wood and Lumber Products_New_Space Heating_Natural Gas_ENERGY STAR Connected Thermostat_A_Achievable Economic TRC Potential | F1 | Industrial | Wood and Lumber Products | New | Space Heating | Natural Gas | ENERGY STAR Connected Thermostat | A | Original Unit Energy Savings (kWh or therms) | Achievable Economic TRC Potential | 0 | 0 | 0.01486 | 0.01486 | 0.01486 | 0.01486 | 0.01486 | 0.01486 | 0.01486 | 0.01486 | 0.01486 | 0.01486 | 0.01486 | 0.01486 | 0.01486 | 0.01486 | 0.01486 | 0.01486 | 0.01486 | 0.01486 | 0.01486 | 0.01486
F2_Industrial_Wood and Lumber Products_New_Space Heating_Natural Gas_ENERGY STAR Connected Thermostat_A_Achievable Economic TRC Potential | F2 | Industrial | Wood and Lumber Products | New | Space Heating | Natural Gas | ENERGY STAR Connected Thermostat | A | Original Unit Summer Peak Savings (kW) | Achievable Economic TRC Potential | 0 | 0 | 0 | 0 | 0 | 0 | 0 | 0 | 0 | 0 | 0 | 0 | 0 | 0 | 0 | 0 | 0 | 0 | 0 | 0 | 0 | 0
F3_Industrial_Wood and Lumber Products_New_Space Heating_Natural Gas_ENERGY STAR Connected Thermostat_A_Achievable Economic TRC Potential | F3 | Industrial | Wood and Lumber Products | New | Space Heating | Natural Gas | ENERGY STAR Connected Thermostat | A | Original Unit Winter Peak Savings (kW) | Achievable Economic TRC Potential | 0 | 0 | 0 | 0 | 0 | 0 | 0 | 0 | 0 | 0 | 0 | 0 | 0 | 0 | 0 | 0 | 0 | 0 | 0 | 0 | 0 | 0
F4_Industrial_Wood and Lumber Products_New_Space Heating_Natural Gas_ENERGY STAR Connected Thermostat_A_Achievable Economic TRC Potential | F4 | Industrial | Wood and Lumber Products | New | Space Heating | Natural Gas | ENERGY STAR Connected Thermostat | A | Standalone Impact on Baseline Energy (%) | Achievable Economic TRC Potential | bar: 2019 to 2040
F5_Industrial_Wood and Lumber Products_New_Space Heating_Natural Gas_ENERGY STAR Connected Thermostat_A_Achievable Economic TRC Potential | F5 | Industrial | Wood and Lumber Products | New | Space Heating | Natural Gas | ENERGY STAR Connected Thermostat | A | Standalone Impact on Baseline Summer Peak (%) | Achievable Economic TRC Potential | bar: 2019 to 2040
F6_Industrial_Wood and Lumber Products_New_Space Heating_Natural Gas_ENERGY STAR Connected Thermostat_A_Achievable Economic TRC Potential | F6 | Industrial | Wood and Lumber Products | New | Space Heating | Natural Gas | ENERGY STAR Connected Thermostat | A | Standalone Impact on Baseline Winter Peak (%) | Achievable Economic TRC Potential | bar: 2019 to 2040
F7_Industrial_Wood and Lumber Products_New_Space Heating_Natural Gas_ENERGY STAR Connected Thermostat_A_Achievable Economic TRC Potential | F7 | Industrial | Wood and Lumber Products | New | Space Heating | Natural Gas | ENERGY STAR Connected Thermostat | A | Incremental Energy Savings (MWh or mTherms) | Achievable Economic TRC Potential | 0 | 0 | 0 | 0 | 0 | 0 | 0 | 0 | 0 | 0 | 0 | 0 | 0 | 0 | 0 | 0 | 0 | 0 | 0 | 0 | 0 | 0
F8_Industrial_Wood and Lumber Products_New_Space Heating_Natural Gas_ENERGY STAR Connected Thermostat_A_Achievable Economic TRC Potential | F8 | Industrial | Wood and Lumber Products | New | Space Heating | Natural Gas | ENERGY STAR Connected Thermostat | A | Incremental Summer Peak Savings (MW) | Achievable Economic TRC Potential | 0 | 0 | 0 | 0 | 0 | 0 | 0 | 0 | 0 | 0 | 0 | 0 | 0 | 0 | 0 | 0 | 0 | 0 | 0 | 0 | 0 | 0
F9_Industrial_Wood and Lumber Products_New_Space Heating_Natural Gas_ENERGY STAR Connected Thermostat_A_Achievable Economic TRC Potential | F9 | Industrial | Wood and Lumber Products | New | Space Heating | Natural Gas | ENERGY STAR Connected Thermostat | A | Incremental Winter Peak Savings (MW) | Achievable Economic TRC Potential | 0 | 0 | 0 | 0 | 0 | 0 | 0 | 0 | 0 | 0 | 0 | 0 | 0 | 0 | 0 | 0 | 0 | 0 | 0 | 0 | 0 | 0
F10_Industrial_Wood and Lumber Products_New_Space Heating_Natural Gas_ENERGY STAR Connected Thermostat_A_Achievable Economic TRC Potential | F10 | Industrial | Wood and Lumber Products | New | Space Heating | Natural Gas | ENERGY STAR Connected Thermostat | A | Cumulative Energy Savings (MWh or mTherms) | Achievable Economic TRC Potential | 0 | 0 | 0 | 0 | 0 | 0 | 0 | 0 | 0 | 0 | 0 | 0 | 0 | 0 | 0 | 0 | 0 | 0 | 0 | 0 | 0 | 0
F11_Industrial_Wood and Lumber Products_New_Space Heating_Natural Gas_ENERGY STAR Connected Thermostat_A_Achievable Economic TRC Potential | F11 | Industrial | Wood and Lumber Products | New | Space Heating | Natural Gas | ENERGY STAR Connected Thermostat | A | Cumulative Summer Peak Savings (MW) | Achievable Economic TRC Potential | 0 | 0 | 0 | 0 | 0 | 0 | 0 | 0 | 0 | 0 | 0 | 0 | 0 | 0 | 0 | 0 | 0 | 0 | 0 | 0 | 0 | 0
F12_Industrial_Wood and Lumber Products_New_Space Heating_Natural Gas_ENERGY STAR Connected Thermostat_A_Achievable Economic TRC Potential | F12 | Industrial | Wood and Lumber Products | New | Space Heating | Natural Gas | ENERGY STAR Connected Thermostat | A | Cumulative Winter Peak Savings (MW) | Achievable Economic TRC Potential | 0 | 0 | 0 | 0 | 0 | 0 | 0 | 0 | 0 | 0 | 0 | 0 | 0 | 0 | 0 | 0 | 0 | 0 | 0 | 0 | 0 | 0
F13_Industrial_Wood and Lumber Products_New_Space Heating_Natural Gas_ENERGY STAR Connected Thermostat_A_Achievable Economic TRC Potential | F13 | Industrial | Wood and Lumber Products | New | Space Heating | Natural Gas | ENERGY STAR Connected Thermostat | A | Purchases (Incremental) | Achievable Economic TRC Potential | 0 | 0 | 0 | 0 | 0 | 0 | 0 | 0 | 0 | 0 | 0 | 0 | 0 | 0 | 0 | 0 | 0 | 0 | 0 | 0 | 0 | 0
F14_Industrial_Wood and Lumber Products_New_Space Heating_Natural Gas_ENERGY STAR Connected Thermostat_A_Achievable Economic TRC Potential | F14 | Industrial | Wood and Lumber Products | New | Space Heating | Natural Gas | ENERGY STAR Connected Thermostat | A | Purchases (Cumulative) | Achievable Economic TRC Potential | 0 | 0 | 0 | 0 | 0 | 0 | 0 | 0 | 0 | 0 | 0 | 0 | 0 | 0 | 0 | 0 | 0 | 0 | 0 | 0 | 0 | 0
F1_Industrial_Wood and Lumber Products_New_Space Heating_Natural Gas_Destratification Fans (HVLS)_A_Achievable Economic TRC Potential | F1 | Industrial | Wood and Lumber Products | New | Space Heating | Natural Gas | Destratification Fans (HVLS) | A | Original Unit Energy Savings (kWh or therms) | Achievable Economic TRC Potential | 0 | 0 | 0.01486 | 0.01486 | 0.01486 | 0.01486 | 0.01486 | 0.01486 | 0.01486 | 0.01486 | 0.01486 | 0.01486 | 0.01486 | 0.01486 | 0.01486 | 0.01486 | 0.01486 | 0.01486 | 0.01486 | 0.01486 | 0.01486 | 0.01486
F2_Industrial_Wood and Lumber Products_New_Space Heating_Natural Gas_Destratification Fans (HVLS)_A_Achievable Economic TRC Potential | F2 | Industrial | Wood and Lumber Products | New | Space Heating | Natural Gas | Destratification Fans (HVLS) | A | Original Unit Summer Peak Savings (kW) | Achievable Economic TRC Potential | 0 | 0 | 0 | 0 | 0 | 0 | 0 | 0 | 0 | 0 | 0 | 0 | 0 | 0 | 0 | 0 | 0 | 0 | 0 | 0 | 0 | 0
F3_Industrial_Wood and Lumber Products_New_Space Heating_Natural Gas_Destratification Fans (HVLS)_A_Achievable Economic TRC Potential | F3 | Industrial | Wood and Lumber Products | New | Space Heating | Natural Gas | Destratification Fans (HVLS) | A | Original Unit Winter Peak Savings (kW) | Achievable Economic TRC Potential | 0 | 0 | 0 | 0 | 0 | 0 | 0 | 0 | 0 | 0 | 0 | 0 | 0 | 0 | 0 | 0 | 0 | 0 | 0 | 0 | 0 | 0
F4_Industrial_Wood and Lumber Products_New_Space Heating_Natural Gas_Destratification Fans (HVLS)_A_Achievable Economic TRC Potential | F4 | Industrial | Wood and Lumber Products | New | Space Heating | Natural Gas | Destratification Fans (HVLS) | A | Standalone Impact on Baseline Energy (%) | Achievable Economic TRC Potential | bar: 2019 to 2040
F5_Industrial_Wood and Lumber Products_New_Space Heating_Natural Gas_Destratification Fans (HVLS)_A_Achievable Economic TRC Potential | F5 | Industrial | Wood and Lumber Products | New | Space Heating | Natural Gas | Destratification Fans (HVLS) | A | Standalone Impact on Baseline Summer Peak (%) | Achievable Economic TRC Potential | bar: 2019 to 2040
F6_Industrial_Wood and Lumber Products_New_Space Heating_Natural Gas_Destratification Fans (HVLS)_A_Achievable Economic TRC Potential | F6 | Industrial | Wood and Lumber Products | New | Space Heating | Natural Gas | Destratification Fans (HVLS) | A | Standalone Impact on Baseline Winter Peak (%) | Achievable Economic TRC Potential | bar: 2019 to 2040
F7_Industrial_Wood and Lumber Products_New_Space Heating_Natural Gas_Destratification Fans (HVLS)_A_Achievable Economic TRC Potential | F7 | Industrial | Wood and Lumber Products | New | Space Heating | Natural Gas | Destratification Fans (HVLS) | A | Incremental Energy Savings (MWh or mTherms) | Achievable Economic TRC Potential | 0 | 0 | 0 | 0 | 0 | 0 | 0 | 0 | 0 | 0 | 0 | 0 | 0 | 0 | 0 | 0 | 0 | 0 | 0 | 0 | 0 | 0
F8_Industrial_Wood and Lumber Products_New_Space Heating_Natural Gas_Destratification Fans (HVLS)_A_Achievable Economic TRC Potential | F8 | Industrial | Wood and Lumber Products | New | Space Heating | Natural Gas | Destratification Fans (HVLS) | A | Incremental Summer Peak Savings (MW) | Achievable Economic TRC Potential | 0 | 0 | 0 | 0 | 0 | 0 | 0 | 0 | 0 | 0 | 0 | 0 | 0 | 0 | 0 | 0 | 0 | 0 | 0 | 0 | 0 | 0
F9_Industrial_Wood and Lumber Products_New_Space Heating_Natural Gas_Destratification Fans (HVLS)_A_Achievable Economic TRC Potential | F9 | Industrial | Wood and Lumber Products | New | Space Heating | Natural Gas | Destratification Fans (HVLS) | A | Incremental Winter Peak Savings (MW) | Achievable Economic TRC Potential | 0 | 0 | 0 | 0 | 0 | 0 | 0 | 0 | 0 | 0 | 0 | 0 | 0 | 0 | 0 | 0 | 0 | 0 | 0 | 0 | 0 | 0
F10_Industrial_Wood and Lumber Products_New_Space Heating_Natural Gas_Destratification Fans (HVLS)_A_Achievable Economic TRC Potential | F10 | Industrial | Wood and Lumber Products | New | Space Heating | Natural Gas | Destratification Fans (HVLS) | A | Cumulative Energy Savings (MWh or mTherms) | Achievable Economic TRC Potential | 0 | 0 | 0 | 0 | 0 | 0 | 0 | 0 | 0 | 0 | 0 | 0 | 0 | 0 | 0 | 0 | 0 | 0 | 0 | 0 | 0 | 0
F11_Industrial_Wood and Lumber Products_New_Space Heating_Natural Gas_Destratification Fans (HVLS)_A_Achievable Economic TRC Potential | F11 | Industrial | Wood and Lumber Products | New | Space Heating | Natural Gas | Destratification Fans (HVLS) | A | Cumulative Summer Peak Savings (MW) | Achievable Economic TRC Potential | 0 | 0 | 0 | 0 | 0 | 0 | 0 | 0 | 0 | 0 | 0 | 0 | 0 | 0 | 0 | 0 | 0 | 0 | 0 | 0 | 0 | 0
F12_Industrial_Wood and Lumber Products_New_Space Heating_Natural Gas_Destratification Fans (HVLS)_A_Achievable Economic TRC Potential | F12 | Industrial | Wood and Lumber Products | New | Space Heating | Natural Gas | Destratification Fans (HVLS) | A | Cumulative Winter Peak Savings (MW) | Achievable Economic TRC Potential | 0 | 0 | 0 | 0 | 0 | 0 | 0 | 0 | 0 | 0 | 0 | 0 | 0 | 0 | 0 | 0 | 0 | 0 | 0 | 0 | 0 | 0
F13_Industrial_Wood and Lumber Products_New_Space Heating_Natural Gas_Destratification Fans (HVLS)_A_Achievable Economic TRC Potential | F13 | Industrial | Wood and Lumber Products | New | Space Heating | Natural Gas | Destratification Fans (HVLS) | A | Purchases (Incremental) | Achievable Economic TRC Potential | 0 | 0 | 0 | 0 | 0 | 0 | 0 | 0 | 0 | 0 | 0 | 0 | 0 | 0 | 0 | 0 | 0 | 0 | 0 | 0 | 0 | 0
F14_Industrial_Wood and Lumber Products_New_Space Heating_Natural Gas_Destratification Fans (HVLS)_A_Achievable Economic TRC Potential | F14 | Industrial | Wood and Lumber Products | New | Space Heating | Natural Gas | Destratification Fans (HVLS) | A | Purchases (Cumulative) | Achievable Economic TRC Potential | 0 | 0 | 0 | 0 | 0 | 0 | 0 | 0 | 0 | 0 | 0 | 0 | 0 | 0 | 0 | 0 | 0 | 0 | 0 | 0 | 0 | 0
F1_Industrial_Wood and Lumber Products_New_Space Heating_Natural Gas_Gas Boiler - Insulate Steam Lines/Condensate Tank_A_Achievable Economic TRC Potential | F1 | Industrial | Wood and Lumber Products | New | Space Heating | Natural Gas | Gas Boiler - Insulate Steam Lines/Condensate Tank | A | Original Unit Energy Savings (kWh or therms) | Achievable Economic TRC Potential | 0 | 0 | 9.266 | 9.266 | 9.266 | 9.266 | 9.266 | 9.266 | 9.266 | 9.266 | 9.266 | 9.266 | 9.266 | 9.266 | 9.266 | 9.266 | 9.266 | 9.266 | 9.266 | 9.266 | 9.266 | 9.266
F2_Industrial_Wood and Lumber Products_New_Space Heating_Natural Gas_Gas Boiler - Insulate Steam Lines/Condensate Tank_A_Achievable Economic TRC Potential | F2 | Industrial | Wood and Lumber Products | New | Space Heating | Natural Gas | Gas Boiler - Insulate Steam Lines/Condensate Tank | A | Original Unit Summer Peak Savings (kW) | Achievable Economic TRC Potential | 0 | 0 | 0 | 0 | 0 | 0 | 0 | 0 | 0 | 0 | 0 | 0 | 0 | 0 | 0 | 0 | 0 | 0 | 0 | 0 | 0 | 0
F3_Industrial_Wood and Lumber Products_New_Space Heating_Natural Gas_Gas Boiler - Insulate Steam Lines/Condensate Tank_A_Achievable Economic TRC Potential | F3 | Industrial | Wood and Lumber Products | New | Space Heating | Natural Gas | Gas Boiler - Insulate Steam Lines/Condensate Tank | A | Original Unit Winter Peak Savings (kW) | Achievable Economic TRC Potential | 0 | 0 | 0 | 0 | 0 | 0 | 0 | 0 | 0 | 0 | 0 | 0 | 0 | 0 | 0 | 0 | 0 | 0 | 0 | 0 | 0 | 0
F4_Industrial_Wood and Lumber Products_New_Space Heating_Natural Gas_Gas Boiler - Insulate Steam Lines/Condensate Tank_A_Achievable Economic TRC Potential | F4 | Industrial | Wood and Lumber Products | New | Space Heating | Natural Gas | Gas Boiler - Insulate Steam Lines/Condensate Tank | A | Standalone Impact on Baseline Energy (%) | Achievable Economic TRC Potential | 0% | 0% | 0.005147% | 0.008096% | 0.01082% | 0.01326% | 0.01666% | 0.01961% | 0.02249% | 0.02505% | 0.02822% | 0.03102% | 0.03382% | 0.03623% | 0.03949% | 0.04229% | 0.04506% | 0.04745% | 0.05075% | 0.05357% | 0.05644% | 0.05929%
F5_Industrial_Wood and Lumber Products_New_Space Heating_Natural Gas_Gas Boiler - Insulate Steam Lines/Condensate Tank_A_Achievable Economic TRC Potential | F5 | Industrial | Wood and Lumber Products | New | Space Heating | Natural Gas | Gas Boiler - Insulate Steam Lines/Condensate Tank | A | Standalone Impact on Baseline Summer Peak (%) | Achievable Economic TRC Potential | bar: 2019 to 2040
F6_Industrial_Wood and Lumber Products_New_Space Heating_Natural Gas_Gas Boiler - Insulate Steam Lines/Condensate Tank_A_Achievable Economic TRC Potential | F6 | Industrial | Wood and Lumber Products | New | Space Heating | Natural Gas | Gas Boiler - Insulate Steam Lines/Condensate Tank | A | Standalone Impact on Baseline Winter Peak (%) | Achievable Economic TRC Potential | bar: 2019 to 2040
F7_Industrial_Wood and Lumber Products_New_Space Heating_Natural Gas_Gas Boiler - Insulate Steam Lines/Condensate Tank_A_Achievable Economic TRC Potential | F7 | Industrial | Wood and Lumber Products | New | Space Heating | Natural Gas | Gas Boiler - Insulate Steam Lines/Condensate Tank | A | Incremental Energy Savings (MWh or mTherms) | Achievable Economic TRC Potential | 0 | 0 | 0.00025368 | 0.00044272 | 0.00063129 | 0.00084265 | 0.00096994 | 0.0011177 | 0.0012636 | 0.0014277 | 0.00155 | 0.0016906 | 0.0018293 | 0.0019902 | 0.0020994 | 0.0022322 | 0.0023648 | 0.0025192 | 0.0026212 | 0.0027469 | 0.0028691 | 0.002991
F8_Industrial_Wood and Lumber Products_New_Space Heating_Natural Gas_Gas Boiler - Insulate Steam Lines/Condensate Tank_A_Achievable Economic TRC Potential | F8 | Industrial | Wood and Lumber Products | New | Space Heating | Natural Gas | Gas Boiler - Insulate Steam Lines/Condensate Tank | A | Incremental Summer Peak Savings (MW) | Achievable Economic TRC Potential | 0 | 0 | 0 | 0 | 0 | 0 | 0 | 0 | 0 | 0 | 0 | 0 | 0 | 0 | 0 | 0 | 0 | 0 | 0 | 0 | 0 | 0
F9_Industrial_Wood and Lumber Products_New_Space Heating_Natural Gas_Gas Boiler - Insulate Steam Lines/Condensate Tank_A_Achievable Economic TRC Potential | F9 | Industrial | Wood and Lumber Products | New | Space Heating | Natural Gas | Gas Boiler - Insulate Steam Lines/Condensate Tank | A | Incremental Winter Peak Savings (MW) | Achievable Economic TRC Potential | 0 | 0 | 0 | 0 | 0 | 0 | 0 | 0 | 0 | 0 | 0 | 0 | 0 | 0 | 0 | 0 | 0 | 0 | 0 | 0 | 0 | 0
F10_Industrial_Wood and Lumber Products_New_Space Heating_Natural Gas_Gas Boiler - Insulate Steam Lines/Condensate Tank_A_Achievable Economic TRC Potential | F10 | Industrial | Wood and Lumber Products | New | Space Heating | Natural Gas | Gas Boiler - Insulate Steam Lines/Condensate Tank | A | Cumulative Energy Savings (MWh or mTherms) | Achievable Economic TRC Potential | 0 | 0 | 0.00025368 | 0.00069639 | 0.0013277 | 0.0021703 | 0.0031403 | 0.004258 | 0.0055216 | 0.0069493 | 0.0084993 | 0.01019 | 0.012019 | 0.014009 | 0.016109 | 0.018341 | 0.020706 | 0.023225 | 0.025846 | 0.028593 | 0.031462 | 0.034453
F11_Industrial_Wood and Lumber Products_New_Space Heating_Natural Gas_Gas Boiler - Insulate Steam Lines/Condensate Tank_A_Achievable Economic TRC Potential | F11 | Industrial | Wood and Lumber Products | New | Space Heating | Natural Gas | Gas Boiler - Insulate Steam Lines/Condensate Tank | A | Cumulative Summer Peak Savings (MW) | Achievable Economic TRC Potential | 0 | 0 | 0 | 0 | 0 | 0 | 0 | 0 | 0 | 0 | 0 | 0 | 0 | 0 | 0 | 0 | 0 | 0 | 0 | 0 | 0 | 0
F12_Industrial_Wood and Lumber Products_New_Space Heating_Natural Gas_Gas Boiler - Insulate Steam Lines/Condensate Tank_A_Achievable Economic TRC Potential | F12 | Industrial | Wood and Lumber Products | New | Space Heating | Natural Gas | Gas Boiler - Insulate Steam Lines/Condensate Tank | A | Cumulative Winter Peak Savings (MW) | Achievable Economic TRC Potential | 0 | 0 | 0 | 0 | 0 | 0 | 0 | 0 | 0 | 0 | 0 | 0 | 0 | 0 | 0 | 0 | 0 | 0 | 0 | 0 | 0 | 0
F13_Industrial_Wood and Lumber Products_New_Space Heating_Natural Gas_Gas Boiler - Insulate Steam Lines/Condensate Tank_A_Achievable Economic TRC Potential | F13 | Industrial | Wood and Lumber Products | New | Space Heating | Natural Gas | Gas Boiler - Insulate Steam Lines/Condensate Tank | A | Purchases (Incremental) | Achievable Economic TRC Potential | 0 | 0 | 0.027377 | 0.047778 | 0.068129 | 0.09094 | 0.10468 | 0.12062 | 0.13637 | 0.15408 | 0.16727 | 0.18245 | 0.19742 | 0.21478 | 0.22657 | 0.2409 | 0.25521 | 0.27188 | 0.28288 | 0.29645 | 0.30964 | 0.3228
F14_Industrial_Wood and Lumber Products_New_Space Heating_Natural Gas_Gas Boiler - Insulate Steam Lines/Condensate Tank_A_Achievable Economic TRC Potential | F14 | Industrial | Wood and Lumber Products | New | Space Heating | Natural Gas | Gas Boiler - Insulate Steam Lines/Condensate Tank | A | Purchases (Cumulative) | Achievable Economic TRC Potential | 0 | 0 | 0.027377 | 0.075155 | 0.14328 | 0.23422 | 0.3389 | 0.45953 | 0.5959 | 0.74998 | 0.91725 | 1.0997 | 1.2971 | 1.5119 | 1.7385 | 1.9794 | 2.2346 | 2.5065 | 2.7893 | 3.0858 | 3.3954 | 3.7182
F1_Industrial_Wood and Lumber Products_New_Process_Natural Gas_Gas Boiler - Insulate Steam Lines/Condensate Tank_A_Achievable Economic TRC Potential | F1 | Industrial | Wood and Lumber Products | New | Process | Natural Gas | Gas Boiler - Insulate Steam Lines/Condensate Tank | A | Original Unit Energy Savings (kWh or therms) | Achievable Economic TRC Potential | 0 | 0 | 68.5138 | 68.5138 | 68.5138 | 68.5138 | 68.5138 | 68.5138 | 68.5138 | 68.5138 | 68.5138 | 68.5138 | 68.5138 | 68.5138 | 68.5138 | 68.5138 | 68.5138 | 68.5138 | 68.5138 | 68.5138 | 68.5138 | 68.5138
F2_Industrial_Wood and Lumber Products_New_Process_Natural Gas_Gas Boiler - Insulate Steam Lines/Condensate Tank_A_Achievable Economic TRC Potential | F2 | Industrial | Wood and Lumber Products | New | Process | Natural Gas | Gas Boiler - Insulate Steam Lines/Condensate Tank | A | Original Unit Summer Peak Savings (kW) | Achievable Economic TRC Potential | 0 | 0 | 0 | 0 | 0 | 0 | 0 | 0 | 0 | 0 | 0 | 0 | 0 | 0 | 0 | 0 | 0 | 0 | 0 | 0 | 0 | 0
F3_Industrial_Wood and Lumber Products_New_Process_Natural Gas_Gas Boiler - Insulate Steam Lines/Condensate Tank_A_Achievable Economic TRC Potential | F3 | Industrial | Wood and Lumber Products | New | Process | Natural Gas | Gas Boiler - Insulate Steam Lines/Condensate Tank | A | Original Unit Winter Peak Savings (kW) | Achievable Economic TRC Potential | 0 | 0 | 0 | 0 | 0 | 0 | 0 | 0 | 0 | 0 | 0 | 0 | 0 | 0 | 0 | 0 | 0 | 0 | 0 | 0 | 0 | 0
F4_Industrial_Wood and Lumber Products_New_Process_Natural Gas_Gas Boiler - Insulate Steam Lines/Condensate Tank_A_Achievable Economic TRC Potential | F4 | Industrial | Wood and Lumber Products | New | Process | Natural Gas | Gas Boiler - Insulate Steam Lines/Condensate Tank | A | Standalone Impact on Baseline Energy (%) | Achievable Economic TRC Potential | 0% | 0% | 0.0175% | 0.02752% | 0.0368% | 0.04506% | 0.05665% | 0.06665% | 0.07645% | 0.08516% | 0.09594% | 0.1055% | 0.115% | 0.1232% | 0.1342% | 0.1438% | 0.1532% | 0.1613% | 0.1725% | 0.1821% | 0.1919% | 0.2015%
F5_Industrial_Wood and Lumber Products_New_Process_Natural Gas_Gas Boiler - Insulate Steam Lines/Condensate Tank_A_Achievable Economic TRC Potential | F5 | Industrial | Wood and Lumber Products | New | Process | Natural Gas | Gas Boiler - Insulate Steam Lines/Condensate Tank | A | Standalone Impact on Baseline Summer Peak (%) | Achievable Economic TRC Potential | bar: 2019 to 2040
F6_Industrial_Wood and Lumber Products_New_Process_Natural Gas_Gas Boiler - Insulate Steam Lines/Condensate Tank_A_Achievable Economic TRC Potential | F6 | Industrial | Wood and Lumber Products | New | Process | Natural Gas | Gas Boiler - Insulate Steam Lines/Condensate Tank | A | Standalone Impact on Baseline Winter Peak (%) | Achievable Economic TRC Potential | bar: 2019 to 2040
F7_Industrial_Wood and Lumber Products_New_Process_Natural Gas_Gas Boiler - Insulate Steam Lines/Condensate Tank_A_Achievable Economic TRC Potential | F7 | Industrial | Wood and Lumber Products | New | Process | Natural Gas | Gas Boiler - Insulate Steam Lines/Condensate Tank | A | Incremental Energy Savings (MWh or mTherms) | Achievable Economic TRC Potential | 0 | 0 | 0.0064563 | 0.011267 | 0.016067 | 0.021446 | 0.024686 | 0.028447 | 0.03216 | 0.036337 | 0.039448 | 0.043026 | 0.046557 | 0.050652 | 0.053432 | 0.05681 | 0.060186 | 0.064116 | 0.066712 | 0.069911 | 0.073022 | 0.076124
F8_Industrial_Wood and Lumber Products_New_Process_Natural Gas_Gas Boiler - Insulate Steam Lines/Condensate Tank_A_Achievable Economic TRC Potential | F8 | Industrial | Wood and Lumber Products | New | Process | Natural Gas | Gas Boiler - Insulate Steam Lines/Condensate Tank | A | Incremental Summer Peak Savings (MW) | Achievable Economic TRC Potential | 0 | 0 | 0 | 0 | 0 | 0 | 0 | 0 | 0 | 0 | 0 | 0 | 0 | 0 | 0 | 0 | 0 | 0 | 0 | 0 | 0 | 0
F9_Industrial_Wood and Lumber Products_New_Process_Natural Gas_Gas Boiler - Insulate Steam Lines/Condensate Tank_A_Achievable Economic TRC Potential | F9 | Industrial | Wood and Lumber Products | New | Process | Natural Gas | Gas Boiler - Insulate Steam Lines/Condensate Tank | A | Incremental Winter Peak Savings (MW) | Achievable Economic TRC Potential | 0 | 0 | 0 | 0 | 0 | 0 | 0 | 0 | 0 | 0 | 0 | 0 | 0 | 0 | 0 | 0 | 0 | 0 | 0 | 0 | 0 | 0
F10_Industrial_Wood and Lumber Products_New_Process_Natural Gas_Gas Boiler - Insulate Steam Lines/Condensate Tank_A_Achievable Economic TRC Potential | F10 | Industrial | Wood and Lumber Products | New | Process | Natural Gas | Gas Boiler - Insulate Steam Lines/Condensate Tank | A | Cumulative Energy Savings (MWh or mTherms) | Achievable Economic TRC Potential | 0 | 0 | 0.0064563 | 0.017724 | 0.033791 | 0.055237 | 0.079923 | 0.10837 | 0.14053 | 0.17687 | 0.21631 | 0.25934 | 0.3059 | 0.35655 | 0.40998 | 0.46679 | 0.52698 | 0.59109 | 0.65781 | 0.72772 | 0.80074 | 0.87686
F11_Industrial_Wood and Lumber Products_New_Process_Natural Gas_Gas Boiler - Insulate Steam Lines/Condensate Tank_A_Achievable Economic TRC Potential | F11 | Industrial | Wood and Lumber Products | New | Process | Natural Gas | Gas Boiler - Insulate Steam Lines/Condensate Tank | A | Cumulative Summer Peak Savings (MW) | Achievable Economic TRC Potential | 0 | 0 | 0 | 0 | 0 | 0 | 0 | 0 | 0 | 0 | 0 | 0 | 0 | 0 | 0 | 0 | 0 | 0 | 0 | 0 | 0 | 0
F12_Industrial_Wood and Lumber Products_New_Process_Natural Gas_Gas Boiler - Insulate Steam Lines/Condensate Tank_A_Achievable Economic TRC Potential | F12 | Industrial | Wood and Lumber Products | New | Process | Natural Gas | Gas Boiler - Insulate Steam Lines/Condensate Tank | A | Cumulative Winter Peak Savings (MW) | Achievable Economic TRC Potential | 0 | 0 | 0 | 0 | 0 | 0 | 0 | 0 | 0 | 0 | 0 | 0 | 0 | 0 | 0 | 0 | 0 | 0 | 0 | 0 | 0 | 0
F13_Industrial_Wood and Lumber Products_New_Process_Natural Gas_Gas Boiler - Insulate Steam Lines/Condensate Tank_A_Achievable Economic TRC Potential | F13 | Industrial | Wood and Lumber Products | New | Process | Natural Gas | Gas Boiler - Insulate Steam Lines/Condensate Tank | A | Purchases (Incremental) | Achievable Economic TRC Potential | 0 | 0 | 0.094234 | 0.16446 | 0.2345 | 0.31302 | 0.3603 | 0.4152 | 0.46939 | 0.53036 | 0.57577 | 0.62799 | 0.67952 | 0.7393 | 0.77987 | 0.82918 | 0.87845 | 0.93581 | 0.9737 | 1.0204 | 1.0658 | 1.1111
F14_Industrial_Wood and Lumber Products_New_Process_Natural Gas_Gas Boiler - Insulate Steam Lines/Condensate Tank_A_Achievable Economic TRC Potential | F14 | Industrial | Wood and Lumber Products | New | Process | Natural Gas | Gas Boiler - Insulate Steam Lines/Condensate Tank | A | Purchases (Cumulative) | Achievable Economic TRC Potential | 0 | 0 | 0.094234 | 0.25869 | 0.49319 | 0.80621 | 1.1665 | 1.5817 | 2.0511 | 2.5815 | 3.1572 | 3.7852 | 4.4647 | 5.2041 | 5.9839 | 6.8131 | 7.6916 | 8.6274 | 9.6011 | 10.6215 | 11.6873 | 12.7983
F1_Industrial_Wood and Lumber Products_New_Space Heating_Natural Gas_Gas Boiler - Insulate Hot Water Lines_A_Achievable Economic TRC Potential | F1 | Industrial | Wood and Lumber Products | New | Space Heating | Natural Gas | Gas Boiler - Insulate Hot Water Lines | A | Original Unit Energy Savings (kWh or therms) | Achievable Economic TRC Potential | 0 | 0 | 10.4735 | 10.4735 | 10.4735 | 10.4735 | 10.4735 | 10.4735 | 10.4735 | 10.4735 | 10.4735 | 10.4735 | 10.4735 | 10.4735 | 10.4735 | 10.4735 | 10.4735 | 10.4735 | 10.4735 | 10.4735 | 10.4735 | 10.4735
F2_Industrial_Wood and Lumber Products_New_Space Heating_Natural Gas_Gas Boiler - Insulate Hot Water Lines_A_Achievable Economic TRC Potential | F2 | Industrial | Wood and Lumber Products | New | Space Heating | Natural Gas | Gas Boiler - Insulate Hot Water Lines | A | Original Unit Summer Peak Savings (kW) | Achievable Economic TRC Potential | 0 | 0 | 0 | 0 | 0 | 0 | 0 | 0 | 0 | 0 | 0 | 0 | 0 | 0 | 0 | 0 | 0 | 0 | 0 | 0 | 0 | 0
F3_Industrial_Wood and Lumber Products_New_Space Heating_Natural Gas_Gas Boiler - Insulate Hot Water Lines_A_Achievable Economic TRC Potential | F3 | Industrial | Wood and Lumber Products | New | Space Heating | Natural Gas | Gas Boiler - Insulate Hot Water Lines | A | Original Unit Winter Peak Savings (kW) | Achievable Economic TRC Potential | 0 | 0 | 0 | 0 | 0 | 0 | 0 | 0 | 0 | 0 | 0 | 0 | 0 | 0 | 0 | 0 | 0 | 0 | 0 | 0 | 0 | 0
F4_Industrial_Wood and Lumber Products_New_Space Heating_Natural Gas_Gas Boiler - Insulate Hot Water Lines_A_Achievable Economic TRC Potential | F4 | Industrial | Wood and Lumber Products | New | Space Heating | Natural Gas | Gas Boiler - Insulate Hot Water Lines | A | Standalone Impact on Baseline Energy (%) | Achievable Economic TRC Potential | 0% | 0% | 0.005818% | 0.009151% | 0.01224% | 0.01498% | 0.01883% | 0.02216% | 0.02542% | 0.02832% | 0.0319% | 0.03507% | 0.03822% | 0.04095% | 0.04464% | 0.0478% | 0.05094% | 0.05363% | 0.05736% | 0.06056% | 0.06379% | 0.06701%
F5_Industrial_Wood and Lumber Products_New_Space Heating_Natural Gas_Gas Boiler - Insulate Hot Water Lines_A_Achievable Economic TRC Potential | F5 | Industrial | Wood and Lumber Products | New | Space Heating | Natural Gas | Gas Boiler - Insulate Hot Water Lines | A | Standalone Impact on Baseline Summer Peak (%) | Achievable Economic TRC Potential | bar: 2019 to 2040
F6_Industrial_Wood and Lumber Products_New_Space Heating_Natural Gas_Gas Boiler - Insulate Hot Water Lines_A_Achievable Economic TRC Potential | F6 | Industrial | Wood and Lumber Products | New | Space Heating | Natural Gas | Gas Boiler - Insulate Hot Water Lines | A | Standalone Impact on Baseline Winter Peak (%) | Achievable Economic TRC Potential | bar: 2019 to 2040
F7_Industrial_Wood and Lumber Products_New_Space Heating_Natural Gas_Gas Boiler - Insulate Hot Water Lines_A_Achievable Economic TRC Potential | F7 | Industrial | Wood and Lumber Products | New | Space Heating | Natural Gas | Gas Boiler - Insulate Hot Water Lines | A | Incremental Energy Savings (MWh or mTherms) | Achievable Economic TRC Potential | 0 | 0 | 0.00028674 | 0.00050041 | 0.00071355 | 0.00095246 | 0.0010963 | 0.0012634 | 0.0014283 | 0.0016138 | 0.001752 | 0.0019109 | 0.0020677 | 0.0022496 | 0.002373 | 0.002523 | 0.002673 | 0.0028475 | 0.0029628 | 0.0031048 | 0.003243 | 0.0033808
F8_Industrial_Wood and Lumber Products_New_Space Heating_Natural Gas_Gas Boiler - Insulate Hot Water Lines_A_Achievable Economic TRC Potential | F8 | Industrial | Wood and Lumber Products | New | Space Heating | Natural Gas | Gas Boiler - Insulate Hot Water Lines | A | Incremental Summer Peak Savings (MW) | Achievable Economic TRC Potential | 0 | 0 | 0 | 0 | 0 | 0 | 0 | 0 | 0 | 0 | 0 | 0 | 0 | 0 | 0 | 0 | 0 | 0 | 0 | 0 | 0 | 0
F9_Industrial_Wood and Lumber Products_New_Space Heating_Natural Gas_Gas Boiler - Insulate Hot Water Lines_A_Achievable Economic TRC Potential | F9 | Industrial | Wood and Lumber Products | New | Space Heating | Natural Gas | Gas Boiler - Insulate Hot Water Lines | A | Incremental Winter Peak Savings (MW) | Achievable Economic TRC Potential | 0 | 0 | 0 | 0 | 0 | 0 | 0 | 0 | 0 | 0 | 0 | 0 | 0 | 0 | 0 | 0 | 0 | 0 | 0 | 0 | 0 | 0
F10_Industrial_Wood and Lumber Products_New_Space Heating_Natural Gas_Gas Boiler - Insulate Hot Water Lines_A_Achievable Economic TRC Potential | F10 | Industrial | Wood and Lumber Products | New | Space Heating | Natural Gas | Gas Boiler - Insulate Hot Water Lines | A | Cumulative Energy Savings (MWh or mTherms) | Achievable Economic TRC Potential | 0 | 0 | 0.00028674 | 0.00078714 | 0.0015007 | 0.0024532 | 0.0035495 | 0.0048129 | 0.0062411 | 0.0078549 | 0.0096069 | 0.011518 | 0.013585 | 0.015835 | 0.018208 | 0.020731 | 0.023404 | 0.026251 | 0.029214 | 0.032319 | 0.035562 | 0.038943
F11_Industrial_Wood and Lumber Products_New_Space Heating_Natural Gas_Gas Boiler - Insulate Hot Water Lines_A_Achievable Economic TRC Potential | F11 | Industrial | Wood and Lumber Products | New | Space Heating | Natural Gas | Gas Boiler - Insulate Hot Water Lines | A | Cumulative Summer Peak Savings (MW) | Achievable Economic TRC Potential | 0 | 0 | 0 | 0 | 0 | 0 | 0 | 0 | 0 | 0 | 0 | 0 | 0 | 0 | 0 | 0 | 0 | 0 | 0 | 0 | 0 | 0
F12_Industrial_Wood and Lumber Products_New_Space Heating_Natural Gas_Gas Boiler - Insulate Hot Water Lines_A_Achievable Economic TRC Potential | F12 | Industrial | Wood and Lumber Products | New | Space Heating | Natural Gas | Gas Boiler - Insulate Hot Water Lines | A | Cumulative Winter Peak Savings (MW) | Achievable Economic TRC Potential | 0 | 0 | 0 | 0 | 0 | 0 | 0 | 0 | 0 | 0 | 0 | 0 | 0 | 0 | 0 | 0 | 0 | 0 | 0 | 0 | 0 | 0
F13_Industrial_Wood and Lumber Products_New_Space Heating_Natural Gas_Gas Boiler - Insulate Hot Water Lines_A_Achievable Economic TRC Potential | F13 | Industrial | Wood and Lumber Products | New | Space Heating | Natural Gas | Gas Boiler - Insulate Hot Water Lines | A | Purchases (Incremental) | Achievable Economic TRC Potential | 0 | 0 | 0.027377 | 0.047778 | 0.068129 | 0.09094 | 0.10468 | 0.12062 | 0.13637 | 0.15408 | 0.16727 | 0.18245 | 0.19742 | 0.21478 | 0.22657 | 0.2409 | 0.25521 | 0.27188 | 0.28288 | 0.29645 | 0.30964 | 0.3228
F14_Industrial_Wood and Lumber Products_New_Space Heating_Natural Gas_Gas Boiler - Insulate Hot Water Lines_A_Achievable Economic TRC Potential | F14 | Industrial | Wood and Lumber Products | New | Space Heating | Natural Gas | Gas Boiler - Insulate Hot Water Lines | A | Purchases (Cumulative) | Achievable Economic TRC Potential | 0 | 0 | 0.027377 | 0.075155 | 0.14328 | 0.23422 | 0.3389 | 0.45953 | 0.5959 | 0.74998 | 0.91725 | 1.0997 | 1.2971 | 1.5119 | 1.7385 | 1.9794 | 2.2346 | 2.5065 | 2.7893 | 3.0858 | 3.3954 | 3.7182
F1_Industrial_Wood and Lumber Products_New_Process_Natural Gas_Gas Boiler - Insulate Hot Water Lines_A_Achievable Economic TRC Potential | F1 | Industrial | Wood and Lumber Products | New | Process | Natural Gas | Gas Boiler - Insulate Hot Water Lines | A | Original Unit Energy Savings (kWh or therms) | Achievable Economic TRC Potential | 0 | 0 | 77.4421 | 77.4421 | 77.4421 | 77.4421 | 77.4421 | 77.4421 | 77.4421 | 77.4421 | 77.4421 | 77.4421 | 77.4421 | 77.4421 | 77.4421 | 77.4421 | 77.4421 | 77.4421 | 77.4421 | 77.4421 | 77.4421 | 77.4421
F2_Industrial_Wood and Lumber Products_New_Process_Natural Gas_Gas Boiler - Insulate Hot Water Lines_A_Achievable Economic TRC Potential | F2 | Industrial | Wood and Lumber Products | New | Process | Natural Gas | Gas Boiler - Insulate Hot Water Lines | A | Original Unit Summer Peak Savings (kW) | Achievable Economic TRC Potential | 0 | 0 | 0 | 0 | 0 | 0 | 0 | 0 | 0 | 0 | 0 | 0 | 0 | 0 | 0 | 0 | 0 | 0 | 0 | 0 | 0 | 0
F3_Industrial_Wood and Lumber Products_New_Process_Natural Gas_Gas Boiler - Insulate Hot Water Lines_A_Achievable Economic TRC Potential | F3 | Industrial | Wood and Lumber Products | New | Process | Natural Gas | Gas Boiler - Insulate Hot Water Lines | A | Original Unit Winter Peak Savings (kW) | Achievable Economic TRC Potential | 0 | 0 | 0 | 0 | 0 | 0 | 0 | 0 | 0 | 0 | 0 | 0 | 0 | 0 | 0 | 0 | 0 | 0 | 0 | 0 | 0 | 0
F4_Industrial_Wood and Lumber Products_New_Process_Natural Gas_Gas Boiler - Insulate Hot Water Lines_A_Achievable Economic TRC Potential | F4 | Industrial | Wood and Lumber Products | New | Process | Natural Gas | Gas Boiler - Insulate Hot Water Lines | A | Standalone Impact on Baseline Energy (%) | Achievable Economic TRC Potential | 0% | 0% | 0.01978% | 0.03111% | 0.04159% | 0.05094% | 0.06403% | 0.07534% | 0.08642% | 0.09626% | 0.1084% | 0.1192% | 0.1299% | 0.1392% | 0.1517% | 0.1625% | 0.1732% | 0.1823% | 0.195% | 0.2059% | 0.2169% | 0.2278%
F5_Industrial_Wood and Lumber Products_New_Process_Natural Gas_Gas Boiler - Insulate Hot Water Lines_A_Achievable Economic TRC Potential | F5 | Industrial | Wood and Lumber Products | New | Process | Natural Gas | Gas Boiler - Insulate Hot Water Lines | A | Standalone Impact on Baseline Summer Peak (%) | Achievable Economic TRC Potential | bar: 2019 to 2040
F6_Industrial_Wood and Lumber Products_New_Process_Natural Gas_Gas Boiler - Insulate Hot Water Lines_A_Achievable Economic TRC Potential | F6 | Industrial | Wood and Lumber Products | New | Process | Natural Gas | Gas Boiler - Insulate Hot Water Lines | A | Standalone Impact on Baseline Winter Peak (%) | Achievable Economic TRC Potential | bar: 2019 to 2040
F7_Industrial_Wood and Lumber Products_New_Process_Natural Gas_Gas Boiler - Insulate Hot Water Lines_A_Achievable Economic TRC Potential | F7 | Industrial | Wood and Lumber Products | New | Process | Natural Gas | Gas Boiler - Insulate Hot Water Lines | A | Incremental Energy Savings (MWh or mTherms) | Achievable Economic TRC Potential | 0 | 0 | 0.0072977 | 0.012736 | 0.018161 | 0.024241 | 0.027903 | 0.032154 | 0.036351 | 0.041072 | 0.044589 | 0.048633 | 0.052624 | 0.057253 | 0.060395 | 0.064214 | 0.068029 | 0.072471 | 0.075405 | 0.079021 | 0.082538 | 0.086045
F8_Industrial_Wood and Lumber Products_New_Process_Natural Gas_Gas Boiler - Insulate Hot Water Lines_A_Achievable Economic TRC Potential | F8 | Industrial | Wood and Lumber Products | New | Process | Natural Gas | Gas Boiler - Insulate Hot Water Lines | A | Incremental Summer Peak Savings (MW) | Achievable Economic TRC Potential | 0 | 0 | 0 | 0 | 0 | 0 | 0 | 0 | 0 | 0 | 0 | 0 | 0 | 0 | 0 | 0 | 0 | 0 | 0 | 0 | 0 | 0
F9_Industrial_Wood and Lumber Products_New_Process_Natural Gas_Gas Boiler - Insulate Hot Water Lines_A_Achievable Economic TRC Potential | F9 | Industrial | Wood and Lumber Products | New | Process | Natural Gas | Gas Boiler - Insulate Hot Water Lines | A | Incremental Winter Peak Savings (MW) | Achievable Economic TRC Potential | 0 | 0 | 0 | 0 | 0 | 0 | 0 | 0 | 0 | 0 | 0 | 0 | 0 | 0 | 0 | 0 | 0 | 0 | 0 | 0 | 0 | 0
F10_Industrial_Wood and Lumber Products_New_Process_Natural Gas_Gas Boiler - Insulate Hot Water Lines_A_Achievable Economic TRC Potential | F10 | Industrial | Wood and Lumber Products | New | Process | Natural Gas | Gas Boiler - Insulate Hot Water Lines | A | Cumulative Energy Savings (MWh or mTherms) | Achievable Economic TRC Potential | 0 | 0 | 0.0072977 | 0.020033 | 0.038194 | 0.062435 | 0.090338 | 0.12249 | 0.15884 | 0.19991 | 0.2445 | 0.29314 | 0.34576 | 0.40301 | 0.46341 | 0.52762 | 0.59565 | 0.66812 | 0.74353 | 0.82255 | 0.90509 | 0.99113
F11_Industrial_Wood and Lumber Products_New_Process_Natural Gas_Gas Boiler - Insulate Hot Water Lines_A_Achievable Economic TRC Potential | F11 | Industrial | Wood and Lumber Products | New | Process | Natural Gas | Gas Boiler - Insulate Hot Water Lines | A | Cumulative Summer Peak Savings (MW) | Achievable Economic TRC Potential | 0 | 0 | 0 | 0 | 0 | 0 | 0 | 0 | 0 | 0 | 0 | 0 | 0 | 0 | 0 | 0 | 0 | 0 | 0 | 0 | 0 | 0
F12_Industrial_Wood and Lumber Products_New_Process_Natural Gas_Gas Boiler - Insulate Hot Water Lines_A_Achievable Economic TRC Potential | F12 | Industrial | Wood and Lumber Products | New | Process | Natural Gas | Gas Boiler - Insulate Hot Water Lines | A | Cumulative Winter Peak Savings (MW) | Achievable Economic TRC Potential | 0 | 0 | 0 | 0 | 0 | 0 | 0 | 0 | 0 | 0 | 0 | 0 | 0 | 0 | 0 | 0 | 0 | 0 | 0 | 0 | 0 | 0
F13_Industrial_Wood and Lumber Products_New_Process_Natural Gas_Gas Boiler - Insulate Hot Water Lines_A_Achievable Economic TRC Potential | F13 | Industrial | Wood and Lumber Products | New | Process | Natural Gas | Gas Boiler - Insulate Hot Water Lines | A | Purchases (Incremental) | Achievable Economic TRC Potential | 0 | 0 | 0.094234 | 0.16446 | 0.2345 | 0.31302 | 0.3603 | 0.4152 | 0.46939 | 0.53036 | 0.57577 | 0.62799 | 0.67952 | 0.7393 | 0.77987 | 0.82918 | 0.87845 | 0.93581 | 0.9737 | 1.0204 | 1.0658 | 1.1111
F14_Industrial_Wood and Lumber Products_New_Process_Natural Gas_Gas Boiler - Insulate Hot Water Lines_A_Achievable Economic TRC Potential | F14 | Industrial | Wood and Lumber Products | New | Process | Natural Gas | Gas Boiler - Insulate Hot Water Lines | A | Purchases (Cumulative) | Achievable Economic TRC Potential | 0 | 0 | 0.094234 | 0.25869 | 0.49319 | 0.80621 | 1.1665 | 1.5817 | 2.0511 | 2.5815 | 3.1572 | 3.7852 | 4.4647 | 5.2041 | 5.9839 | 6.8131 | 7.6916 | 8.6274 | 9.6011 | 10.6215 | 11.6873 | 12.7983
F1_Industrial_Wood and Lumber Products_New_Process_Natural Gas_Process - Insulate Heated Process Fluids_A_Achievable Economic TRC Potential | F1 | Industrial | Wood and Lumber Products | New | Process | Natural Gas | Process - Insulate Heated Process Fluids | A | Original Unit Energy Savings (kWh or therms) | Achievable Economic TRC Potential | 0 | 0 | 125.8253 | 125.8253 | 125.8253 | 125.8253 | 125.8253 | 125.8253 | 125.8253 | 125.8253 | 125.8253 | 125.8253 | 125.8253 | 125.8253 | 125.8253 | 125.8253 | 125.8253 | 125.8253 | 125.8253 | 125.8253 | 125.8253 | 125.8253
F2_Industrial_Wood and Lumber Products_New_Process_Natural Gas_Process - Insulate Heated Process Fluids_A_Achievable Economic TRC Potential | F2 | Industrial | Wood and Lumber Products | New | Process | Natural Gas | Process - Insulate Heated Process Fluids | A | Original Unit Summer Peak Savings (kW) | Achievable Economic TRC Potential | 0 | 0 | 0 | 0 | 0 | 0 | 0 | 0 | 0 | 0 | 0 | 0 | 0 | 0 | 0 | 0 | 0 | 0 | 0 | 0 | 0 | 0
F3_Industrial_Wood and Lumber Products_New_Process_Natural Gas_Process - Insulate Heated Process Fluids_A_Achievable Economic TRC Potential | F3 | Industrial | Wood and Lumber Products | New | Process | Natural Gas | Process - Insulate Heated Process Fluids | A | Original Unit Winter Peak Savings (kW) | Achievable Economic TRC Potential | 0 | 0 | 0 | 0 | 0 | 0 | 0 | 0 | 0 | 0 | 0 | 0 | 0 | 0 | 0 | 0 | 0 | 0 | 0 | 0 | 0 | 0
F4_Industrial_Wood and Lumber Products_New_Process_Natural Gas_Process - Insulate Heated Process Fluids_A_Achievable Economic TRC Potential | F4 | Industrial | Wood and Lumber Products | New | Process | Natural Gas | Process - Insulate Heated Process Fluids | A | Standalone Impact on Baseline Energy (%) | Achievable Economic TRC Potential | 0% | 0% | 0.07029% | 0.1106% | 0.1478% | 0.181% | 0.2276% | 0.2607% | 0.2812% | 0.2894% | 0.299% | 0.3% | 0.298% | 0.2905% | 0.2886% | 0.2821% | 0.2747% | 0.2647% | 0.2544% | 0.2428% | 0.2325% | 0.223%
F5_Industrial_Wood and Lumber Products_New_Process_Natural Gas_Process - Insulate Heated Process Fluids_A_Achievable Economic TRC Potential | F5 | Industrial | Wood and Lumber Products | New | Process | Natural Gas | Process - Insulate Heated Process Fluids | A | Standalone Impact on Baseline Summer Peak (%) | Achievable Economic TRC Potential | bar: 2019 to 2040
F6_Industrial_Wood and Lumber Products_New_Process_Natural Gas_Process - Insulate Heated Process Fluids_A_Achievable Economic TRC Potential | F6 | Industrial | Wood and Lumber Products | New | Process | Natural Gas | Process - Insulate Heated Process Fluids | A | Standalone Impact on Baseline Winter Peak (%) | Achievable Economic TRC Potential | bar: 2019 to 2040
F7_Industrial_Wood and Lumber Products_New_Process_Natural Gas_Process - Insulate Heated Process Fluids_A_Achievable Economic TRC Potential | F7 | Industrial | Wood and Lumber Products | New | Process | Natural Gas | Process - Insulate Heated Process Fluids | A | Incremental Energy Savings (MWh or mTherms) | Achievable Economic TRC Potential | 0 | 0 | 0.025937 | 0.045265 | 0.064546 | 0.086156 | 0.099171 | 0.10285 | 0.093022 | 0.084083 | 0.073025 | 0.063719 | 0.055158 | 0.048009 | 0.040515 | 0.034461 | 0.029207 | 0.024891 | 0.00017665 | 6.6115e-05 | 2.3542e-05 | 8.003e-06
F8_Industrial_Wood and Lumber Products_New_Process_Natural Gas_Process - Insulate Heated Process Fluids_A_Achievable Economic TRC Potential | F8 | Industrial | Wood and Lumber Products | New | Process | Natural Gas | Process - Insulate Heated Process Fluids | A | Incremental Summer Peak Savings (MW) | Achievable Economic TRC Potential | 0 | 0 | 0 | 0 | 0 | 0 | 0 | 0 | 0 | 0 | 0 | 0 | 0 | 0 | 0 | 0 | 0 | 0 | 0 | 0 | 0 | 0
F9_Industrial_Wood and Lumber Products_New_Process_Natural Gas_Process - Insulate Heated Process Fluids_A_Achievable Economic TRC Potential | F9 | Industrial | Wood and Lumber Products | New | Process | Natural Gas | Process - Insulate Heated Process Fluids | A | Incremental Winter Peak Savings (MW) | Achievable Economic TRC Potential | 0 | 0 | 0 | 0 | 0 | 0 | 0 | 0 | 0 | 0 | 0 | 0 | 0 | 0 | 0 | 0 | 0 | 0 | 0 | 0 | 0 | 0
F10_Industrial_Wood and Lumber Products_New_Process_Natural Gas_Process - Insulate Heated Process Fluids_A_Achievable Economic TRC Potential | F10 | Industrial | Wood and Lumber Products | New | Process | Natural Gas | Process - Insulate Heated Process Fluids | A | Cumulative Energy Savings (MWh or mTherms) | Achievable Economic TRC Potential | 0 | 0 | 0.025937 | 0.071202 | 0.13575 | 0.2219 | 0.32107 | 0.42393 | 0.51695 | 0.60103 | 0.67406 | 0.73778 | 0.79293 | 0.84094 | 0.88146 | 0.91592 | 0.94512 | 0.97002 | 0.97019 | 0.97026 | 0.97028 | 0.97029
F11_Industrial_Wood and Lumber Products_New_Process_Natural Gas_Process - Insulate Heated Process Fluids_A_Achievable Economic TRC Potential | F11 | Industrial | Wood and Lumber Products | New | Process | Natural Gas | Process - Insulate Heated Process Fluids | A | Cumulative Summer Peak Savings (MW) | Achievable Economic TRC Potential | 0 | 0 | 0 | 0 | 0 | 0 | 0 | 0 | 0 | 0 | 0 | 0 | 0 | 0 | 0 | 0 | 0 | 0 | 0 | 0 | 0 | 0
F12_Industrial_Wood and Lumber Products_New_Process_Natural Gas_Process - Insulate Heated Process Fluids_A_Achievable Economic TRC Potential | F12 | Industrial | Wood and Lumber Products | New | Process | Natural Gas | Process - Insulate Heated Process Fluids | A | Cumulative Winter Peak Savings (MW) | Achievable Economic TRC Potential | 0 | 0 | 0 | 0 | 0 | 0 | 0 | 0 | 0 | 0 | 0 | 0 | 0 | 0 | 0 | 0 | 0 | 0 | 0 | 0 | 0 | 0
F13_Industrial_Wood and Lumber Products_New_Process_Natural Gas_Process - Insulate Heated Process Fluids_A_Achievable Economic TRC Potential | F13 | Industrial | Wood and Lumber Products | New | Process | Natural Gas | Process - Insulate Heated Process Fluids | A | Purchases (Incremental) | Achievable Economic TRC Potential | 0 | 0 | 0.20614 | 0.35975 | 0.51298 | 0.68473 | 0.78816 | 0.81741 | 0.73929 | 0.66825 | 0.58037 | 0.50641 | 0.43837 | 0.38155 | 0.32199 | 0.27388 | 0.23212 | 0.19782 | 0.0014039 | 0.00052545 | 0.0001871 | 6.3604e-05
F14_Industrial_Wood and Lumber Products_New_Process_Natural Gas_Process - Insulate Heated Process Fluids_A_Achievable Economic TRC Potential | F14 | Industrial | Wood and Lumber Products | New | Process | Natural Gas | Process - Insulate Heated Process Fluids | A | Purchases (Cumulative) | Achievable Economic TRC Potential | 0 | 0 | 0.20614 | 0.56588 | 1.0789 | 1.7636 | 2.5517 | 3.3692 | 4.1085 | 4.7767 | 5.3571 | 5.8635 | 6.3019 | 6.6834 | 7.0054 | 7.2793 | 7.5114 | 7.7092 | 7.7106 | 7.7112 | 7.7113 | 7.7114
F1_Industrial_Wood and Lumber Products_New_Process_Natural Gas_Process Heat Recovery_A_Achievable Economic TRC Potential | F1 | Industrial | Wood and Lumber Products | New | Process | Natural Gas | Process Heat Recovery | A | Original Unit Energy Savings (kWh or therms) | Achievable Economic TRC Potential | 0 | 0 | 0.21081 | 0.21081 | 0.21081 | 0.21081 | 0.21081 | 0.21081 | 0.21081 | 0.21081 | 0.21081 | 0.21081 | 0.21081 | 0.21081 | 0.21081 | 0.21081 | 0.21081 | 0.21081 | 0.21081 | 0.21081 | 0.21081 | 0.21081
F2_Industrial_Wood and Lumber Products_New_Process_Natural Gas_Process Heat Recovery_A_Achievable Economic TRC Potential | F2 | Industrial | Wood and Lumber Products | New | Process | Natural Gas | Process Heat Recovery | A | Original Unit Summer Peak Savings (kW) | Achievable Economic TRC Potential | 0 | 0 | 0 | 0 | 0 | 0 | 0 | 0 | 0 | 0 | 0 | 0 | 0 | 0 | 0 | 0 | 0 | 0 | 0 | 0 | 0 | 0
F3_Industrial_Wood and Lumber Products_New_Process_Natural Gas_Process Heat Recovery_A_Achievable Economic TRC Potential | F3 | Industrial | Wood and Lumber Products | New | Process | Natural Gas | Process Heat Recovery | A | Original Unit Winter Peak Savings (kW) | Achievable Economic TRC Potential | 0 | 0 | 0 | 0 | 0 | 0 | 0 | 0 | 0 | 0 | 0 | 0 | 0 | 0 | 0 | 0 | 0 | 0 | 0 | 0 | 0 | 0
F4_Industrial_Wood and Lumber Products_New_Process_Natural Gas_Process Heat Recovery_A_Achievable Economic TRC Potential | F4 | Industrial | Wood and Lumber Products | New | Process | Natural Gas | Process Heat Recovery | A | Standalone Impact on Baseline Energy (%) | Achievable Economic TRC Potential | bar: 2019 to 2040
F5_Industrial_Wood and Lumber Products_New_Process_Natural Gas_Process Heat Recovery_A_Achievable Economic TRC Potential | F5 | Industrial | Wood and Lumber Products | New | Process | Natural Gas | Process Heat Recovery | A | Standalone Impact on Baseline Summer Peak (%) | Achievable Economic TRC Potential | bar: 2019 to 2040
F6_Industrial_Wood and Lumber Products_New_Process_Natural Gas_Process Heat Recovery_A_Achievable Economic TRC Potential | F6 | Industrial | Wood and Lumber Products | New | Process | Natural Gas | Process Heat Recovery | A | Standalone Impact on Baseline Winter Peak (%) | Achievable Economic TRC Potential | bar: 2019 to 2040
F7_Industrial_Wood and Lumber Products_New_Process_Natural Gas_Process Heat Recovery_A_Achievable Economic TRC Potential | F7 | Industrial | Wood and Lumber Products | New | Process | Natural Gas | Process Heat Recovery | A | Incremental Energy Savings (MWh or mTherms) | Achievable Economic TRC Potential | 0 | 0 | 0 | 0 | 0 | 0 | 0 | 0 | 0 | 0 | 0 | 0 | 0 | 0 | 0 | 0 | 0 | 0 | 0 | 0 | 0 | 0
F8_Industrial_Wood and Lumber Products_New_Process_Natural Gas_Process Heat Recovery_A_Achievable Economic TRC Potential | F8 | Industrial | Wood and Lumber Products | New | Process | Natural Gas | Process Heat Recovery | A | Incremental Summer Peak Savings (MW) | Achievable Economic TRC Potential | 0 | 0 | 0 | 0 | 0 | 0 | 0 | 0 | 0 | 0 | 0 | 0 | 0 | 0 | 0 | 0 | 0 | 0 | 0 | 0 | 0 | 0
F9_Industrial_Wood and Lumber Products_New_Process_Natural Gas_Process Heat Recovery_A_Achievable Economic TRC Potential | F9 | Industrial | Wood and Lumber Products | New | Process | Natural Gas | Process Heat Recovery | A | Incremental Winter Peak Savings (MW) | Achievable Economic TRC Potential | 0 | 0 | 0 | 0 | 0 | 0 | 0 | 0 | 0 | 0 | 0 | 0 | 0 | 0 | 0 | 0 | 0 | 0 | 0 | 0 | 0 | 0
F10_Industrial_Wood and Lumber Products_New_Process_Natural Gas_Process Heat Recovery_A_Achievable Economic TRC Potential | F10 | Industrial | Wood and Lumber Products | New | Process | Natural Gas | Process Heat Recovery | A | Cumulative Energy Savings (MWh or mTherms) | Achievable Economic TRC Potential | 0 | 0 | 0 | 0 | 0 | 0 | 0 | 0 | 0 | 0 | 0 | 0 | 0 | 0 | 0 | 0 | 0 | 0 | 0 | 0 | 0 | 0
F11_Industrial_Wood and Lumber Products_New_Process_Natural Gas_Process Heat Recovery_A_Achievable Economic TRC Potential | F11 | Industrial | Wood and Lumber Products | New | Process | Natural Gas | Process Heat Recovery | A | Cumulative Summer Peak Savings (MW) | Achievable Economic TRC Potential | 0 | 0 | 0 | 0 | 0 | 0 | 0 | 0 | 0 | 0 | 0 | 0 | 0 | 0 | 0 | 0 | 0 | 0 | 0 | 0 | 0 | 0
F12_Industrial_Wood and Lumber Products_New_Process_Natural Gas_Process Heat Recovery_A_Achievable Economic TRC Potential | F12 | Industrial | Wood and Lumber Products | New | Process | Natural Gas | Process Heat Recovery | A | Cumulative Winter Peak Savings (MW) | Achievable Economic TRC Potential | 0 | 0 | 0 | 0 | 0 | 0 | 0 | 0 | 0 | 0 | 0 | 0 | 0 | 0 | 0 | 0 | 0 | 0 | 0 | 0 | 0 | 0
F13_Industrial_Wood and Lumber Products_New_Process_Natural Gas_Process Heat Recovery_A_Achievable Economic TRC Potential | F13 | Industrial | Wood and Lumber Products | New | Process | Natural Gas | Process Heat Recovery | A | Purchases (Incremental) | Achievable Economic TRC Potential | 0 | 0 | 0 | 0 | 0 | 0 | 0 | 0 | 0 | 0 | 0 | 0 | 0 | 0 | 0 | 0 | 0 | 0 | 0 | 0 | 0 | 0
F14_Industrial_Wood and Lumber Products_New_Process_Natural Gas_Process Heat Recovery_A_Achievable Economic TRC Potential | F14 | Industrial | Wood and Lumber Products | New | Process | Natural Gas | Process Heat Recovery | A | Purchases (Cumulative) | Achievable Economic TRC Potential | 0 | 0 | 0 | 0 | 0 | 0 | 0 | 0 | 0 | 0 | 0 | 0 | 0 | 0 | 0 | 0 | 0 | 0 | 0 | 0 | 0 | 0
F1_Industrial_Wood and Lumber Products_New_Space Heating_Natural Gas_Building Automation System_A_Achievable Economic TRC Potential | F1 | Industrial | Wood and Lumber Products | New | Space Heating | Natural Gas | Building Automation System | A | Original Unit Energy Savings (kWh or therms) | Achievable Economic TRC Potential | 0 | 0 | 0.01486 | 0.01486 | 0.01486 | 0.01486 | 0.01486 | 0.01486 | 0.01486 | 0.01486 | 0.01486 | 0.01486 | 0.01486 | 0.01486 | 0.01486 | 0.01486 | 0.01486 | 0.01486 | 0.01486 | 0.01486 | 0.01486 | 0.01486
F2_Industrial_Wood and Lumber Products_New_Space Heating_Natural Gas_Building Automation System_A_Achievable Economic TRC Potential | F2 | Industrial | Wood and Lumber Products | New | Space Heating | Natural Gas | Building Automation System | A | Original Unit Summer Peak Savings (kW) | Achievable Economic TRC Potential | 0 | 0 | 0 | 0 | 0 | 0 | 0 | 0 | 0 | 0 | 0 | 0 | 0 | 0 | 0 | 0 | 0 | 0 | 0 | 0 | 0 | 0
F3_Industrial_Wood and Lumber Products_New_Space Heating_Natural Gas_Building Automation System_A_Achievable Economic TRC Potential | F3 | Industrial | Wood and Lumber Products | New | Space Heating | Natural Gas | Building Automation System | A | Original Unit Winter Peak Savings (kW) | Achievable Economic TRC Potential | 0 | 0 | 0 | 0 | 0 | 0 | 0 | 0 | 0 | 0 | 0 | 0 | 0 | 0 | 0 | 0 | 0 | 0 | 0 | 0 | 0 | 0
F4_Industrial_Wood and Lumber Products_New_Space Heating_Natural Gas_Building Automation System_A_Achievable Economic TRC Potential | F4 | Industrial | Wood and Lumber Products | New | Space Heating | Natural Gas | Building Automation System | A | Standalone Impact on Baseline Energy (%) | Achievable Economic TRC Potential | 0% | 0% | 0.01308% | 0.03364% | 0.07001% | 0.128% | 0.2258% | 0.3601% | 0.5418% | 0.7689% | 1.066% | 1.4% | 1.767% | 2.128% | 2.523% | 2.85% | 3.11% | 3.265% | 3.398% | 3.416% | 3.365% | 3.268%
F5_Industrial_Wood and Lumber Products_New_Space Heating_Natural Gas_Building Automation System_A_Achievable Economic TRC Potential | F5 | Industrial | Wood and Lumber Products | New | Space Heating | Natural Gas | Building Automation System | A | Standalone Impact on Baseline Summer Peak (%) | Achievable Economic TRC Potential | bar: 2019 to 2040
F6_Industrial_Wood and Lumber Products_New_Space Heating_Natural Gas_Building Automation System_A_Achievable Economic TRC Potential | F6 | Industrial | Wood and Lumber Products | New | Space Heating | Natural Gas | Building Automation System | A | Standalone Impact on Baseline Winter Peak (%) | Achievable Economic TRC Potential | bar: 2019 to 2040
F7_Industrial_Wood and Lumber Products_New_Space Heating_Natural Gas_Building Automation System_A_Achievable Economic TRC Potential | F7 | Industrial | Wood and Lumber Products | New | Space Heating | Natural Gas | Building Automation System | A | Incremental Energy Savings (MWh or mTherms) | Achievable Economic TRC Potential | 0 | 0 | 0.00064461 | 0.0022487 | 0.0056934 | 0.012362 | 0.021598 | 0.035645 | 0.054817 | 0.080293 | 0.10781 | 0.13867 | 0.16834 | 0.19484 | 0.20639 | 0.20686 | 0.19268 | 0.16975 | 0.13506 | 0.097988 | 0.06539 | 0.044457
F8_Industrial_Wood and Lumber Products_New_Space Heating_Natural Gas_Building Automation System_A_Achievable Economic TRC Potential | F8 | Industrial | Wood and Lumber Products | New | Space Heating | Natural Gas | Building Automation System | A | Incremental Summer Peak Savings (MW) | Achievable Economic TRC Potential | 0 | 0 | 0 | 0 | 0 | 0 | 0 | 0 | 0 | 0 | 0 | 0 | 0 | 0 | 0 | 0 | 0 | 0 | 0 | 0 | 0 | 0
F9_Industrial_Wood and Lumber Products_New_Space Heating_Natural Gas_Building Automation System_A_Achievable Economic TRC Potential | F9 | Industrial | Wood and Lumber Products | New | Space Heating | Natural Gas | Building Automation System | A | Incremental Winter Peak Savings (MW) | Achievable Economic TRC Potential | 0 | 0 | 0 | 0 | 0 | 0 | 0 | 0 | 0 | 0 | 0 | 0 | 0 | 0 | 0 | 0 | 0 | 0 | 0 | 0 | 0 | 0
F10_Industrial_Wood and Lumber Products_New_Space Heating_Natural Gas_Building Automation System_A_Achievable Economic TRC Potential | F10 | Industrial | Wood and Lumber Products | New | Space Heating | Natural Gas | Building Automation System | A | Cumulative Energy Savings (MWh or mTherms) | Achievable Economic TRC Potential | 0 | 0 | 0.00064461 | 0.0028933 | 0.0085868 | 0.020949 | 0.042547 | 0.078192 | 0.13301 | 0.2133 | 0.32111 | 0.45978 | 0.62812 | 0.82295 | 1.0293 | 1.2362 | 1.4289 | 1.598 | 1.7308 | 1.8231 | 1.8761 | 1.899
F11_Industrial_Wood and Lumber Products_New_Space Heating_Natural Gas_Building Automation System_A_Achievable Economic TRC Potential | F11 | Industrial | Wood and Lumber Products | New | Space Heating | Natural Gas | Building Automation System | A | Cumulative Summer Peak Savings (MW) | Achievable Economic TRC Potential | 0 | 0 | 0 | 0 | 0 | 0 | 0 | 0 | 0 | 0 | 0 | 0 | 0 | 0 | 0 | 0 | 0 | 0 | 0 | 0 | 0 | 0
F12_Industrial_Wood and Lumber Products_New_Space Heating_Natural Gas_Building Automation System_A_Achievable Economic TRC Potential | F12 | Industrial | Wood and Lumber Products | New | Space Heating | Natural Gas | Building Automation System | A | Cumulative Winter Peak Savings (MW) | Achievable Economic TRC Potential | 0 | 0 | 0 | 0 | 0 | 0 | 0 | 0 | 0 | 0 | 0 | 0 | 0 | 0 | 0 | 0 | 0 | 0 | 0 | 0 | 0 | 0
F13_Industrial_Wood and Lumber Products_New_Space Heating_Natural Gas_Building Automation System_A_Achievable Economic TRC Potential | F13 | Industrial | Wood and Lumber Products | New | Space Heating | Natural Gas | Building Automation System | A | Purchases (Incremental) | Achievable Economic TRC Potential | 0 | 0 | 43.3776 | 151.3236 | 383.1262 | 831.863 | 1453.3875 | 2398.6804 | 3688.7965 | 5403.1098 | 7254.8595 | 9331.1929 | 11328.0556 | 13111.047 | 13888.301 | 13919.8414 | 12965.9023 | 11422.8 | 9088.7315 | 6593.8922 | 4400.2635 | 2991.6578
F14_Industrial_Wood and Lumber Products_New_Space Heating_Natural Gas_Building Automation System_A_Achievable Economic TRC Potential | F14 | Industrial | Wood and Lumber Products | New | Space Heating | Natural Gas | Building Automation System | A | Purchases (Cumulative) | Achievable Economic TRC Potential | 0 | 0 | 43.3776 | 194.7012 | 577.8274 | 1409.6904 | 2863.0779 | 5261.7582 | 8950.5547 | 14353.6646 | 21608.524 | 30939.7169 | 42267.7726 | 55378.8195 | 69267.1206 | 83186.9619 | 96152.8643 | 107532.2866 | 116469.6946 | 122680.4605 | 126248.861 | 127787.1313
F1_Industrial_Wood and Lumber Products_New_Space Heating_Natural Gas_Steam System Efficiency Improvements_A_Achievable Economic TRC Potential | F1 | Industrial | Wood and Lumber Products | New | Space Heating | Natural Gas | Steam System Efficiency Improvements | A | Original Unit Energy Savings (kWh or therms) | Achievable Economic TRC Potential | 0 | 0 | 0.13322 | 0.13322 | 0.13322 | 0.13322 | 0.13322 | 0.13322 | 0.13322 | 0.13322 | 0.13322 | 0.13322 | 0.13322 | 0.13322 | 0.13322 | 0.13322 | 0.13322 | 0.13322 | 0.13322 | 0.13322 | 0.13322 | 0.13322
F2_Industrial_Wood and Lumber Products_New_Space Heating_Natural Gas_Steam System Efficiency Improvements_A_Achievable Economic TRC Potential | F2 | Industrial | Wood and Lumber Products | New | Space Heating | Natural Gas | Steam System Efficiency Improvements | A | Original Unit Summer Peak Savings (kW) | Achievable Economic TRC Potential | 0 | 0 | 0 | 0 | 0 | 0 | 0 | 0 | 0 | 0 | 0 | 0 | 0 | 0 | 0 | 0 | 0 | 0 | 0 | 0 | 0 | 0
F3_Industrial_Wood and Lumber Products_New_Space Heating_Natural Gas_Steam System Efficiency Improvements_A_Achievable Economic TRC Potential | F3 | Industrial | Wood and Lumber Products | New | Space Heating | Natural Gas | Steam System Efficiency Improvements | A | Original Unit Winter Peak Savings (kW) | Achievable Economic TRC Potential | 0 | 0 | 0 | 0 | 0 | 0 | 0 | 0 | 0 | 0 | 0 | 0 | 0 | 0 | 0 | 0 | 0 | 0 | 0 | 0 | 0 | 0
F4_Industrial_Wood and Lumber Products_New_Space Heating_Natural Gas_Steam System Efficiency Improvements_A_Achievable Economic TRC Potential | F4 | Industrial | Wood and Lumber Products | New | Space Heating | Natural Gas | Steam System Efficiency Improvements | A | Standalone Impact on Baseline Energy (%) | Achievable Economic TRC Potential | 0% | 0% | 0.0008309% | 0.002137% | 0.004448% | 0.008129% | 0.01434% | 0.02269% | 0.03367% | 0.04689% | 0.06333% | 0.08071% | 0.09831% | 0.1134% | 0.1271% | 0.1341% | 0.134% | 0.1259% | 0.121% | 0.1155% | 0.1105% | 0.106%
F5_Industrial_Wood and Lumber Products_New_Space Heating_Natural Gas_Steam System Efficiency Improvements_A_Achievable Economic TRC Potential | F5 | Industrial | Wood and Lumber Products | New | Space Heating | Natural Gas | Steam System Efficiency Improvements | A | Standalone Impact on Baseline Summer Peak (%) | Achievable Economic TRC Potential | bar: 2019 to 2040
F6_Industrial_Wood and Lumber Products_New_Space Heating_Natural Gas_Steam System Efficiency Improvements_A_Achievable Economic TRC Potential | F6 | Industrial | Wood and Lumber Products | New | Space Heating | Natural Gas | Steam System Efficiency Improvements | A | Standalone Impact on Baseline Winter Peak (%) | Achievable Economic TRC Potential | bar: 2019 to 2040
F7_Industrial_Wood and Lumber Products_New_Space Heating_Natural Gas_Steam System Efficiency Improvements_A_Achievable Economic TRC Potential | F7 | Industrial | Wood and Lumber Products | New | Space Heating | Natural Gas | Steam System Efficiency Improvements | A | Incremental Energy Savings (MWh or mTherms) | Achievable Economic TRC Potential | 0 | 0 | 4.0956e-05 | 0.00014287 | 0.00036173 | 0.00078542 | 0.0013722 | 0.0022647 | 0.0034828 | 0.0051014 | 0.0068498 | 0.0088102 | 0.010696 | 0.012379 | 0.013113 | 0.013143 | 0.012242 | 0.010785 | 0.012522 | 0.013475 | 0.013928 | 0.013614
F8_Industrial_Wood and Lumber Products_New_Space Heating_Natural Gas_Steam System Efficiency Improvements_A_Achievable Economic TRC Potential | F8 | Industrial | Wood and Lumber Products | New | Space Heating | Natural Gas | Steam System Efficiency Improvements | A | Incremental Summer Peak Savings (MW) | Achievable Economic TRC Potential | 0 | 0 | 0 | 0 | 0 | 0 | 0 | 0 | 0 | 0 | 0 | 0 | 0 | 0 | 0 | 0 | 0 | 0 | 0 | 0 | 0 | 0
F9_Industrial_Wood and Lumber Products_New_Space Heating_Natural Gas_Steam System Efficiency Improvements_A_Achievable Economic TRC Potential | F9 | Industrial | Wood and Lumber Products | New | Space Heating | Natural Gas | Steam System Efficiency Improvements | A | Incremental Winter Peak Savings (MW) | Achievable Economic TRC Potential | 0 | 0 | 0 | 0 | 0 | 0 | 0 | 0 | 0 | 0 | 0 | 0 | 0 | 0 | 0 | 0 | 0 | 0 | 0 | 0 | 0 | 0
F10_Industrial_Wood and Lumber Products_New_Space Heating_Natural Gas_Steam System Efficiency Improvements_A_Achievable Economic TRC Potential | F10 | Industrial | Wood and Lumber Products | New | Space Heating | Natural Gas | Steam System Efficiency Improvements | A | Cumulative Energy Savings (MWh or mTherms) | Achievable Economic TRC Potential | 0 | 0 | 4.0956e-05 | 0.00018383 | 0.00054556 | 0.001331 | 0.0027032 | 0.004927 | 0.008267 | 0.013007 | 0.019071 | 0.026509 | 0.03494 | 0.043836 | 0.051847 | 0.05814 | 0.061572 | 0.06162 | 0.06162 | 0.06162 | 0.06162 | 0.06162
F11_Industrial_Wood and Lumber Products_New_Space Heating_Natural Gas_Steam System Efficiency Improvements_A_Achievable Economic TRC Potential | F11 | Industrial | Wood and Lumber Products | New | Space Heating | Natural Gas | Steam System Efficiency Improvements | A | Cumulative Summer Peak Savings (MW) | Achievable Economic TRC Potential | 0 | 0 | 0 | 0 | 0 | 0 | 0 | 0 | 0 | 0 | 0 | 0 | 0 | 0 | 0 | 0 | 0 | 0 | 0 | 0 | 0 | 0
F12_Industrial_Wood and Lumber Products_New_Space Heating_Natural Gas_Steam System Efficiency Improvements_A_Achievable Economic TRC Potential | F12 | Industrial | Wood and Lumber Products | New | Space Heating | Natural Gas | Steam System Efficiency Improvements | A | Cumulative Winter Peak Savings (MW) | Achievable Economic TRC Potential | 0 | 0 | 0 | 0 | 0 | 0 | 0 | 0 | 0 | 0 | 0 | 0 | 0 | 0 | 0 | 0 | 0 | 0 | 0 | 0 | 0 | 0
F13_Industrial_Wood and Lumber Products_New_Space Heating_Natural Gas_Steam System Efficiency Improvements_A_Achievable Economic TRC Potential | F13 | Industrial | Wood and Lumber Products | New | Space Heating | Natural Gas | Steam System Efficiency Improvements | A | Purchases (Incremental) | Achievable Economic TRC Potential | 0 | 0 | 0.30742 | 1.0724 | 2.7153 | 5.8955 | 10.3003 | 16.9997 | 26.143 | 38.2925 | 51.4161 | 66.1313 | 80.2833 | 92.9196 | 98.4281 | 98.6516 | 91.8909 | 80.9548 | 93.992 | 101.1434 | 104.5471 | 102.1913
F14_Industrial_Wood and Lumber Products_New_Space Heating_Natural Gas_Steam System Efficiency Improvements_A_Achievable Economic TRC Potential | F14 | Industrial | Wood and Lumber Products | New | Space Heating | Natural Gas | Steam System Efficiency Improvements | A | Purchases (Cumulative) | Achievable Economic TRC Potential | 0 | 0 | 0.30742 | 1.3799 | 4.0951 | 9.9906 | 20.291 | 36.9833 | 62.0538 | 97.631 | 143.1516 | 198.9826 | 262.2662 | 329.0428 | 389.1784 | 436.4139 | 462.1736 | 462.5376 | 462.5376 | 462.5376 | 462.5376 | 462.5376
F1_Industrial_Wood and Lumber Products_New_Process_Natural Gas_Steam System Efficiency Improvements_A_Achievable Economic TRC Potential | F1 | Industrial | Wood and Lumber Products | New | Process | Natural Gas | Steam System Efficiency Improvements | A | Original Unit Energy Savings (kWh or therms) | Achievable Economic TRC Potential | 0 | 0 | 0.98506 | 0.98506 | 0.98506 | 0.98506 | 0.98506 | 0.98506 | 0.98506 | 0.98506 | 0.98506 | 0.98506 | 0.98506 | 0.98506 | 0.98506 | 0.98506 | 0.98506 | 0.98506 | 0.98506 | 0.98506 | 0.98506 | 0.98506
F2_Industrial_Wood and Lumber Products_New_Process_Natural Gas_Steam System Efficiency Improvements_A_Achievable Economic TRC Potential | F2 | Industrial | Wood and Lumber Products | New | Process | Natural Gas | Steam System Efficiency Improvements | A | Original Unit Summer Peak Savings (kW) | Achievable Economic TRC Potential | 0 | 0 | 0 | 0 | 0 | 0 | 0 | 0 | 0 | 0 | 0 | 0 | 0 | 0 | 0 | 0 | 0 | 0 | 0 | 0 | 0 | 0
F3_Industrial_Wood and Lumber Products_New_Process_Natural Gas_Steam System Efficiency Improvements_A_Achievable Economic TRC Potential | F3 | Industrial | Wood and Lumber Products | New | Process | Natural Gas | Steam System Efficiency Improvements | A | Original Unit Winter Peak Savings (kW) | Achievable Economic TRC Potential | 0 | 0 | 0 | 0 | 0 | 0 | 0 | 0 | 0 | 0 | 0 | 0 | 0 | 0 | 0 | 0 | 0 | 0 | 0 | 0 | 0 | 0
F4_Industrial_Wood and Lumber Products_New_Process_Natural Gas_Steam System Efficiency Improvements_A_Achievable Economic TRC Potential | F4 | Industrial | Wood and Lumber Products | New | Process | Natural Gas | Steam System Efficiency Improvements | A | Standalone Impact on Baseline Energy (%) | Achievable Economic TRC Potential | bar: 2019 to 2040
F5_Industrial_Wood and Lumber Products_New_Process_Natural Gas_Steam System Efficiency Improvements_A_Achievable Economic TRC Potential | F5 | Industrial | Wood and Lumber Products | New | Process | Natural Gas | Steam System Efficiency Improvements | A | Standalone Impact on Baseline Summer Peak (%) | Achievable Economic TRC Potential | bar: 2019 to 2040
F6_Industrial_Wood and Lumber Products_New_Process_Natural Gas_Steam System Efficiency Improvements_A_Achievable Economic TRC Potential | F6 | Industrial | Wood and Lumber Products | New | Process | Natural Gas | Steam System Efficiency Improvements | A | Standalone Impact on Baseline Winter Peak (%) | Achievable Economic TRC Potential | bar: 2019 to 2040
F7_Industrial_Wood and Lumber Products_New_Process_Natural Gas_Steam System Efficiency Improvements_A_Achievable Economic TRC Potential | F7 | Industrial | Wood and Lumber Products | New | Process | Natural Gas | Steam System Efficiency Improvements | A | Incremental Energy Savings (MWh or mTherms) | Achievable Economic TRC Potential | 0 | 0 | 0 | 0 | 0 | 0 | 0 | 0 | 0 | 0 | 0 | 0 | 0 | 0 | 0 | 0 | 0 | 0 | 0 | 0 | 0 | 0
F8_Industrial_Wood and Lumber Products_New_Process_Natural Gas_Steam System Efficiency Improvements_A_Achievable Economic TRC Potential | F8 | Industrial | Wood and Lumber Products | New | Process | Natural Gas | Steam System Efficiency Improvements | A | Incremental Summer Peak Savings (MW) | Achievable Economic TRC Potential | 0 | 0 | 0 | 0 | 0 | 0 | 0 | 0 | 0 | 0 | 0 | 0 | 0 | 0 | 0 | 0 | 0 | 0 | 0 | 0 | 0 | 0
F9_Industrial_Wood and Lumber Products_New_Process_Natural Gas_Steam System Efficiency Improvements_A_Achievable Economic TRC Potential | F9 | Industrial | Wood and Lumber Products | New | Process | Natural Gas | Steam System Efficiency Improvements | A | Incremental Winter Peak Savings (MW) | Achievable Economic TRC Potential | 0 | 0 | 0 | 0 | 0 | 0 | 0 | 0 | 0 | 0 | 0 | 0 | 0 | 0 | 0 | 0 | 0 | 0 | 0 | 0 | 0 | 0
F10_Industrial_Wood and Lumber Products_New_Process_Natural Gas_Steam System Efficiency Improvements_A_Achievable Economic TRC Potential | F10 | Industrial | Wood and Lumber Products | New | Process | Natural Gas | Steam System Efficiency Improvements | A | Cumulative Energy Savings (MWh or mTherms) | Achievable Economic TRC Potential | 0 | 0 | 0 | 0 | 0 | 0 | 0 | 0 | 0 | 0 | 0 | 0 | 0 | 0 | 0 | 0 | 0 | 0 | 0 | 0 | 0 | 0
F11_Industrial_Wood and Lumber Products_New_Process_Natural Gas_Steam System Efficiency Improvements_A_Achievable Economic TRC Potential | F11 | Industrial | Wood and Lumber Products | New | Process | Natural Gas | Steam System Efficiency Improvements | A | Cumulative Summer Peak Savings (MW) | Achievable Economic TRC Potential | 0 | 0 | 0 | 0 | 0 | 0 | 0 | 0 | 0 | 0 | 0 | 0 | 0 | 0 | 0 | 0 | 0 | 0 | 0 | 0 | 0 | 0
F12_Industrial_Wood and Lumber Products_New_Process_Natural Gas_Steam System Efficiency Improvements_A_Achievable Economic TRC Potential | F12 | Industrial | Wood and Lumber Products | New | Process | Natural Gas | Steam System Efficiency Improvements | A | Cumulative Winter Peak Savings (MW) | Achievable Economic TRC Potential | 0 | 0 | 0 | 0 | 0 | 0 | 0 | 0 | 0 | 0 | 0 | 0 | 0 | 0 | 0 | 0 | 0 | 0 | 0 | 0 | 0 | 0
F13_Industrial_Wood and Lumber Products_New_Process_Natural Gas_Steam System Efficiency Improvements_A_Achievable Economic TRC Potential | F13 | Industrial | Wood and Lumber Products | New | Process | Natural Gas | Steam System Efficiency Improvements | A | Purchases (Incremental) | Achievable Economic TRC Potential | 0 | 0 | 0 | 0 | 0 | 0 | 0 | 0 | 0 | 0 | 0 | 0 | 0 | 0 | 0 | 0 | 0 | 0 | 0 | 0 | 0 | 0
F14_Industrial_Wood and Lumber Products_New_Process_Natural Gas_Steam System Efficiency Improvements_A_Achievable Economic TRC Potential | F14 | Industrial | Wood and Lumber Products | New | Process | Natural Gas | Steam System Efficiency Improvements | A | Purchases (Cumulative) | Achievable Economic TRC Potential | 0 | 0 | 0 | 0 | 0 | 0 | 0 | 0 | 0 | 0 | 0 | 0 | 0 | 0 | 0 | 0 | 0 | 0 | 0 | 0 | 0 | 0
F1_Industrial_Wood and Lumber Products_New_Space Heating_Natural Gas_Strategic Energy Management_A_Achievable Economic TRC Potential | F1 | Industrial | Wood and Lumber Products | New | Space Heating | Natural Gas | Strategic Energy Management | A | Original Unit Energy Savings (kWh or therms) | Achievable Economic TRC Potential | 0 | 0 | 5.3432 | 5.3432 | 5.3432 | 5.3432 | 5.3432 | 5.3432 | 5.3432 | 5.3432 | 5.3432 | 5.3432 | 5.3432 | 5.3432 | 5.3432 | 5.3432 | 5.3432 | 5.3432 | 5.3432 | 5.3432 | 5.3432 | 5.3432
F2_Industrial_Wood and Lumber Products_New_Space Heating_Natural Gas_Strategic Energy Management_A_Achievable Economic TRC Potential | F2 | Industrial | Wood and Lumber Products | New | Space Heating | Natural Gas | Strategic Energy Management | A | Original Unit Summer Peak Savings (kW) | Achievable Economic TRC Potential | 0 | 0 | 0 | 0 | 0 | 0 | 0 | 0 | 0 | 0 | 0 | 0 | 0 | 0 | 0 | 0 | 0 | 0 | 0 | 0 | 0 | 0
F3_Industrial_Wood and Lumber Products_New_Space Heating_Natural Gas_Strategic Energy Management_A_Achievable Economic TRC Potential | F3 | Industrial | Wood and Lumber Products | New | Space Heating | Natural Gas | Strategic Energy Management | A | Original Unit Winter Peak Savings (kW) | Achievable Economic TRC Potential | 0 | 0 | 0 | 0 | 0 | 0 | 0 | 0 | 0 | 0 | 0 | 0 | 0 | 0 | 0 | 0 | 0 | 0 | 0 | 0 | 0 | 0
F4_Industrial_Wood and Lumber Products_New_Space Heating_Natural Gas_Strategic Energy Management_A_Achievable Economic TRC Potential | F4 | Industrial | Wood and Lumber Products | New | Space Heating | Natural Gas | Strategic Energy Management | A | Standalone Impact on Baseline Energy (%) | Achievable Economic TRC Potential | 0% | 0% | 0.08224% | 0.1294% | 0.173% | 0.2118% | 0.2663% | 0.2946% | 0.314% | 0.3238% | 0.3358% | 0.3429% | 0.3489% | 0.3507% | 0.3588% | 0.3626% | 0.3657% | 0.3575% | 0.3495% | 0.334% | 0.3198% | 0.3067%
F5_Industrial_Wood and Lumber Products_New_Space Heating_Natural Gas_Strategic Energy Management_A_Achievable Economic TRC Potential | F5 | Industrial | Wood and Lumber Products | New | Space Heating | Natural Gas | Strategic Energy Management | A | Standalone Impact on Baseline Summer Peak (%) | Achievable Economic TRC Potential | bar: 2019 to 2040
F6_Industrial_Wood and Lumber Products_New_Space Heating_Natural Gas_Strategic Energy Management_A_Achievable Economic TRC Potential | F6 | Industrial | Wood and Lumber Products | New | Space Heating | Natural Gas | Strategic Energy Management | A | Standalone Impact on Baseline Winter Peak (%) | Achievable Economic TRC Potential | bar: 2019 to 2040
F7_Industrial_Wood and Lumber Products_New_Space Heating_Natural Gas_Strategic Energy Management_A_Achievable Economic TRC Potential | F7 | Industrial | Wood and Lumber Products | New | Space Heating | Natural Gas | Strategic Energy Management | A | Incremental Energy Savings (MWh or mTherms) | Achievable Economic TRC Potential | 0 | 0 | 0.0040533 | 0.0070738 | 0.010087 | 0.013464 | 0.015498 | 0.017859 | 0.02019 | 0.022813 | 0.024766 | 0.027012 | 0.029229 | 0.0318 | 0.033545 | 0.035666 | 0.037786 | 0.040253 | 0.041882 | 0.043891 | 0.04913 | 0.053284
F8_Industrial_Wood and Lumber Products_New_Space Heating_Natural Gas_Strategic Energy Management_A_Achievable Economic TRC Potential | F8 | Industrial | Wood and Lumber Products | New | Space Heating | Natural Gas | Strategic Energy Management | A | Incremental Summer Peak Savings (MW) | Achievable Economic TRC Potential | 0 | 0 | 0 | 0 | 0 | 0 | 0 | 0 | 0 | 0 | 0 | 0 | 0 | 0 | 0 | 0 | 0 | 0 | 0 | 0 | 0 | 0
F9_Industrial_Wood and Lumber Products_New_Space Heating_Natural Gas_Strategic Energy Management_A_Achievable Economic TRC Potential | F9 | Industrial | Wood and Lumber Products | New | Space Heating | Natural Gas | Strategic Energy Management | A | Incremental Winter Peak Savings (MW) | Achievable Economic TRC Potential | 0 | 0 | 0 | 0 | 0 | 0 | 0 | 0 | 0 | 0 | 0 | 0 | 0 | 0 | 0 | 0 | 0 | 0 | 0 | 0 | 0 | 0
F10_Industrial_Wood and Lumber Products_New_Space Heating_Natural Gas_Strategic Energy Management_A_Achievable Economic TRC Potential | F10 | Industrial | Wood and Lumber Products | New | Space Heating | Natural Gas | Strategic Energy Management | A | Cumulative Energy Savings (MWh or mTherms) | Achievable Economic TRC Potential | 0 | 0 | 0.0040533 | 0.011127 | 0.021214 | 0.034678 | 0.050176 | 0.063982 | 0.077098 | 0.089824 | 0.10113 | 0.11264 | 0.12401 | 0.13562 | 0.14635 | 0.15725 | 0.16803 | 0.175 | 0.178 | 0.17826 | 0.17826 | 0.17826
F11_Industrial_Wood and Lumber Products_New_Space Heating_Natural Gas_Strategic Energy Management_A_Achievable Economic TRC Potential | F11 | Industrial | Wood and Lumber Products | New | Space Heating | Natural Gas | Strategic Energy Management | A | Cumulative Summer Peak Savings (MW) | Achievable Economic TRC Potential | 0 | 0 | 0 | 0 | 0 | 0 | 0 | 0 | 0 | 0 | 0 | 0 | 0 | 0 | 0 | 0 | 0 | 0 | 0 | 0 | 0 | 0
F12_Industrial_Wood and Lumber Products_New_Space Heating_Natural Gas_Strategic Energy Management_A_Achievable Economic TRC Potential | F12 | Industrial | Wood and Lumber Products | New | Space Heating | Natural Gas | Strategic Energy Management | A | Cumulative Winter Peak Savings (MW) | Achievable Economic TRC Potential | 0 | 0 | 0 | 0 | 0 | 0 | 0 | 0 | 0 | 0 | 0 | 0 | 0 | 0 | 0 | 0 | 0 | 0 | 0 | 0 | 0 | 0
F13_Industrial_Wood and Lumber Products_New_Space Heating_Natural Gas_Strategic Energy Management_A_Achievable Economic TRC Potential | F13 | Industrial | Wood and Lumber Products | New | Space Heating | Natural Gas | Strategic Energy Management | A | Purchases (Incremental) | Achievable Economic TRC Potential | 0 | 0 | 0.75859 | 1.3239 | 1.8878 | 2.5198 | 2.9005 | 3.3424 | 3.7787 | 4.2695 | 4.635 | 5.0554 | 5.4703 | 5.9515 | 6.2781 | 6.675 | 7.0717 | 7.5334 | 7.8384 | 8.2143 | 9.1949 | 9.9722
F14_Industrial_Wood and Lumber Products_New_Space Heating_Natural Gas_Strategic Energy Management_A_Achievable Economic TRC Potential | F14 | Industrial | Wood and Lumber Products | New | Space Heating | Natural Gas | Strategic Energy Management | A | Purchases (Cumulative) | Achievable Economic TRC Potential | 0 | 0 | 0.75859 | 2.0825 | 3.9703 | 6.4901 | 9.3906 | 11.9744 | 14.4292 | 16.8109 | 18.926 | 21.081 | 23.2088 | 25.3816 | 27.3902 | 29.4303 | 31.4465 | 32.7511 | 33.3142 | 33.3625 | 33.3625 | 33.3625
F1_Industrial_Wood and Lumber Products_New_Process_Natural Gas_Strategic Energy Management_A_Achievable Economic TRC Potential | F1 | Industrial | Wood and Lumber Products | New | Process | Natural Gas | Strategic Energy Management | A | Original Unit Energy Savings (kWh or therms) | Achievable Economic TRC Potential | 0 | 0 | 8.9454 | 8.9454 | 8.9454 | 8.9454 | 8.9454 | 8.9454 | 8.9454 | 8.9454 | 8.9454 | 8.9454 | 8.9454 | 8.9454 | 8.9454 | 8.9454 | 8.9454 | 8.9454 | 8.9454 | 8.9454 | 8.9454 | 8.9454
F2_Industrial_Wood and Lumber Products_New_Process_Natural Gas_Strategic Energy Management_A_Achievable Economic TRC Potential | F2 | Industrial | Wood and Lumber Products | New | Process | Natural Gas | Strategic Energy Management | A | Original Unit Summer Peak Savings (kW) | Achievable Economic TRC Potential | 0 | 0 | 0 | 0 | 0 | 0 | 0 | 0 | 0 | 0 | 0 | 0 | 0 | 0 | 0 | 0 | 0 | 0 | 0 | 0 | 0 | 0
F3_Industrial_Wood and Lumber Products_New_Process_Natural Gas_Strategic Energy Management_A_Achievable Economic TRC Potential | F3 | Industrial | Wood and Lumber Products | New | Process | Natural Gas | Strategic Energy Management | A | Original Unit Winter Peak Savings (kW) | Achievable Economic TRC Potential | 0 | 0 | 0 | 0 | 0 | 0 | 0 | 0 | 0 | 0 | 0 | 0 | 0 | 0 | 0 | 0 | 0 | 0 | 0 | 0 | 0 | 0
F4_Industrial_Wood and Lumber Products_New_Process_Natural Gas_Strategic Energy Management_A_Achievable Economic TRC Potential | F4 | Industrial | Wood and Lumber Products | New | Process | Natural Gas | Strategic Energy Management | A | Standalone Impact on Baseline Energy (%) | Achievable Economic TRC Potential | 0% | 0% | 0.08224% | 0.1294% | 0.173% | 0.2118% | 0.2663% | 0.2946% | 0.314% | 0.3238% | 0.3358% | 0.3429% | 0.3489% | 0.3507% | 0.3588% | 0.3626% | 0.3657% | 0.3575% | 0.3495% | 0.334% | 0.3198% | 0.3067%
F5_Industrial_Wood and Lumber Products_New_Process_Natural Gas_Strategic Energy Management_A_Achievable Economic TRC Potential | F5 | Industrial | Wood and Lumber Products | New | Process | Natural Gas | Strategic Energy Management | A | Standalone Impact on Baseline Summer Peak (%) | Achievable Economic TRC Potential | bar: 2019 to 2040
F6_Industrial_Wood and Lumber Products_New_Process_Natural Gas_Strategic Energy Management_A_Achievable Economic TRC Potential | F6 | Industrial | Wood and Lumber Products | New | Process | Natural Gas | Strategic Energy Management | A | Standalone Impact on Baseline Winter Peak (%) | Achievable Economic TRC Potential | bar: 2019 to 2040
F7_Industrial_Wood and Lumber Products_New_Process_Natural Gas_Strategic Energy Management_A_Achievable Economic TRC Potential | F7 | Industrial | Wood and Lumber Products | New | Process | Natural Gas | Strategic Energy Management | A | Incremental Energy Savings (MWh or mTherms) | Achievable Economic TRC Potential | 0 | 0 | 0.030347 | 0.05296 | 0.075519 | 0.1008 | 0.11603 | 0.13371 | 0.15116 | 0.17079 | 0.18542 | 0.20224 | 0.21883 | 0.23808 | 0.25115 | 0.26703 | 0.28289 | 0.30137 | 0.31357 | 0.3286 | 0.36783 | 0.39892
F8_Industrial_Wood and Lumber Products_New_Process_Natural Gas_Strategic Energy Management_A_Achievable Economic TRC Potential | F8 | Industrial | Wood and Lumber Products | New | Process | Natural Gas | Strategic Energy Management | A | Incremental Summer Peak Savings (MW) | Achievable Economic TRC Potential | 0 | 0 | 0 | 0 | 0 | 0 | 0 | 0 | 0 | 0 | 0 | 0 | 0 | 0 | 0 | 0 | 0 | 0 | 0 | 0 | 0 | 0
F9_Industrial_Wood and Lumber Products_New_Process_Natural Gas_Strategic Energy Management_A_Achievable Economic TRC Potential | F9 | Industrial | Wood and Lumber Products | New | Process | Natural Gas | Strategic Energy Management | A | Incremental Winter Peak Savings (MW) | Achievable Economic TRC Potential | 0 | 0 | 0 | 0 | 0 | 0 | 0 | 0 | 0 | 0 | 0 | 0 | 0 | 0 | 0 | 0 | 0 | 0 | 0 | 0 | 0 | 0
F10_Industrial_Wood and Lumber Products_New_Process_Natural Gas_Strategic Energy Management_A_Achievable Economic TRC Potential | F10 | Industrial | Wood and Lumber Products | New | Process | Natural Gas | Strategic Energy Management | A | Cumulative Energy Savings (MWh or mTherms) | Achievable Economic TRC Potential | 0 | 0 | 0.030347 | 0.083307 | 0.15883 | 0.25963 | 0.37566 | 0.47902 | 0.57722 | 0.6725 | 0.75711 | 0.84332 | 0.92844 | 1.0154 | 1.0957 | 1.1773 | 1.258 | 1.3102 | 1.3327 | 1.3346 | 1.3346 | 1.3346
F11_Industrial_Wood and Lumber Products_New_Process_Natural Gas_Strategic Energy Management_A_Achievable Economic TRC Potential | F11 | Industrial | Wood and Lumber Products | New | Process | Natural Gas | Strategic Energy Management | A | Cumulative Summer Peak Savings (MW) | Achievable Economic TRC Potential | 0 | 0 | 0 | 0 | 0 | 0 | 0 | 0 | 0 | 0 | 0 | 0 | 0 | 0 | 0 | 0 | 0 | 0 | 0 | 0 | 0 | 0
F12_Industrial_Wood and Lumber Products_New_Process_Natural Gas_Strategic Energy Management_A_Achievable Economic TRC Potential | F12 | Industrial | Wood and Lumber Products | New | Process | Natural Gas | Strategic Energy Management | A | Cumulative Winter Peak Savings (MW) | Achievable Economic TRC Potential | 0 | 0 | 0 | 0 | 0 | 0 | 0 | 0 | 0 | 0 | 0 | 0 | 0 | 0 | 0 | 0 | 0 | 0 | 0 | 0 | 0 | 0
F13_Industrial_Wood and Lumber Products_New_Process_Natural Gas_Strategic Energy Management_A_Achievable Economic TRC Potential | F13 | Industrial | Wood and Lumber Products | New | Process | Natural Gas | Strategic Energy Management | A | Purchases (Incremental) | Achievable Economic TRC Potential | 0 | 0 | 3.3924 | 5.9204 | 8.4422 | 11.2687 | 12.9709 | 14.947 | 16.8982 | 19.093 | 20.7276 | 22.6077 | 24.4628 | 26.6149 | 28.0754 | 29.8506 | 31.6244 | 33.6893 | 35.0532 | 36.7339 | 41.1193 | 44.5953
F14_Industrial_Wood and Lumber Products_New_Process_Natural Gas_Strategic Energy Management_A_Achievable Economic TRC Potential | F14 | Industrial | Wood and Lumber Products | New | Process | Natural Gas | Strategic Energy Management | A | Purchases (Cumulative) | Achievable Economic TRC Potential | 0 | 0 | 3.3924 | 9.3128 | 17.755 | 29.0237 | 41.9946 | 53.5492 | 64.527 | 75.1778 | 84.6368 | 94.2735 | 103.7893 | 113.506 | 122.4885 | 131.6114 | 140.6281 | 146.4621 | 148.9801 | 149.1964 | 149.1964 | 149.1964
F1_Industrial_Wood and Lumber Products_New_Miscellaneous_Natural Gas_Strategic Energy Management_A_Achievable Economic TRC Potential | F1 | Industrial | Wood and Lumber Products | New | Miscellaneous | Natural Gas | Strategic Energy Management | A | Original Unit Energy Savings (kWh or therms) | Achievable Economic TRC Potential | 0 | 0 | 3.4004 | 3.4004 | 3.4004 | 3.4004 | 3.4004 | 3.4004 | 3.4004 | 3.4004 | 3.4004 | 3.4004 | 3.4004 | 3.4004 | 3.4004 | 3.4004 | 3.4004 | 3.4004 | 3.4004 | 3.4004 | 3.4004 | 3.4004
F2_Industrial_Wood and Lumber Products_New_Miscellaneous_Natural Gas_Strategic Energy Management_A_Achievable Economic TRC Potential | F2 | Industrial | Wood and Lumber Products | New | Miscellaneous | Natural Gas | Strategic Energy Management | A | Original Unit Summer Peak Savings (kW) | Achievable Economic TRC Potential | 0 | 0 | 0 | 0 | 0 | 0 | 0 | 0 | 0 | 0 | 0 | 0 | 0 | 0 | 0 | 0 | 0 | 0 | 0 | 0 | 0 | 0
F3_Industrial_Wood and Lumber Products_New_Miscellaneous_Natural Gas_Strategic Energy Management_A_Achievable Economic TRC Potential | F3 | Industrial | Wood and Lumber Products | New | Miscellaneous | Natural Gas | Strategic Energy Management | A | Original Unit Winter Peak Savings (kW) | Achievable Economic TRC Potential | 0 | 0 | 0 | 0 | 0 | 0 | 0 | 0 | 0 | 0 | 0 | 0 | 0 | 0 | 0 | 0 | 0 | 0 | 0 | 0 | 0 | 0
F4_Industrial_Wood and Lumber Products_New_Miscellaneous_Natural Gas_Strategic Energy Management_A_Achievable Economic TRC Potential | F4 | Industrial | Wood and Lumber Products | New | Miscellaneous | Natural Gas | Strategic Energy Management | A | Standalone Impact on Baseline Energy (%) | Achievable Economic TRC Potential | 0% | 0% | 0.08224% | 0.1294% | 0.173% | 0.2118% | 0.2663% | 0.2946% | 0.314% | 0.3238% | 0.3358% | 0.3429% | 0.3489% | 0.3507% | 0.3588% | 0.3626% | 0.3657% | 0.3575% | 0.3495% | 0.334% | 0.3198% | 0.3067%
F5_Industrial_Wood and Lumber Products_New_Miscellaneous_Natural Gas_Strategic Energy Management_A_Achievable Economic TRC Potential | F5 | Industrial | Wood and Lumber Products | New | Miscellaneous | Natural Gas | Strategic Energy Management | A | Standalone Impact on Baseline Summer Peak (%) | Achievable Economic TRC Potential | bar: 2019 to 2040
F6_Industrial_Wood and Lumber Products_New_Miscellaneous_Natural Gas_Strategic Energy Management_A_Achievable Economic TRC Potential | F6 | Industrial | Wood and Lumber Products | New | Miscellaneous | Natural Gas | Strategic Energy Management | A | Standalone Impact on Baseline Winter Peak (%) | Achievable Economic TRC Potential | bar: 2019 to 2040
F7_Industrial_Wood and Lumber Products_New_Miscellaneous_Natural Gas_Strategic Energy Management_A_Achievable Economic TRC Potential | F7 | Industrial | Wood and Lumber Products | New | Miscellaneous | Natural Gas | Strategic Energy Management | A | Incremental Energy Savings (MWh or mTherms) | Achievable Economic TRC Potential | 0 | 0 | 0.0028839 | 0.005033 | 0.0071768 | 0.0095796 | 0.011027 | 0.012707 | 0.014365 | 0.016231 | 0.017621 | 0.019219 | 0.020796 | 0.022626 | 0.023867 | 0.025376 | 0.026884 | 0.02864 | 0.029799 | 0.031228 | 0.034956 | 0.037911
F8_Industrial_Wood and Lumber Products_New_Miscellaneous_Natural Gas_Strategic Energy Management_A_Achievable Economic TRC Potential | F8 | Industrial | Wood and Lumber Products | New | Miscellaneous | Natural Gas | Strategic Energy Management | A | Incremental Summer Peak Savings (MW) | Achievable Economic TRC Potential | 0 | 0 | 0 | 0 | 0 | 0 | 0 | 0 | 0 | 0 | 0 | 0 | 0 | 0 | 0 | 0 | 0 | 0 | 0 | 0 | 0 | 0
F9_Industrial_Wood and Lumber Products_New_Miscellaneous_Natural Gas_Strategic Energy Management_A_Achievable Economic TRC Potential | F9 | Industrial | Wood and Lumber Products | New | Miscellaneous | Natural Gas | Strategic Energy Management | A | Incremental Winter Peak Savings (MW) | Achievable Economic TRC Potential | 0 | 0 | 0 | 0 | 0 | 0 | 0 | 0 | 0 | 0 | 0 | 0 | 0 | 0 | 0 | 0 | 0 | 0 | 0 | 0 | 0 | 0
F10_Industrial_Wood and Lumber Products_New_Miscellaneous_Natural Gas_Strategic Energy Management_A_Achievable Economic TRC Potential | F10 | Industrial | Wood and Lumber Products | New | Miscellaneous | Natural Gas | Strategic Energy Management | A | Cumulative Energy Savings (MWh or mTherms) | Achievable Economic TRC Potential | 0 | 0 | 0.0028839 | 0.0079169 | 0.015094 | 0.024673 | 0.0357 | 0.045523 | 0.054855 | 0.063909 | 0.071951 | 0.080143 | 0.088232 | 0.096493 | 0.10413 | 0.11188 | 0.11955 | 0.12451 | 0.12665 | 0.12683 | 0.12683 | 0.12683
F11_Industrial_Wood and Lumber Products_New_Miscellaneous_Natural Gas_Strategic Energy Management_A_Achievable Economic TRC Potential | F11 | Industrial | Wood and Lumber Products | New | Miscellaneous | Natural Gas | Strategic Energy Management | A | Cumulative Summer Peak Savings (MW) | Achievable Economic TRC Potential | 0 | 0 | 0 | 0 | 0 | 0 | 0 | 0 | 0 | 0 | 0 | 0 | 0 | 0 | 0 | 0 | 0 | 0 | 0 | 0 | 0 | 0
F12_Industrial_Wood and Lumber Products_New_Miscellaneous_Natural Gas_Strategic Energy Management_A_Achievable Economic TRC Potential | F12 | Industrial | Wood and Lumber Products | New | Miscellaneous | Natural Gas | Strategic Energy Management | A | Cumulative Winter Peak Savings (MW) | Achievable Economic TRC Potential | 0 | 0 | 0 | 0 | 0 | 0 | 0 | 0 | 0 | 0 | 0 | 0 | 0 | 0 | 0 | 0 | 0 | 0 | 0 | 0 | 0 | 0
F13_Industrial_Wood and Lumber Products_New_Miscellaneous_Natural Gas_Strategic Energy Management_A_Achievable Economic TRC Potential | F13 | Industrial | Wood and Lumber Products | New | Miscellaneous | Natural Gas | Strategic Energy Management | A | Purchases (Incremental) | Achievable Economic TRC Potential | 0 | 0 | 0.8481 | 1.4801 | 2.1105 | 2.8172 | 3.2427 | 3.7368 | 4.2245 | 4.7732 | 5.1819 | 5.6519 | 6.1157 | 6.6537 | 7.0189 | 7.4626 | 7.9061 | 8.4223 | 8.7633 | 9.1835 | 10.2798 | 11.1488
F14_Industrial_Wood and Lumber Products_New_Miscellaneous_Natural Gas_Strategic Energy Management_A_Achievable Economic TRC Potential | F14 | Industrial | Wood and Lumber Products | New | Miscellaneous | Natural Gas | Strategic Energy Management | A | Purchases (Cumulative) | Achievable Economic TRC Potential | 0 | 0 | 0.8481 | 2.3282 | 4.4387 | 7.2559 | 10.4987 | 13.3873 | 16.1318 | 18.7945 | 21.1592 | 23.5684 | 25.9473 | 28.3765 | 30.6221 | 32.9029 | 35.157 | 36.6155 | 37.245 | 37.2991 | 37.2991 | 37.2991
F1_Industrial_Wood and Lumber Products_New_Space Heating_Natural Gas_Commissioning_A_Achievable Economic TRC Potential | F1 | Industrial | Wood and Lumber Products | New | Space Heating | Natural Gas | Commissioning | A | Original Unit Energy Savings (kWh or therms) | Achievable Economic TRC Potential | 0 | 0 | 6.6688 | 6.6688 | 6.6688 | 6.6688 | 6.6688 | 6.6688 | 6.6688 | 6.6688 | 6.6688 | 6.6688 | 6.6688 | 6.6688 | 6.6688 | 6.6688 | 6.6688 | 6.6688 | 6.6688 | 6.6688 | 6.6688 | 6.6688
F2_Industrial_Wood and Lumber Products_New_Space Heating_Natural Gas_Commissioning_A_Achievable Economic TRC Potential | F2 | Industrial | Wood and Lumber Products | New | Space Heating | Natural Gas | Commissioning | A | Original Unit Summer Peak Savings (kW) | Achievable Economic TRC Potential | 0 | 0 | 0 | 0 | 0 | 0 | 0 | 0 | 0 | 0 | 0 | 0 | 0 | 0 | 0 | 0 | 0 | 0 | 0 | 0 | 0 | 0
F3_Industrial_Wood and Lumber Products_New_Space Heating_Natural Gas_Commissioning_A_Achievable Economic TRC Potential | F3 | Industrial | Wood and Lumber Products | New | Space Heating | Natural Gas | Commissioning | A | Original Unit Winter Peak Savings (kW) | Achievable Economic TRC Potential | 0 | 0 | 0 | 0 | 0 | 0 | 0 | 0 | 0 | 0 | 0 | 0 | 0 | 0 | 0 | 0 | 0 | 0 | 0 | 0 | 0 | 0
F4_Industrial_Wood and Lumber Products_New_Space Heating_Natural Gas_Commissioning_A_Achievable Economic TRC Potential | F4 | Industrial | Wood and Lumber Products | New | Space Heating | Natural Gas | Commissioning | A | Standalone Impact on Baseline Energy (%) | Achievable Economic TRC Potential | bar: 2019 to 2040
F5_Industrial_Wood and Lumber Products_New_Space Heating_Natural Gas_Commissioning_A_Achievable Economic TRC Potential | F5 | Industrial | Wood and Lumber Products | New | Space Heating | Natural Gas | Commissioning | A | Standalone Impact on Baseline Summer Peak (%) | Achievable Economic TRC Potential | bar: 2019 to 2040
F6_Industrial_Wood and Lumber Products_New_Space Heating_Natural Gas_Commissioning_A_Achievable Economic TRC Potential | F6 | Industrial | Wood and Lumber Products | New | Space Heating | Natural Gas | Commissioning | A | Standalone Impact on Baseline Winter Peak (%) | Achievable Economic TRC Potential | bar: 2019 to 2040
F7_Industrial_Wood and Lumber Products_New_Space Heating_Natural Gas_Commissioning_A_Achievable Economic TRC Potential | F7 | Industrial | Wood and Lumber Products | New | Space Heating | Natural Gas | Commissioning | A | Incremental Energy Savings (MWh or mTherms) | Achievable Economic TRC Potential | 0 | 0 | 0 | 0 | 0 | 0 | 0 | 0 | 0 | 0 | 0 | 0 | 0 | 0 | 0 | 0 | 0 | 0 | 0 | 0 | 0 | 0
F8_Industrial_Wood and Lumber Products_New_Space Heating_Natural Gas_Commissioning_A_Achievable Economic TRC Potential | F8 | Industrial | Wood and Lumber Products | New | Space Heating | Natural Gas | Commissioning | A | Incremental Summer Peak Savings (MW) | Achievable Economic TRC Potential | 0 | 0 | 0 | 0 | 0 | 0 | 0 | 0 | 0 | 0 | 0 | 0 | 0 | 0 | 0 | 0 | 0 | 0 | 0 | 0 | 0 | 0
F9_Industrial_Wood and Lumber Products_New_Space Heating_Natural Gas_Commissioning_A_Achievable Economic TRC Potential | F9 | Industrial | Wood and Lumber Products | New | Space Heating | Natural Gas | Commissioning | A | Incremental Winter Peak Savings (MW) | Achievable Economic TRC Potential | 0 | 0 | 0 | 0 | 0 | 0 | 0 | 0 | 0 | 0 | 0 | 0 | 0 | 0 | 0 | 0 | 0 | 0 | 0 | 0 | 0 | 0
F10_Industrial_Wood and Lumber Products_New_Space Heating_Natural Gas_Commissioning_A_Achievable Economic TRC Potential | F10 | Industrial | Wood and Lumber Products | New | Space Heating | Natural Gas | Commissioning | A | Cumulative Energy Savings (MWh or mTherms) | Achievable Economic TRC Potential | 0 | 0 | 0 | 0 | 0 | 0 | 0 | 0 | 0 | 0 | 0 | 0 | 0 | 0 | 0 | 0 | 0 | 0 | 0 | 0 | 0 | 0
F11_Industrial_Wood and Lumber Products_New_Space Heating_Natural Gas_Commissioning_A_Achievable Economic TRC Potential | F11 | Industrial | Wood and Lumber Products | New | Space Heating | Natural Gas | Commissioning | A | Cumulative Summer Peak Savings (MW) | Achievable Economic TRC Potential | 0 | 0 | 0 | 0 | 0 | 0 | 0 | 0 | 0 | 0 | 0 | 0 | 0 | 0 | 0 | 0 | 0 | 0 | 0 | 0 | 0 | 0
F12_Industrial_Wood and Lumber Products_New_Space Heating_Natural Gas_Commissioning_A_Achievable Economic TRC Potential | F12 | Industrial | Wood and Lumber Products | New | Space Heating | Natural Gas | Commissioning | A | Cumulative Winter Peak Savings (MW) | Achievable Economic TRC Potential | 0 | 0 | 0 | 0 | 0 | 0 | 0 | 0 | 0 | 0 | 0 | 0 | 0 | 0 | 0 | 0 | 0 | 0 | 0 | 0 | 0 | 0
F13_Industrial_Wood and Lumber Products_New_Space Heating_Natural Gas_Commissioning_A_Achievable Economic TRC Potential | F13 | Industrial | Wood and Lumber Products | New | Space Heating | Natural Gas | Commissioning | A | Purchases (Incremental) | Achievable Economic TRC Potential | 0 | 0 | 0 | 0 | 0 | 0 | 0 | 0 | 0 | 0 | 0 | 0 | 0 | 0 | 0 | 0 | 0 | 0 | 0 | 0 | 0 | 0
F14_Industrial_Wood and Lumber Products_New_Space Heating_Natural Gas_Commissioning_A_Achievable Economic TRC Potential | F14 | Industrial | Wood and Lumber Products | New | Space Heating | Natural Gas | Commissioning | A | Purchases (Cumulative) | Achievable Economic TRC Potential | 0 | 0 | 0 | 0 | 0 | 0 | 0 | 0 | 0 | 0 | 0 | 0 | 0 | 0 | 0 | 0 | 0 | 0 | 0 | 0 | 0 | 0
F1_Industrial_Wood and Lumber Products_New_Process_Natural Gas_Commissioning_A_Achievable Economic TRC Potential | F1 | Industrial | Wood and Lumber Products | New | Process | Natural Gas | Commissioning | A | Original Unit Energy Savings (kWh or therms) | Achievable Economic TRC Potential | 0 | 0 | 49.928 | 49.928 | 49.928 | 49.928 | 49.928 | 49.928 | 49.928 | 49.928 | 49.928 | 49.928 | 49.928 | 49.928 | 49.928 | 49.928 | 49.928 | 49.928 | 49.928 | 49.928 | 49.928 | 49.928
F2_Industrial_Wood and Lumber Products_New_Process_Natural Gas_Commissioning_A_Achievable Economic TRC Potential | F2 | Industrial | Wood and Lumber Products | New | Process | Natural Gas | Commissioning | A | Original Unit Summer Peak Savings (kW) | Achievable Economic TRC Potential | 0 | 0 | 0 | 0 | 0 | 0 | 0 | 0 | 0 | 0 | 0 | 0 | 0 | 0 | 0 | 0 | 0 | 0 | 0 | 0 | 0 | 0
F3_Industrial_Wood and Lumber Products_New_Process_Natural Gas_Commissioning_A_Achievable Economic TRC Potential | F3 | Industrial | Wood and Lumber Products | New | Process | Natural Gas | Commissioning | A | Original Unit Winter Peak Savings (kW) | Achievable Economic TRC Potential | 0 | 0 | 0 | 0 | 0 | 0 | 0 | 0 | 0 | 0 | 0 | 0 | 0 | 0 | 0 | 0 | 0 | 0 | 0 | 0 | 0 | 0
F4_Industrial_Wood and Lumber Products_New_Process_Natural Gas_Commissioning_A_Achievable Economic TRC Potential | F4 | Industrial | Wood and Lumber Products | New | Process | Natural Gas | Commissioning | A | Standalone Impact on Baseline Energy (%) | Achievable Economic TRC Potential | bar: 2019 to 2040
F5_Industrial_Wood and Lumber Products_New_Process_Natural Gas_Commissioning_A_Achievable Economic TRC Potential | F5 | Industrial | Wood and Lumber Products | New | Process | Natural Gas | Commissioning | A | Standalone Impact on Baseline Summer Peak (%) | Achievable Economic TRC Potential | bar: 2019 to 2040
F6_Industrial_Wood and Lumber Products_New_Process_Natural Gas_Commissioning_A_Achievable Economic TRC Potential | F6 | Industrial | Wood and Lumber Products | New | Process | Natural Gas | Commissioning | A | Standalone Impact on Baseline Winter Peak (%) | Achievable Economic TRC Potential | bar: 2019 to 2040
F7_Industrial_Wood and Lumber Products_New_Process_Natural Gas_Commissioning_A_Achievable Economic TRC Potential | F7 | Industrial | Wood and Lumber Products | New | Process | Natural Gas | Commissioning | A | Incremental Energy Savings (MWh or mTherms) | Achievable Economic TRC Potential | 0 | 0 | 0 | 0 | 0 | 0 | 0 | 0 | 0 | 0 | 0 | 0 | 0 | 0 | 0 | 0 | 0 | 0 | 0 | 0 | 0 | 0
F8_Industrial_Wood and Lumber Products_New_Process_Natural Gas_Commissioning_A_Achievable Economic TRC Potential | F8 | Industrial | Wood and Lumber Products | New | Process | Natural Gas | Commissioning | A | Incremental Summer Peak Savings (MW) | Achievable Economic TRC Potential | 0 | 0 | 0 | 0 | 0 | 0 | 0 | 0 | 0 | 0 | 0 | 0 | 0 | 0 | 0 | 0 | 0 | 0 | 0 | 0 | 0 | 0
F9_Industrial_Wood and Lumber Products_New_Process_Natural Gas_Commissioning_A_Achievable Economic TRC Potential | F9 | Industrial | Wood and Lumber Products | New | Process | Natural Gas | Commissioning | A | Incremental Winter Peak Savings (MW) | Achievable Economic TRC Potential | 0 | 0 | 0 | 0 | 0 | 0 | 0 | 0 | 0 | 0 | 0 | 0 | 0 | 0 | 0 | 0 | 0 | 0 | 0 | 0 | 0 | 0
F10_Industrial_Wood and Lumber Products_New_Process_Natural Gas_Commissioning_A_Achievable Economic TRC Potential | F10 | Industrial | Wood and Lumber Products | New | Process | Natural Gas | Commissioning | A | Cumulative Energy Savings (MWh or mTherms) | Achievable Economic TRC Potential | 0 | 0 | 0 | 0 | 0 | 0 | 0 | 0 | 0 | 0 | 0 | 0 | 0 | 0 | 0 | 0 | 0 | 0 | 0 | 0 | 0 | 0
F11_Industrial_Wood and Lumber Products_New_Process_Natural Gas_Commissioning_A_Achievable Economic TRC Potential | F11 | Industrial | Wood and Lumber Products | New | Process | Natural Gas | Commissioning | A | Cumulative Summer Peak Savings (MW) | Achievable Economic TRC Potential | 0 | 0 | 0 | 0 | 0 | 0 | 0 | 0 | 0 | 0 | 0 | 0 | 0 | 0 | 0 | 0 | 0 | 0 | 0 | 0 | 0 | 0
F12_Industrial_Wood and Lumber Products_New_Process_Natural Gas_Commissioning_A_Achievable Economic TRC Potential | F12 | Industrial | Wood and Lumber Products | New | Process | Natural Gas | Commissioning | A | Cumulative Winter Peak Savings (MW) | Achievable Economic TRC Potential | 0 | 0 | 0 | 0 | 0 | 0 | 0 | 0 | 0 | 0 | 0 | 0 | 0 | 0 | 0 | 0 | 0 | 0 | 0 | 0 | 0 | 0
F13_Industrial_Wood and Lumber Products_New_Process_Natural Gas_Commissioning_A_Achievable Economic TRC Potential | F13 | Industrial | Wood and Lumber Products | New | Process | Natural Gas | Commissioning | A | Purchases (Incremental) | Achievable Economic TRC Potential | 0 | 0 | 0 | 0 | 0 | 0 | 0 | 0 | 0 | 0 | 0 | 0 | 0 | 0 | 0 | 0 | 0 | 0 | 0 | 0 | 0 | 0
F14_Industrial_Wood and Lumber Products_New_Process_Natural Gas_Commissioning_A_Achievable Economic TRC Potential | F14 | Industrial | Wood and Lumber Products | New | Process | Natural Gas | Commissioning | A | Purchases (Cumulative) | Achievable Economic TRC Potential | 0 | 0 | 0 | 0 | 0 | 0 | 0 | 0 | 0 | 0 | 0 | 0 | 0 | 0 | 0 | 0 | 0 | 0 | 0 | 0 | 0 | 0
F1_Industrial_Wood and Lumber Products_New_Space Heating_Natural Gas_Retrocommissioning_A_Achievable Economic TRC Potential | F1 | Industrial | Wood and Lumber Products | New | Space Heating | Natural Gas | Retrocommissioning | A | Original Unit Energy Savings (kWh or therms) | Achievable Economic TRC Potential | 0 | 0 | 0 | 0 | 0 | 0 | 0 | 0 | 0 | 0 | 0 | 0 | 0 | 0 | 0 | 0 | 0 | 0 | 0 | 0 | 0 | 0
F2_Industrial_Wood and Lumber Products_New_Space Heating_Natural Gas_Retrocommissioning_A_Achievable Economic TRC Potential | F2 | Industrial | Wood and Lumber Products | New | Space Heating | Natural Gas | Retrocommissioning | A | Original Unit Summer Peak Savings (kW) | Achievable Economic TRC Potential | 0 | 0 | 0 | 0 | 0 | 0 | 0 | 0 | 0 | 0 | 0 | 0 | 0 | 0 | 0 | 0 | 0 | 0 | 0 | 0 | 0 | 0
F3_Industrial_Wood and Lumber Products_New_Space Heating_Natural Gas_Retrocommissioning_A_Achievable Economic TRC Potential | F3 | Industrial | Wood and Lumber Products | New | Space Heating | Natural Gas | Retrocommissioning | A | Original Unit Winter Peak Savings (kW) | Achievable Economic TRC Potential | 0 | 0 | 0 | 0 | 0 | 0 | 0 | 0 | 0 | 0 | 0 | 0 | 0 | 0 | 0 | 0 | 0 | 0 | 0 | 0 | 0 | 0
F4_Industrial_Wood and Lumber Products_New_Space Heating_Natural Gas_Retrocommissioning_A_Achievable Economic TRC Potential | F4 | Industrial | Wood and Lumber Products | New | Space Heating | Natural Gas | Retrocommissioning | A | Standalone Impact on Baseline Energy (%) | Achievable Economic TRC Potential | bar: 2019 to 2040
F5_Industrial_Wood and Lumber Products_New_Space Heating_Natural Gas_Retrocommissioning_A_Achievable Economic TRC Potential | F5 | Industrial | Wood and Lumber Products | New | Space Heating | Natural Gas | Retrocommissioning | A | Standalone Impact on Baseline Summer Peak (%) | Achievable Economic TRC Potential | bar: 2019 to 2040
F6_Industrial_Wood and Lumber Products_New_Space Heating_Natural Gas_Retrocommissioning_A_Achievable Economic TRC Potential | F6 | Industrial | Wood and Lumber Products | New | Space Heating | Natural Gas | Retrocommissioning | A | Standalone Impact on Baseline Winter Peak (%) | Achievable Economic TRC Potential | bar: 2019 to 2040
F7_Industrial_Wood and Lumber Products_New_Space Heating_Natural Gas_Retrocommissioning_A_Achievable Economic TRC Potential | F7 | Industrial | Wood and Lumber Products | New | Space Heating | Natural Gas | Retrocommissioning | A | Incremental Energy Savings (MWh or mTherms) | Achievable Economic TRC Potential | 0 | 0 | 0 | 0 | 0 | 0 | 0 | 0 | 0 | 0 | 0 | 0 | 0 | 0 | 0 | 0 | 0 | 0 | 0 | 0 | 0 | 0
F8_Industrial_Wood and Lumber Products_New_Space Heating_Natural Gas_Retrocommissioning_A_Achievable Economic TRC Potential | F8 | Industrial | Wood and Lumber Products | New | Space Heating | Natural Gas | Retrocommissioning | A | Incremental Summer Peak Savings (MW) | Achievable Economic TRC Potential | 0 | 0 | 0 | 0 | 0 | 0 | 0 | 0 | 0 | 0 | 0 | 0 | 0 | 0 | 0 | 0 | 0 | 0 | 0 | 0 | 0 | 0
F9_Industrial_Wood and Lumber Products_New_Space Heating_Natural Gas_Retrocommissioning_A_Achievable Economic TRC Potential | F9 | Industrial | Wood and Lumber Products | New | Space Heating | Natural Gas | Retrocommissioning | A | Incremental Winter Peak Savings (MW) | Achievable Economic TRC Potential | 0 | 0 | 0 | 0 | 0 | 0 | 0 | 0 | 0 | 0 | 0 | 0 | 0 | 0 | 0 | 0 | 0 | 0 | 0 | 0 | 0 | 0
F10_Industrial_Wood and Lumber Products_New_Space Heating_Natural Gas_Retrocommissioning_A_Achievable Economic TRC Potential | F10 | Industrial | Wood and Lumber Products | New | Space Heating | Natural Gas | Retrocommissioning | A | Cumulative Energy Savings (MWh or mTherms) | Achievable Economic TRC Potential | 0 | 0 | 0 | 0 | 0 | 0 | 0 | 0 | 0 | 0 | 0 | 0 | 0 | 0 | 0 | 0 | 0 | 0 | 0 | 0 | 0 | 0
F11_Industrial_Wood and Lumber Products_New_Space Heating_Natural Gas_Retrocommissioning_A_Achievable Economic TRC Potential | F11 | Industrial | Wood and Lumber Products | New | Space Heating | Natural Gas | Retrocommissioning | A | Cumulative Summer Peak Savings (MW) | Achievable Economic TRC Potential | 0 | 0 | 0 | 0 | 0 | 0 | 0 | 0 | 0 | 0 | 0 | 0 | 0 | 0 | 0 | 0 | 0 | 0 | 0 | 0 | 0 | 0
F12_Industrial_Wood and Lumber Products_New_Space Heating_Natural Gas_Retrocommissioning_A_Achievable Economic TRC Potential | F12 | Industrial | Wood and Lumber Products | New | Space Heating | Natural Gas | Retrocommissioning | A | Cumulative Winter Peak Savings (MW) | Achievable Economic TRC Potential | 0 | 0 | 0 | 0 | 0 | 0 | 0 | 0 | 0 | 0 | 0 | 0 | 0 | 0 | 0 | 0 | 0 | 0 | 0 | 0 | 0 | 0
F13_Industrial_Wood and Lumber Products_New_Space Heating_Natural Gas_Retrocommissioning_A_Achievable Economic TRC Potential | F13 | Industrial | Wood and Lumber Products | New | Space Heating | Natural Gas | Retrocommissioning | A | Purchases (Incremental) | Achievable Economic TRC Potential | 0 | 0 | 0 | 0 | 0 | 0 | 0 | 0 | 0 | 0 | 0 | 0 | 0 | 0 | 0 | 0 | 0 | 0 | 0 | 0 | 0 | 0
F14_Industrial_Wood and Lumber Products_New_Space Heating_Natural Gas_Retrocommissioning_A_Achievable Economic TRC Potential | F14 | Industrial | Wood and Lumber Products | New | Space Heating | Natural Gas | Retrocommissioning | A | Purchases (Cumulative) | Achievable Economic TRC Potential | 0 | 0 | 0 | 0 | 0 | 0 | 0 | 0 | 0 | 0 | 0 | 0 | 0 | 0 | 0 | 0 | 0 | 0 | 0 | 0 | 0 | 0
F1_Industrial_Wood and Lumber Products_New_Process_Natural Gas_Retrocommissioning_A_Achievable Economic TRC Potential | F1 | Industrial | Wood and Lumber Products | New | Process | Natural Gas | Retrocommissioning | A | Original Unit Energy Savings (kWh or therms) | Achievable Economic TRC Potential | 0 | 0 | 0 | 0 | 0 | 0 | 0 | 0 | 0 | 0 | 0 | 0 | 0 | 0 | 0 | 0 | 0 | 0 | 0 | 0 | 0 | 0
F2_Industrial_Wood and Lumber Products_New_Process_Natural Gas_Retrocommissioning_A_Achievable Economic TRC Potential | F2 | Industrial | Wood and Lumber Products | New | Process | Natural Gas | Retrocommissioning | A | Original Unit Summer Peak Savings (kW) | Achievable Economic TRC Potential | 0 | 0 | 0 | 0 | 0 | 0 | 0 | 0 | 0 | 0 | 0 | 0 | 0 | 0 | 0 | 0 | 0 | 0 | 0 | 0 | 0 | 0
F3_Industrial_Wood and Lumber Products_New_Process_Natural Gas_Retrocommissioning_A_Achievable Economic TRC Potential | F3 | Industrial | Wood and Lumber Products | New | Process | Natural Gas | Retrocommissioning | A | Original Unit Winter Peak Savings (kW) | Achievable Economic TRC Potential | 0 | 0 | 0 | 0 | 0 | 0 | 0 | 0 | 0 | 0 | 0 | 0 | 0 | 0 | 0 | 0 | 0 | 0 | 0 | 0 | 0 | 0
F4_Industrial_Wood and Lumber Products_New_Process_Natural Gas_Retrocommissioning_A_Achievable Economic TRC Potential | F4 | Industrial | Wood and Lumber Products | New | Process | Natural Gas | Retrocommissioning | A | Standalone Impact on Baseline Energy (%) | Achievable Economic TRC Potential | bar: 2019 to 2040
F5_Industrial_Wood and Lumber Products_New_Process_Natural Gas_Retrocommissioning_A_Achievable Economic TRC Potential | F5 | Industrial | Wood and Lumber Products | New | Process | Natural Gas | Retrocommissioning | A | Standalone Impact on Baseline Summer Peak (%) | Achievable Economic TRC Potential | bar: 2019 to 2040
F6_Industrial_Wood and Lumber Products_New_Process_Natural Gas_Retrocommissioning_A_Achievable Economic TRC Potential | F6 | Industrial | Wood and Lumber Products | New | Process | Natural Gas | Retrocommissioning | A | Standalone Impact on Baseline Winter Peak (%) | Achievable Economic TRC Potential | bar: 2019 to 2040
F7_Industrial_Wood and Lumber Products_New_Process_Natural Gas_Retrocommissioning_A_Achievable Economic TRC Potential | F7 | Industrial | Wood and Lumber Products | New | Process | Natural Gas | Retrocommissioning | A | Incremental Energy Savings (MWh or mTherms) | Achievable Economic TRC Potential | 0 | 0 | 0 | 0 | 0 | 0 | 0 | 0 | 0 | 0 | 0 | 0 | 0 | 0 | 0 | 0 | 0 | 0 | 0 | 0 | 0 | 0
F8_Industrial_Wood and Lumber Products_New_Process_Natural Gas_Retrocommissioning_A_Achievable Economic TRC Potential | F8 | Industrial | Wood and Lumber Products | New | Process | Natural Gas | Retrocommissioning | A | Incremental Summer Peak Savings (MW) | Achievable Economic TRC Potential | 0 | 0 | 0 | 0 | 0 | 0 | 0 | 0 | 0 | 0 | 0 | 0 | 0 | 0 | 0 | 0 | 0 | 0 | 0 | 0 | 0 | 0
F9_Industrial_Wood and Lumber Products_New_Process_Natural Gas_Retrocommissioning_A_Achievable Economic TRC Potential | F9 | Industrial | Wood and Lumber Products | New | Process | Natural Gas | Retrocommissioning | A | Incremental Winter Peak Savings (MW) | Achievable Economic TRC Potential | 0 | 0 | 0 | 0 | 0 | 0 | 0 | 0 | 0 | 0 | 0 | 0 | 0 | 0 | 0 | 0 | 0 | 0 | 0 | 0 | 0 | 0
F10_Industrial_Wood and Lumber Products_New_Process_Natural Gas_Retrocommissioning_A_Achievable Economic TRC Potential | F10 | Industrial | Wood and Lumber Products | New | Process | Natural Gas | Retrocommissioning | A | Cumulative Energy Savings (MWh or mTherms) | Achievable Economic TRC Potential | 0 | 0 | 0 | 0 | 0 | 0 | 0 | 0 | 0 | 0 | 0 | 0 | 0 | 0 | 0 | 0 | 0 | 0 | 0 | 0 | 0 | 0
F11_Industrial_Wood and Lumber Products_New_Process_Natural Gas_Retrocommissioning_A_Achievable Economic TRC Potential | F11 | Industrial | Wood and Lumber Products | New | Process | Natural Gas | Retrocommissioning | A | Cumulative Summer Peak Savings (MW) | Achievable Economic TRC Potential | 0 | 0 | 0 | 0 | 0 | 0 | 0 | 0 | 0 | 0 | 0 | 0 | 0 | 0 | 0 | 0 | 0 | 0 | 0 | 0 | 0 | 0
F12_Industrial_Wood and Lumber Products_New_Process_Natural Gas_Retrocommissioning_A_Achievable Economic TRC Potential | F12 | Industrial | Wood and Lumber Products | New | Process | Natural Gas | Retrocommissioning | A | Cumulative Winter Peak Savings (MW) | Achievable Economic TRC Potential | 0 | 0 | 0 | 0 | 0 | 0 | 0 | 0 | 0 | 0 | 0 | 0 | 0 | 0 | 0 | 0 | 0 | 0 | 0 | 0 | 0 | 0
F13_Industrial_Wood and Lumber Products_New_Process_Natural Gas_Retrocommissioning_A_Achievable Economic TRC Potential | F13 | Industrial | Wood and Lumber Products | New | Process | Natural Gas | Retrocommissioning | A | Purchases (Incremental) | Achievable Economic TRC Potential | 0 | 0 | 0 | 0 | 0 | 0 | 0 | 0 | 0 | 0 | 0 | 0 | 0 | 0 | 0 | 0 | 0 | 0 | 0 | 0 | 0 | 0
F14_Industrial_Wood and Lumber Products_New_Process_Natural Gas_Retrocommissioning_A_Achievable Economic TRC Potential | F14 | Industrial | Wood and Lumber Products | New | Process | Natural Gas | Retrocommissioning | A | Purchases (Cumulative) | Achievable Economic TRC Potential | 0 | 0 | 0 | 0 | 0 | 0 | 0 | 0 | 0 | 0 | 0 | 0 | 0 | 0 | 0 | 0 | 0 | 0 | 0 | 0 | 0 | 0
F1_Industrial_Other Industrial_Existing_Space Heating_Natural Gas_Insulation - Roof/Ceiling_A_Achievable Economic TRC Potential | F1 | Industrial | Other Industrial | Existing | Space Heating | Natural Gas | Insulation - Roof/Ceiling | A | Original Unit Energy Savings (kWh or therms) | Achievable Economic TRC Potential | 0 | 0 | 0.083035 | 0.082838 | 0.082641 | 0.082447 | 0.082256 | 0.08207 | 0.08189 | 0.081718 | 0.081553 | 0.081398 | 0.081252 | 0.081115 | 0.080985 | 0.080863 | 0.080748 | 0.08064 | 0.080538 | 0.080442 | 0.080353 | 0.080269
F2_Industrial_Other Industrial_Existing_Space Heating_Natural Gas_Insulation - Roof/Ceiling_A_Achievable Economic TRC Potential | F2 | Industrial | Other Industrial | Existing | Space Heating | Natural Gas | Insulation - Roof/Ceiling | A | Original Unit Summer Peak Savings (kW) | Achievable Economic TRC Potential | 0 | 0 | 0 | 0 | 0 | 0 | 0 | 0 | 0 | 0 | 0 | 0 | 0 | 0 | 0 | 0 | 0 | 0 | 0 | 0 | 0 | 0
F3_Industrial_Other Industrial_Existing_Space Heating_Natural Gas_Insulation - Roof/Ceiling_A_Achievable Economic TRC Potential | F3 | Industrial | Other Industrial | Existing | Space Heating | Natural Gas | Insulation - Roof/Ceiling | A | Original Unit Winter Peak Savings (kW) | Achievable Economic TRC Potential | 0 | 0 | 0 | 0 | 0 | 0 | 0 | 0 | 0 | 0 | 0 | 0 | 0 | 0 | 0 | 0 | 0 | 0 | 0 | 0 | 0 | 0
F4_Industrial_Other Industrial_Existing_Space Heating_Natural Gas_Insulation - Roof/Ceiling_A_Achievable Economic TRC Potential | F4 | Industrial | Other Industrial | Existing | Space Heating | Natural Gas | Insulation - Roof/Ceiling | A | Standalone Impact on Baseline Energy (%) | Achievable Economic TRC Potential | 0% | 0% | 0.3143% | 0.8697% | 1.74% | 2.969% | 4.545% | 6.403% | 8.431% | 10.49% | 12.47% | 14.25% | 15.79% | 17.06% | 18.1% | 18.94% | 19.61% | 20.18% | 20.66% | 21.12% | 21.49% | 21.86%
F5_Industrial_Other Industrial_Existing_Space Heating_Natural Gas_Insulation - Roof/Ceiling_A_Achievable Economic TRC Potential | F5 | Industrial | Other Industrial | Existing | Space Heating | Natural Gas | Insulation - Roof/Ceiling | A | Standalone Impact on Baseline Summer Peak (%) | Achievable Economic TRC Potential | bar: 2019 to 2040
F6_Industrial_Other Industrial_Existing_Space Heating_Natural Gas_Insulation - Roof/Ceiling_A_Achievable Economic TRC Potential | F6 | Industrial | Other Industrial | Existing | Space Heating | Natural Gas | Insulation - Roof/Ceiling | A | Standalone Impact on Baseline Winter Peak (%) | Achievable Economic TRC Potential | bar: 2019 to 2040
F7_Industrial_Other Industrial_Existing_Space Heating_Natural Gas_Insulation - Roof/Ceiling_A_Achievable Economic TRC Potential | F7 | Industrial | Other Industrial | Existing | Space Heating | Natural Gas | Insulation - Roof/Ceiling | A | Incremental Energy Savings (MWh or mTherms) | Achievable Economic TRC Potential | 0 | 0 | 2.927 | 5.022 | 7.659 | 10.513 | 13.119 | 15.0076 | 15.8486 | 15.5425 | 14.2275 | 12.2112 | 9.8652 | 7.5278 | 5.4425 | 3.7384 | 2.4458 | 1.5275 | 0.91263 | 0.60655 | 0 | 0
F8_Industrial_Other Industrial_Existing_Space Heating_Natural Gas_Insulation - Roof/Ceiling_A_Achievable Economic TRC Potential | F8 | Industrial | Other Industrial | Existing | Space Heating | Natural Gas | Insulation - Roof/Ceiling | A | Incremental Summer Peak Savings (MW) | Achievable Economic TRC Potential | 0 | 0 | 0 | 0 | 0 | 0 | 0 | 0 | 0 | 0 | 0 | 0 | 0 | 0 | 0 | 0 | 0 | 0 | 0 | 0 | 0 | 0
F9_Industrial_Other Industrial_Existing_Space Heating_Natural Gas_Insulation - Roof/Ceiling_A_Achievable Economic TRC Potential | F9 | Industrial | Other Industrial | Existing | Space Heating | Natural Gas | Insulation - Roof/Ceiling | A | Incremental Winter Peak Savings (MW) | Achievable Economic TRC Potential | 0 | 0 | 0 | 0 | 0 | 0 | 0 | 0 | 0 | 0 | 0 | 0 | 0 | 0 | 0 | 0 | 0 | 0 | 0 | 0 | 0 | 0
F10_Industrial_Other Industrial_Existing_Space Heating_Natural Gas_Insulation - Roof/Ceiling_A_Achievable Economic TRC Potential | F10 | Industrial | Other Industrial | Existing | Space Heating | Natural Gas | Insulation - Roof/Ceiling | A | Cumulative Energy Savings (MWh or mTherms) | Achievable Economic TRC Potential | 0 | 0 | 2.927 | 7.942 | 15.5822 | 26.0584 | 39.1171 | 54.0362 | 69.7664 | 85.1618 | 99.2181 | 111.2408 | 120.9063 | 128.2293 | 133.4667 | 137.0038 | 139.2548 | 140.5959 | 141.3313 | 141.7702 | 141.6122 | 141.4641
F11_Industrial_Other Industrial_Existing_Space Heating_Natural Gas_Insulation - Roof/Ceiling_A_Achievable Economic TRC Potential | F11 | Industrial | Other Industrial | Existing | Space Heating | Natural Gas | Insulation - Roof/Ceiling | A | Cumulative Summer Peak Savings (MW) | Achievable Economic TRC Potential | 0 | 0 | 0 | 0 | 0 | 0 | 0 | 0 | 0 | 0 | 0 | 0 | 0 | 0 | 0 | 0 | 0 | 0 | 0 | 0 | 0 | 0
F12_Industrial_Other Industrial_Existing_Space Heating_Natural Gas_Insulation - Roof/Ceiling_A_Achievable Economic TRC Potential | F12 | Industrial | Other Industrial | Existing | Space Heating | Natural Gas | Insulation - Roof/Ceiling | A | Cumulative Winter Peak Savings (MW) | Achievable Economic TRC Potential | 0 | 0 | 0 | 0 | 0 | 0 | 0 | 0 | 0 | 0 | 0 | 0 | 0 | 0 | 0 | 0 | 0 | 0 | 0 | 0 | 0 | 0
F13_Industrial_Other Industrial_Existing_Space Heating_Natural Gas_Insulation - Roof/Ceiling_A_Achievable Economic TRC Potential | F13 | Industrial | Other Industrial | Existing | Space Heating | Natural Gas | Insulation - Roof/Ceiling | A | Purchases (Incremental) | Achievable Economic TRC Potential | 0 | 0 | 35249.9354 | 60623.8114 | 92677.7806 | 127511.843 | 159489.7347 | 182863.2303 | 193534.2941 | 190197.4959 | 174457.0135 | 150017.9922 | 121414.156 | 92805.0732 | 67203.6737 | 46231.4928 | 30289.5987 | 18942.8682 | 11331.6408 | 7540.1853 | 0 | 0
F14_Industrial_Other Industrial_Existing_Space Heating_Natural Gas_Insulation - Roof/Ceiling_A_Achievable Economic TRC Potential | F14 | Industrial | Other Industrial | Existing | Space Heating | Natural Gas | Insulation - Roof/Ceiling | A | Purchases (Cumulative) | Achievable Economic TRC Potential | 0 | 0 | 35249.9354 | 95873.7468 | 188551.5275 | 316063.3705 | 475553.1052 | 658416.3354 | 851950.6295 | 1042148.1255 | 1216605.139 | 1366623.1312 | 1488037.2872 | 1580842.3604 | 1648046.0342 | 1694277.527 | 1724567.1257 | 1743509.9939 | 1754841.6346 | 1762381.82 | 1762381.82 | 1762381.82
F1_Industrial_Other Industrial_Existing_Space Heating_Natural Gas_Insulation - Wall Cavity_A_Achievable Economic TRC Potential | F1 | Industrial | Other Industrial | Existing | Space Heating | Natural Gas | Insulation - Wall Cavity | A | Original Unit Energy Savings (kWh or therms) | Achievable Economic TRC Potential | 0 | 0 | 0.018165 | 0.018122 | 0.018079 | 0.018037 | 0.017995 | 0.017954 | 0.017915 | 0.017877 | 0.017841 | 0.017807 | 0.017775 | 0.017745 | 0.017717 | 0.01769 | 0.017665 | 0.017641 | 0.017619 | 0.017598 | 0.017579 | 0.01756
F2_Industrial_Other Industrial_Existing_Space Heating_Natural Gas_Insulation - Wall Cavity_A_Achievable Economic TRC Potential | F2 | Industrial | Other Industrial | Existing | Space Heating | Natural Gas | Insulation - Wall Cavity | A | Original Unit Summer Peak Savings (kW) | Achievable Economic TRC Potential | 0 | 0 | 0 | 0 | 0 | 0 | 0 | 0 | 0 | 0 | 0 | 0 | 0 | 0 | 0 | 0 | 0 | 0 | 0 | 0 | 0 | 0
F3_Industrial_Other Industrial_Existing_Space Heating_Natural Gas_Insulation - Wall Cavity_A_Achievable Economic TRC Potential | F3 | Industrial | Other Industrial | Existing | Space Heating | Natural Gas | Insulation - Wall Cavity | A | Original Unit Winter Peak Savings (kW) | Achievable Economic TRC Potential | 0 | 0 | 0 | 0 | 0 | 0 | 0 | 0 | 0 | 0 | 0 | 0 | 0 | 0 | 0 | 0 | 0 | 0 | 0 | 0 | 0 | 0
F4_Industrial_Other Industrial_Existing_Space Heating_Natural Gas_Insulation - Wall Cavity_A_Achievable Economic TRC Potential | F4 | Industrial | Other Industrial | Existing | Space Heating | Natural Gas | Insulation - Wall Cavity | A | Standalone Impact on Baseline Energy (%) | Achievable Economic TRC Potential | 0% | 0% | 0.06875% | 0.1903% | 0.3808% | 0.6494% | 0.9943% | 1.401% | 1.844% | 2.296% | 2.727% | 3.117% | 3.453% | 3.733% | 3.96% | 4.143% | 4.291% | 4.414% | 4.521% | 4.62% | 4.701% | 4.783%
F5_Industrial_Other Industrial_Existing_Space Heating_Natural Gas_Insulation - Wall Cavity_A_Achievable Economic TRC Potential | F5 | Industrial | Other Industrial | Existing | Space Heating | Natural Gas | Insulation - Wall Cavity | A | Standalone Impact on Baseline Summer Peak (%) | Achievable Economic TRC Potential | bar: 2019 to 2040
F6_Industrial_Other Industrial_Existing_Space Heating_Natural Gas_Insulation - Wall Cavity_A_Achievable Economic TRC Potential | F6 | Industrial | Other Industrial | Existing | Space Heating | Natural Gas | Insulation - Wall Cavity | A | Standalone Impact on Baseline Winter Peak (%) | Achievable Economic TRC Potential | bar: 2019 to 2040
F7_Industrial_Other Industrial_Existing_Space Heating_Natural Gas_Insulation - Wall Cavity_A_Achievable Economic TRC Potential | F7 | Industrial | Other Industrial | Existing | Space Heating | Natural Gas | Insulation - Wall Cavity | A | Incremental Energy Savings (MWh or mTherms) | Achievable Economic TRC Potential | 0 | 0 | 0.64033 | 1.0986 | 1.6755 | 2.2999 | 2.87 | 3.2832 | 3.4671 | 3.4002 | 3.1125 | 2.6714 | 2.1582 | 1.6468 | 1.1906 | 0.81784 | 0.53506 | 0.33418 | 0.19965 | 0.13269 | 0 | 0
F8_Industrial_Other Industrial_Existing_Space Heating_Natural Gas_Insulation - Wall Cavity_A_Achievable Economic TRC Potential | F8 | Industrial | Other Industrial | Existing | Space Heating | Natural Gas | Insulation - Wall Cavity | A | Incremental Summer Peak Savings (MW) | Achievable Economic TRC Potential | 0 | 0 | 0 | 0 | 0 | 0 | 0 | 0 | 0 | 0 | 0 | 0 | 0 | 0 | 0 | 0 | 0 | 0 | 0 | 0 | 0 | 0
F9_Industrial_Other Industrial_Existing_Space Heating_Natural Gas_Insulation - Wall Cavity_A_Achievable Economic TRC Potential | F9 | Industrial | Other Industrial | Existing | Space Heating | Natural Gas | Insulation - Wall Cavity | A | Incremental Winter Peak Savings (MW) | Achievable Economic TRC Potential | 0 | 0 | 0 | 0 | 0 | 0 | 0 | 0 | 0 | 0 | 0 | 0 | 0 | 0 | 0 | 0 | 0 | 0 | 0 | 0 | 0 | 0
F10_Industrial_Other Industrial_Existing_Space Heating_Natural Gas_Insulation - Wall Cavity_A_Achievable Economic TRC Potential | F10 | Industrial | Other Industrial | Existing | Space Heating | Natural Gas | Insulation - Wall Cavity | A | Cumulative Energy Savings (MWh or mTherms) | Achievable Economic TRC Potential | 0 | 0 | 0.64033 | 1.7374 | 3.4089 | 5.7007 | 8.5575 | 11.8213 | 15.2626 | 18.6306 | 21.7056 | 24.3358 | 26.4503 | 28.0523 | 29.1981 | 29.9719 | 30.4643 | 30.7577 | 30.9186 | 31.0146 | 30.98 | 30.9476
F11_Industrial_Other Industrial_Existing_Space Heating_Natural Gas_Insulation - Wall Cavity_A_Achievable Economic TRC Potential | F11 | Industrial | Other Industrial | Existing | Space Heating | Natural Gas | Insulation - Wall Cavity | A | Cumulative Summer Peak Savings (MW) | Achievable Economic TRC Potential | 0 | 0 | 0 | 0 | 0 | 0 | 0 | 0 | 0 | 0 | 0 | 0 | 0 | 0 | 0 | 0 | 0 | 0 | 0 | 0 | 0 | 0
F12_Industrial_Other Industrial_Existing_Space Heating_Natural Gas_Insulation - Wall Cavity_A_Achievable Economic TRC Potential | F12 | Industrial | Other Industrial | Existing | Space Heating | Natural Gas | Insulation - Wall Cavity | A | Cumulative Winter Peak Savings (MW) | Achievable Economic TRC Potential | 0 | 0 | 0 | 0 | 0 | 0 | 0 | 0 | 0 | 0 | 0 | 0 | 0 | 0 | 0 | 0 | 0 | 0 | 0 | 0 | 0 | 0
F13_Industrial_Other Industrial_Existing_Space Heating_Natural Gas_Insulation - Wall Cavity_A_Achievable Economic TRC Potential | F13 | Industrial | Other Industrial | Existing | Space Heating | Natural Gas | Insulation - Wall Cavity | A | Purchases (Incremental) | Achievable Economic TRC Potential | 0 | 0 | 35249.9354 | 60623.8114 | 92677.7806 | 127511.843 | 159489.7347 | 182863.2303 | 193534.2941 | 190197.4959 | 174457.0135 | 150017.9922 | 121414.156 | 92805.0732 | 67203.6737 | 46231.4928 | 30289.5987 | 18942.8682 | 11331.6408 | 7540.1853 | 0 | 0
F14_Industrial_Other Industrial_Existing_Space Heating_Natural Gas_Insulation - Wall Cavity_A_Achievable Economic TRC Potential | F14 | Industrial | Other Industrial | Existing | Space Heating | Natural Gas | Insulation - Wall Cavity | A | Purchases (Cumulative) | Achievable Economic TRC Potential | 0 | 0 | 35249.9354 | 95873.7468 | 188551.5275 | 316063.3705 | 475553.1052 | 658416.3354 | 851950.6295 | 1042148.1255 | 1216605.139 | 1366623.1312 | 1488037.2872 | 1580842.3604 | 1648046.0342 | 1694277.527 | 1724567.1257 | 1743509.9939 | 1754841.6346 | 1762381.82 | 1762381.82 | 1762381.82
F1_Industrial_Other Industrial_Existing_Space Heating_Natural Gas_Insulation - Ducting_A_Achievable Economic TRC Potential | F1 | Industrial | Other Industrial | Existing | Space Heating | Natural Gas | Insulation - Ducting | A | Original Unit Energy Savings (kWh or therms) | Achievable Economic TRC Potential | 0 | 0 | 0.0014398 | 0.0014319 | 0.0014239 | 0.0014161 | 0.0014083 | 0.0014008 | 0.0013935 | 0.0013865 | 0.0013799 | 0.0013736 | 0.0013677 | 0.0013622 | 0.001357 | 0.0013521 | 0.0013475 | 0.0013431 | 0.001339 | 0.0013352 | 0.0013316 | 0.0013281
F2_Industrial_Other Industrial_Existing_Space Heating_Natural Gas_Insulation - Ducting_A_Achievable Economic TRC Potential | F2 | Industrial | Other Industrial | Existing | Space Heating | Natural Gas | Insulation - Ducting | A | Original Unit Summer Peak Savings (kW) | Achievable Economic TRC Potential | 0 | 0 | 0 | 0 | 0 | 0 | 0 | 0 | 0 | 0 | 0 | 0 | 0 | 0 | 0 | 0 | 0 | 0 | 0 | 0 | 0 | 0
F3_Industrial_Other Industrial_Existing_Space Heating_Natural Gas_Insulation - Ducting_A_Achievable Economic TRC Potential | F3 | Industrial | Other Industrial | Existing | Space Heating | Natural Gas | Insulation - Ducting | A | Original Unit Winter Peak Savings (kW) | Achievable Economic TRC Potential | 0 | 0 | 0 | 0 | 0 | 0 | 0 | 0 | 0 | 0 | 0 | 0 | 0 | 0 | 0 | 0 | 0 | 0 | 0 | 0 | 0 | 0
F4_Industrial_Other Industrial_Existing_Space Heating_Natural Gas_Insulation - Ducting_A_Achievable Economic TRC Potential | F4 | Industrial | Other Industrial | Existing | Space Heating | Natural Gas | Insulation - Ducting | A | Standalone Impact on Baseline Energy (%) | Achievable Economic TRC Potential | bar: 2019 to 2040
F5_Industrial_Other Industrial_Existing_Space Heating_Natural Gas_Insulation - Ducting_A_Achievable Economic TRC Potential | F5 | Industrial | Other Industrial | Existing | Space Heating | Natural Gas | Insulation - Ducting | A | Standalone Impact on Baseline Summer Peak (%) | Achievable Economic TRC Potential | bar: 2019 to 2040
F6_Industrial_Other Industrial_Existing_Space Heating_Natural Gas_Insulation - Ducting_A_Achievable Economic TRC Potential | F6 | Industrial | Other Industrial | Existing | Space Heating | Natural Gas | Insulation - Ducting | A | Standalone Impact on Baseline Winter Peak (%) | Achievable Economic TRC Potential | bar: 2019 to 2040
F7_Industrial_Other Industrial_Existing_Space Heating_Natural Gas_Insulation - Ducting_A_Achievable Economic TRC Potential | F7 | Industrial | Other Industrial | Existing | Space Heating | Natural Gas | Insulation - Ducting | A | Incremental Energy Savings (MWh or mTherms) | Achievable Economic TRC Potential | 0 | 0 | 0 | 0 | 0 | 0 | 0 | 0 | 0 | 0 | 0 | 0 | 0 | 0 | 0 | 0 | 0 | 0 | 0 | 0 | 0 | 0
F8_Industrial_Other Industrial_Existing_Space Heating_Natural Gas_Insulation - Ducting_A_Achievable Economic TRC Potential | F8 | Industrial | Other Industrial | Existing | Space Heating | Natural Gas | Insulation - Ducting | A | Incremental Summer Peak Savings (MW) | Achievable Economic TRC Potential | 0 | 0 | 0 | 0 | 0 | 0 | 0 | 0 | 0 | 0 | 0 | 0 | 0 | 0 | 0 | 0 | 0 | 0 | 0 | 0 | 0 | 0
F9_Industrial_Other Industrial_Existing_Space Heating_Natural Gas_Insulation - Ducting_A_Achievable Economic TRC Potential | F9 | Industrial | Other Industrial | Existing | Space Heating | Natural Gas | Insulation - Ducting | A | Incremental Winter Peak Savings (MW) | Achievable Economic TRC Potential | 0 | 0 | 0 | 0 | 0 | 0 | 0 | 0 | 0 | 0 | 0 | 0 | 0 | 0 | 0 | 0 | 0 | 0 | 0 | 0 | 0 | 0
F10_Industrial_Other Industrial_Existing_Space Heating_Natural Gas_Insulation - Ducting_A_Achievable Economic TRC Potential | F10 | Industrial | Other Industrial | Existing | Space Heating | Natural Gas | Insulation - Ducting | A | Cumulative Energy Savings (MWh or mTherms) | Achievable Economic TRC Potential | 0 | 0 | 0 | 0 | 0 | 0 | 0 | 0 | 0 | 0 | 0 | 0 | 0 | 0 | 0 | 0 | 0 | 0 | 0 | 0 | 0 | 0
F11_Industrial_Other Industrial_Existing_Space Heating_Natural Gas_Insulation - Ducting_A_Achievable Economic TRC Potential | F11 | Industrial | Other Industrial | Existing | Space Heating | Natural Gas | Insulation - Ducting | A | Cumulative Summer Peak Savings (MW) | Achievable Economic TRC Potential | 0 | 0 | 0 | 0 | 0 | 0 | 0 | 0 | 0 | 0 | 0 | 0 | 0 | 0 | 0 | 0 | 0 | 0 | 0 | 0 | 0 | 0
F12_Industrial_Other Industrial_Existing_Space Heating_Natural Gas_Insulation - Ducting_A_Achievable Economic TRC Potential | F12 | Industrial | Other Industrial | Existing | Space Heating | Natural Gas | Insulation - Ducting | A | Cumulative Winter Peak Savings (MW) | Achievable Economic TRC Potential | 0 | 0 | 0 | 0 | 0 | 0 | 0 | 0 | 0 | 0 | 0 | 0 | 0 | 0 | 0 | 0 | 0 | 0 | 0 | 0 | 0 | 0
F13_Industrial_Other Industrial_Existing_Space Heating_Natural Gas_Insulation - Ducting_A_Achievable Economic TRC Potential | F13 | Industrial | Other Industrial | Existing | Space Heating | Natural Gas | Insulation - Ducting | A | Purchases (Incremental) | Achievable Economic TRC Potential | 0 | 0 | 0 | 0 | 0 | 0 | 0 | 0 | 0 | 0 | 0 | 0 | 0 | 0 | 0 | 0 | 0 | 0 | 0 | 0 | 0 | 0
F14_Industrial_Other Industrial_Existing_Space Heating_Natural Gas_Insulation - Ducting_A_Achievable Economic TRC Potential | F14 | Industrial | Other Industrial | Existing | Space Heating | Natural Gas | Insulation - Ducting | A | Purchases (Cumulative) | Achievable Economic TRC Potential | 0 | 0 | 0 | 0 | 0 | 0 | 0 | 0 | 0 | 0 | 0 | 0 | 0 | 0 | 0 | 0 | 0 | 0 | 0 | 0 | 0 | 0
F1_Industrial_Other Industrial_Existing_Space Heating_Natural Gas_HVAC - Duct Repair and Sealing_A_Achievable Economic TRC Potential | F1 | Industrial | Other Industrial | Existing | Space Heating | Natural Gas | HVAC - Duct Repair and Sealing | A | Original Unit Energy Savings (kWh or therms) | Achievable Economic TRC Potential | 0 | 0 | 0.0040723 | 0.0040498 | 0.0040273 | 0.004005 | 0.0039832 | 0.0039618 | 0.0039412 | 0.0039215 | 0.0039027 | 0.003885 | 0.0038683 | 0.0038527 | 0.0038379 | 0.0038241 | 0.003811 | 0.0037987 | 0.0037871 | 0.0037763 | 0.003766 | 0.0037564
F2_Industrial_Other Industrial_Existing_Space Heating_Natural Gas_HVAC - Duct Repair and Sealing_A_Achievable Economic TRC Potential | F2 | Industrial | Other Industrial | Existing | Space Heating | Natural Gas | HVAC - Duct Repair and Sealing | A | Original Unit Summer Peak Savings (kW) | Achievable Economic TRC Potential | 0 | 0 | 0 | 0 | 0 | 0 | 0 | 0 | 0 | 0 | 0 | 0 | 0 | 0 | 0 | 0 | 0 | 0 | 0 | 0 | 0 | 0
F3_Industrial_Other Industrial_Existing_Space Heating_Natural Gas_HVAC - Duct Repair and Sealing_A_Achievable Economic TRC Potential | F3 | Industrial | Other Industrial | Existing | Space Heating | Natural Gas | HVAC - Duct Repair and Sealing | A | Original Unit Winter Peak Savings (kW) | Achievable Economic TRC Potential | 0 | 0 | 0 | 0 | 0 | 0 | 0 | 0 | 0 | 0 | 0 | 0 | 0 | 0 | 0 | 0 | 0 | 0 | 0 | 0 | 0 | 0
F4_Industrial_Other Industrial_Existing_Space Heating_Natural Gas_HVAC - Duct Repair and Sealing_A_Achievable Economic TRC Potential | F4 | Industrial | Other Industrial | Existing | Space Heating | Natural Gas | HVAC - Duct Repair and Sealing | A | Standalone Impact on Baseline Energy (%) | Achievable Economic TRC Potential | bar: 2019 to 2040
F5_Industrial_Other Industrial_Existing_Space Heating_Natural Gas_HVAC - Duct Repair and Sealing_A_Achievable Economic TRC Potential | F5 | Industrial | Other Industrial | Existing | Space Heating | Natural Gas | HVAC - Duct Repair and Sealing | A | Standalone Impact on Baseline Summer Peak (%) | Achievable Economic TRC Potential | bar: 2019 to 2040
F6_Industrial_Other Industrial_Existing_Space Heating_Natural Gas_HVAC - Duct Repair and Sealing_A_Achievable Economic TRC Potential | F6 | Industrial | Other Industrial | Existing | Space Heating | Natural Gas | HVAC - Duct Repair and Sealing | A | Standalone Impact on Baseline Winter Peak (%) | Achievable Economic TRC Potential | bar: 2019 to 2040
F7_Industrial_Other Industrial_Existing_Space Heating_Natural Gas_HVAC - Duct Repair and Sealing_A_Achievable Economic TRC Potential | F7 | Industrial | Other Industrial | Existing | Space Heating | Natural Gas | HVAC - Duct Repair and Sealing | A | Incremental Energy Savings (MWh or mTherms) | Achievable Economic TRC Potential | 0 | 0 | 0 | 0 | 0 | 0 | 0 | 0 | 0 | 0 | 0 | 0 | 0 | 0 | 0 | 0 | 0 | 0 | 0 | 0 | 0 | 0
F8_Industrial_Other Industrial_Existing_Space Heating_Natural Gas_HVAC - Duct Repair and Sealing_A_Achievable Economic TRC Potential | F8 | Industrial | Other Industrial | Existing | Space Heating | Natural Gas | HVAC - Duct Repair and Sealing | A | Incremental Summer Peak Savings (MW) | Achievable Economic TRC Potential | 0 | 0 | 0 | 0 | 0 | 0 | 0 | 0 | 0 | 0 | 0 | 0 | 0 | 0 | 0 | 0 | 0 | 0 | 0 | 0 | 0 | 0
F9_Industrial_Other Industrial_Existing_Space Heating_Natural Gas_HVAC - Duct Repair and Sealing_A_Achievable Economic TRC Potential | F9 | Industrial | Other Industrial | Existing | Space Heating | Natural Gas | HVAC - Duct Repair and Sealing | A | Incremental Winter Peak Savings (MW) | Achievable Economic TRC Potential | 0 | 0 | 0 | 0 | 0 | 0 | 0 | 0 | 0 | 0 | 0 | 0 | 0 | 0 | 0 | 0 | 0 | 0 | 0 | 0 | 0 | 0
F10_Industrial_Other Industrial_Existing_Space Heating_Natural Gas_HVAC - Duct Repair and Sealing_A_Achievable Economic TRC Potential | F10 | Industrial | Other Industrial | Existing | Space Heating | Natural Gas | HVAC - Duct Repair and Sealing | A | Cumulative Energy Savings (MWh or mTherms) | Achievable Economic TRC Potential | 0 | 0 | 0 | 0 | 0 | 0 | 0 | 0 | 0 | 0 | 0 | 0 | 0 | 0 | 0 | 0 | 0 | 0 | 0 | 0 | 0 | 0
F11_Industrial_Other Industrial_Existing_Space Heating_Natural Gas_HVAC - Duct Repair and Sealing_A_Achievable Economic TRC Potential | F11 | Industrial | Other Industrial | Existing | Space Heating | Natural Gas | HVAC - Duct Repair and Sealing | A | Cumulative Summer Peak Savings (MW) | Achievable Economic TRC Potential | 0 | 0 | 0 | 0 | 0 | 0 | 0 | 0 | 0 | 0 | 0 | 0 | 0 | 0 | 0 | 0 | 0 | 0 | 0 | 0 | 0 | 0
F12_Industrial_Other Industrial_Existing_Space Heating_Natural Gas_HVAC - Duct Repair and Sealing_A_Achievable Economic TRC Potential | F12 | Industrial | Other Industrial | Existing | Space Heating | Natural Gas | HVAC - Duct Repair and Sealing | A | Cumulative Winter Peak Savings (MW) | Achievable Economic TRC Potential | 0 | 0 | 0 | 0 | 0 | 0 | 0 | 0 | 0 | 0 | 0 | 0 | 0 | 0 | 0 | 0 | 0 | 0 | 0 | 0 | 0 | 0
F13_Industrial_Other Industrial_Existing_Space Heating_Natural Gas_HVAC - Duct Repair and Sealing_A_Achievable Economic TRC Potential | F13 | Industrial | Other Industrial | Existing | Space Heating | Natural Gas | HVAC - Duct Repair and Sealing | A | Purchases (Incremental) | Achievable Economic TRC Potential | 0 | 0 | 0 | 0 | 0 | 0 | 0 | 0 | 0 | 0 | 0 | 0 | 0 | 0 | 0 | 0 | 0 | 0 | 0 | 0 | 0 | 0
F14_Industrial_Other Industrial_Existing_Space Heating_Natural Gas_HVAC - Duct Repair and Sealing_A_Achievable Economic TRC Potential | F14 | Industrial | Other Industrial | Existing | Space Heating | Natural Gas | HVAC - Duct Repair and Sealing | A | Purchases (Cumulative) | Achievable Economic TRC Potential | 0 | 0 | 0 | 0 | 0 | 0 | 0 | 0 | 0 | 0 | 0 | 0 | 0 | 0 | 0 | 0 | 0 | 0 | 0 | 0 | 0 | 0
F1_Industrial_Other Industrial_Existing_Space Heating_Natural Gas_Windows - High Efficiency_A_Achievable Economic TRC Potential | F1 | Industrial | Other Industrial | Existing | Space Heating | Natural Gas | Windows - High Efficiency | A | Original Unit Energy Savings (kWh or therms) | Achievable Economic TRC Potential | 0 | 0 | 0.0077675 | 0.0077491 | 0.0077307 | 0.0077125 | 0.0076946 | 0.0076772 | 0.0076604 | 0.0076442 | 0.0076289 | 0.0076144 | 0.0076007 | 0.0075878 | 0.0075757 | 0.0075643 | 0.0075535 | 0.0075434 | 0.0075339 | 0.007525 | 0.0075166 | 0.0075087
F2_Industrial_Other Industrial_Existing_Space Heating_Natural Gas_Windows - High Efficiency_A_Achievable Economic TRC Potential | F2 | Industrial | Other Industrial | Existing | Space Heating | Natural Gas | Windows - High Efficiency | A | Original Unit Summer Peak Savings (kW) | Achievable Economic TRC Potential | 0 | 0 | 0 | 0 | 0 | 0 | 0 | 0 | 0 | 0 | 0 | 0 | 0 | 0 | 0 | 0 | 0 | 0 | 0 | 0 | 0 | 0
F3_Industrial_Other Industrial_Existing_Space Heating_Natural Gas_Windows - High Efficiency_A_Achievable Economic TRC Potential | F3 | Industrial | Other Industrial | Existing | Space Heating | Natural Gas | Windows - High Efficiency | A | Original Unit Winter Peak Savings (kW) | Achievable Economic TRC Potential | 0 | 0 | 0 | 0 | 0 | 0 | 0 | 0 | 0 | 0 | 0 | 0 | 0 | 0 | 0 | 0 | 0 | 0 | 0 | 0 | 0 | 0
F4_Industrial_Other Industrial_Existing_Space Heating_Natural Gas_Windows - High Efficiency_A_Achievable Economic TRC Potential | F4 | Industrial | Other Industrial | Existing | Space Heating | Natural Gas | Windows - High Efficiency | A | Standalone Impact on Baseline Energy (%) | Achievable Economic TRC Potential | bar: 2019 to 2040
F5_Industrial_Other Industrial_Existing_Space Heating_Natural Gas_Windows - High Efficiency_A_Achievable Economic TRC Potential | F5 | Industrial | Other Industrial | Existing | Space Heating | Natural Gas | Windows - High Efficiency | A | Standalone Impact on Baseline Summer Peak (%) | Achievable Economic TRC Potential | bar: 2019 to 2040
F6_Industrial_Other Industrial_Existing_Space Heating_Natural Gas_Windows - High Efficiency_A_Achievable Economic TRC Potential | F6 | Industrial | Other Industrial | Existing | Space Heating | Natural Gas | Windows - High Efficiency | A | Standalone Impact on Baseline Winter Peak (%) | Achievable Economic TRC Potential | bar: 2019 to 2040
F7_Industrial_Other Industrial_Existing_Space Heating_Natural Gas_Windows - High Efficiency_A_Achievable Economic TRC Potential | F7 | Industrial | Other Industrial | Existing | Space Heating | Natural Gas | Windows - High Efficiency | A | Incremental Energy Savings (MWh or mTherms) | Achievable Economic TRC Potential | 0 | 0 | 0 | 0 | 0 | 0 | 0 | 0 | 0 | 0 | 0 | 0 | 0 | 0 | 0 | 0 | 0 | 0 | 0 | 0 | 0 | 0
F8_Industrial_Other Industrial_Existing_Space Heating_Natural Gas_Windows - High Efficiency_A_Achievable Economic TRC Potential | F8 | Industrial | Other Industrial | Existing | Space Heating | Natural Gas | Windows - High Efficiency | A | Incremental Summer Peak Savings (MW) | Achievable Economic TRC Potential | 0 | 0 | 0 | 0 | 0 | 0 | 0 | 0 | 0 | 0 | 0 | 0 | 0 | 0 | 0 | 0 | 0 | 0 | 0 | 0 | 0 | 0
F9_Industrial_Other Industrial_Existing_Space Heating_Natural Gas_Windows - High Efficiency_A_Achievable Economic TRC Potential | F9 | Industrial | Other Industrial | Existing | Space Heating | Natural Gas | Windows - High Efficiency | A | Incremental Winter Peak Savings (MW) | Achievable Economic TRC Potential | 0 | 0 | 0 | 0 | 0 | 0 | 0 | 0 | 0 | 0 | 0 | 0 | 0 | 0 | 0 | 0 | 0 | 0 | 0 | 0 | 0 | 0
F10_Industrial_Other Industrial_Existing_Space Heating_Natural Gas_Windows - High Efficiency_A_Achievable Economic TRC Potential | F10 | Industrial | Other Industrial | Existing | Space Heating | Natural Gas | Windows - High Efficiency | A | Cumulative Energy Savings (MWh or mTherms) | Achievable Economic TRC Potential | 0 | 0 | 0 | 0 | 0 | 0 | 0 | 0 | 0 | 0 | 0 | 0 | 0 | 0 | 0 | 0 | 0 | 0 | 0 | 0 | 0 | 0
F11_Industrial_Other Industrial_Existing_Space Heating_Natural Gas_Windows - High Efficiency_A_Achievable Economic TRC Potential | F11 | Industrial | Other Industrial | Existing | Space Heating | Natural Gas | Windows - High Efficiency | A | Cumulative Summer Peak Savings (MW) | Achievable Economic TRC Potential | 0 | 0 | 0 | 0 | 0 | 0 | 0 | 0 | 0 | 0 | 0 | 0 | 0 | 0 | 0 | 0 | 0 | 0 | 0 | 0 | 0 | 0
F12_Industrial_Other Industrial_Existing_Space Heating_Natural Gas_Windows - High Efficiency_A_Achievable Economic TRC Potential | F12 | Industrial | Other Industrial | Existing | Space Heating | Natural Gas | Windows - High Efficiency | A | Cumulative Winter Peak Savings (MW) | Achievable Economic TRC Potential | 0 | 0 | 0 | 0 | 0 | 0 | 0 | 0 | 0 | 0 | 0 | 0 | 0 | 0 | 0 | 0 | 0 | 0 | 0 | 0 | 0 | 0
F13_Industrial_Other Industrial_Existing_Space Heating_Natural Gas_Windows - High Efficiency_A_Achievable Economic TRC Potential | F13 | Industrial | Other Industrial | Existing | Space Heating | Natural Gas | Windows - High Efficiency | A | Purchases (Incremental) | Achievable Economic TRC Potential | 0 | 0 | 0 | 0 | 0 | 0 | 0 | 0 | 0 | 0 | 0 | 0 | 0 | 0 | 0 | 0 | 0 | 0 | 0 | 0 | 0 | 0
F14_Industrial_Other Industrial_Existing_Space Heating_Natural Gas_Windows - High Efficiency_A_Achievable Economic TRC Potential | F14 | Industrial | Other Industrial | Existing | Space Heating | Natural Gas | Windows - High Efficiency | A | Purchases (Cumulative) | Achievable Economic TRC Potential | 0 | 0 | 0 | 0 | 0 | 0 | 0 | 0 | 0 | 0 | 0 | 0 | 0 | 0 | 0 | 0 | 0 | 0 | 0 | 0 | 0 | 0
F1_Industrial_Other Industrial_Existing_Space Heating_Natural Gas_Gas Boiler - Maintenance_A_Achievable Economic TRC Potential | F1 | Industrial | Other Industrial | Existing | Space Heating | Natural Gas | Gas Boiler - Maintenance | A | Original Unit Energy Savings (kWh or therms) | Achievable Economic TRC Potential | 0 | 0 | 2.0435 | 2.0384 | 2.0334 | 2.0285 | 2.0237 | 2.0191 | 2.0146 | 2.0102 | 2.006 | 2.002 | 1.9982 | 1.9945 | 1.9911 | 1.9878 | 1.9847 | 1.9818 | 1.9791 | 1.9766 | 1.9743 | 1.9722
F2_Industrial_Other Industrial_Existing_Space Heating_Natural Gas_Gas Boiler - Maintenance_A_Achievable Economic TRC Potential | F2 | Industrial | Other Industrial | Existing | Space Heating | Natural Gas | Gas Boiler - Maintenance | A | Original Unit Summer Peak Savings (kW) | Achievable Economic TRC Potential | 0 | 0 | 0 | 0 | 0 | 0 | 0 | 0 | 0 | 0 | 0 | 0 | 0 | 0 | 0 | 0 | 0 | 0 | 0 | 0 | 0 | 0
F3_Industrial_Other Industrial_Existing_Space Heating_Natural Gas_Gas Boiler - Maintenance_A_Achievable Economic TRC Potential | F3 | Industrial | Other Industrial | Existing | Space Heating | Natural Gas | Gas Boiler - Maintenance | A | Original Unit Winter Peak Savings (kW) | Achievable Economic TRC Potential | 0 | 0 | 0 | 0 | 0 | 0 | 0 | 0 | 0 | 0 | 0 | 0 | 0 | 0 | 0 | 0 | 0 | 0 | 0 | 0 | 0 | 0
F4_Industrial_Other Industrial_Existing_Space Heating_Natural Gas_Gas Boiler - Maintenance_A_Achievable Economic TRC Potential | F4 | Industrial | Other Industrial | Existing | Space Heating | Natural Gas | Gas Boiler - Maintenance | A | Standalone Impact on Baseline Energy (%) | Achievable Economic TRC Potential | 0% | 0% | 0.004189% | 0.007197% | 0.009355% | 0.0111% | 0.01268% | 0.0141% | 0.01538% | 0.01652% | 0.01754% | 0.01847% | 0.01931% | 0.02004% | 0.0207% | 0.02131% | 0.02187% | 0.02242% | 0.02295% | 0.02347% | 0.02398% | 0.02448%
F5_Industrial_Other Industrial_Existing_Space Heating_Natural Gas_Gas Boiler - Maintenance_A_Achievable Economic TRC Potential | F5 | Industrial | Other Industrial | Existing | Space Heating | Natural Gas | Gas Boiler - Maintenance | A | Standalone Impact on Baseline Summer Peak (%) | Achievable Economic TRC Potential | bar: 2019 to 2040
F6_Industrial_Other Industrial_Existing_Space Heating_Natural Gas_Gas Boiler - Maintenance_A_Achievable Economic TRC Potential | F6 | Industrial | Other Industrial | Existing | Space Heating | Natural Gas | Gas Boiler - Maintenance | A | Standalone Impact on Baseline Winter Peak (%) | Achievable Economic TRC Potential | bar: 2019 to 2040
F7_Industrial_Other Industrial_Existing_Space Heating_Natural Gas_Gas Boiler - Maintenance_A_Achievable Economic TRC Potential | F7 | Industrial | Other Industrial | Existing | Space Heating | Natural Gas | Gas Boiler - Maintenance | A | Incremental Energy Savings (MWh or mTherms) | Achievable Economic TRC Potential | 0 | 0 | 0.039013 | 0.026806 | 0.018192 | 0.01389 | 0.011932 | 0.010124 | 0.0085042 | 0.0070853 | 0.0058626 | 0.0048226 | 0.0039471 | 0.0030155 | 0.002304 | 0.0017605 | 0.0013453 | 0.0012122 | 0.00093108 | 0.00078694 | 0.00064789 | 0.00051373
F8_Industrial_Other Industrial_Existing_Space Heating_Natural Gas_Gas Boiler - Maintenance_A_Achievable Economic TRC Potential | F8 | Industrial | Other Industrial | Existing | Space Heating | Natural Gas | Gas Boiler - Maintenance | A | Incremental Summer Peak Savings (MW) | Achievable Economic TRC Potential | 0 | 0 | 0 | 0 | 0 | 0 | 0 | 0 | 0 | 0 | 0 | 0 | 0 | 0 | 0 | 0 | 0 | 0 | 0 | 0 | 0 | 0
F9_Industrial_Other Industrial_Existing_Space Heating_Natural Gas_Gas Boiler - Maintenance_A_Achievable Economic TRC Potential | F9 | Industrial | Other Industrial | Existing | Space Heating | Natural Gas | Gas Boiler - Maintenance | A | Incremental Winter Peak Savings (MW) | Achievable Economic TRC Potential | 0 | 0 | 0 | 0 | 0 | 0 | 0 | 0 | 0 | 0 | 0 | 0 | 0 | 0 | 0 | 0 | 0 | 0 | 0 | 0 | 0 | 0
F10_Industrial_Other Industrial_Existing_Space Heating_Natural Gas_Gas Boiler - Maintenance_A_Achievable Economic TRC Potential | F10 | Industrial | Other Industrial | Existing | Space Heating | Natural Gas | Gas Boiler - Maintenance | A | Cumulative Energy Savings (MWh or mTherms) | Achievable Economic TRC Potential | 0 | 0 | 0.039013 | 0.06572 | 0.08375 | 0.097438 | 0.10914 | 0.11901 | 0.12725 | 0.13406 | 0.13965 | 0.14419 | 0.14786 | 0.15061 | 0.15265 | 0.15416 | 0.15526 | 0.15625 | 0.15697 | 0.15756 | 0.15802 | 0.15837
F11_Industrial_Other Industrial_Existing_Space Heating_Natural Gas_Gas Boiler - Maintenance_A_Achievable Economic TRC Potential | F11 | Industrial | Other Industrial | Existing | Space Heating | Natural Gas | Gas Boiler - Maintenance | A | Cumulative Summer Peak Savings (MW) | Achievable Economic TRC Potential | 0 | 0 | 0 | 0 | 0 | 0 | 0 | 0 | 0 | 0 | 0 | 0 | 0 | 0 | 0 | 0 | 0 | 0 | 0 | 0 | 0 | 0
F12_Industrial_Other Industrial_Existing_Space Heating_Natural Gas_Gas Boiler - Maintenance_A_Achievable Economic TRC Potential | F12 | Industrial | Other Industrial | Existing | Space Heating | Natural Gas | Gas Boiler - Maintenance | A | Cumulative Winter Peak Savings (MW) | Achievable Economic TRC Potential | 0 | 0 | 0 | 0 | 0 | 0 | 0 | 0 | 0 | 0 | 0 | 0 | 0 | 0 | 0 | 0 | 0 | 0 | 0 | 0 | 0 | 0
F13_Industrial_Other Industrial_Existing_Space Heating_Natural Gas_Gas Boiler - Maintenance_A_Achievable Economic TRC Potential | F13 | Industrial | Other Industrial | Existing | Space Heating | Natural Gas | Gas Boiler - Maintenance | A | Purchases (Incremental) | Achievable Economic TRC Potential | 0 | 0 | 19.0907 | 13.1504 | 8.9466 | 6.8475 | 5.896 | 5.014 | 4.2214 | 3.5246 | 2.9225 | 2.4088 | 1.9754 | 1.5119 | 1.1572 | 0.88566 | 0.67786 | 0.61169 | 0.47046 | 0.39813 | 0.32816 | 0.26048
F14_Industrial_Other Industrial_Existing_Space Heating_Natural Gas_Gas Boiler - Maintenance_A_Achievable Economic TRC Potential | F14 | Industrial | Other Industrial | Existing | Space Heating | Natural Gas | Gas Boiler - Maintenance | A | Purchases (Cumulative) | Achievable Economic TRC Potential | 0 | 0 | 19.0907 | 32.241 | 41.1876 | 48.0351 | 53.9311 | 58.9452 | 63.1665 | 66.6912 | 69.6137 | 72.0225 | 73.9979 | 75.5097 | 76.6669 | 77.5526 | 78.2304 | 78.8421 | 79.3126 | 79.7107 | 80.0388 | 80.2993
F1_Industrial_Other Industrial_Existing_Process_Natural Gas_Gas Boiler - Maintenance_A_Achievable Economic TRC Potential | F1 | Industrial | Other Industrial | Existing | Process | Natural Gas | Gas Boiler - Maintenance | A | Original Unit Energy Savings (kWh or therms) | Achievable Economic TRC Potential | 0 | 0 | 1.5559 | 1.5559 | 1.5559 | 1.5559 | 1.5559 | 1.5559 | 1.5559 | 1.5559 | 1.5559 | 1.5559 | 1.5559 | 1.5559 | 1.5559 | 1.5559 | 1.5559 | 1.5559 | 1.5559 | 1.5559 | 1.5559 | 1.5559
F2_Industrial_Other Industrial_Existing_Process_Natural Gas_Gas Boiler - Maintenance_A_Achievable Economic TRC Potential | F2 | Industrial | Other Industrial | Existing | Process | Natural Gas | Gas Boiler - Maintenance | A | Original Unit Summer Peak Savings (kW) | Achievable Economic TRC Potential | 0 | 0 | 0 | 0 | 0 | 0 | 0 | 0 | 0 | 0 | 0 | 0 | 0 | 0 | 0 | 0 | 0 | 0 | 0 | 0 | 0 | 0
F3_Industrial_Other Industrial_Existing_Process_Natural Gas_Gas Boiler - Maintenance_A_Achievable Economic TRC Potential | F3 | Industrial | Other Industrial | Existing | Process | Natural Gas | Gas Boiler - Maintenance | A | Original Unit Winter Peak Savings (kW) | Achievable Economic TRC Potential | 0 | 0 | 0 | 0 | 0 | 0 | 0 | 0 | 0 | 0 | 0 | 0 | 0 | 0 | 0 | 0 | 0 | 0 | 0 | 0 | 0 | 0
F4_Industrial_Other Industrial_Existing_Process_Natural Gas_Gas Boiler - Maintenance_A_Achievable Economic TRC Potential | F4 | Industrial | Other Industrial | Existing | Process | Natural Gas | Gas Boiler - Maintenance | A | Standalone Impact on Baseline Energy (%) | Achievable Economic TRC Potential | 0% | 0% | 0.02236% | 0.03842% | 0.04994% | 0.05927% | 0.06771% | 0.0753% | 0.08211% | 0.08822% | 0.0937% | 0.09864% | 0.1031% | 0.1071% | 0.1106% | 0.1139% | 0.1169% | 0.1199% | 0.1227% | 0.1255% | 0.1282% | 0.1309%
F5_Industrial_Other Industrial_Existing_Process_Natural Gas_Gas Boiler - Maintenance_A_Achievable Economic TRC Potential | F5 | Industrial | Other Industrial | Existing | Process | Natural Gas | Gas Boiler - Maintenance | A | Standalone Impact on Baseline Summer Peak (%) | Achievable Economic TRC Potential | bar: 2019 to 2040
F6_Industrial_Other Industrial_Existing_Process_Natural Gas_Gas Boiler - Maintenance_A_Achievable Economic TRC Potential | F6 | Industrial | Other Industrial | Existing | Process | Natural Gas | Gas Boiler - Maintenance | A | Standalone Impact on Baseline Winter Peak (%) | Achievable Economic TRC Potential | bar: 2019 to 2040
F7_Industrial_Other Industrial_Existing_Process_Natural Gas_Gas Boiler - Maintenance_A_Achievable Economic TRC Potential | F7 | Industrial | Other Industrial | Existing | Process | Natural Gas | Gas Boiler - Maintenance | A | Incremental Energy Savings (MWh or mTherms) | Achievable Economic TRC Potential | 0 | 0 | 0.43007 | 0.29625 | 0.20155 | 0.15426 | 0.13282 | 0.11296 | 0.095098 | 0.079403 | 0.065837 | 0.054266 | 0.0445 | 0.034059 | 0.026068 | 0.019952 | 0.015271 | 0.01378 | 0.010598 | 0.008969 | 0.0073927 | 0.0058681
F8_Industrial_Other Industrial_Existing_Process_Natural Gas_Gas Boiler - Maintenance_A_Achievable Economic TRC Potential | F8 | Industrial | Other Industrial | Existing | Process | Natural Gas | Gas Boiler - Maintenance | A | Incremental Summer Peak Savings (MW) | Achievable Economic TRC Potential | 0 | 0 | 0 | 0 | 0 | 0 | 0 | 0 | 0 | 0 | 0 | 0 | 0 | 0 | 0 | 0 | 0 | 0 | 0 | 0 | 0 | 0
F9_Industrial_Other Industrial_Existing_Process_Natural Gas_Gas Boiler - Maintenance_A_Achievable Economic TRC Potential | F9 | Industrial | Other Industrial | Existing | Process | Natural Gas | Gas Boiler - Maintenance | A | Incremental Winter Peak Savings (MW) | Achievable Economic TRC Potential | 0 | 0 | 0 | 0 | 0 | 0 | 0 | 0 | 0 | 0 | 0 | 0 | 0 | 0 | 0 | 0 | 0 | 0 | 0 | 0 | 0 | 0
F10_Industrial_Other Industrial_Existing_Process_Natural Gas_Gas Boiler - Maintenance_A_Achievable Economic TRC Potential | F10 | Industrial | Other Industrial | Existing | Process | Natural Gas | Gas Boiler - Maintenance | A | Cumulative Energy Savings (MWh or mTherms) | Achievable Economic TRC Potential | 0 | 0 | 0.43007 | 0.72632 | 0.92787 | 1.0821 | 1.215 | 1.3279 | 1.423 | 1.5024 | 1.5682 | 1.6225 | 1.667 | 1.7011 | 1.7271 | 1.7471 | 1.7624 | 1.7761 | 1.7867 | 1.7957 | 1.8031 | 1.809
F11_Industrial_Other Industrial_Existing_Process_Natural Gas_Gas Boiler - Maintenance_A_Achievable Economic TRC Potential | F11 | Industrial | Other Industrial | Existing | Process | Natural Gas | Gas Boiler - Maintenance | A | Cumulative Summer Peak Savings (MW) | Achievable Economic TRC Potential | 0 | 0 | 0 | 0 | 0 | 0 | 0 | 0 | 0 | 0 | 0 | 0 | 0 | 0 | 0 | 0 | 0 | 0 | 0 | 0 | 0 | 0
F12_Industrial_Other Industrial_Existing_Process_Natural Gas_Gas Boiler - Maintenance_A_Achievable Economic TRC Potential | F12 | Industrial | Other Industrial | Existing | Process | Natural Gas | Gas Boiler - Maintenance | A | Cumulative Winter Peak Savings (MW) | Achievable Economic TRC Potential | 0 | 0 | 0 | 0 | 0 | 0 | 0 | 0 | 0 | 0 | 0 | 0 | 0 | 0 | 0 | 0 | 0 | 0 | 0 | 0 | 0 | 0
F13_Industrial_Other Industrial_Existing_Process_Natural Gas_Gas Boiler - Maintenance_A_Achievable Economic TRC Potential | F13 | Industrial | Other Industrial | Existing | Process | Natural Gas | Gas Boiler - Maintenance | A | Purchases (Incremental) | Achievable Economic TRC Potential | 0 | 0 | 276.4179 | 190.4066 | 129.5396 | 99.1462 | 85.3693 | 72.5993 | 61.1221 | 51.0341 | 42.3151 | 34.8781 | 28.6016 | 21.8909 | 16.7547 | 12.8236 | 9.8148 | 8.8567 | 6.8118 | 5.7646 | 4.7515 | 3.7716
F14_Industrial_Other Industrial_Existing_Process_Natural Gas_Gas Boiler - Maintenance_A_Achievable Economic TRC Potential | F14 | Industrial | Other Industrial | Existing | Process | Natural Gas | Gas Boiler - Maintenance | A | Purchases (Cumulative) | Achievable Economic TRC Potential | 0 | 0 | 276.4179 | 466.8245 | 596.3641 | 695.5103 | 780.8796 | 853.4789 | 914.601 | 965.635 | 1007.9501 | 1042.8283 | 1071.4299 | 1093.3207 | 1110.0754 | 1122.899 | 1132.7138 | 1141.5706 | 1148.3824 | 1154.147 | 1158.8985 | 1162.6701
F1_Industrial_Other Industrial_Existing_Space Heating_Natural Gas_Gas Furnace - Maintenance_A_Achievable Economic TRC Potential | F1 | Industrial | Other Industrial | Existing | Space Heating | Natural Gas | Gas Furnace - Maintenance | A | Original Unit Energy Savings (kWh or therms) | Achievable Economic TRC Potential | 0 | 0 | 0.0093975 | 0.0093456 | 0.0092937 | 0.0092423 | 0.0091918 | 0.0091426 | 0.0090951 | 0.0090495 | 0.0090061 | 0.0089653 | 0.0089269 | 0.0088907 | 0.0088567 | 0.0088247 | 0.0087946 | 0.0087662 | 0.0087395 | 0.0087144 | 0.0086907 | 0.0086685
F2_Industrial_Other Industrial_Existing_Space Heating_Natural Gas_Gas Furnace - Maintenance_A_Achievable Economic TRC Potential | F2 | Industrial | Other Industrial | Existing | Space Heating | Natural Gas | Gas Furnace - Maintenance | A | Original Unit Summer Peak Savings (kW) | Achievable Economic TRC Potential | 0 | 0 | 0 | 0 | 0 | 0 | 0 | 0 | 0 | 0 | 0 | 0 | 0 | 0 | 0 | 0 | 0 | 0 | 0 | 0 | 0 | 0
F3_Industrial_Other Industrial_Existing_Space Heating_Natural Gas_Gas Furnace - Maintenance_A_Achievable Economic TRC Potential | F3 | Industrial | Other Industrial | Existing | Space Heating | Natural Gas | Gas Furnace - Maintenance | A | Original Unit Winter Peak Savings (kW) | Achievable Economic TRC Potential | 0 | 0 | 0 | 0 | 0 | 0 | 0 | 0 | 0 | 0 | 0 | 0 | 0 | 0 | 0 | 0 | 0 | 0 | 0 | 0 | 0 | 0
F4_Industrial_Other Industrial_Existing_Space Heating_Natural Gas_Gas Furnace - Maintenance_A_Achievable Economic TRC Potential | F4 | Industrial | Other Industrial | Existing | Space Heating | Natural Gas | Gas Furnace - Maintenance | A | Standalone Impact on Baseline Energy (%) | Achievable Economic TRC Potential | 0% | 0% | 0.0001301% | 0.0002228% | 0.0002887% | 0.0003415% | 0.0003889% | 0.0004312% | 0.0004687% | 0.0005021% | 0.0005318% | 0.0005584% | 0.0005823% | 0.0006032% | 0.0006218% | 0.0006387% | 0.0006543% | 0.0006697% | 0.0006843% | 0.0006986% | 0.0007126% | 0.0007264%
F5_Industrial_Other Industrial_Existing_Space Heating_Natural Gas_Gas Furnace - Maintenance_A_Achievable Economic TRC Potential | F5 | Industrial | Other Industrial | Existing | Space Heating | Natural Gas | Gas Furnace - Maintenance | A | Standalone Impact on Baseline Summer Peak (%) | Achievable Economic TRC Potential | bar: 2019 to 2040
F6_Industrial_Other Industrial_Existing_Space Heating_Natural Gas_Gas Furnace - Maintenance_A_Achievable Economic TRC Potential | F6 | Industrial | Other Industrial | Existing | Space Heating | Natural Gas | Gas Furnace - Maintenance | A | Standalone Impact on Baseline Winter Peak (%) | Achievable Economic TRC Potential | bar: 2019 to 2040
F7_Industrial_Other Industrial_Existing_Space Heating_Natural Gas_Gas Furnace - Maintenance_A_Achievable Economic TRC Potential | F7 | Industrial | Other Industrial | Existing | Space Heating | Natural Gas | Gas Furnace - Maintenance | A | Incremental Energy Savings (MWh or mTherms) | Achievable Economic TRC Potential | 0 | 0 | 0.0012113 | 0.0008298 | 0.0005614 | 0.00042731 | 0.00036592 | 0.00030952 | 0.00025923 | 0.00021536 | 0.00017771 | 0.00014581 | 0.00011906 | 9.0758e-05 | 6.9198e-05 | 5.2771e-05 | 4.0251e-05 | 3.6205e-05 | 2.7761e-05 | 2.3426e-05 | 1.9256e-05 | 1.5246e-05
F8_Industrial_Other Industrial_Existing_Space Heating_Natural Gas_Gas Furnace - Maintenance_A_Achievable Economic TRC Potential | F8 | Industrial | Other Industrial | Existing | Space Heating | Natural Gas | Gas Furnace - Maintenance | A | Incremental Summer Peak Savings (MW) | Achievable Economic TRC Potential | 0 | 0 | 0 | 0 | 0 | 0 | 0 | 0 | 0 | 0 | 0 | 0 | 0 | 0 | 0 | 0 | 0 | 0 | 0 | 0 | 0 | 0
F9_Industrial_Other Industrial_Existing_Space Heating_Natural Gas_Gas Furnace - Maintenance_A_Achievable Economic TRC Potential | F9 | Industrial | Other Industrial | Existing | Space Heating | Natural Gas | Gas Furnace - Maintenance | A | Incremental Winter Peak Savings (MW) | Achievable Economic TRC Potential | 0 | 0 | 0 | 0 | 0 | 0 | 0 | 0 | 0 | 0 | 0 | 0 | 0 | 0 | 0 | 0 | 0 | 0 | 0 | 0 | 0 | 0
F10_Industrial_Other Industrial_Existing_Space Heating_Natural Gas_Gas Furnace - Maintenance_A_Achievable Economic TRC Potential | F10 | Industrial | Other Industrial | Existing | Space Heating | Natural Gas | Gas Furnace - Maintenance | A | Cumulative Energy Savings (MWh or mTherms) | Achievable Economic TRC Potential | 0 | 0 | 0.0012113 | 0.0020344 | 0.0025845 | 0.0029976 | 0.0033471 | 0.0036387 | 0.003879 | 0.0040749 | 0.0042331 | 0.0043597 | 0.0044601 | 0.0045328 | 0.0045847 | 0.0046209 | 0.0046453 | 0.0046666 | 0.0046801 | 0.0046901 | 0.0046966 | 0.0046998
F11_Industrial_Other Industrial_Existing_Space Heating_Natural Gas_Gas Furnace - Maintenance_A_Achievable Economic TRC Potential | F11 | Industrial | Other Industrial | Existing | Space Heating | Natural Gas | Gas Furnace - Maintenance | A | Cumulative Summer Peak Savings (MW) | Achievable Economic TRC Potential | 0 | 0 | 0 | 0 | 0 | 0 | 0 | 0 | 0 | 0 | 0 | 0 | 0 | 0 | 0 | 0 | 0 | 0 | 0 | 0 | 0 | 0
F12_Industrial_Other Industrial_Existing_Space Heating_Natural Gas_Gas Furnace - Maintenance_A_Achievable Economic TRC Potential | F12 | Industrial | Other Industrial | Existing | Space Heating | Natural Gas | Gas Furnace - Maintenance | A | Cumulative Winter Peak Savings (MW) | Achievable Economic TRC Potential | 0 | 0 | 0 | 0 | 0 | 0 | 0 | 0 | 0 | 0 | 0 | 0 | 0 | 0 | 0 | 0 | 0 | 0 | 0 | 0 | 0 | 0
F13_Industrial_Other Industrial_Existing_Space Heating_Natural Gas_Gas Furnace - Maintenance_A_Achievable Economic TRC Potential | F13 | Industrial | Other Industrial | Existing | Space Heating | Natural Gas | Gas Furnace - Maintenance | A | Purchases (Incremental) | Achievable Economic TRC Potential | 0 | 0 | 128.8991 | 88.7903 | 60.4069 | 46.2338 | 39.8094 | 33.8545 | 28.5024 | 23.7982 | 19.7324 | 16.2644 | 13.3375 | 10.2081 | 7.813 | 5.9799 | 4.5768 | 4.1301 | 3.1765 | 2.6882 | 2.2157 | 1.7588
F14_Industrial_Other Industrial_Existing_Space Heating_Natural Gas_Gas Furnace - Maintenance_A_Achievable Economic TRC Potential | F14 | Industrial | Other Industrial | Existing | Space Heating | Natural Gas | Gas Furnace - Maintenance | A | Purchases (Cumulative) | Achievable Economic TRC Potential | 0 | 0 | 128.8991 | 217.6894 | 278.0963 | 324.3301 | 364.1394 | 397.9939 | 426.4964 | 450.2945 | 470.0269 | 486.2913 | 499.6287 | 509.8369 | 517.6499 | 523.6298 | 528.2067 | 532.3367 | 535.5132 | 538.2014 | 540.4171 | 542.1759
F1_Industrial_Other Industrial_Existing_Space Heating_Natural Gas_Gas Boiler - Hot Water Reset_A_Achievable Economic TRC Potential | F1 | Industrial | Other Industrial | Existing | Space Heating | Natural Gas | Gas Boiler - Hot Water Reset | A | Original Unit Energy Savings (kWh or therms) | Achievable Economic TRC Potential | 0 | 0 | 7.431 | 7.4124 | 7.3941 | 7.3763 | 7.3589 | 7.342 | 7.3257 | 7.3099 | 7.2947 | 7.2801 | 7.2662 | 7.2528 | 7.2402 | 7.2283 | 7.217 | 7.2065 | 7.1967 | 7.1876 | 7.1793 | 7.1717
F2_Industrial_Other Industrial_Existing_Space Heating_Natural Gas_Gas Boiler - Hot Water Reset_A_Achievable Economic TRC Potential | F2 | Industrial | Other Industrial | Existing | Space Heating | Natural Gas | Gas Boiler - Hot Water Reset | A | Original Unit Summer Peak Savings (kW) | Achievable Economic TRC Potential | 0 | 0 | 0 | 0 | 0 | 0 | 0 | 0 | 0 | 0 | 0 | 0 | 0 | 0 | 0 | 0 | 0 | 0 | 0 | 0 | 0 | 0
F3_Industrial_Other Industrial_Existing_Space Heating_Natural Gas_Gas Boiler - Hot Water Reset_A_Achievable Economic TRC Potential | F3 | Industrial | Other Industrial | Existing | Space Heating | Natural Gas | Gas Boiler - Hot Water Reset | A | Original Unit Winter Peak Savings (kW) | Achievable Economic TRC Potential | 0 | 0 | 0 | 0 | 0 | 0 | 0 | 0 | 0 | 0 | 0 | 0 | 0 | 0 | 0 | 0 | 0 | 0 | 0 | 0 | 0 | 0
F4_Industrial_Other Industrial_Existing_Space Heating_Natural Gas_Gas Boiler - Hot Water Reset_A_Achievable Economic TRC Potential | F4 | Industrial | Other Industrial | Existing | Space Heating | Natural Gas | Gas Boiler - Hot Water Reset | A | Standalone Impact on Baseline Energy (%) | Achievable Economic TRC Potential | 0% | 0% | 0.007402% | 0.01662% | 0.02803% | 0.04143% | 0.05687% | 0.07508% | 0.09527% | 0.1162% | 0.1364% | 0.1544% | 0.1692% | 0.1801% | 0.1879% | 0.1934% | 0.1977% | 0.2015% | 0.2052% | 0.2088% | 0.2124% | 0.2161%
F5_Industrial_Other Industrial_Existing_Space Heating_Natural Gas_Gas Boiler - Hot Water Reset_A_Achievable Economic TRC Potential | F5 | Industrial | Other Industrial | Existing | Space Heating | Natural Gas | Gas Boiler - Hot Water Reset | A | Standalone Impact on Baseline Summer Peak (%) | Achievable Economic TRC Potential | bar: 2019 to 2040
F6_Industrial_Other Industrial_Existing_Space Heating_Natural Gas_Gas Boiler - Hot Water Reset_A_Achievable Economic TRC Potential | F6 | Industrial | Other Industrial | Existing | Space Heating | Natural Gas | Gas Boiler - Hot Water Reset | A | Standalone Impact on Baseline Winter Peak (%) | Achievable Economic TRC Potential | bar: 2019 to 2040
F7_Industrial_Other Industrial_Existing_Space Heating_Natural Gas_Gas Boiler - Hot Water Reset_A_Achievable Economic TRC Potential | F7 | Industrial | Other Industrial | Existing | Space Heating | Natural Gas | Gas Boiler - Hot Water Reset | A | Incremental Energy Savings (MWh or mTherms) | Achievable Economic TRC Potential | 0 | 0 | 0.068944 | 0.082984 | 0.099551 | 0.1133 | 0.1267 | 0.14524 | 0.15624 | 0.15652 | 0.14465 | 0.12195 | 0.092569 | 0.060097 | 0.034234 | 0.016172 | 0.0067136 | 0.0023957 | 0.00073441 | 0.00015711 | 2.535e-05 | 2.9872e-06
F8_Industrial_Other Industrial_Existing_Space Heating_Natural Gas_Gas Boiler - Hot Water Reset_A_Achievable Economic TRC Potential | F8 | Industrial | Other Industrial | Existing | Space Heating | Natural Gas | Gas Boiler - Hot Water Reset | A | Incremental Summer Peak Savings (MW) | Achievable Economic TRC Potential | 0 | 0 | 0 | 0 | 0 | 0 | 0 | 0 | 0 | 0 | 0 | 0 | 0 | 0 | 0 | 0 | 0 | 0 | 0 | 0 | 0 | 0
F9_Industrial_Other Industrial_Existing_Space Heating_Natural Gas_Gas Boiler - Hot Water Reset_A_Achievable Economic TRC Potential | F9 | Industrial | Other Industrial | Existing | Space Heating | Natural Gas | Gas Boiler - Hot Water Reset | A | Incremental Winter Peak Savings (MW) | Achievable Economic TRC Potential | 0 | 0 | 0 | 0 | 0 | 0 | 0 | 0 | 0 | 0 | 0 | 0 | 0 | 0 | 0 | 0 | 0 | 0 | 0 | 0 | 0 | 0
F10_Industrial_Other Industrial_Existing_Space Heating_Natural Gas_Gas Boiler - Hot Water Reset_A_Achievable Economic TRC Potential | F10 | Industrial | Other Industrial | Existing | Space Heating | Natural Gas | Gas Boiler - Hot Water Reset | A | Cumulative Energy Savings (MWh or mTherms) | Achievable Economic TRC Potential | 0 | 0 | 0.068944 | 0.15175 | 0.25093 | 0.36362 | 0.48947 | 0.63359 | 0.78841 | 0.94323 | 1.0859 | 1.2057 | 1.296 | 1.3537 | 1.3856 | 1.3995 | 1.404 | 1.4043 | 1.4032 | 1.4015 | 1.3999 | 1.3985
F11_Industrial_Other Industrial_Existing_Space Heating_Natural Gas_Gas Boiler - Hot Water Reset_A_Achievable Economic TRC Potential | F11 | Industrial | Other Industrial | Existing | Space Heating | Natural Gas | Gas Boiler - Hot Water Reset | A | Cumulative Summer Peak Savings (MW) | Achievable Economic TRC Potential | 0 | 0 | 0 | 0 | 0 | 0 | 0 | 0 | 0 | 0 | 0 | 0 | 0 | 0 | 0 | 0 | 0 | 0 | 0 | 0 | 0 | 0
F12_Industrial_Other Industrial_Existing_Space Heating_Natural Gas_Gas Boiler - Hot Water Reset_A_Achievable Economic TRC Potential | F12 | Industrial | Other Industrial | Existing | Space Heating | Natural Gas | Gas Boiler - Hot Water Reset | A | Cumulative Winter Peak Savings (MW) | Achievable Economic TRC Potential | 0 | 0 | 0 | 0 | 0 | 0 | 0 | 0 | 0 | 0 | 0 | 0 | 0 | 0 | 0 | 0 | 0 | 0 | 0 | 0 | 0 | 0
F13_Industrial_Other Industrial_Existing_Space Heating_Natural Gas_Gas Boiler - Hot Water Reset_A_Achievable Economic TRC Potential | F13 | Industrial | Other Industrial | Existing | Space Heating | Natural Gas | Gas Boiler - Hot Water Reset | A | Purchases (Incremental) | Achievable Economic TRC Potential | 0 | 0 | 9.2778 | 11.1953 | 13.4636 | 15.3596 | 17.2175 | 19.7823 | 21.3273 | 21.4117 | 19.8301 | 16.7517 | 12.7397 | 8.286 | 4.7283 | 2.2373 | 0.93024 | 0.33244 | 0.10205 | 0.021858 | 0.003531 | 0.00041653
F14_Industrial_Other Industrial_Existing_Space Heating_Natural Gas_Gas Boiler - Hot Water Reset_A_Achievable Economic TRC Potential | F14 | Industrial | Other Industrial | Existing | Space Heating | Natural Gas | Gas Boiler - Hot Water Reset | A | Purchases (Cumulative) | Achievable Economic TRC Potential | 0 | 0 | 9.2778 | 20.4731 | 33.9367 | 49.2963 | 66.5138 | 86.2961 | 107.6234 | 129.0351 | 148.8651 | 165.6168 | 178.3565 | 186.6426 | 191.3709 | 193.6082 | 194.5384 | 194.8709 | 194.9729 | 194.9948 | 194.9983 | 194.9987
F1_Industrial_Other Industrial_Existing_Process_Natural Gas_Gas Boiler - Hot Water Reset_A_Achievable Economic TRC Potential | F1 | Industrial | Other Industrial | Existing | Process | Natural Gas | Gas Boiler - Hot Water Reset | A | Original Unit Energy Savings (kWh or therms) | Achievable Economic TRC Potential | 0 | 0 | 2.8289 | 2.8289 | 2.8289 | 2.8289 | 2.8289 | 2.8289 | 2.8289 | 2.8289 | 2.8289 | 2.8289 | 2.8289 | 2.8289 | 2.8289 | 2.8289 | 2.8289 | 2.8289 | 2.8289 | 2.8289 | 2.8289 | 2.8289
F2_Industrial_Other Industrial_Existing_Process_Natural Gas_Gas Boiler - Hot Water Reset_A_Achievable Economic TRC Potential | F2 | Industrial | Other Industrial | Existing | Process | Natural Gas | Gas Boiler - Hot Water Reset | A | Original Unit Summer Peak Savings (kW) | Achievable Economic TRC Potential | 0 | 0 | 0 | 0 | 0 | 0 | 0 | 0 | 0 | 0 | 0 | 0 | 0 | 0 | 0 | 0 | 0 | 0 | 0 | 0 | 0 | 0
F3_Industrial_Other Industrial_Existing_Process_Natural Gas_Gas Boiler - Hot Water Reset_A_Achievable Economic TRC Potential | F3 | Industrial | Other Industrial | Existing | Process | Natural Gas | Gas Boiler - Hot Water Reset | A | Original Unit Winter Peak Savings (kW) | Achievable Economic TRC Potential | 0 | 0 | 0 | 0 | 0 | 0 | 0 | 0 | 0 | 0 | 0 | 0 | 0 | 0 | 0 | 0 | 0 | 0 | 0 | 0 | 0 | 0
F4_Industrial_Other Industrial_Existing_Process_Natural Gas_Gas Boiler - Hot Water Reset_A_Achievable Economic TRC Potential | F4 | Industrial | Other Industrial | Existing | Process | Natural Gas | Gas Boiler - Hot Water Reset | A | Standalone Impact on Baseline Energy (%) | Achievable Economic TRC Potential | 0% | 0% | 0.01976% | 0.04436% | 0.07482% | 0.1106% | 0.1518% | 0.2004% | 0.2544% | 0.3103% | 0.3643% | 0.4124% | 0.4519% | 0.4812% | 0.5021% | 0.5168% | 0.5284% | 0.5386% | 0.5484% | 0.558% | 0.5678% | 0.5778%
F5_Industrial_Other Industrial_Existing_Process_Natural Gas_Gas Boiler - Hot Water Reset_A_Achievable Economic TRC Potential | F5 | Industrial | Other Industrial | Existing | Process | Natural Gas | Gas Boiler - Hot Water Reset | A | Standalone Impact on Baseline Summer Peak (%) | Achievable Economic TRC Potential | bar: 2019 to 2040
F6_Industrial_Other Industrial_Existing_Process_Natural Gas_Gas Boiler - Hot Water Reset_A_Achievable Economic TRC Potential | F6 | Industrial | Other Industrial | Existing | Process | Natural Gas | Gas Boiler - Hot Water Reset | A | Standalone Impact on Baseline Winter Peak (%) | Achievable Economic TRC Potential | bar: 2019 to 2040
F7_Industrial_Other Industrial_Existing_Process_Natural Gas_Gas Boiler - Hot Water Reset_A_Achievable Economic TRC Potential | F7 | Industrial | Other Industrial | Existing | Process | Natural Gas | Gas Boiler - Hot Water Reset | A | Incremental Energy Savings (MWh or mTherms) | Achievable Economic TRC Potential | 0 | 0 | 0.38002 | 0.45856 | 0.55146 | 0.62912 | 0.70522 | 0.81028 | 0.87356 | 0.87702 | 0.81223 | 0.68615 | 0.52181 | 0.33939 | 0.19367 | 0.091641 | 0.038103 | 0.013617 | 0.0041799 | 0.00089532 | 0.00014463 | 1.7061e-05
F8_Industrial_Other Industrial_Existing_Process_Natural Gas_Gas Boiler - Hot Water Reset_A_Achievable Economic TRC Potential | F8 | Industrial | Other Industrial | Existing | Process | Natural Gas | Gas Boiler - Hot Water Reset | A | Incremental Summer Peak Savings (MW) | Achievable Economic TRC Potential | 0 | 0 | 0 | 0 | 0 | 0 | 0 | 0 | 0 | 0 | 0 | 0 | 0 | 0 | 0 | 0 | 0 | 0 | 0 | 0 | 0 | 0
F9_Industrial_Other Industrial_Existing_Process_Natural Gas_Gas Boiler - Hot Water Reset_A_Achievable Economic TRC Potential | F9 | Industrial | Other Industrial | Existing | Process | Natural Gas | Gas Boiler - Hot Water Reset | A | Incremental Winter Peak Savings (MW) | Achievable Economic TRC Potential | 0 | 0 | 0 | 0 | 0 | 0 | 0 | 0 | 0 | 0 | 0 | 0 | 0 | 0 | 0 | 0 | 0 | 0 | 0 | 0 | 0 | 0
F10_Industrial_Other Industrial_Existing_Process_Natural Gas_Gas Boiler - Hot Water Reset_A_Achievable Economic TRC Potential | F10 | Industrial | Other Industrial | Existing | Process | Natural Gas | Gas Boiler - Hot Water Reset | A | Cumulative Energy Savings (MWh or mTherms) | Achievable Economic TRC Potential | 0 | 0 | 0.38002 | 0.83857 | 1.39 | 2.0192 | 2.7244 | 3.5347 | 4.4082 | 5.2852 | 6.0975 | 6.7836 | 7.3054 | 7.6448 | 7.8385 | 7.9301 | 7.9682 | 7.9819 | 7.986 | 7.9869 | 7.9871 | 7.9871
F11_Industrial_Other Industrial_Existing_Process_Natural Gas_Gas Boiler - Hot Water Reset_A_Achievable Economic TRC Potential | F11 | Industrial | Other Industrial | Existing | Process | Natural Gas | Gas Boiler - Hot Water Reset | A | Cumulative Summer Peak Savings (MW) | Achievable Economic TRC Potential | 0 | 0 | 0 | 0 | 0 | 0 | 0 | 0 | 0 | 0 | 0 | 0 | 0 | 0 | 0 | 0 | 0 | 0 | 0 | 0 | 0 | 0
F12_Industrial_Other Industrial_Existing_Process_Natural Gas_Gas Boiler - Hot Water Reset_A_Achievable Economic TRC Potential | F12 | Industrial | Other Industrial | Existing | Process | Natural Gas | Gas Boiler - Hot Water Reset | A | Cumulative Winter Peak Savings (MW) | Achievable Economic TRC Potential | 0 | 0 | 0 | 0 | 0 | 0 | 0 | 0 | 0 | 0 | 0 | 0 | 0 | 0 | 0 | 0 | 0 | 0 | 0 | 0 | 0 | 0
F13_Industrial_Other Industrial_Existing_Process_Natural Gas_Gas Boiler - Hot Water Reset_A_Achievable Economic TRC Potential | F13 | Industrial | Other Industrial | Existing | Process | Natural Gas | Gas Boiler - Hot Water Reset | A | Purchases (Incremental) | Achievable Economic TRC Potential | 0 | 0 | 134.3356 | 162.0988 | 194.9415 | 222.3947 | 249.2957 | 286.4316 | 308.8023 | 310.0243 | 287.1235 | 242.5516 | 184.4606 | 119.9751 | 68.4619 | 32.3948 | 13.4692 | 4.8134 | 1.4776 | 0.31649 | 0.051126 | 0.006031
F14_Industrial_Other Industrial_Existing_Process_Natural Gas_Gas Boiler - Hot Water Reset_A_Achievable Economic TRC Potential | F14 | Industrial | Other Industrial | Existing | Process | Natural Gas | Gas Boiler - Hot Water Reset | A | Purchases (Cumulative) | Achievable Economic TRC Potential | 0 | 0 | 134.3356 | 296.4344 | 491.3759 | 713.7706 | 963.0664 | 1249.4979 | 1558.3002 | 1868.3245 | 2155.448 | 2397.9996 | 2582.4602 | 2702.4353 | 2770.8971 | 2803.2919 | 2816.7611 | 2821.5745 | 2823.0521 | 2823.3686 | 2823.4197 | 2823.4258
F1_Industrial_Other Industrial_Existing_Space Heating_Natural Gas_Steam Trap Maintenance_A_Achievable Economic TRC Potential | F1 | Industrial | Other Industrial | Existing | Space Heating | Natural Gas | Steam Trap Maintenance | A | Original Unit Energy Savings (kWh or therms) | Achievable Economic TRC Potential | 0 | 0 | 2.6252 | 2.6186 | 2.6122 | 2.6059 | 2.5997 | 2.5938 | 2.588 | 2.5824 | 2.5771 | 2.5719 | 2.567 | 2.5623 | 2.5578 | 2.5536 | 2.5496 | 2.5459 | 2.5424 | 2.5392 | 2.5363 | 2.5336
F2_Industrial_Other Industrial_Existing_Space Heating_Natural Gas_Steam Trap Maintenance_A_Achievable Economic TRC Potential | F2 | Industrial | Other Industrial | Existing | Space Heating | Natural Gas | Steam Trap Maintenance | A | Original Unit Summer Peak Savings (kW) | Achievable Economic TRC Potential | 0 | 0 | 0 | 0 | 0 | 0 | 0 | 0 | 0 | 0 | 0 | 0 | 0 | 0 | 0 | 0 | 0 | 0 | 0 | 0 | 0 | 0
F3_Industrial_Other Industrial_Existing_Space Heating_Natural Gas_Steam Trap Maintenance_A_Achievable Economic TRC Potential | F3 | Industrial | Other Industrial | Existing | Space Heating | Natural Gas | Steam Trap Maintenance | A | Original Unit Winter Peak Savings (kW) | Achievable Economic TRC Potential | 0 | 0 | 0 | 0 | 0 | 0 | 0 | 0 | 0 | 0 | 0 | 0 | 0 | 0 | 0 | 0 | 0 | 0 | 0 | 0 | 0 | 0
F4_Industrial_Other Industrial_Existing_Space Heating_Natural Gas_Steam Trap Maintenance_A_Achievable Economic TRC Potential | F4 | Industrial | Other Industrial | Existing | Space Heating | Natural Gas | Steam Trap Maintenance | A | Standalone Impact on Baseline Energy (%) | Achievable Economic TRC Potential | 0% | 0% | 0.00146% | 0.002944% | 0.004455% | 0.005992% | 0.007556% | 0.009147% | 0.01077% | 0.01241% | 0.01409% | 0.01579% | 0.01753% | 0.01929% | 0.02108% | 0.02291% | 0.02477% | 0.02665% | 0.02858% | 0.03053% | 0.03252% | 0.03455%
F5_Industrial_Other Industrial_Existing_Space Heating_Natural Gas_Steam Trap Maintenance_A_Achievable Economic TRC Potential | F5 | Industrial | Other Industrial | Existing | Space Heating | Natural Gas | Steam Trap Maintenance | A | Standalone Impact on Baseline Summer Peak (%) | Achievable Economic TRC Potential | bar: 2019 to 2040
F6_Industrial_Other Industrial_Existing_Space Heating_Natural Gas_Steam Trap Maintenance_A_Achievable Economic TRC Potential | F6 | Industrial | Other Industrial | Existing | Space Heating | Natural Gas | Steam Trap Maintenance | A | Standalone Impact on Baseline Winter Peak (%) | Achievable Economic TRC Potential | bar: 2019 to 2040
F7_Industrial_Other Industrial_Existing_Space Heating_Natural Gas_Steam Trap Maintenance_A_Achievable Economic TRC Potential | F7 | Industrial | Other Industrial | Existing | Space Heating | Natural Gas | Steam Trap Maintenance | A | Incremental Energy Savings (MWh or mTherms) | Achievable Economic TRC Potential | 0 | 0 | 0.013594 | 0.013326 | 0.013064 | 0.012808 | 0.012558 | 0.012313 | 0.012074 | 0.01184 | 0.011612 | 0.011389 | 0.011171 | 0.010958 | 0.01075 | 0.010548 | 0.01035 | 0.010156 | 0.0099676 | 0.0097834 | 0.0096035 | 0.009428
F8_Industrial_Other Industrial_Existing_Space Heating_Natural Gas_Steam Trap Maintenance_A_Achievable Economic TRC Potential | F8 | Industrial | Other Industrial | Existing | Space Heating | Natural Gas | Steam Trap Maintenance | A | Incremental Summer Peak Savings (MW) | Achievable Economic TRC Potential | 0 | 0 | 0 | 0 | 0 | 0 | 0 | 0 | 0 | 0 | 0 | 0 | 0 | 0 | 0 | 0 | 0 | 0 | 0 | 0 | 0 | 0
F9_Industrial_Other Industrial_Existing_Space Heating_Natural Gas_Steam Trap Maintenance_A_Achievable Economic TRC Potential | F9 | Industrial | Other Industrial | Existing | Space Heating | Natural Gas | Steam Trap Maintenance | A | Incremental Winter Peak Savings (MW) | Achievable Economic TRC Potential | 0 | 0 | 0 | 0 | 0 | 0 | 0 | 0 | 0 | 0 | 0 | 0 | 0 | 0 | 0 | 0 | 0 | 0 | 0 | 0 | 0 | 0
F10_Industrial_Other Industrial_Existing_Space Heating_Natural Gas_Steam Trap Maintenance_A_Achievable Economic TRC Potential | F10 | Industrial | Other Industrial | Existing | Space Heating | Natural Gas | Steam Trap Maintenance | A | Cumulative Energy Savings (MWh or mTherms) | Achievable Economic TRC Potential | 0 | 0 | 0.013594 | 0.026887 | 0.039885 | 0.052596 | 0.06503 | 0.077194 | 0.089096 | 0.10074 | 0.11215 | 0.12331 | 0.13424 | 0.14496 | 0.15545 | 0.16575 | 0.17584 | 0.18574 | 0.19545 | 0.20499 | 0.21435 | 0.22356
F11_Industrial_Other Industrial_Existing_Space Heating_Natural Gas_Steam Trap Maintenance_A_Achievable Economic TRC Potential | F11 | Industrial | Other Industrial | Existing | Space Heating | Natural Gas | Steam Trap Maintenance | A | Cumulative Summer Peak Savings (MW) | Achievable Economic TRC Potential | 0 | 0 | 0 | 0 | 0 | 0 | 0 | 0 | 0 | 0 | 0 | 0 | 0 | 0 | 0 | 0 | 0 | 0 | 0 | 0 | 0 | 0
F12_Industrial_Other Industrial_Existing_Space Heating_Natural Gas_Steam Trap Maintenance_A_Achievable Economic TRC Potential | F12 | Industrial | Other Industrial | Existing | Space Heating | Natural Gas | Steam Trap Maintenance | A | Cumulative Winter Peak Savings (MW) | Achievable Economic TRC Potential | 0 | 0 | 0 | 0 | 0 | 0 | 0 | 0 | 0 | 0 | 0 | 0 | 0 | 0 | 0 | 0 | 0 | 0 | 0 | 0 | 0 | 0
F13_Industrial_Other Industrial_Existing_Space Heating_Natural Gas_Steam Trap Maintenance_A_Achievable Economic TRC Potential | F13 | Industrial | Other Industrial | Existing | Space Heating | Natural Gas | Steam Trap Maintenance | A | Purchases (Incremental) | Achievable Economic TRC Potential | 0 | 0 | 5.1783 | 5.089 | 5.0013 | 4.9151 | 4.8303 | 4.747 | 4.6652 | 4.5848 | 4.5057 | 4.428 | 4.3517 | 4.2767 | 4.2029 | 4.1305 | 4.0592 | 3.9893 | 3.9205 | 3.8529 | 3.7865 | 3.7212
F14_Industrial_Other Industrial_Existing_Space Heating_Natural Gas_Steam Trap Maintenance_A_Achievable Economic TRC Potential | F14 | Industrial | Other Industrial | Existing | Space Heating | Natural Gas | Steam Trap Maintenance | A | Purchases (Cumulative) | Achievable Economic TRC Potential | 0 | 0 | 5.1783 | 10.2674 | 15.2687 | 20.1837 | 25.0141 | 29.7611 | 34.4263 | 39.0111 | 43.5168 | 47.9448 | 52.2965 | 56.5732 | 60.7761 | 64.9066 | 68.9658 | 72.9551 | 76.8756 | 80.7284 | 84.5149 | 88.2361
F1_Industrial_Other Industrial_Existing_Process_Natural Gas_Steam Trap Maintenance_A_Achievable Economic TRC Potential | F1 | Industrial | Other Industrial | Existing | Process | Natural Gas | Steam Trap Maintenance | A | Original Unit Energy Savings (kWh or therms) | Achievable Economic TRC Potential | 0 | 0 | 1.9988 | 1.9988 | 1.9988 | 1.9988 | 1.9988 | 1.9988 | 1.9988 | 1.9988 | 1.9988 | 1.9988 | 1.9988 | 1.9988 | 1.9988 | 1.9988 | 1.9988 | 1.9988 | 1.9988 | 1.9988 | 1.9988 | 1.9988
F2_Industrial_Other Industrial_Existing_Process_Natural Gas_Steam Trap Maintenance_A_Achievable Economic TRC Potential | F2 | Industrial | Other Industrial | Existing | Process | Natural Gas | Steam Trap Maintenance | A | Original Unit Summer Peak Savings (kW) | Achievable Economic TRC Potential | 0 | 0 | 0 | 0 | 0 | 0 | 0 | 0 | 0 | 0 | 0 | 0 | 0 | 0 | 0 | 0 | 0 | 0 | 0 | 0 | 0 | 0
F3_Industrial_Other Industrial_Existing_Process_Natural Gas_Steam Trap Maintenance_A_Achievable Economic TRC Potential | F3 | Industrial | Other Industrial | Existing | Process | Natural Gas | Steam Trap Maintenance | A | Original Unit Winter Peak Savings (kW) | Achievable Economic TRC Potential | 0 | 0 | 0 | 0 | 0 | 0 | 0 | 0 | 0 | 0 | 0 | 0 | 0 | 0 | 0 | 0 | 0 | 0 | 0 | 0 | 0 | 0
F4_Industrial_Other Industrial_Existing_Process_Natural Gas_Steam Trap Maintenance_A_Achievable Economic TRC Potential | F4 | Industrial | Other Industrial | Existing | Process | Natural Gas | Steam Trap Maintenance | A | Standalone Impact on Baseline Energy (%) | Achievable Economic TRC Potential | 0% | 0% | 0.007791% | 0.01572% | 0.02378% | 0.03199% | 0.04034% | 0.04884% | 0.05749% | 0.06629% | 0.07524% | 0.08436% | 0.09363% | 0.1031% | 0.1127% | 0.1224% | 0.1324% | 0.1425% | 0.1528% | 0.1632% | 0.1739% | 0.1847%
F5_Industrial_Other Industrial_Existing_Process_Natural Gas_Steam Trap Maintenance_A_Achievable Economic TRC Potential | F5 | Industrial | Other Industrial | Existing | Process | Natural Gas | Steam Trap Maintenance | A | Standalone Impact on Baseline Summer Peak (%) | Achievable Economic TRC Potential | bar: 2019 to 2040
F6_Industrial_Other Industrial_Existing_Process_Natural Gas_Steam Trap Maintenance_A_Achievable Economic TRC Potential | F6 | Industrial | Other Industrial | Existing | Process | Natural Gas | Steam Trap Maintenance | A | Standalone Impact on Baseline Winter Peak (%) | Achievable Economic TRC Potential | bar: 2019 to 2040
F7_Industrial_Other Industrial_Existing_Process_Natural Gas_Steam Trap Maintenance_A_Achievable Economic TRC Potential | F7 | Industrial | Other Industrial | Existing | Process | Natural Gas | Steam Trap Maintenance | A | Incremental Energy Savings (MWh or mTherms) | Achievable Economic TRC Potential | 0 | 0 | 0.14986 | 0.14728 | 0.14474 | 0.14224 | 0.13979 | 0.13738 | 0.13501 | 0.13269 | 0.1304 | 0.12815 | 0.12594 | 0.12377 | 0.12163 | 0.11954 | 0.11748 | 0.11545 | 0.11346 | 0.1115 | 0.10958 | 0.10769
F8_Industrial_Other Industrial_Existing_Process_Natural Gas_Steam Trap Maintenance_A_Achievable Economic TRC Potential | F8 | Industrial | Other Industrial | Existing | Process | Natural Gas | Steam Trap Maintenance | A | Incremental Summer Peak Savings (MW) | Achievable Economic TRC Potential | 0 | 0 | 0 | 0 | 0 | 0 | 0 | 0 | 0 | 0 | 0 | 0 | 0 | 0 | 0 | 0 | 0 | 0 | 0 | 0 | 0 | 0
F9_Industrial_Other Industrial_Existing_Process_Natural Gas_Steam Trap Maintenance_A_Achievable Economic TRC Potential | F9 | Industrial | Other Industrial | Existing | Process | Natural Gas | Steam Trap Maintenance | A | Incremental Winter Peak Savings (MW) | Achievable Economic TRC Potential | 0 | 0 | 0 | 0 | 0 | 0 | 0 | 0 | 0 | 0 | 0 | 0 | 0 | 0 | 0 | 0 | 0 | 0 | 0 | 0 | 0 | 0
F10_Industrial_Other Industrial_Existing_Process_Natural Gas_Steam Trap Maintenance_A_Achievable Economic TRC Potential | F10 | Industrial | Other Industrial | Existing | Process | Natural Gas | Steam Trap Maintenance | A | Cumulative Energy Savings (MWh or mTherms) | Achievable Economic TRC Potential | 0 | 0 | 0.14986 | 0.29714 | 0.44188 | 0.58413 | 0.72392 | 0.8613 | 0.99631 | 1.129 | 1.2594 | 1.3875 | 1.5135 | 1.6373 | 1.7589 | 1.8784 | 1.9959 | 2.1114 | 2.2248 | 2.3363 | 2.4459 | 2.5536
F11_Industrial_Other Industrial_Existing_Process_Natural Gas_Steam Trap Maintenance_A_Achievable Economic TRC Potential | F11 | Industrial | Other Industrial | Existing | Process | Natural Gas | Steam Trap Maintenance | A | Cumulative Summer Peak Savings (MW) | Achievable Economic TRC Potential | 0 | 0 | 0 | 0 | 0 | 0 | 0 | 0 | 0 | 0 | 0 | 0 | 0 | 0 | 0 | 0 | 0 | 0 | 0 | 0 | 0 | 0
F12_Industrial_Other Industrial_Existing_Process_Natural Gas_Steam Trap Maintenance_A_Achievable Economic TRC Potential | F12 | Industrial | Other Industrial | Existing | Process | Natural Gas | Steam Trap Maintenance | A | Cumulative Winter Peak Savings (MW) | Achievable Economic TRC Potential | 0 | 0 | 0 | 0 | 0 | 0 | 0 | 0 | 0 | 0 | 0 | 0 | 0 | 0 | 0 | 0 | 0 | 0 | 0 | 0 | 0 | 0
F13_Industrial_Other Industrial_Existing_Process_Natural Gas_Steam Trap Maintenance_A_Achievable Economic TRC Potential | F13 | Industrial | Other Industrial | Existing | Process | Natural Gas | Steam Trap Maintenance | A | Purchases (Incremental) | Achievable Economic TRC Potential | 0 | 0 | 74.978 | 73.6853 | 72.4148 | 71.1663 | 69.9393 | 68.7335 | 67.5484 | 66.3838 | 65.2392 | 64.1144 | 63.009 | 61.9226 | 60.855 | 59.8058 | 58.7746 | 57.7613 | 56.7654 | 55.7867 | 54.8248 | 53.8796
F14_Industrial_Other Industrial_Existing_Process_Natural Gas_Steam Trap Maintenance_A_Achievable Economic TRC Potential | F14 | Industrial | Other Industrial | Existing | Process | Natural Gas | Steam Trap Maintenance | A | Purchases (Cumulative) | Achievable Economic TRC Potential | 0 | 0 | 74.978 | 148.6633 | 221.0781 | 292.2444 | 362.1837 | 430.9172 | 498.4656 | 564.8493 | 630.0886 | 694.203 | 757.212 | 819.1346 | 879.9896 | 939.7953 | 998.57 | 1056.3312 | 1113.0966 | 1168.8833 | 1223.7082 | 1277.5877
F1_Industrial_Other Industrial_Existing_Space Heating_Natural Gas_Gas Boiler - High Turndown_A_Achievable Economic TRC Potential | F1 | Industrial | Other Industrial | Existing | Space Heating | Natural Gas | Gas Boiler - High Turndown | A | Original Unit Energy Savings (kWh or therms) | Achievable Economic TRC Potential | 0 | 0 | 2.7866 | 2.7796 | 2.7728 | 2.7661 | 2.7596 | 2.7533 | 2.7471 | 2.7412 | 2.7355 | 2.73 | 2.7248 | 2.7198 | 2.7151 | 2.7106 | 2.7064 | 2.7024 | 2.6988 | 2.6954 | 2.6922 | 2.6894
F2_Industrial_Other Industrial_Existing_Space Heating_Natural Gas_Gas Boiler - High Turndown_A_Achievable Economic TRC Potential | F2 | Industrial | Other Industrial | Existing | Space Heating | Natural Gas | Gas Boiler - High Turndown | A | Original Unit Summer Peak Savings (kW) | Achievable Economic TRC Potential | 0 | 0 | 0 | 0 | 0 | 0 | 0 | 0 | 0 | 0 | 0 | 0 | 0 | 0 | 0 | 0 | 0 | 0 | 0 | 0 | 0 | 0
F3_Industrial_Other Industrial_Existing_Space Heating_Natural Gas_Gas Boiler - High Turndown_A_Achievable Economic TRC Potential | F3 | Industrial | Other Industrial | Existing | Space Heating | Natural Gas | Gas Boiler - High Turndown | A | Original Unit Winter Peak Savings (kW) | Achievable Economic TRC Potential | 0 | 0 | 0 | 0 | 0 | 0 | 0 | 0 | 0 | 0 | 0 | 0 | 0 | 0 | 0 | 0 | 0 | 0 | 0 | 0 | 0 | 0
F4_Industrial_Other Industrial_Existing_Space Heating_Natural Gas_Gas Boiler - High Turndown_A_Achievable Economic TRC Potential | F4 | Industrial | Other Industrial | Existing | Space Heating | Natural Gas | Gas Boiler - High Turndown | A | Standalone Impact on Baseline Energy (%) | Achievable Economic TRC Potential | bar: 2019 to 2040
F5_Industrial_Other Industrial_Existing_Space Heating_Natural Gas_Gas Boiler - High Turndown_A_Achievable Economic TRC Potential | F5 | Industrial | Other Industrial | Existing | Space Heating | Natural Gas | Gas Boiler - High Turndown | A | Standalone Impact on Baseline Summer Peak (%) | Achievable Economic TRC Potential | bar: 2019 to 2040
F6_Industrial_Other Industrial_Existing_Space Heating_Natural Gas_Gas Boiler - High Turndown_A_Achievable Economic TRC Potential | F6 | Industrial | Other Industrial | Existing | Space Heating | Natural Gas | Gas Boiler - High Turndown | A | Standalone Impact on Baseline Winter Peak (%) | Achievable Economic TRC Potential | bar: 2019 to 2040
F7_Industrial_Other Industrial_Existing_Space Heating_Natural Gas_Gas Boiler - High Turndown_A_Achievable Economic TRC Potential | F7 | Industrial | Other Industrial | Existing | Space Heating | Natural Gas | Gas Boiler - High Turndown | A | Incremental Energy Savings (MWh or mTherms) | Achievable Economic TRC Potential | 0 | 0 | 0 | 0 | 0 | 0 | 0 | 0 | 0 | 0 | 0 | 0 | 0 | 0 | 0 | 0 | 0 | 0 | 0 | 0 | 0 | 0
F8_Industrial_Other Industrial_Existing_Space Heating_Natural Gas_Gas Boiler - High Turndown_A_Achievable Economic TRC Potential | F8 | Industrial | Other Industrial | Existing | Space Heating | Natural Gas | Gas Boiler - High Turndown | A | Incremental Summer Peak Savings (MW) | Achievable Economic TRC Potential | 0 | 0 | 0 | 0 | 0 | 0 | 0 | 0 | 0 | 0 | 0 | 0 | 0 | 0 | 0 | 0 | 0 | 0 | 0 | 0 | 0 | 0
F9_Industrial_Other Industrial_Existing_Space Heating_Natural Gas_Gas Boiler - High Turndown_A_Achievable Economic TRC Potential | F9 | Industrial | Other Industrial | Existing | Space Heating | Natural Gas | Gas Boiler - High Turndown | A | Incremental Winter Peak Savings (MW) | Achievable Economic TRC Potential | 0 | 0 | 0 | 0 | 0 | 0 | 0 | 0 | 0 | 0 | 0 | 0 | 0 | 0 | 0 | 0 | 0 | 0 | 0 | 0 | 0 | 0
F10_Industrial_Other Industrial_Existing_Space Heating_Natural Gas_Gas Boiler - High Turndown_A_Achievable Economic TRC Potential | F10 | Industrial | Other Industrial | Existing | Space Heating | Natural Gas | Gas Boiler - High Turndown | A | Cumulative Energy Savings (MWh or mTherms) | Achievable Economic TRC Potential | 0 | 0 | 0 | 0 | 0 | 0 | 0 | 0 | 0 | 0 | 0 | 0 | 0 | 0 | 0 | 0 | 0 | 0 | 0 | 0 | 0 | 0
F11_Industrial_Other Industrial_Existing_Space Heating_Natural Gas_Gas Boiler - High Turndown_A_Achievable Economic TRC Potential | F11 | Industrial | Other Industrial | Existing | Space Heating | Natural Gas | Gas Boiler - High Turndown | A | Cumulative Summer Peak Savings (MW) | Achievable Economic TRC Potential | 0 | 0 | 0 | 0 | 0 | 0 | 0 | 0 | 0 | 0 | 0 | 0 | 0 | 0 | 0 | 0 | 0 | 0 | 0 | 0 | 0 | 0
F12_Industrial_Other Industrial_Existing_Space Heating_Natural Gas_Gas Boiler - High Turndown_A_Achievable Economic TRC Potential | F12 | Industrial | Other Industrial | Existing | Space Heating | Natural Gas | Gas Boiler - High Turndown | A | Cumulative Winter Peak Savings (MW) | Achievable Economic TRC Potential | 0 | 0 | 0 | 0 | 0 | 0 | 0 | 0 | 0 | 0 | 0 | 0 | 0 | 0 | 0 | 0 | 0 | 0 | 0 | 0 | 0 | 0
F13_Industrial_Other Industrial_Existing_Space Heating_Natural Gas_Gas Boiler - High Turndown_A_Achievable Economic TRC Potential | F13 | Industrial | Other Industrial | Existing | Space Heating | Natural Gas | Gas Boiler - High Turndown | A | Purchases (Incremental) | Achievable Economic TRC Potential | 0 | 0 | 0 | 0 | 0 | 0 | 0 | 0 | 0 | 0 | 0 | 0 | 0 | 0 | 0 | 0 | 0 | 0 | 0 | 0 | 0 | 0
F14_Industrial_Other Industrial_Existing_Space Heating_Natural Gas_Gas Boiler - High Turndown_A_Achievable Economic TRC Potential | F14 | Industrial | Other Industrial | Existing | Space Heating | Natural Gas | Gas Boiler - High Turndown | A | Purchases (Cumulative) | Achievable Economic TRC Potential | 0 | 0 | 0 | 0 | 0 | 0 | 0 | 0 | 0 | 0 | 0 | 0 | 0 | 0 | 0 | 0 | 0 | 0 | 0 | 0 | 0 | 0
F1_Industrial_Other Industrial_Existing_Process_Natural Gas_Gas Boiler - High Turndown_A_Achievable Economic TRC Potential | F1 | Industrial | Other Industrial | Existing | Process | Natural Gas | Gas Boiler - High Turndown | A | Original Unit Energy Savings (kWh or therms) | Achievable Economic TRC Potential | 0 | 0 | 2.1216 | 2.1216 | 2.1216 | 2.1216 | 2.1216 | 2.1216 | 2.1216 | 2.1216 | 2.1216 | 2.1216 | 2.1216 | 2.1216 | 2.1216 | 2.1216 | 2.1216 | 2.1216 | 2.1216 | 2.1216 | 2.1216 | 2.1216
F2_Industrial_Other Industrial_Existing_Process_Natural Gas_Gas Boiler - High Turndown_A_Achievable Economic TRC Potential | F2 | Industrial | Other Industrial | Existing | Process | Natural Gas | Gas Boiler - High Turndown | A | Original Unit Summer Peak Savings (kW) | Achievable Economic TRC Potential | 0 | 0 | 0 | 0 | 0 | 0 | 0 | 0 | 0 | 0 | 0 | 0 | 0 | 0 | 0 | 0 | 0 | 0 | 0 | 0 | 0 | 0
F3_Industrial_Other Industrial_Existing_Process_Natural Gas_Gas Boiler - High Turndown_A_Achievable Economic TRC Potential | F3 | Industrial | Other Industrial | Existing | Process | Natural Gas | Gas Boiler - High Turndown | A | Original Unit Winter Peak Savings (kW) | Achievable Economic TRC Potential | 0 | 0 | 0 | 0 | 0 | 0 | 0 | 0 | 0 | 0 | 0 | 0 | 0 | 0 | 0 | 0 | 0 | 0 | 0 | 0 | 0 | 0
F4_Industrial_Other Industrial_Existing_Process_Natural Gas_Gas Boiler - High Turndown_A_Achievable Economic TRC Potential | F4 | Industrial | Other Industrial | Existing | Process | Natural Gas | Gas Boiler - High Turndown | A | Standalone Impact on Baseline Energy (%) | Achievable Economic TRC Potential | bar: 2019 to 2040
F5_Industrial_Other Industrial_Existing_Process_Natural Gas_Gas Boiler - High Turndown_A_Achievable Economic TRC Potential | F5 | Industrial | Other Industrial | Existing | Process | Natural Gas | Gas Boiler - High Turndown | A | Standalone Impact on Baseline Summer Peak (%) | Achievable Economic TRC Potential | bar: 2019 to 2040
F6_Industrial_Other Industrial_Existing_Process_Natural Gas_Gas Boiler - High Turndown_A_Achievable Economic TRC Potential | F6 | Industrial | Other Industrial | Existing | Process | Natural Gas | Gas Boiler - High Turndown | A | Standalone Impact on Baseline Winter Peak (%) | Achievable Economic TRC Potential | bar: 2019 to 2040
F7_Industrial_Other Industrial_Existing_Process_Natural Gas_Gas Boiler - High Turndown_A_Achievable Economic TRC Potential | F7 | Industrial | Other Industrial | Existing | Process | Natural Gas | Gas Boiler - High Turndown | A | Incremental Energy Savings (MWh or mTherms) | Achievable Economic TRC Potential | 0 | 0 | 0 | 0 | 0 | 0 | 0 | 0 | 0 | 0 | 0 | 0 | 0 | 0 | 0 | 0 | 0 | 0 | 0 | 0 | 0 | 0
F8_Industrial_Other Industrial_Existing_Process_Natural Gas_Gas Boiler - High Turndown_A_Achievable Economic TRC Potential | F8 | Industrial | Other Industrial | Existing | Process | Natural Gas | Gas Boiler - High Turndown | A | Incremental Summer Peak Savings (MW) | Achievable Economic TRC Potential | 0 | 0 | 0 | 0 | 0 | 0 | 0 | 0 | 0 | 0 | 0 | 0 | 0 | 0 | 0 | 0 | 0 | 0 | 0 | 0 | 0 | 0
F9_Industrial_Other Industrial_Existing_Process_Natural Gas_Gas Boiler - High Turndown_A_Achievable Economic TRC Potential | F9 | Industrial | Other Industrial | Existing | Process | Natural Gas | Gas Boiler - High Turndown | A | Incremental Winter Peak Savings (MW) | Achievable Economic TRC Potential | 0 | 0 | 0 | 0 | 0 | 0 | 0 | 0 | 0 | 0 | 0 | 0 | 0 | 0 | 0 | 0 | 0 | 0 | 0 | 0 | 0 | 0
F10_Industrial_Other Industrial_Existing_Process_Natural Gas_Gas Boiler - High Turndown_A_Achievable Economic TRC Potential | F10 | Industrial | Other Industrial | Existing | Process | Natural Gas | Gas Boiler - High Turndown | A | Cumulative Energy Savings (MWh or mTherms) | Achievable Economic TRC Potential | 0 | 0 | 0 | 0 | 0 | 0 | 0 | 0 | 0 | 0 | 0 | 0 | 0 | 0 | 0 | 0 | 0 | 0 | 0 | 0 | 0 | 0
F11_Industrial_Other Industrial_Existing_Process_Natural Gas_Gas Boiler - High Turndown_A_Achievable Economic TRC Potential | F11 | Industrial | Other Industrial | Existing | Process | Natural Gas | Gas Boiler - High Turndown | A | Cumulative Summer Peak Savings (MW) | Achievable Economic TRC Potential | 0 | 0 | 0 | 0 | 0 | 0 | 0 | 0 | 0 | 0 | 0 | 0 | 0 | 0 | 0 | 0 | 0 | 0 | 0 | 0 | 0 | 0
F12_Industrial_Other Industrial_Existing_Process_Natural Gas_Gas Boiler - High Turndown_A_Achievable Economic TRC Potential | F12 | Industrial | Other Industrial | Existing | Process | Natural Gas | Gas Boiler - High Turndown | A | Cumulative Winter Peak Savings (MW) | Achievable Economic TRC Potential | 0 | 0 | 0 | 0 | 0 | 0 | 0 | 0 | 0 | 0 | 0 | 0 | 0 | 0 | 0 | 0 | 0 | 0 | 0 | 0 | 0 | 0
F13_Industrial_Other Industrial_Existing_Process_Natural Gas_Gas Boiler - High Turndown_A_Achievable Economic TRC Potential | F13 | Industrial | Other Industrial | Existing | Process | Natural Gas | Gas Boiler - High Turndown | A | Purchases (Incremental) | Achievable Economic TRC Potential | 0 | 0 | 0 | 0 | 0 | 0 | 0 | 0 | 0 | 0 | 0 | 0 | 0 | 0 | 0 | 0 | 0 | 0 | 0 | 0 | 0 | 0
F14_Industrial_Other Industrial_Existing_Process_Natural Gas_Gas Boiler - High Turndown_A_Achievable Economic TRC Potential | F14 | Industrial | Other Industrial | Existing | Process | Natural Gas | Gas Boiler - High Turndown | A | Purchases (Cumulative) | Achievable Economic TRC Potential | 0 | 0 | 0 | 0 | 0 | 0 | 0 | 0 | 0 | 0 | 0 | 0 | 0 | 0 | 0 | 0 | 0 | 0 | 0 | 0 | 0 | 0
F1_Industrial_Other Industrial_Existing_Space Heating_Natural Gas_Gas Boiler - Burner Control Optimization_A_Achievable Economic TRC Potential | F1 | Industrial | Other Industrial | Existing | Space Heating | Natural Gas | Gas Boiler - Burner Control Optimization | A | Original Unit Energy Savings (kWh or therms) | Achievable Economic TRC Potential | 0 | 0 | 0.80813 | 0.8061 | 0.80411 | 0.80217 | 0.80028 | 0.79844 | 0.79667 | 0.79495 | 0.7933 | 0.79171 | 0.79019 | 0.78875 | 0.78737 | 0.78607 | 0.78485 | 0.78371 | 0.78264 | 0.78165 | 0.78075 | 0.77992
F2_Industrial_Other Industrial_Existing_Space Heating_Natural Gas_Gas Boiler - Burner Control Optimization_A_Achievable Economic TRC Potential | F2 | Industrial | Other Industrial | Existing | Space Heating | Natural Gas | Gas Boiler - Burner Control Optimization | A | Original Unit Summer Peak Savings (kW) | Achievable Economic TRC Potential | 0 | 0 | 0 | 0 | 0 | 0 | 0 | 0 | 0 | 0 | 0 | 0 | 0 | 0 | 0 | 0 | 0 | 0 | 0 | 0 | 0 | 0
F3_Industrial_Other Industrial_Existing_Space Heating_Natural Gas_Gas Boiler - Burner Control Optimization_A_Achievable Economic TRC Potential | F3 | Industrial | Other Industrial | Existing | Space Heating | Natural Gas | Gas Boiler - Burner Control Optimization | A | Original Unit Winter Peak Savings (kW) | Achievable Economic TRC Potential | 0 | 0 | 0 | 0 | 0 | 0 | 0 | 0 | 0 | 0 | 0 | 0 | 0 | 0 | 0 | 0 | 0 | 0 | 0 | 0 | 0 | 0
F4_Industrial_Other Industrial_Existing_Space Heating_Natural Gas_Gas Boiler - Burner Control Optimization_A_Achievable Economic TRC Potential | F4 | Industrial | Other Industrial | Existing | Space Heating | Natural Gas | Gas Boiler - Burner Control Optimization | A | Standalone Impact on Baseline Energy (%) | Achievable Economic TRC Potential | bar: 2019 to 2040
F5_Industrial_Other Industrial_Existing_Space Heating_Natural Gas_Gas Boiler - Burner Control Optimization_A_Achievable Economic TRC Potential | F5 | Industrial | Other Industrial | Existing | Space Heating | Natural Gas | Gas Boiler - Burner Control Optimization | A | Standalone Impact on Baseline Summer Peak (%) | Achievable Economic TRC Potential | bar: 2019 to 2040
F6_Industrial_Other Industrial_Existing_Space Heating_Natural Gas_Gas Boiler - Burner Control Optimization_A_Achievable Economic TRC Potential | F6 | Industrial | Other Industrial | Existing | Space Heating | Natural Gas | Gas Boiler - Burner Control Optimization | A | Standalone Impact on Baseline Winter Peak (%) | Achievable Economic TRC Potential | bar: 2019 to 2040
F7_Industrial_Other Industrial_Existing_Space Heating_Natural Gas_Gas Boiler - Burner Control Optimization_A_Achievable Economic TRC Potential | F7 | Industrial | Other Industrial | Existing | Space Heating | Natural Gas | Gas Boiler - Burner Control Optimization | A | Incremental Energy Savings (MWh or mTherms) | Achievable Economic TRC Potential | 0 | 0 | 0 | 0 | 0 | 0 | 0 | 0 | 0 | 0 | 0 | 0 | 0 | 0 | 0 | 0 | 0 | 0 | 0 | 0 | 0 | 0
F8_Industrial_Other Industrial_Existing_Space Heating_Natural Gas_Gas Boiler - Burner Control Optimization_A_Achievable Economic TRC Potential | F8 | Industrial | Other Industrial | Existing | Space Heating | Natural Gas | Gas Boiler - Burner Control Optimization | A | Incremental Summer Peak Savings (MW) | Achievable Economic TRC Potential | 0 | 0 | 0 | 0 | 0 | 0 | 0 | 0 | 0 | 0 | 0 | 0 | 0 | 0 | 0 | 0 | 0 | 0 | 0 | 0 | 0 | 0
F9_Industrial_Other Industrial_Existing_Space Heating_Natural Gas_Gas Boiler - Burner Control Optimization_A_Achievable Economic TRC Potential | F9 | Industrial | Other Industrial | Existing | Space Heating | Natural Gas | Gas Boiler - Burner Control Optimization | A | Incremental Winter Peak Savings (MW) | Achievable Economic TRC Potential | 0 | 0 | 0 | 0 | 0 | 0 | 0 | 0 | 0 | 0 | 0 | 0 | 0 | 0 | 0 | 0 | 0 | 0 | 0 | 0 | 0 | 0
F10_Industrial_Other Industrial_Existing_Space Heating_Natural Gas_Gas Boiler - Burner Control Optimization_A_Achievable Economic TRC Potential | F10 | Industrial | Other Industrial | Existing | Space Heating | Natural Gas | Gas Boiler - Burner Control Optimization | A | Cumulative Energy Savings (MWh or mTherms) | Achievable Economic TRC Potential | 0 | 0 | 0 | 0 | 0 | 0 | 0 | 0 | 0 | 0 | 0 | 0 | 0 | 0 | 0 | 0 | 0 | 0 | 0 | 0 | 0 | 0
F11_Industrial_Other Industrial_Existing_Space Heating_Natural Gas_Gas Boiler - Burner Control Optimization_A_Achievable Economic TRC Potential | F11 | Industrial | Other Industrial | Existing | Space Heating | Natural Gas | Gas Boiler - Burner Control Optimization | A | Cumulative Summer Peak Savings (MW) | Achievable Economic TRC Potential | 0 | 0 | 0 | 0 | 0 | 0 | 0 | 0 | 0 | 0 | 0 | 0 | 0 | 0 | 0 | 0 | 0 | 0 | 0 | 0 | 0 | 0
F12_Industrial_Other Industrial_Existing_Space Heating_Natural Gas_Gas Boiler - Burner Control Optimization_A_Achievable Economic TRC Potential | F12 | Industrial | Other Industrial | Existing | Space Heating | Natural Gas | Gas Boiler - Burner Control Optimization | A | Cumulative Winter Peak Savings (MW) | Achievable Economic TRC Potential | 0 | 0 | 0 | 0 | 0 | 0 | 0 | 0 | 0 | 0 | 0 | 0 | 0 | 0 | 0 | 0 | 0 | 0 | 0 | 0 | 0 | 0
F13_Industrial_Other Industrial_Existing_Space Heating_Natural Gas_Gas Boiler - Burner Control Optimization_A_Achievable Economic TRC Potential | F13 | Industrial | Other Industrial | Existing | Space Heating | Natural Gas | Gas Boiler - Burner Control Optimization | A | Purchases (Incremental) | Achievable Economic TRC Potential | 0 | 0 | 0 | 0 | 0 | 0 | 0 | 0 | 0 | 0 | 0 | 0 | 0 | 0 | 0 | 0 | 0 | 0 | 0 | 0 | 0 | 0
F14_Industrial_Other Industrial_Existing_Space Heating_Natural Gas_Gas Boiler - Burner Control Optimization_A_Achievable Economic TRC Potential | F14 | Industrial | Other Industrial | Existing | Space Heating | Natural Gas | Gas Boiler - Burner Control Optimization | A | Purchases (Cumulative) | Achievable Economic TRC Potential | 0 | 0 | 0 | 0 | 0 | 0 | 0 | 0 | 0 | 0 | 0 | 0 | 0 | 0 | 0 | 0 | 0 | 0 | 0 | 0 | 0 | 0
F1_Industrial_Other Industrial_Existing_Process_Natural Gas_Gas Boiler - Burner Control Optimization_A_Achievable Economic TRC Potential | F1 | Industrial | Other Industrial | Existing | Process | Natural Gas | Gas Boiler - Burner Control Optimization | A | Original Unit Energy Savings (kWh or therms) | Achievable Economic TRC Potential | 0 | 0 | 0.61528 | 0.61528 | 0.61528 | 0.61528 | 0.61528 | 0.61528 | 0.61528 | 0.61528 | 0.61528 | 0.61528 | 0.61528 | 0.61528 | 0.61528 | 0.61528 | 0.61528 | 0.61528 | 0.61528 | 0.61528 | 0.61528 | 0.61528
F2_Industrial_Other Industrial_Existing_Process_Natural Gas_Gas Boiler - Burner Control Optimization_A_Achievable Economic TRC Potential | F2 | Industrial | Other Industrial | Existing | Process | Natural Gas | Gas Boiler - Burner Control Optimization | A | Original Unit Summer Peak Savings (kW) | Achievable Economic TRC Potential | 0 | 0 | 0 | 0 | 0 | 0 | 0 | 0 | 0 | 0 | 0 | 0 | 0 | 0 | 0 | 0 | 0 | 0 | 0 | 0 | 0 | 0
F3_Industrial_Other Industrial_Existing_Process_Natural Gas_Gas Boiler - Burner Control Optimization_A_Achievable Economic TRC Potential | F3 | Industrial | Other Industrial | Existing | Process | Natural Gas | Gas Boiler - Burner Control Optimization | A | Original Unit Winter Peak Savings (kW) | Achievable Economic TRC Potential | 0 | 0 | 0 | 0 | 0 | 0 | 0 | 0 | 0 | 0 | 0 | 0 | 0 | 0 | 0 | 0 | 0 | 0 | 0 | 0 | 0 | 0
F4_Industrial_Other Industrial_Existing_Process_Natural Gas_Gas Boiler - Burner Control Optimization_A_Achievable Economic TRC Potential | F4 | Industrial | Other Industrial | Existing | Process | Natural Gas | Gas Boiler - Burner Control Optimization | A | Standalone Impact on Baseline Energy (%) | Achievable Economic TRC Potential | bar: 2019 to 2040
F5_Industrial_Other Industrial_Existing_Process_Natural Gas_Gas Boiler - Burner Control Optimization_A_Achievable Economic TRC Potential | F5 | Industrial | Other Industrial | Existing | Process | Natural Gas | Gas Boiler - Burner Control Optimization | A | Standalone Impact on Baseline Summer Peak (%) | Achievable Economic TRC Potential | bar: 2019 to 2040
F6_Industrial_Other Industrial_Existing_Process_Natural Gas_Gas Boiler - Burner Control Optimization_A_Achievable Economic TRC Potential | F6 | Industrial | Other Industrial | Existing | Process | Natural Gas | Gas Boiler - Burner Control Optimization | A | Standalone Impact on Baseline Winter Peak (%) | Achievable Economic TRC Potential | bar: 2019 to 2040
F7_Industrial_Other Industrial_Existing_Process_Natural Gas_Gas Boiler - Burner Control Optimization_A_Achievable Economic TRC Potential | F7 | Industrial | Other Industrial | Existing | Process | Natural Gas | Gas Boiler - Burner Control Optimization | A | Incremental Energy Savings (MWh or mTherms) | Achievable Economic TRC Potential | 0 | 0 | 0 | 0 | 0 | 0 | 0 | 0 | 0 | 0 | 0 | 0 | 0 | 0 | 0 | 0 | 0 | 0 | 0 | 0 | 0 | 0
F8_Industrial_Other Industrial_Existing_Process_Natural Gas_Gas Boiler - Burner Control Optimization_A_Achievable Economic TRC Potential | F8 | Industrial | Other Industrial | Existing | Process | Natural Gas | Gas Boiler - Burner Control Optimization | A | Incremental Summer Peak Savings (MW) | Achievable Economic TRC Potential | 0 | 0 | 0 | 0 | 0 | 0 | 0 | 0 | 0 | 0 | 0 | 0 | 0 | 0 | 0 | 0 | 0 | 0 | 0 | 0 | 0 | 0
F9_Industrial_Other Industrial_Existing_Process_Natural Gas_Gas Boiler - Burner Control Optimization_A_Achievable Economic TRC Potential | F9 | Industrial | Other Industrial | Existing | Process | Natural Gas | Gas Boiler - Burner Control Optimization | A | Incremental Winter Peak Savings (MW) | Achievable Economic TRC Potential | 0 | 0 | 0 | 0 | 0 | 0 | 0 | 0 | 0 | 0 | 0 | 0 | 0 | 0 | 0 | 0 | 0 | 0 | 0 | 0 | 0 | 0
F10_Industrial_Other Industrial_Existing_Process_Natural Gas_Gas Boiler - Burner Control Optimization_A_Achievable Economic TRC Potential | F10 | Industrial | Other Industrial | Existing | Process | Natural Gas | Gas Boiler - Burner Control Optimization | A | Cumulative Energy Savings (MWh or mTherms) | Achievable Economic TRC Potential | 0 | 0 | 0 | 0 | 0 | 0 | 0 | 0 | 0 | 0 | 0 | 0 | 0 | 0 | 0 | 0 | 0 | 0 | 0 | 0 | 0 | 0
F11_Industrial_Other Industrial_Existing_Process_Natural Gas_Gas Boiler - Burner Control Optimization_A_Achievable Economic TRC Potential | F11 | Industrial | Other Industrial | Existing | Process | Natural Gas | Gas Boiler - Burner Control Optimization | A | Cumulative Summer Peak Savings (MW) | Achievable Economic TRC Potential | 0 | 0 | 0 | 0 | 0 | 0 | 0 | 0 | 0 | 0 | 0 | 0 | 0 | 0 | 0 | 0 | 0 | 0 | 0 | 0 | 0 | 0
F12_Industrial_Other Industrial_Existing_Process_Natural Gas_Gas Boiler - Burner Control Optimization_A_Achievable Economic TRC Potential | F12 | Industrial | Other Industrial | Existing | Process | Natural Gas | Gas Boiler - Burner Control Optimization | A | Cumulative Winter Peak Savings (MW) | Achievable Economic TRC Potential | 0 | 0 | 0 | 0 | 0 | 0 | 0 | 0 | 0 | 0 | 0 | 0 | 0 | 0 | 0 | 0 | 0 | 0 | 0 | 0 | 0 | 0
F13_Industrial_Other Industrial_Existing_Process_Natural Gas_Gas Boiler - Burner Control Optimization_A_Achievable Economic TRC Potential | F13 | Industrial | Other Industrial | Existing | Process | Natural Gas | Gas Boiler - Burner Control Optimization | A | Purchases (Incremental) | Achievable Economic TRC Potential | 0 | 0 | 0 | 0 | 0 | 0 | 0 | 0 | 0 | 0 | 0 | 0 | 0 | 0 | 0 | 0 | 0 | 0 | 0 | 0 | 0 | 0
F14_Industrial_Other Industrial_Existing_Process_Natural Gas_Gas Boiler - Burner Control Optimization_A_Achievable Economic TRC Potential | F14 | Industrial | Other Industrial | Existing | Process | Natural Gas | Gas Boiler - Burner Control Optimization | A | Purchases (Cumulative) | Achievable Economic TRC Potential | 0 | 0 | 0 | 0 | 0 | 0 | 0 | 0 | 0 | 0 | 0 | 0 | 0 | 0 | 0 | 0 | 0 | 0 | 0 | 0 | 0 | 0
F1_Industrial_Other Industrial_Existing_Space Heating_Natural Gas_HVAC - Demand Controlled Ventilation_A_Achievable Economic TRC Potential | F1 | Industrial | Other Industrial | Existing | Space Heating | Natural Gas | HVAC - Demand Controlled Ventilation | A | Original Unit Energy Savings (kWh or therms) | Achievable Economic TRC Potential | 0 | 0 | 0.076632 | 0.076208 | 0.075785 | 0.075366 | 0.074954 | 0.074553 | 0.074165 | 0.073793 | 0.07344 | 0.073107 | 0.072794 | 0.072499 | 0.072221 | 0.07196 | 0.071715 | 0.071483 | 0.071266 | 0.071061 | 0.070868 | 0.070686
F2_Industrial_Other Industrial_Existing_Space Heating_Natural Gas_HVAC - Demand Controlled Ventilation_A_Achievable Economic TRC Potential | F2 | Industrial | Other Industrial | Existing | Space Heating | Natural Gas | HVAC - Demand Controlled Ventilation | A | Original Unit Summer Peak Savings (kW) | Achievable Economic TRC Potential | 0 | 0 | 0 | 0 | 0 | 0 | 0 | 0 | 0 | 0 | 0 | 0 | 0 | 0 | 0 | 0 | 0 | 0 | 0 | 0 | 0 | 0
F3_Industrial_Other Industrial_Existing_Space Heating_Natural Gas_HVAC - Demand Controlled Ventilation_A_Achievable Economic TRC Potential | F3 | Industrial | Other Industrial | Existing | Space Heating | Natural Gas | HVAC - Demand Controlled Ventilation | A | Original Unit Winter Peak Savings (kW) | Achievable Economic TRC Potential | 0 | 0 | 0 | 0 | 0 | 0 | 0 | 0 | 0 | 0 | 0 | 0 | 0 | 0 | 0 | 0 | 0 | 0 | 0 | 0 | 0 | 0
F4_Industrial_Other Industrial_Existing_Space Heating_Natural Gas_HVAC - Demand Controlled Ventilation_A_Achievable Economic TRC Potential | F4 | Industrial | Other Industrial | Existing | Space Heating | Natural Gas | HVAC - Demand Controlled Ventilation | A | Standalone Impact on Baseline Energy (%) | Achievable Economic TRC Potential | 0% | 0% | 0.04258% | 0.08564% | 0.1292% | 0.1732% | 0.2177% | 0.2628% | 0.3084% | 0.3545% | 0.4013% | 0.4487% | 0.4967% | 0.5455% | 0.595% | 0.6452% | 0.6962% | 0.748% | 0.8005% | 0.854% | 0.9083% | 0.9634%
F5_Industrial_Other Industrial_Existing_Space Heating_Natural Gas_HVAC - Demand Controlled Ventilation_A_Achievable Economic TRC Potential | F5 | Industrial | Other Industrial | Existing | Space Heating | Natural Gas | HVAC - Demand Controlled Ventilation | A | Standalone Impact on Baseline Summer Peak (%) | Achievable Economic TRC Potential | bar: 2019 to 2040
F6_Industrial_Other Industrial_Existing_Space Heating_Natural Gas_HVAC - Demand Controlled Ventilation_A_Achievable Economic TRC Potential | F6 | Industrial | Other Industrial | Existing | Space Heating | Natural Gas | HVAC - Demand Controlled Ventilation | A | Standalone Impact on Baseline Winter Peak (%) | Achievable Economic TRC Potential | bar: 2019 to 2040
F7_Industrial_Other Industrial_Existing_Space Heating_Natural Gas_HVAC - Demand Controlled Ventilation_A_Achievable Economic TRC Potential | F7 | Industrial | Other Industrial | Existing | Space Heating | Natural Gas | HVAC - Demand Controlled Ventilation | A | Incremental Energy Savings (MWh or mTherms) | Achievable Economic TRC Potential | 0 | 0 | 0.39659 | 0.3876 | 0.3788 | 0.37021 | 0.36184 | 0.3537 | 0.34579 | 0.33812 | 0.3307 | 0.32353 | 0.31659 | 0.30987 | 0.30336 | 0.29705 | 0.29094 | 0.285 | 0.27923 | 0.27363 | 0.26818 | 0.26288
F8_Industrial_Other Industrial_Existing_Space Heating_Natural Gas_HVAC - Demand Controlled Ventilation_A_Achievable Economic TRC Potential | F8 | Industrial | Other Industrial | Existing | Space Heating | Natural Gas | HVAC - Demand Controlled Ventilation | A | Incremental Summer Peak Savings (MW) | Achievable Economic TRC Potential | 0 | 0 | 0 | 0 | 0 | 0 | 0 | 0 | 0 | 0 | 0 | 0 | 0 | 0 | 0 | 0 | 0 | 0 | 0 | 0 | 0 | 0
F9_Industrial_Other Industrial_Existing_Space Heating_Natural Gas_HVAC - Demand Controlled Ventilation_A_Achievable Economic TRC Potential | F9 | Industrial | Other Industrial | Existing | Space Heating | Natural Gas | HVAC - Demand Controlled Ventilation | A | Incremental Winter Peak Savings (MW) | Achievable Economic TRC Potential | 0 | 0 | 0 | 0 | 0 | 0 | 0 | 0 | 0 | 0 | 0 | 0 | 0 | 0 | 0 | 0 | 0 | 0 | 0 | 0 | 0 | 0
F10_Industrial_Other Industrial_Existing_Space Heating_Natural Gas_HVAC - Demand Controlled Ventilation_A_Achievable Economic TRC Potential | F10 | Industrial | Other Industrial | Existing | Space Heating | Natural Gas | HVAC - Demand Controlled Ventilation | A | Cumulative Energy Savings (MWh or mTherms) | Achievable Economic TRC Potential | 0 | 0 | 0.39659 | 0.78199 | 1.1564 | 1.5203 | 1.8738 | 2.2175 | 2.5517 | 2.8771 | 3.194 | 3.503 | 3.8046 | 4.0991 | 4.3867 | 4.6679 | 4.9429 | 5.212 | 5.4753 | 5.7332 | 5.9859 | 6.2334
F11_Industrial_Other Industrial_Existing_Space Heating_Natural Gas_HVAC - Demand Controlled Ventilation_A_Achievable Economic TRC Potential | F11 | Industrial | Other Industrial | Existing | Space Heating | Natural Gas | HVAC - Demand Controlled Ventilation | A | Cumulative Summer Peak Savings (MW) | Achievable Economic TRC Potential | 0 | 0 | 0 | 0 | 0 | 0 | 0 | 0 | 0 | 0 | 0 | 0 | 0 | 0 | 0 | 0 | 0 | 0 | 0 | 0 | 0 | 0
F12_Industrial_Other Industrial_Existing_Space Heating_Natural Gas_HVAC - Demand Controlled Ventilation_A_Achievable Economic TRC Potential | F12 | Industrial | Other Industrial | Existing | Space Heating | Natural Gas | HVAC - Demand Controlled Ventilation | A | Cumulative Winter Peak Savings (MW) | Achievable Economic TRC Potential | 0 | 0 | 0 | 0 | 0 | 0 | 0 | 0 | 0 | 0 | 0 | 0 | 0 | 0 | 0 | 0 | 0 | 0 | 0 | 0 | 0 | 0
F13_Industrial_Other Industrial_Existing_Space Heating_Natural Gas_HVAC - Demand Controlled Ventilation_A_Achievable Economic TRC Potential | F13 | Industrial | Other Industrial | Existing | Space Heating | Natural Gas | HVAC - Demand Controlled Ventilation | A | Purchases (Incremental) | Achievable Economic TRC Potential | 0 | 0 | 5175.2636 | 5086.0349 | 4998.3447 | 4912.1663 | 4827.4738 | 4744.2415 | 4662.4442 | 4582.0573 | 4503.0563 | 4425.4174 | 4349.1171 | 4274.1323 | 4200.4404 | 4128.019 | 4056.8462 | 3986.9006 | 3918.1609 | 3850.6064 | 3784.2167 | 3718.9716
F14_Industrial_Other Industrial_Existing_Space Heating_Natural Gas_HVAC - Demand Controlled Ventilation_A_Achievable Economic TRC Potential | F14 | Industrial | Other Industrial | Existing | Space Heating | Natural Gas | HVAC - Demand Controlled Ventilation | A | Purchases (Cumulative) | Achievable Economic TRC Potential | 0 | 0 | 5175.2636 | 10261.2986 | 15259.6433 | 20171.8096 | 24999.2834 | 29743.5249 | 34405.9691 | 38988.0264 | 43491.0827 | 47916.5 | 52265.6171 | 56539.7494 | 60740.1898 | 64868.2087 | 68925.055 | 72911.9556 | 76830.1165 | 80680.723 | 84464.9396 | 88183.9112
F1_Industrial_Other Industrial_Existing_Space Heating_Natural Gas_Gas Boiler - Stack Economizer_A_Achievable Economic TRC Potential | F1 | Industrial | Other Industrial | Existing | Space Heating | Natural Gas | Gas Boiler - Stack Economizer | A | Original Unit Energy Savings (kWh or therms) | Achievable Economic TRC Potential | 0 | 0 | 2.0342 | 2.0291 | 2.0241 | 2.0193 | 2.0145 | 2.0099 | 2.0054 | 2.0011 | 1.9969 | 1.9929 | 1.9891 | 1.9855 | 1.982 | 1.9787 | 1.9757 | 1.9728 | 1.9701 | 1.9676 | 1.9653 | 1.9633
F2_Industrial_Other Industrial_Existing_Space Heating_Natural Gas_Gas Boiler - Stack Economizer_A_Achievable Economic TRC Potential | F2 | Industrial | Other Industrial | Existing | Space Heating | Natural Gas | Gas Boiler - Stack Economizer | A | Original Unit Summer Peak Savings (kW) | Achievable Economic TRC Potential | 0 | 0 | 0 | 0 | 0 | 0 | 0 | 0 | 0 | 0 | 0 | 0 | 0 | 0 | 0 | 0 | 0 | 0 | 0 | 0 | 0 | 0
F3_Industrial_Other Industrial_Existing_Space Heating_Natural Gas_Gas Boiler - Stack Economizer_A_Achievable Economic TRC Potential | F3 | Industrial | Other Industrial | Existing | Space Heating | Natural Gas | Gas Boiler - Stack Economizer | A | Original Unit Winter Peak Savings (kW) | Achievable Economic TRC Potential | 0 | 0 | 0 | 0 | 0 | 0 | 0 | 0 | 0 | 0 | 0 | 0 | 0 | 0 | 0 | 0 | 0 | 0 | 0 | 0 | 0 | 0
F4_Industrial_Other Industrial_Existing_Space Heating_Natural Gas_Gas Boiler - Stack Economizer_A_Achievable Economic TRC Potential | F4 | Industrial | Other Industrial | Existing | Space Heating | Natural Gas | Gas Boiler - Stack Economizer | A | Standalone Impact on Baseline Energy (%) | Achievable Economic TRC Potential | bar: 2019 to 2040
F5_Industrial_Other Industrial_Existing_Space Heating_Natural Gas_Gas Boiler - Stack Economizer_A_Achievable Economic TRC Potential | F5 | Industrial | Other Industrial | Existing | Space Heating | Natural Gas | Gas Boiler - Stack Economizer | A | Standalone Impact on Baseline Summer Peak (%) | Achievable Economic TRC Potential | bar: 2019 to 2040
F6_Industrial_Other Industrial_Existing_Space Heating_Natural Gas_Gas Boiler - Stack Economizer_A_Achievable Economic TRC Potential | F6 | Industrial | Other Industrial | Existing | Space Heating | Natural Gas | Gas Boiler - Stack Economizer | A | Standalone Impact on Baseline Winter Peak (%) | Achievable Economic TRC Potential | bar: 2019 to 2040
F7_Industrial_Other Industrial_Existing_Space Heating_Natural Gas_Gas Boiler - Stack Economizer_A_Achievable Economic TRC Potential | F7 | Industrial | Other Industrial | Existing | Space Heating | Natural Gas | Gas Boiler - Stack Economizer | A | Incremental Energy Savings (MWh or mTherms) | Achievable Economic TRC Potential | 0 | 0 | 0 | 0 | 0 | 0 | 0 | 0 | 0 | 0 | 0 | 0 | 0 | 0 | 0 | 0 | 0 | 0 | 0 | 0 | 0 | 0
F8_Industrial_Other Industrial_Existing_Space Heating_Natural Gas_Gas Boiler - Stack Economizer_A_Achievable Economic TRC Potential | F8 | Industrial | Other Industrial | Existing | Space Heating | Natural Gas | Gas Boiler - Stack Economizer | A | Incremental Summer Peak Savings (MW) | Achievable Economic TRC Potential | 0 | 0 | 0 | 0 | 0 | 0 | 0 | 0 | 0 | 0 | 0 | 0 | 0 | 0 | 0 | 0 | 0 | 0 | 0 | 0 | 0 | 0
F9_Industrial_Other Industrial_Existing_Space Heating_Natural Gas_Gas Boiler - Stack Economizer_A_Achievable Economic TRC Potential | F9 | Industrial | Other Industrial | Existing | Space Heating | Natural Gas | Gas Boiler - Stack Economizer | A | Incremental Winter Peak Savings (MW) | Achievable Economic TRC Potential | 0 | 0 | 0 | 0 | 0 | 0 | 0 | 0 | 0 | 0 | 0 | 0 | 0 | 0 | 0 | 0 | 0 | 0 | 0 | 0 | 0 | 0
F10_Industrial_Other Industrial_Existing_Space Heating_Natural Gas_Gas Boiler - Stack Economizer_A_Achievable Economic TRC Potential | F10 | Industrial | Other Industrial | Existing | Space Heating | Natural Gas | Gas Boiler - Stack Economizer | A | Cumulative Energy Savings (MWh or mTherms) | Achievable Economic TRC Potential | 0 | 0 | 0 | 0 | 0 | 0 | 0 | 0 | 0 | 0 | 0 | 0 | 0 | 0 | 0 | 0 | 0 | 0 | 0 | 0 | 0 | 0
F11_Industrial_Other Industrial_Existing_Space Heating_Natural Gas_Gas Boiler - Stack Economizer_A_Achievable Economic TRC Potential | F11 | Industrial | Other Industrial | Existing | Space Heating | Natural Gas | Gas Boiler - Stack Economizer | A | Cumulative Summer Peak Savings (MW) | Achievable Economic TRC Potential | 0 | 0 | 0 | 0 | 0 | 0 | 0 | 0 | 0 | 0 | 0 | 0 | 0 | 0 | 0 | 0 | 0 | 0 | 0 | 0 | 0 | 0
F12_Industrial_Other Industrial_Existing_Space Heating_Natural Gas_Gas Boiler - Stack Economizer_A_Achievable Economic TRC Potential | F12 | Industrial | Other Industrial | Existing | Space Heating | Natural Gas | Gas Boiler - Stack Economizer | A | Cumulative Winter Peak Savings (MW) | Achievable Economic TRC Potential | 0 | 0 | 0 | 0 | 0 | 0 | 0 | 0 | 0 | 0 | 0 | 0 | 0 | 0 | 0 | 0 | 0 | 0 | 0 | 0 | 0 | 0
F13_Industrial_Other Industrial_Existing_Space Heating_Natural Gas_Gas Boiler - Stack Economizer_A_Achievable Economic TRC Potential | F13 | Industrial | Other Industrial | Existing | Space Heating | Natural Gas | Gas Boiler - Stack Economizer | A | Purchases (Incremental) | Achievable Economic TRC Potential | 0 | 0 | 0 | 0 | 0 | 0 | 0 | 0 | 0 | 0 | 0 | 0 | 0 | 0 | 0 | 0 | 0 | 0 | 0 | 0 | 0 | 0
F14_Industrial_Other Industrial_Existing_Space Heating_Natural Gas_Gas Boiler - Stack Economizer_A_Achievable Economic TRC Potential | F14 | Industrial | Other Industrial | Existing | Space Heating | Natural Gas | Gas Boiler - Stack Economizer | A | Purchases (Cumulative) | Achievable Economic TRC Potential | 0 | 0 | 0 | 0 | 0 | 0 | 0 | 0 | 0 | 0 | 0 | 0 | 0 | 0 | 0 | 0 | 0 | 0 | 0 | 0 | 0 | 0
F1_Industrial_Other Industrial_Existing_Process_Natural Gas_Gas Boiler - Stack Economizer_A_Achievable Economic TRC Potential | F1 | Industrial | Other Industrial | Existing | Process | Natural Gas | Gas Boiler - Stack Economizer | A | Original Unit Energy Savings (kWh or therms) | Achievable Economic TRC Potential | 0 | 0 | 2.0368 | 2.0368 | 2.0368 | 2.0368 | 2.0368 | 2.0368 | 2.0368 | 2.0368 | 2.0368 | 2.0368 | 2.0368 | 2.0368 | 2.0368 | 2.0368 | 2.0368 | 2.0368 | 2.0368 | 2.0368 | 2.0368 | 2.0368
F2_Industrial_Other Industrial_Existing_Process_Natural Gas_Gas Boiler - Stack Economizer_A_Achievable Economic TRC Potential | F2 | Industrial | Other Industrial | Existing | Process | Natural Gas | Gas Boiler - Stack Economizer | A | Original Unit Summer Peak Savings (kW) | Achievable Economic TRC Potential | 0 | 0 | 0 | 0 | 0 | 0 | 0 | 0 | 0 | 0 | 0 | 0 | 0 | 0 | 0 | 0 | 0 | 0 | 0 | 0 | 0 | 0
F3_Industrial_Other Industrial_Existing_Process_Natural Gas_Gas Boiler - Stack Economizer_A_Achievable Economic TRC Potential | F3 | Industrial | Other Industrial | Existing | Process | Natural Gas | Gas Boiler - Stack Economizer | A | Original Unit Winter Peak Savings (kW) | Achievable Economic TRC Potential | 0 | 0 | 0 | 0 | 0 | 0 | 0 | 0 | 0 | 0 | 0 | 0 | 0 | 0 | 0 | 0 | 0 | 0 | 0 | 0 | 0 | 0
F4_Industrial_Other Industrial_Existing_Process_Natural Gas_Gas Boiler - Stack Economizer_A_Achievable Economic TRC Potential | F4 | Industrial | Other Industrial | Existing | Process | Natural Gas | Gas Boiler - Stack Economizer | A | Standalone Impact on Baseline Energy (%) | Achievable Economic TRC Potential | bar: 2019 to 2040
F5_Industrial_Other Industrial_Existing_Process_Natural Gas_Gas Boiler - Stack Economizer_A_Achievable Economic TRC Potential | F5 | Industrial | Other Industrial | Existing | Process | Natural Gas | Gas Boiler - Stack Economizer | A | Standalone Impact on Baseline Summer Peak (%) | Achievable Economic TRC Potential | bar: 2019 to 2040
F6_Industrial_Other Industrial_Existing_Process_Natural Gas_Gas Boiler - Stack Economizer_A_Achievable Economic TRC Potential | F6 | Industrial | Other Industrial | Existing | Process | Natural Gas | Gas Boiler - Stack Economizer | A | Standalone Impact on Baseline Winter Peak (%) | Achievable Economic TRC Potential | bar: 2019 to 2040
F7_Industrial_Other Industrial_Existing_Process_Natural Gas_Gas Boiler - Stack Economizer_A_Achievable Economic TRC Potential | F7 | Industrial | Other Industrial | Existing | Process | Natural Gas | Gas Boiler - Stack Economizer | A | Incremental Energy Savings (MWh or mTherms) | Achievable Economic TRC Potential | 0 | 0 | 0 | 0 | 0 | 0 | 0 | 0 | 0 | 0 | 0 | 0 | 0 | 0 | 0 | 0 | 0 | 0 | 0 | 0 | 0 | 0
F8_Industrial_Other Industrial_Existing_Process_Natural Gas_Gas Boiler - Stack Economizer_A_Achievable Economic TRC Potential | F8 | Industrial | Other Industrial | Existing | Process | Natural Gas | Gas Boiler - Stack Economizer | A | Incremental Summer Peak Savings (MW) | Achievable Economic TRC Potential | 0 | 0 | 0 | 0 | 0 | 0 | 0 | 0 | 0 | 0 | 0 | 0 | 0 | 0 | 0 | 0 | 0 | 0 | 0 | 0 | 0 | 0
F9_Industrial_Other Industrial_Existing_Process_Natural Gas_Gas Boiler - Stack Economizer_A_Achievable Economic TRC Potential | F9 | Industrial | Other Industrial | Existing | Process | Natural Gas | Gas Boiler - Stack Economizer | A | Incremental Winter Peak Savings (MW) | Achievable Economic TRC Potential | 0 | 0 | 0 | 0 | 0 | 0 | 0 | 0 | 0 | 0 | 0 | 0 | 0 | 0 | 0 | 0 | 0 | 0 | 0 | 0 | 0 | 0
F10_Industrial_Other Industrial_Existing_Process_Natural Gas_Gas Boiler - Stack Economizer_A_Achievable Economic TRC Potential | F10 | Industrial | Other Industrial | Existing | Process | Natural Gas | Gas Boiler - Stack Economizer | A | Cumulative Energy Savings (MWh or mTherms) | Achievable Economic TRC Potential | 0 | 0 | 0 | 0 | 0 | 0 | 0 | 0 | 0 | 0 | 0 | 0 | 0 | 0 | 0 | 0 | 0 | 0 | 0 | 0 | 0 | 0
F11_Industrial_Other Industrial_Existing_Process_Natural Gas_Gas Boiler - Stack Economizer_A_Achievable Economic TRC Potential | F11 | Industrial | Other Industrial | Existing | Process | Natural Gas | Gas Boiler - Stack Economizer | A | Cumulative Summer Peak Savings (MW) | Achievable Economic TRC Potential | 0 | 0 | 0 | 0 | 0 | 0 | 0 | 0 | 0 | 0 | 0 | 0 | 0 | 0 | 0 | 0 | 0 | 0 | 0 | 0 | 0 | 0
F12_Industrial_Other Industrial_Existing_Process_Natural Gas_Gas Boiler - Stack Economizer_A_Achievable Economic TRC Potential | F12 | Industrial | Other Industrial | Existing | Process | Natural Gas | Gas Boiler - Stack Economizer | A | Cumulative Winter Peak Savings (MW) | Achievable Economic TRC Potential | 0 | 0 | 0 | 0 | 0 | 0 | 0 | 0 | 0 | 0 | 0 | 0 | 0 | 0 | 0 | 0 | 0 | 0 | 0 | 0 | 0 | 0
F13_Industrial_Other Industrial_Existing_Process_Natural Gas_Gas Boiler - Stack Economizer_A_Achievable Economic TRC Potential | F13 | Industrial | Other Industrial | Existing | Process | Natural Gas | Gas Boiler - Stack Economizer | A | Purchases (Incremental) | Achievable Economic TRC Potential | 0 | 0 | 0 | 0 | 0 | 0 | 0 | 0 | 0 | 0 | 0 | 0 | 0 | 0 | 0 | 0 | 0 | 0 | 0 | 0 | 0 | 0
F14_Industrial_Other Industrial_Existing_Process_Natural Gas_Gas Boiler - Stack Economizer_A_Achievable Economic TRC Potential | F14 | Industrial | Other Industrial | Existing | Process | Natural Gas | Gas Boiler - Stack Economizer | A | Purchases (Cumulative) | Achievable Economic TRC Potential | 0 | 0 | 0 | 0 | 0 | 0 | 0 | 0 | 0 | 0 | 0 | 0 | 0 | 0 | 0 | 0 | 0 | 0 | 0 | 0 | 0 | 0
F1_Industrial_Other Industrial_Existing_Space Heating_Natural Gas_Gas Furnace Tube Inserts_A_Achievable Economic TRC Potential | F1 | Industrial | Other Industrial | Existing | Space Heating | Natural Gas | Gas Furnace Tube Inserts | A | Original Unit Energy Savings (kWh or therms) | Achievable Economic TRC Potential | 0 | 0 | 0.088102 | 0.087615 | 0.087128 | 0.086647 | 0.086173 | 0.085712 | 0.085266 | 0.084839 | 0.084432 | 0.08405 | 0.08369 | 0.083351 | 0.083032 | 0.082732 | 0.082449 | 0.082183 | 0.081933 | 0.081697 | 0.081476 | 0.081267
F2_Industrial_Other Industrial_Existing_Space Heating_Natural Gas_Gas Furnace Tube Inserts_A_Achievable Economic TRC Potential | F2 | Industrial | Other Industrial | Existing | Space Heating | Natural Gas | Gas Furnace Tube Inserts | A | Original Unit Summer Peak Savings (kW) | Achievable Economic TRC Potential | 0 | 0 | 0 | 0 | 0 | 0 | 0 | 0 | 0 | 0 | 0 | 0 | 0 | 0 | 0 | 0 | 0 | 0 | 0 | 0 | 0 | 0
F3_Industrial_Other Industrial_Existing_Space Heating_Natural Gas_Gas Furnace Tube Inserts_A_Achievable Economic TRC Potential | F3 | Industrial | Other Industrial | Existing | Space Heating | Natural Gas | Gas Furnace Tube Inserts | A | Original Unit Winter Peak Savings (kW) | Achievable Economic TRC Potential | 0 | 0 | 0 | 0 | 0 | 0 | 0 | 0 | 0 | 0 | 0 | 0 | 0 | 0 | 0 | 0 | 0 | 0 | 0 | 0 | 0 | 0
F4_Industrial_Other Industrial_Existing_Space Heating_Natural Gas_Gas Furnace Tube Inserts_A_Achievable Economic TRC Potential | F4 | Industrial | Other Industrial | Existing | Space Heating | Natural Gas | Gas Furnace Tube Inserts | A | Standalone Impact on Baseline Energy (%) | Achievable Economic TRC Potential | bar: 2019 to 2040
F5_Industrial_Other Industrial_Existing_Space Heating_Natural Gas_Gas Furnace Tube Inserts_A_Achievable Economic TRC Potential | F5 | Industrial | Other Industrial | Existing | Space Heating | Natural Gas | Gas Furnace Tube Inserts | A | Standalone Impact on Baseline Summer Peak (%) | Achievable Economic TRC Potential | bar: 2019 to 2040
F6_Industrial_Other Industrial_Existing_Space Heating_Natural Gas_Gas Furnace Tube Inserts_A_Achievable Economic TRC Potential | F6 | Industrial | Other Industrial | Existing | Space Heating | Natural Gas | Gas Furnace Tube Inserts | A | Standalone Impact on Baseline Winter Peak (%) | Achievable Economic TRC Potential | bar: 2019 to 2040
F7_Industrial_Other Industrial_Existing_Space Heating_Natural Gas_Gas Furnace Tube Inserts_A_Achievable Economic TRC Potential | F7 | Industrial | Other Industrial | Existing | Space Heating | Natural Gas | Gas Furnace Tube Inserts | A | Incremental Energy Savings (MWh or mTherms) | Achievable Economic TRC Potential | 0 | 0 | 0 | 0 | 0 | 0 | 0 | 0 | 0 | 0 | 0 | 0 | 0 | 0 | 0 | 0 | 0 | 0 | 0 | 0 | 0 | 0
F8_Industrial_Other Industrial_Existing_Space Heating_Natural Gas_Gas Furnace Tube Inserts_A_Achievable Economic TRC Potential | F8 | Industrial | Other Industrial | Existing | Space Heating | Natural Gas | Gas Furnace Tube Inserts | A | Incremental Summer Peak Savings (MW) | Achievable Economic TRC Potential | 0 | 0 | 0 | 0 | 0 | 0 | 0 | 0 | 0 | 0 | 0 | 0 | 0 | 0 | 0 | 0 | 0 | 0 | 0 | 0 | 0 | 0
F9_Industrial_Other Industrial_Existing_Space Heating_Natural Gas_Gas Furnace Tube Inserts_A_Achievable Economic TRC Potential | F9 | Industrial | Other Industrial | Existing | Space Heating | Natural Gas | Gas Furnace Tube Inserts | A | Incremental Winter Peak Savings (MW) | Achievable Economic TRC Potential | 0 | 0 | 0 | 0 | 0 | 0 | 0 | 0 | 0 | 0 | 0 | 0 | 0 | 0 | 0 | 0 | 0 | 0 | 0 | 0 | 0 | 0
F10_Industrial_Other Industrial_Existing_Space Heating_Natural Gas_Gas Furnace Tube Inserts_A_Achievable Economic TRC Potential | F10 | Industrial | Other Industrial | Existing | Space Heating | Natural Gas | Gas Furnace Tube Inserts | A | Cumulative Energy Savings (MWh or mTherms) | Achievable Economic TRC Potential | 0 | 0 | 0 | 0 | 0 | 0 | 0 | 0 | 0 | 0 | 0 | 0 | 0 | 0 | 0 | 0 | 0 | 0 | 0 | 0 | 0 | 0
F11_Industrial_Other Industrial_Existing_Space Heating_Natural Gas_Gas Furnace Tube Inserts_A_Achievable Economic TRC Potential | F11 | Industrial | Other Industrial | Existing | Space Heating | Natural Gas | Gas Furnace Tube Inserts | A | Cumulative Summer Peak Savings (MW) | Achievable Economic TRC Potential | 0 | 0 | 0 | 0 | 0 | 0 | 0 | 0 | 0 | 0 | 0 | 0 | 0 | 0 | 0 | 0 | 0 | 0 | 0 | 0 | 0 | 0
F12_Industrial_Other Industrial_Existing_Space Heating_Natural Gas_Gas Furnace Tube Inserts_A_Achievable Economic TRC Potential | F12 | Industrial | Other Industrial | Existing | Space Heating | Natural Gas | Gas Furnace Tube Inserts | A | Cumulative Winter Peak Savings (MW) | Achievable Economic TRC Potential | 0 | 0 | 0 | 0 | 0 | 0 | 0 | 0 | 0 | 0 | 0 | 0 | 0 | 0 | 0 | 0 | 0 | 0 | 0 | 0 | 0 | 0
F13_Industrial_Other Industrial_Existing_Space Heating_Natural Gas_Gas Furnace Tube Inserts_A_Achievable Economic TRC Potential | F13 | Industrial | Other Industrial | Existing | Space Heating | Natural Gas | Gas Furnace Tube Inserts | A | Purchases (Incremental) | Achievable Economic TRC Potential | 0 | 0 | 0 | 0 | 0 | 0 | 0 | 0 | 0 | 0 | 0 | 0 | 0 | 0 | 0 | 0 | 0 | 0 | 0 | 0 | 0 | 0
F14_Industrial_Other Industrial_Existing_Space Heating_Natural Gas_Gas Furnace Tube Inserts_A_Achievable Economic TRC Potential | F14 | Industrial | Other Industrial | Existing | Space Heating | Natural Gas | Gas Furnace Tube Inserts | A | Purchases (Cumulative) | Achievable Economic TRC Potential | 0 | 0 | 0 | 0 | 0 | 0 | 0 | 0 | 0 | 0 | 0 | 0 | 0 | 0 | 0 | 0 | 0 | 0 | 0 | 0 | 0 | 0
F1_Industrial_Other Industrial_Existing_Space Heating_Natural Gas_Space Heating - Heat Recovery Ventilator_A_Achievable Economic TRC Potential | F1 | Industrial | Other Industrial | Existing | Space Heating | Natural Gas | Space Heating - Heat Recovery Ventilator | A | Original Unit Energy Savings (kWh or therms) | Achievable Economic TRC Potential | 0 | 0 | 0.01336 | 0.013329 | 0.013297 | 0.013266 | 0.013235 | 0.013205 | 0.013176 | 0.013148 | 0.013122 | 0.013097 | 0.013074 | 0.013051 | 0.013031 | 0.013011 | 0.012992 | 0.012975 | 0.012959 | 0.012943 | 0.012929 | 0.012915
F2_Industrial_Other Industrial_Existing_Space Heating_Natural Gas_Space Heating - Heat Recovery Ventilator_A_Achievable Economic TRC Potential | F2 | Industrial | Other Industrial | Existing | Space Heating | Natural Gas | Space Heating - Heat Recovery Ventilator | A | Original Unit Summer Peak Savings (kW) | Achievable Economic TRC Potential | 0 | 0 | 0 | 0 | 0 | 0 | 0 | 0 | 0 | 0 | 0 | 0 | 0 | 0 | 0 | 0 | 0 | 0 | 0 | 0 | 0 | 0
F3_Industrial_Other Industrial_Existing_Space Heating_Natural Gas_Space Heating - Heat Recovery Ventilator_A_Achievable Economic TRC Potential | F3 | Industrial | Other Industrial | Existing | Space Heating | Natural Gas | Space Heating - Heat Recovery Ventilator | A | Original Unit Winter Peak Savings (kW) | Achievable Economic TRC Potential | 0 | 0 | 0 | 0 | 0 | 0 | 0 | 0 | 0 | 0 | 0 | 0 | 0 | 0 | 0 | 0 | 0 | 0 | 0 | 0 | 0 | 0
F4_Industrial_Other Industrial_Existing_Space Heating_Natural Gas_Space Heating - Heat Recovery Ventilator_A_Achievable Economic TRC Potential | F4 | Industrial | Other Industrial | Existing | Space Heating | Natural Gas | Space Heating - Heat Recovery Ventilator | A | Standalone Impact on Baseline Energy (%) | Achievable Economic TRC Potential | bar: 2019 to 2040
F5_Industrial_Other Industrial_Existing_Space Heating_Natural Gas_Space Heating - Heat Recovery Ventilator_A_Achievable Economic TRC Potential | F5 | Industrial | Other Industrial | Existing | Space Heating | Natural Gas | Space Heating - Heat Recovery Ventilator | A | Standalone Impact on Baseline Summer Peak (%) | Achievable Economic TRC Potential | bar: 2019 to 2040
F6_Industrial_Other Industrial_Existing_Space Heating_Natural Gas_Space Heating - Heat Recovery Ventilator_A_Achievable Economic TRC Potential | F6 | Industrial | Other Industrial | Existing | Space Heating | Natural Gas | Space Heating - Heat Recovery Ventilator | A | Standalone Impact on Baseline Winter Peak (%) | Achievable Economic TRC Potential | bar: 2019 to 2040
F7_Industrial_Other Industrial_Existing_Space Heating_Natural Gas_Space Heating - Heat Recovery Ventilator_A_Achievable Economic TRC Potential | F7 | Industrial | Other Industrial | Existing | Space Heating | Natural Gas | Space Heating - Heat Recovery Ventilator | A | Incremental Energy Savings (MWh or mTherms) | Achievable Economic TRC Potential | 0 | 0 | 0 | 0 | 0 | 0 | 0 | 0 | 0 | 0 | 0 | 0 | 0 | 0 | 0 | 0 | 0 | 0 | 0 | 0 | 0 | 0
F8_Industrial_Other Industrial_Existing_Space Heating_Natural Gas_Space Heating - Heat Recovery Ventilator_A_Achievable Economic TRC Potential | F8 | Industrial | Other Industrial | Existing | Space Heating | Natural Gas | Space Heating - Heat Recovery Ventilator | A | Incremental Summer Peak Savings (MW) | Achievable Economic TRC Potential | 0 | 0 | 0 | 0 | 0 | 0 | 0 | 0 | 0 | 0 | 0 | 0 | 0 | 0 | 0 | 0 | 0 | 0 | 0 | 0 | 0 | 0
F9_Industrial_Other Industrial_Existing_Space Heating_Natural Gas_Space Heating - Heat Recovery Ventilator_A_Achievable Economic TRC Potential | F9 | Industrial | Other Industrial | Existing | Space Heating | Natural Gas | Space Heating - Heat Recovery Ventilator | A | Incremental Winter Peak Savings (MW) | Achievable Economic TRC Potential | 0 | 0 | 0 | 0 | 0 | 0 | 0 | 0 | 0 | 0 | 0 | 0 | 0 | 0 | 0 | 0 | 0 | 0 | 0 | 0 | 0 | 0
F10_Industrial_Other Industrial_Existing_Space Heating_Natural Gas_Space Heating - Heat Recovery Ventilator_A_Achievable Economic TRC Potential | F10 | Industrial | Other Industrial | Existing | Space Heating | Natural Gas | Space Heating - Heat Recovery Ventilator | A | Cumulative Energy Savings (MWh or mTherms) | Achievable Economic TRC Potential | 0 | 0 | 0 | 0 | 0 | 0 | 0 | 0 | 0 | 0 | 0 | 0 | 0 | 0 | 0 | 0 | 0 | 0 | 0 | 0 | 0 | 0
F11_Industrial_Other Industrial_Existing_Space Heating_Natural Gas_Space Heating - Heat Recovery Ventilator_A_Achievable Economic TRC Potential | F11 | Industrial | Other Industrial | Existing | Space Heating | Natural Gas | Space Heating - Heat Recovery Ventilator | A | Cumulative Summer Peak Savings (MW) | Achievable Economic TRC Potential | 0 | 0 | 0 | 0 | 0 | 0 | 0 | 0 | 0 | 0 | 0 | 0 | 0 | 0 | 0 | 0 | 0 | 0 | 0 | 0 | 0 | 0
F12_Industrial_Other Industrial_Existing_Space Heating_Natural Gas_Space Heating - Heat Recovery Ventilator_A_Achievable Economic TRC Potential | F12 | Industrial | Other Industrial | Existing | Space Heating | Natural Gas | Space Heating - Heat Recovery Ventilator | A | Cumulative Winter Peak Savings (MW) | Achievable Economic TRC Potential | 0 | 0 | 0 | 0 | 0 | 0 | 0 | 0 | 0 | 0 | 0 | 0 | 0 | 0 | 0 | 0 | 0 | 0 | 0 | 0 | 0 | 0
F13_Industrial_Other Industrial_Existing_Space Heating_Natural Gas_Space Heating - Heat Recovery Ventilator_A_Achievable Economic TRC Potential | F13 | Industrial | Other Industrial | Existing | Space Heating | Natural Gas | Space Heating - Heat Recovery Ventilator | A | Purchases (Incremental) | Achievable Economic TRC Potential | 0 | 0 | 0 | 0 | 0 | 0 | 0 | 0 | 0 | 0 | 0 | 0 | 0 | 0 | 0 | 0 | 0 | 0 | 0 | 0 | 0 | 0
F14_Industrial_Other Industrial_Existing_Space Heating_Natural Gas_Space Heating - Heat Recovery Ventilator_A_Achievable Economic TRC Potential | F14 | Industrial | Other Industrial | Existing | Space Heating | Natural Gas | Space Heating - Heat Recovery Ventilator | A | Purchases (Cumulative) | Achievable Economic TRC Potential | 0 | 0 | 0 | 0 | 0 | 0 | 0 | 0 | 0 | 0 | 0 | 0 | 0 | 0 | 0 | 0 | 0 | 0 | 0 | 0 | 0 | 0
F1_Industrial_Other Industrial_Existing_Space Heating_Natural Gas_Thermostat - Programmable_A_Achievable Economic TRC Potential | F1 | Industrial | Other Industrial | Existing | Space Heating | Natural Gas | Thermostat - Programmable | A | Original Unit Energy Savings (kWh or therms) | Achievable Economic TRC Potential | 0 | 0 | 0.0064634 | 0.006448 | 0.0064327 | 0.0064176 | 0.0064027 | 0.0063882 | 0.0063742 | 0.0063608 | 0.006348 | 0.006336 | 0.0063246 | 0.0063139 | 0.0063038 | 0.0062943 | 0.0062853 | 0.0062769 | 0.006269 | 0.0062616 | 0.0062546 | 0.006248
F2_Industrial_Other Industrial_Existing_Space Heating_Natural Gas_Thermostat - Programmable_A_Achievable Economic TRC Potential | F2 | Industrial | Other Industrial | Existing | Space Heating | Natural Gas | Thermostat - Programmable | A | Original Unit Summer Peak Savings (kW) | Achievable Economic TRC Potential | 0 | 0 | 0 | 0 | 0 | 0 | 0 | 0 | 0 | 0 | 0 | 0 | 0 | 0 | 0 | 0 | 0 | 0 | 0 | 0 | 0 | 0
F3_Industrial_Other Industrial_Existing_Space Heating_Natural Gas_Thermostat - Programmable_A_Achievable Economic TRC Potential | F3 | Industrial | Other Industrial | Existing | Space Heating | Natural Gas | Thermostat - Programmable | A | Original Unit Winter Peak Savings (kW) | Achievable Economic TRC Potential | 0 | 0 | 0 | 0 | 0 | 0 | 0 | 0 | 0 | 0 | 0 | 0 | 0 | 0 | 0 | 0 | 0 | 0 | 0 | 0 | 0 | 0
F4_Industrial_Other Industrial_Existing_Space Heating_Natural Gas_Thermostat - Programmable_A_Achievable Economic TRC Potential | F4 | Industrial | Other Industrial | Existing | Space Heating | Natural Gas | Thermostat - Programmable | A | Standalone Impact on Baseline Energy (%) | Achievable Economic TRC Potential | bar: 2019 to 2040
F5_Industrial_Other Industrial_Existing_Space Heating_Natural Gas_Thermostat - Programmable_A_Achievable Economic TRC Potential | F5 | Industrial | Other Industrial | Existing | Space Heating | Natural Gas | Thermostat - Programmable | A | Standalone Impact on Baseline Summer Peak (%) | Achievable Economic TRC Potential | bar: 2019 to 2040
F6_Industrial_Other Industrial_Existing_Space Heating_Natural Gas_Thermostat - Programmable_A_Achievable Economic TRC Potential | F6 | Industrial | Other Industrial | Existing | Space Heating | Natural Gas | Thermostat - Programmable | A | Standalone Impact on Baseline Winter Peak (%) | Achievable Economic TRC Potential | bar: 2019 to 2040
F7_Industrial_Other Industrial_Existing_Space Heating_Natural Gas_Thermostat - Programmable_A_Achievable Economic TRC Potential | F7 | Industrial | Other Industrial | Existing | Space Heating | Natural Gas | Thermostat - Programmable | A | Incremental Energy Savings (MWh or mTherms) | Achievable Economic TRC Potential | 0 | 0 | 0 | 0 | 0 | 0 | 0 | 0 | 0 | 0 | 0 | 0 | 0 | 0 | 0 | 0 | 0 | 0 | 0 | 0 | 0 | 0
F8_Industrial_Other Industrial_Existing_Space Heating_Natural Gas_Thermostat - Programmable_A_Achievable Economic TRC Potential | F8 | Industrial | Other Industrial | Existing | Space Heating | Natural Gas | Thermostat - Programmable | A | Incremental Summer Peak Savings (MW) | Achievable Economic TRC Potential | 0 | 0 | 0 | 0 | 0 | 0 | 0 | 0 | 0 | 0 | 0 | 0 | 0 | 0 | 0 | 0 | 0 | 0 | 0 | 0 | 0 | 0
F9_Industrial_Other Industrial_Existing_Space Heating_Natural Gas_Thermostat - Programmable_A_Achievable Economic TRC Potential | F9 | Industrial | Other Industrial | Existing | Space Heating | Natural Gas | Thermostat - Programmable | A | Incremental Winter Peak Savings (MW) | Achievable Economic TRC Potential | 0 | 0 | 0 | 0 | 0 | 0 | 0 | 0 | 0 | 0 | 0 | 0 | 0 | 0 | 0 | 0 | 0 | 0 | 0 | 0 | 0 | 0
F10_Industrial_Other Industrial_Existing_Space Heating_Natural Gas_Thermostat - Programmable_A_Achievable Economic TRC Potential | F10 | Industrial | Other Industrial | Existing | Space Heating | Natural Gas | Thermostat - Programmable | A | Cumulative Energy Savings (MWh or mTherms) | Achievable Economic TRC Potential | 0 | 0 | 0 | 0 | 0 | 0 | 0 | 0 | 0 | 0 | 0 | 0 | 0 | 0 | 0 | 0 | 0 | 0 | 0 | 0 | 0 | 0
F11_Industrial_Other Industrial_Existing_Space Heating_Natural Gas_Thermostat - Programmable_A_Achievable Economic TRC Potential | F11 | Industrial | Other Industrial | Existing | Space Heating | Natural Gas | Thermostat - Programmable | A | Cumulative Summer Peak Savings (MW) | Achievable Economic TRC Potential | 0 | 0 | 0 | 0 | 0 | 0 | 0 | 0 | 0 | 0 | 0 | 0 | 0 | 0 | 0 | 0 | 0 | 0 | 0 | 0 | 0 | 0
F12_Industrial_Other Industrial_Existing_Space Heating_Natural Gas_Thermostat - Programmable_A_Achievable Economic TRC Potential | F12 | Industrial | Other Industrial | Existing | Space Heating | Natural Gas | Thermostat - Programmable | A | Cumulative Winter Peak Savings (MW) | Achievable Economic TRC Potential | 0 | 0 | 0 | 0 | 0 | 0 | 0 | 0 | 0 | 0 | 0 | 0 | 0 | 0 | 0 | 0 | 0 | 0 | 0 | 0 | 0 | 0
F13_Industrial_Other Industrial_Existing_Space Heating_Natural Gas_Thermostat - Programmable_A_Achievable Economic TRC Potential | F13 | Industrial | Other Industrial | Existing | Space Heating | Natural Gas | Thermostat - Programmable | A | Purchases (Incremental) | Achievable Economic TRC Potential | 0 | 0 | 0 | 0 | 0 | 0 | 0 | 0 | 0 | 0 | 0 | 0 | 0 | 0 | 0 | 0 | 0 | 0 | 0 | 0 | 0 | 0
F14_Industrial_Other Industrial_Existing_Space Heating_Natural Gas_Thermostat - Programmable_A_Achievable Economic TRC Potential | F14 | Industrial | Other Industrial | Existing | Space Heating | Natural Gas | Thermostat - Programmable | A | Purchases (Cumulative) | Achievable Economic TRC Potential | 0 | 0 | 0 | 0 | 0 | 0 | 0 | 0 | 0 | 0 | 0 | 0 | 0 | 0 | 0 | 0 | 0 | 0 | 0 | 0 | 0 | 0
F1_Industrial_Other Industrial_Existing_Space Heating_Natural Gas_ENERGY STAR Connected Thermostat_A_Achievable Economic TRC Potential | F1 | Industrial | Other Industrial | Existing | Space Heating | Natural Gas | ENERGY STAR Connected Thermostat | A | Original Unit Energy Savings (kWh or therms) | Achievable Economic TRC Potential | 0 | 0 | 0.015624 | 0.015587 | 0.01555 | 0.015514 | 0.015478 | 0.015443 | 0.015409 | 0.015376 | 0.015345 | 0.015316 | 0.015289 | 0.015263 | 0.015238 | 0.015215 | 0.015194 | 0.015173 | 0.015154 | 0.015136 | 0.01512 | 0.015104
F2_Industrial_Other Industrial_Existing_Space Heating_Natural Gas_ENERGY STAR Connected Thermostat_A_Achievable Economic TRC Potential | F2 | Industrial | Other Industrial | Existing | Space Heating | Natural Gas | ENERGY STAR Connected Thermostat | A | Original Unit Summer Peak Savings (kW) | Achievable Economic TRC Potential | 0 | 0 | 0 | 0 | 0 | 0 | 0 | 0 | 0 | 0 | 0 | 0 | 0 | 0 | 0 | 0 | 0 | 0 | 0 | 0 | 0 | 0
F3_Industrial_Other Industrial_Existing_Space Heating_Natural Gas_ENERGY STAR Connected Thermostat_A_Achievable Economic TRC Potential | F3 | Industrial | Other Industrial | Existing | Space Heating | Natural Gas | ENERGY STAR Connected Thermostat | A | Original Unit Winter Peak Savings (kW) | Achievable Economic TRC Potential | 0 | 0 | 0 | 0 | 0 | 0 | 0 | 0 | 0 | 0 | 0 | 0 | 0 | 0 | 0 | 0 | 0 | 0 | 0 | 0 | 0 | 0
F4_Industrial_Other Industrial_Existing_Space Heating_Natural Gas_ENERGY STAR Connected Thermostat_A_Achievable Economic TRC Potential | F4 | Industrial | Other Industrial | Existing | Space Heating | Natural Gas | ENERGY STAR Connected Thermostat | A | Standalone Impact on Baseline Energy (%) | Achievable Economic TRC Potential | bar: 2019 to 2040
F5_Industrial_Other Industrial_Existing_Space Heating_Natural Gas_ENERGY STAR Connected Thermostat_A_Achievable Economic TRC Potential | F5 | Industrial | Other Industrial | Existing | Space Heating | Natural Gas | ENERGY STAR Connected Thermostat | A | Standalone Impact on Baseline Summer Peak (%) | Achievable Economic TRC Potential | bar: 2019 to 2040
F6_Industrial_Other Industrial_Existing_Space Heating_Natural Gas_ENERGY STAR Connected Thermostat_A_Achievable Economic TRC Potential | F6 | Industrial | Other Industrial | Existing | Space Heating | Natural Gas | ENERGY STAR Connected Thermostat | A | Standalone Impact on Baseline Winter Peak (%) | Achievable Economic TRC Potential | bar: 2019 to 2040
F7_Industrial_Other Industrial_Existing_Space Heating_Natural Gas_ENERGY STAR Connected Thermostat_A_Achievable Economic TRC Potential | F7 | Industrial | Other Industrial | Existing | Space Heating | Natural Gas | ENERGY STAR Connected Thermostat | A | Incremental Energy Savings (MWh or mTherms) | Achievable Economic TRC Potential | 0 | 0 | 0 | 0 | 0 | 0 | 0 | 0 | 0 | 0 | 0 | 0 | 0 | 0 | 0 | 0 | 0 | 0 | 0 | 0 | 0 | 0
F8_Industrial_Other Industrial_Existing_Space Heating_Natural Gas_ENERGY STAR Connected Thermostat_A_Achievable Economic TRC Potential | F8 | Industrial | Other Industrial | Existing | Space Heating | Natural Gas | ENERGY STAR Connected Thermostat | A | Incremental Summer Peak Savings (MW) | Achievable Economic TRC Potential | 0 | 0 | 0 | 0 | 0 | 0 | 0 | 0 | 0 | 0 | 0 | 0 | 0 | 0 | 0 | 0 | 0 | 0 | 0 | 0 | 0 | 0
F9_Industrial_Other Industrial_Existing_Space Heating_Natural Gas_ENERGY STAR Connected Thermostat_A_Achievable Economic TRC Potential | F9 | Industrial | Other Industrial | Existing | Space Heating | Natural Gas | ENERGY STAR Connected Thermostat | A | Incremental Winter Peak Savings (MW) | Achievable Economic TRC Potential | 0 | 0 | 0 | 0 | 0 | 0 | 0 | 0 | 0 | 0 | 0 | 0 | 0 | 0 | 0 | 0 | 0 | 0 | 0 | 0 | 0 | 0
F10_Industrial_Other Industrial_Existing_Space Heating_Natural Gas_ENERGY STAR Connected Thermostat_A_Achievable Economic TRC Potential | F10 | Industrial | Other Industrial | Existing | Space Heating | Natural Gas | ENERGY STAR Connected Thermostat | A | Cumulative Energy Savings (MWh or mTherms) | Achievable Economic TRC Potential | 0 | 0 | 0 | 0 | 0 | 0 | 0 | 0 | 0 | 0 | 0 | 0 | 0 | 0 | 0 | 0 | 0 | 0 | 0 | 0 | 0 | 0
F11_Industrial_Other Industrial_Existing_Space Heating_Natural Gas_ENERGY STAR Connected Thermostat_A_Achievable Economic TRC Potential | F11 | Industrial | Other Industrial | Existing | Space Heating | Natural Gas | ENERGY STAR Connected Thermostat | A | Cumulative Summer Peak Savings (MW) | Achievable Economic TRC Potential | 0 | 0 | 0 | 0 | 0 | 0 | 0 | 0 | 0 | 0 | 0 | 0 | 0 | 0 | 0 | 0 | 0 | 0 | 0 | 0 | 0 | 0
F12_Industrial_Other Industrial_Existing_Space Heating_Natural Gas_ENERGY STAR Connected Thermostat_A_Achievable Economic TRC Potential | F12 | Industrial | Other Industrial | Existing | Space Heating | Natural Gas | ENERGY STAR Connected Thermostat | A | Cumulative Winter Peak Savings (MW) | Achievable Economic TRC Potential | 0 | 0 | 0 | 0 | 0 | 0 | 0 | 0 | 0 | 0 | 0 | 0 | 0 | 0 | 0 | 0 | 0 | 0 | 0 | 0 | 0 | 0
F13_Industrial_Other Industrial_Existing_Space Heating_Natural Gas_ENERGY STAR Connected Thermostat_A_Achievable Economic TRC Potential | F13 | Industrial | Other Industrial | Existing | Space Heating | Natural Gas | ENERGY STAR Connected Thermostat | A | Purchases (Incremental) | Achievable Economic TRC Potential | 0 | 0 | 0 | 0 | 0 | 0 | 0 | 0 | 0 | 0 | 0 | 0 | 0 | 0 | 0 | 0 | 0 | 0 | 0 | 0 | 0 | 0
F14_Industrial_Other Industrial_Existing_Space Heating_Natural Gas_ENERGY STAR Connected Thermostat_A_Achievable Economic TRC Potential | F14 | Industrial | Other Industrial | Existing | Space Heating | Natural Gas | ENERGY STAR Connected Thermostat | A | Purchases (Cumulative) | Achievable Economic TRC Potential | 0 | 0 | 0 | 0 | 0 | 0 | 0 | 0 | 0 | 0 | 0 | 0 | 0 | 0 | 0 | 0 | 0 | 0 | 0 | 0 | 0 | 0
F1_Industrial_Other Industrial_Existing_Space Heating_Natural Gas_Destratification Fans (HVLS)_A_Achievable Economic TRC Potential | F1 | Industrial | Other Industrial | Existing | Space Heating | Natural Gas | Destratification Fans (HVLS) | A | Original Unit Energy Savings (kWh or therms) | Achievable Economic TRC Potential | 0 | 0 | 0.015624 | 0.015587 | 0.01555 | 0.015514 | 0.015478 | 0.015443 | 0.015409 | 0.015376 | 0.015345 | 0.015316 | 0.015289 | 0.015263 | 0.015238 | 0.015215 | 0.015194 | 0.015173 | 0.015154 | 0.015136 | 0.01512 | 0.015104
F2_Industrial_Other Industrial_Existing_Space Heating_Natural Gas_Destratification Fans (HVLS)_A_Achievable Economic TRC Potential | F2 | Industrial | Other Industrial | Existing | Space Heating | Natural Gas | Destratification Fans (HVLS) | A | Original Unit Summer Peak Savings (kW) | Achievable Economic TRC Potential | 0 | 0 | 0 | 0 | 0 | 0 | 0 | 0 | 0 | 0 | 0 | 0 | 0 | 0 | 0 | 0 | 0 | 0 | 0 | 0 | 0 | 0
F3_Industrial_Other Industrial_Existing_Space Heating_Natural Gas_Destratification Fans (HVLS)_A_Achievable Economic TRC Potential | F3 | Industrial | Other Industrial | Existing | Space Heating | Natural Gas | Destratification Fans (HVLS) | A | Original Unit Winter Peak Savings (kW) | Achievable Economic TRC Potential | 0 | 0 | 0 | 0 | 0 | 0 | 0 | 0 | 0 | 0 | 0 | 0 | 0 | 0 | 0 | 0 | 0 | 0 | 0 | 0 | 0 | 0
F4_Industrial_Other Industrial_Existing_Space Heating_Natural Gas_Destratification Fans (HVLS)_A_Achievable Economic TRC Potential | F4 | Industrial | Other Industrial | Existing | Space Heating | Natural Gas | Destratification Fans (HVLS) | A | Standalone Impact on Baseline Energy (%) | Achievable Economic TRC Potential | bar: 2019 to 2040
F5_Industrial_Other Industrial_Existing_Space Heating_Natural Gas_Destratification Fans (HVLS)_A_Achievable Economic TRC Potential | F5 | Industrial | Other Industrial | Existing | Space Heating | Natural Gas | Destratification Fans (HVLS) | A | Standalone Impact on Baseline Summer Peak (%) | Achievable Economic TRC Potential | bar: 2019 to 2040
F6_Industrial_Other Industrial_Existing_Space Heating_Natural Gas_Destratification Fans (HVLS)_A_Achievable Economic TRC Potential | F6 | Industrial | Other Industrial | Existing | Space Heating | Natural Gas | Destratification Fans (HVLS) | A | Standalone Impact on Baseline Winter Peak (%) | Achievable Economic TRC Potential | bar: 2019 to 2040
F7_Industrial_Other Industrial_Existing_Space Heating_Natural Gas_Destratification Fans (HVLS)_A_Achievable Economic TRC Potential | F7 | Industrial | Other Industrial | Existing | Space Heating | Natural Gas | Destratification Fans (HVLS) | A | Incremental Energy Savings (MWh or mTherms) | Achievable Economic TRC Potential | 0 | 0 | 0 | 0 | 0 | 0 | 0 | 0 | 0 | 0 | 0 | 0 | 0 | 0 | 0 | 0 | 0 | 0 | 0 | 0 | 0 | 0
F8_Industrial_Other Industrial_Existing_Space Heating_Natural Gas_Destratification Fans (HVLS)_A_Achievable Economic TRC Potential | F8 | Industrial | Other Industrial | Existing | Space Heating | Natural Gas | Destratification Fans (HVLS) | A | Incremental Summer Peak Savings (MW) | Achievable Economic TRC Potential | 0 | 0 | 0 | 0 | 0 | 0 | 0 | 0 | 0 | 0 | 0 | 0 | 0 | 0 | 0 | 0 | 0 | 0 | 0 | 0 | 0 | 0
F9_Industrial_Other Industrial_Existing_Space Heating_Natural Gas_Destratification Fans (HVLS)_A_Achievable Economic TRC Potential | F9 | Industrial | Other Industrial | Existing | Space Heating | Natural Gas | Destratification Fans (HVLS) | A | Incremental Winter Peak Savings (MW) | Achievable Economic TRC Potential | 0 | 0 | 0 | 0 | 0 | 0 | 0 | 0 | 0 | 0 | 0 | 0 | 0 | 0 | 0 | 0 | 0 | 0 | 0 | 0 | 0 | 0
F10_Industrial_Other Industrial_Existing_Space Heating_Natural Gas_Destratification Fans (HVLS)_A_Achievable Economic TRC Potential | F10 | Industrial | Other Industrial | Existing | Space Heating | Natural Gas | Destratification Fans (HVLS) | A | Cumulative Energy Savings (MWh or mTherms) | Achievable Economic TRC Potential | 0 | 0 | 0 | 0 | 0 | 0 | 0 | 0 | 0 | 0 | 0 | 0 | 0 | 0 | 0 | 0 | 0 | 0 | 0 | 0 | 0 | 0
F11_Industrial_Other Industrial_Existing_Space Heating_Natural Gas_Destratification Fans (HVLS)_A_Achievable Economic TRC Potential | F11 | Industrial | Other Industrial | Existing | Space Heating | Natural Gas | Destratification Fans (HVLS) | A | Cumulative Summer Peak Savings (MW) | Achievable Economic TRC Potential | 0 | 0 | 0 | 0 | 0 | 0 | 0 | 0 | 0 | 0 | 0 | 0 | 0 | 0 | 0 | 0 | 0 | 0 | 0 | 0 | 0 | 0
F12_Industrial_Other Industrial_Existing_Space Heating_Natural Gas_Destratification Fans (HVLS)_A_Achievable Economic TRC Potential | F12 | Industrial | Other Industrial | Existing | Space Heating | Natural Gas | Destratification Fans (HVLS) | A | Cumulative Winter Peak Savings (MW) | Achievable Economic TRC Potential | 0 | 0 | 0 | 0 | 0 | 0 | 0 | 0 | 0 | 0 | 0 | 0 | 0 | 0 | 0 | 0 | 0 | 0 | 0 | 0 | 0 | 0
F13_Industrial_Other Industrial_Existing_Space Heating_Natural Gas_Destratification Fans (HVLS)_A_Achievable Economic TRC Potential | F13 | Industrial | Other Industrial | Existing | Space Heating | Natural Gas | Destratification Fans (HVLS) | A | Purchases (Incremental) | Achievable Economic TRC Potential | 0 | 0 | 0 | 0 | 0 | 0 | 0 | 0 | 0 | 0 | 0 | 0 | 0 | 0 | 0 | 0 | 0 | 0 | 0 | 0 | 0 | 0
F14_Industrial_Other Industrial_Existing_Space Heating_Natural Gas_Destratification Fans (HVLS)_A_Achievable Economic TRC Potential | F14 | Industrial | Other Industrial | Existing | Space Heating | Natural Gas | Destratification Fans (HVLS) | A | Purchases (Cumulative) | Achievable Economic TRC Potential | 0 | 0 | 0 | 0 | 0 | 0 | 0 | 0 | 0 | 0 | 0 | 0 | 0 | 0 | 0 | 0 | 0 | 0 | 0 | 0 | 0 | 0
F1_Industrial_Other Industrial_Existing_Space Heating_Natural Gas_Gas Boiler - Insulate Steam Lines/Condensate Tank_A_Achievable Economic TRC Potential | F1 | Industrial | Other Industrial | Existing | Space Heating | Natural Gas | Gas Boiler - Insulate Steam Lines/Condensate Tank | A | Original Unit Energy Savings (kWh or therms) | Achievable Economic TRC Potential | 0 | 0 | 22.1312 | 22.0756 | 22.0212 | 21.9681 | 21.9163 | 21.8661 | 21.8174 | 21.7704 | 21.7251 | 21.6817 | 21.6401 | 21.6005 | 21.5629 | 21.5273 | 21.4938 | 21.4624 | 21.4332 | 21.4062 | 21.3814 | 21.3589
F2_Industrial_Other Industrial_Existing_Space Heating_Natural Gas_Gas Boiler - Insulate Steam Lines/Condensate Tank_A_Achievable Economic TRC Potential | F2 | Industrial | Other Industrial | Existing | Space Heating | Natural Gas | Gas Boiler - Insulate Steam Lines/Condensate Tank | A | Original Unit Summer Peak Savings (kW) | Achievable Economic TRC Potential | 0 | 0 | 0 | 0 | 0 | 0 | 0 | 0 | 0 | 0 | 0 | 0 | 0 | 0 | 0 | 0 | 0 | 0 | 0 | 0 | 0 | 0
F3_Industrial_Other Industrial_Existing_Space Heating_Natural Gas_Gas Boiler - Insulate Steam Lines/Condensate Tank_A_Achievable Economic TRC Potential | F3 | Industrial | Other Industrial | Existing | Space Heating | Natural Gas | Gas Boiler - Insulate Steam Lines/Condensate Tank | A | Original Unit Winter Peak Savings (kW) | Achievable Economic TRC Potential | 0 | 0 | 0 | 0 | 0 | 0 | 0 | 0 | 0 | 0 | 0 | 0 | 0 | 0 | 0 | 0 | 0 | 0 | 0 | 0 | 0 | 0
F4_Industrial_Other Industrial_Existing_Space Heating_Natural Gas_Gas Boiler - Insulate Steam Lines/Condensate Tank_A_Achievable Economic TRC Potential | F4 | Industrial | Other Industrial | Existing | Space Heating | Natural Gas | Gas Boiler - Insulate Steam Lines/Condensate Tank | A | Standalone Impact on Baseline Energy (%) | Achievable Economic TRC Potential | 0% | 0% | 0.005127% | 0.01034% | 0.01565% | 0.02105% | 0.02654% | 0.03213% | 0.03782% | 0.0436% | 0.04949% | 0.05548% | 0.06157% | 0.06776% | 0.07406% | 0.08047% | 0.08699% | 0.09363% | 0.1004% | 0.1073% | 0.1142% | 0.1214%
F5_Industrial_Other Industrial_Existing_Space Heating_Natural Gas_Gas Boiler - Insulate Steam Lines/Condensate Tank_A_Achievable Economic TRC Potential | F5 | Industrial | Other Industrial | Existing | Space Heating | Natural Gas | Gas Boiler - Insulate Steam Lines/Condensate Tank | A | Standalone Impact on Baseline Summer Peak (%) | Achievable Economic TRC Potential | bar: 2019 to 2040
F6_Industrial_Other Industrial_Existing_Space Heating_Natural Gas_Gas Boiler - Insulate Steam Lines/Condensate Tank_A_Achievable Economic TRC Potential | F6 | Industrial | Other Industrial | Existing | Space Heating | Natural Gas | Gas Boiler - Insulate Steam Lines/Condensate Tank | A | Standalone Impact on Baseline Winter Peak (%) | Achievable Economic TRC Potential | bar: 2019 to 2040
F7_Industrial_Other Industrial_Existing_Space Heating_Natural Gas_Gas Boiler - Insulate Steam Lines/Condensate Tank_A_Achievable Economic TRC Potential | F7 | Industrial | Other Industrial | Existing | Space Heating | Natural Gas | Gas Boiler - Insulate Steam Lines/Condensate Tank | A | Incremental Energy Savings (MWh or mTherms) | Achievable Economic TRC Potential | 0 | 0 | 0.047751 | 0.04681 | 0.04589 | 0.044989 | 0.04411 | 0.04325 | 0.042409 | 0.041588 | 0.040786 | 0.040003 | 0.039238 | 0.038491 | 0.037761 | 0.037049 | 0.036354 | 0.035675 | 0.035012 | 0.034365 | 0.033733 | 0.033117
F8_Industrial_Other Industrial_Existing_Space Heating_Natural Gas_Gas Boiler - Insulate Steam Lines/Condensate Tank_A_Achievable Economic TRC Potential | F8 | Industrial | Other Industrial | Existing | Space Heating | Natural Gas | Gas Boiler - Insulate Steam Lines/Condensate Tank | A | Incremental Summer Peak Savings (MW) | Achievable Economic TRC Potential | 0 | 0 | 0 | 0 | 0 | 0 | 0 | 0 | 0 | 0 | 0 | 0 | 0 | 0 | 0 | 0 | 0 | 0 | 0 | 0 | 0 | 0
F9_Industrial_Other Industrial_Existing_Space Heating_Natural Gas_Gas Boiler - Insulate Steam Lines/Condensate Tank_A_Achievable Economic TRC Potential | F9 | Industrial | Other Industrial | Existing | Space Heating | Natural Gas | Gas Boiler - Insulate Steam Lines/Condensate Tank | A | Incremental Winter Peak Savings (MW) | Achievable Economic TRC Potential | 0 | 0 | 0 | 0 | 0 | 0 | 0 | 0 | 0 | 0 | 0 | 0 | 0 | 0 | 0 | 0 | 0 | 0 | 0 | 0 | 0 | 0
F10_Industrial_Other Industrial_Existing_Space Heating_Natural Gas_Gas Boiler - Insulate Steam Lines/Condensate Tank_A_Achievable Economic TRC Potential | F10 | Industrial | Other Industrial | Existing | Space Heating | Natural Gas | Gas Boiler - Insulate Steam Lines/Condensate Tank | A | Cumulative Energy Savings (MWh or mTherms) | Achievable Economic TRC Potential | 0 | 0 | 0.047751 | 0.094441 | 0.1401 | 0.18475 | 0.22842 | 0.27115 | 0.31296 | 0.35387 | 0.39392 | 0.43314 | 0.47154 | 0.50917 | 0.54604 | 0.58219 | 0.61764 | 0.65241 | 0.68654 | 0.72004 | 0.75294 | 0.78526
F11_Industrial_Other Industrial_Existing_Space Heating_Natural Gas_Gas Boiler - Insulate Steam Lines/Condensate Tank_A_Achievable Economic TRC Potential | F11 | Industrial | Other Industrial | Existing | Space Heating | Natural Gas | Gas Boiler - Insulate Steam Lines/Condensate Tank | A | Cumulative Summer Peak Savings (MW) | Achievable Economic TRC Potential | 0 | 0 | 0 | 0 | 0 | 0 | 0 | 0 | 0 | 0 | 0 | 0 | 0 | 0 | 0 | 0 | 0 | 0 | 0 | 0 | 0 | 0
F12_Industrial_Other Industrial_Existing_Space Heating_Natural Gas_Gas Boiler - Insulate Steam Lines/Condensate Tank_A_Achievable Economic TRC Potential | F12 | Industrial | Other Industrial | Existing | Space Heating | Natural Gas | Gas Boiler - Insulate Steam Lines/Condensate Tank | A | Cumulative Winter Peak Savings (MW) | Achievable Economic TRC Potential | 0 | 0 | 0 | 0 | 0 | 0 | 0 | 0 | 0 | 0 | 0 | 0 | 0 | 0 | 0 | 0 | 0 | 0 | 0 | 0 | 0 | 0
F13_Industrial_Other Industrial_Existing_Space Heating_Natural Gas_Gas Boiler - Insulate Steam Lines/Condensate Tank_A_Achievable Economic TRC Potential | F13 | Industrial | Other Industrial | Existing | Space Heating | Natural Gas | Gas Boiler - Insulate Steam Lines/Condensate Tank | A | Purchases (Incremental) | Achievable Economic TRC Potential | 0 | 0 | 2.1576 | 2.1204 | 2.0839 | 2.0479 | 2.0126 | 1.9779 | 1.9438 | 1.9103 | 1.8774 | 1.845 | 1.8132 | 1.7819 | 1.7512 | 1.721 | 1.6914 | 1.6622 | 1.6335 | 1.6054 | 1.5777 | 1.5505
F14_Industrial_Other Industrial_Existing_Space Heating_Natural Gas_Gas Boiler - Insulate Steam Lines/Condensate Tank_A_Achievable Economic TRC Potential | F14 | Industrial | Other Industrial | Existing | Space Heating | Natural Gas | Gas Boiler - Insulate Steam Lines/Condensate Tank | A | Purchases (Cumulative) | Achievable Economic TRC Potential | 0 | 0 | 2.1576 | 4.2781 | 6.3619 | 8.4099 | 10.4225 | 12.4005 | 14.3443 | 16.2546 | 18.132 | 19.977 | 21.7902 | 23.5722 | 25.3234 | 27.0444 | 28.7358 | 30.3979 | 32.0315 | 33.6368 | 35.2145 | 36.765
F1_Industrial_Other Industrial_Existing_Process_Natural Gas_Gas Boiler - Insulate Steam Lines/Condensate Tank_A_Achievable Economic TRC Potential | F1 | Industrial | Other Industrial | Existing | Process | Natural Gas | Gas Boiler - Insulate Steam Lines/Condensate Tank | A | Original Unit Energy Savings (kWh or therms) | Achievable Economic TRC Potential | 0 | 0 | 16.8499 | 16.8499 | 16.8499 | 16.8499 | 16.8499 | 16.8499 | 16.8499 | 16.8499 | 16.8499 | 16.8499 | 16.8499 | 16.8499 | 16.8499 | 16.8499 | 16.8499 | 16.8499 | 16.8499 | 16.8499 | 16.8499 | 16.8499
F2_Industrial_Other Industrial_Existing_Process_Natural Gas_Gas Boiler - Insulate Steam Lines/Condensate Tank_A_Achievable Economic TRC Potential | F2 | Industrial | Other Industrial | Existing | Process | Natural Gas | Gas Boiler - Insulate Steam Lines/Condensate Tank | A | Original Unit Summer Peak Savings (kW) | Achievable Economic TRC Potential | 0 | 0 | 0 | 0 | 0 | 0 | 0 | 0 | 0 | 0 | 0 | 0 | 0 | 0 | 0 | 0 | 0 | 0 | 0 | 0 | 0 | 0
F3_Industrial_Other Industrial_Existing_Process_Natural Gas_Gas Boiler - Insulate Steam Lines/Condensate Tank_A_Achievable Economic TRC Potential | F3 | Industrial | Other Industrial | Existing | Process | Natural Gas | Gas Boiler - Insulate Steam Lines/Condensate Tank | A | Original Unit Winter Peak Savings (kW) | Achievable Economic TRC Potential | 0 | 0 | 0 | 0 | 0 | 0 | 0 | 0 | 0 | 0 | 0 | 0 | 0 | 0 | 0 | 0 | 0 | 0 | 0 | 0 | 0 | 0
F4_Industrial_Other Industrial_Existing_Process_Natural Gas_Gas Boiler - Insulate Steam Lines/Condensate Tank_A_Achievable Economic TRC Potential | F4 | Industrial | Other Industrial | Existing | Process | Natural Gas | Gas Boiler - Insulate Steam Lines/Condensate Tank | A | Standalone Impact on Baseline Energy (%) | Achievable Economic TRC Potential | 0% | 0% | 0.02737% | 0.05521% | 0.08355% | 0.1124% | 0.1417% | 0.1716% | 0.2019% | 0.2329% | 0.2643% | 0.2963% | 0.3289% | 0.362% | 0.3957% | 0.43% | 0.4649% | 0.5005% | 0.5366% | 0.5734% | 0.6108% | 0.6489%
F5_Industrial_Other Industrial_Existing_Process_Natural Gas_Gas Boiler - Insulate Steam Lines/Condensate Tank_A_Achievable Economic TRC Potential | F5 | Industrial | Other Industrial | Existing | Process | Natural Gas | Gas Boiler - Insulate Steam Lines/Condensate Tank | A | Standalone Impact on Baseline Summer Peak (%) | Achievable Economic TRC Potential | bar: 2019 to 2040
F6_Industrial_Other Industrial_Existing_Process_Natural Gas_Gas Boiler - Insulate Steam Lines/Condensate Tank_A_Achievable Economic TRC Potential | F6 | Industrial | Other Industrial | Existing | Process | Natural Gas | Gas Boiler - Insulate Steam Lines/Condensate Tank | A | Standalone Impact on Baseline Winter Peak (%) | Achievable Economic TRC Potential | bar: 2019 to 2040
F7_Industrial_Other Industrial_Existing_Process_Natural Gas_Gas Boiler - Insulate Steam Lines/Condensate Tank_A_Achievable Economic TRC Potential | F7 | Industrial | Other Industrial | Existing | Process | Natural Gas | Gas Boiler - Insulate Steam Lines/Condensate Tank | A | Incremental Energy Savings (MWh or mTherms) | Achievable Economic TRC Potential | 0 | 0 | 0.52641 | 0.51733 | 0.50841 | 0.49964 | 0.49103 | 0.48256 | 0.47424 | 0.46607 | 0.45803 | 0.45013 | 0.44237 | 0.43475 | 0.42725 | 0.41988 | 0.41264 | 0.40553 | 0.39854 | 0.39167 | 0.38491 | 0.37828
F8_Industrial_Other Industrial_Existing_Process_Natural Gas_Gas Boiler - Insulate Steam Lines/Condensate Tank_A_Achievable Economic TRC Potential | F8 | Industrial | Other Industrial | Existing | Process | Natural Gas | Gas Boiler - Insulate Steam Lines/Condensate Tank | A | Incremental Summer Peak Savings (MW) | Achievable Economic TRC Potential | 0 | 0 | 0 | 0 | 0 | 0 | 0 | 0 | 0 | 0 | 0 | 0 | 0 | 0 | 0 | 0 | 0 | 0 | 0 | 0 | 0 | 0
F9_Industrial_Other Industrial_Existing_Process_Natural Gas_Gas Boiler - Insulate Steam Lines/Condensate Tank_A_Achievable Economic TRC Potential | F9 | Industrial | Other Industrial | Existing | Process | Natural Gas | Gas Boiler - Insulate Steam Lines/Condensate Tank | A | Incremental Winter Peak Savings (MW) | Achievable Economic TRC Potential | 0 | 0 | 0 | 0 | 0 | 0 | 0 | 0 | 0 | 0 | 0 | 0 | 0 | 0 | 0 | 0 | 0 | 0 | 0 | 0 | 0 | 0
F10_Industrial_Other Industrial_Existing_Process_Natural Gas_Gas Boiler - Insulate Steam Lines/Condensate Tank_A_Achievable Economic TRC Potential | F10 | Industrial | Other Industrial | Existing | Process | Natural Gas | Gas Boiler - Insulate Steam Lines/Condensate Tank | A | Cumulative Energy Savings (MWh or mTherms) | Achievable Economic TRC Potential | 0 | 0 | 0.52641 | 1.0437 | 1.5521 | 2.0518 | 2.5428 | 3.0254 | 3.4996 | 3.9657 | 4.4237 | 4.8739 | 5.3162 | 5.751 | 6.1782 | 6.5981 | 7.0108 | 7.4163 | 7.8148 | 8.2065 | 8.5914 | 8.9697
F11_Industrial_Other Industrial_Existing_Process_Natural Gas_Gas Boiler - Insulate Steam Lines/Condensate Tank_A_Achievable Economic TRC Potential | F11 | Industrial | Other Industrial | Existing | Process | Natural Gas | Gas Boiler - Insulate Steam Lines/Condensate Tank | A | Cumulative Summer Peak Savings (MW) | Achievable Economic TRC Potential | 0 | 0 | 0 | 0 | 0 | 0 | 0 | 0 | 0 | 0 | 0 | 0 | 0 | 0 | 0 | 0 | 0 | 0 | 0 | 0 | 0 | 0
F12_Industrial_Other Industrial_Existing_Process_Natural Gas_Gas Boiler - Insulate Steam Lines/Condensate Tank_A_Achievable Economic TRC Potential | F12 | Industrial | Other Industrial | Existing | Process | Natural Gas | Gas Boiler - Insulate Steam Lines/Condensate Tank | A | Cumulative Winter Peak Savings (MW) | Achievable Economic TRC Potential | 0 | 0 | 0 | 0 | 0 | 0 | 0 | 0 | 0 | 0 | 0 | 0 | 0 | 0 | 0 | 0 | 0 | 0 | 0 | 0 | 0 | 0
F13_Industrial_Other Industrial_Existing_Process_Natural Gas_Gas Boiler - Insulate Steam Lines/Condensate Tank_A_Achievable Economic TRC Potential | F13 | Industrial | Other Industrial | Existing | Process | Natural Gas | Gas Boiler - Insulate Steam Lines/Condensate Tank | A | Purchases (Incremental) | Achievable Economic TRC Potential | 0 | 0 | 31.2408 | 30.7022 | 30.1729 | 29.6526 | 29.1414 | 28.6389 | 28.1452 | 27.6599 | 27.183 | 26.7143 | 26.2537 | 25.8011 | 25.3562 | 24.9191 | 24.4894 | 24.0672 | 23.6522 | 23.2444 | 22.8437 | 22.4498
F14_Industrial_Other Industrial_Existing_Process_Natural Gas_Gas Boiler - Insulate Steam Lines/Condensate Tank_A_Achievable Economic TRC Potential | F14 | Industrial | Other Industrial | Existing | Process | Natural Gas | Gas Boiler - Insulate Steam Lines/Condensate Tank | A | Purchases (Cumulative) | Achievable Economic TRC Potential | 0 | 0 | 31.2408 | 61.943 | 92.1159 | 121.7685 | 150.9099 | 179.5488 | 207.694 | 235.3539 | 262.5369 | 289.2512 | 315.505 | 341.3061 | 366.6623 | 391.5814 | 416.0708 | 440.138 | 463.7903 | 487.0347 | 509.8784 | 532.3282
F1_Industrial_Other Industrial_Existing_Space Heating_Natural Gas_Gas Boiler - Insulate Hot Water Lines_A_Achievable Economic TRC Potential | F1 | Industrial | Other Industrial | Existing | Space Heating | Natural Gas | Gas Boiler - Insulate Hot Water Lines | A | Original Unit Energy Savings (kWh or therms) | Achievable Economic TRC Potential | 0 | 0 | 25.0152 | 24.9524 | 24.8909 | 24.8309 | 24.7724 | 24.7156 | 24.6605 | 24.6074 | 24.5562 | 24.5071 | 24.4601 | 24.4154 | 24.3728 | 24.3326 | 24.2948 | 24.2593 | 24.2263 | 24.1957 | 24.1677 | 24.1423
F2_Industrial_Other Industrial_Existing_Space Heating_Natural Gas_Gas Boiler - Insulate Hot Water Lines_A_Achievable Economic TRC Potential | F2 | Industrial | Other Industrial | Existing | Space Heating | Natural Gas | Gas Boiler - Insulate Hot Water Lines | A | Original Unit Summer Peak Savings (kW) | Achievable Economic TRC Potential | 0 | 0 | 0 | 0 | 0 | 0 | 0 | 0 | 0 | 0 | 0 | 0 | 0 | 0 | 0 | 0 | 0 | 0 | 0 | 0 | 0 | 0
F3_Industrial_Other Industrial_Existing_Space Heating_Natural Gas_Gas Boiler - Insulate Hot Water Lines_A_Achievable Economic TRC Potential | F3 | Industrial | Other Industrial | Existing | Space Heating | Natural Gas | Gas Boiler - Insulate Hot Water Lines | A | Original Unit Winter Peak Savings (kW) | Achievable Economic TRC Potential | 0 | 0 | 0 | 0 | 0 | 0 | 0 | 0 | 0 | 0 | 0 | 0 | 0 | 0 | 0 | 0 | 0 | 0 | 0 | 0 | 0 | 0
F4_Industrial_Other Industrial_Existing_Space Heating_Natural Gas_Gas Boiler - Insulate Hot Water Lines_A_Achievable Economic TRC Potential | F4 | Industrial | Other Industrial | Existing | Space Heating | Natural Gas | Gas Boiler - Insulate Hot Water Lines | A | Standalone Impact on Baseline Energy (%) | Achievable Economic TRC Potential | 0% | 0% | 0.01159% | 0.02338% | 0.03537% | 0.04758% | 0.06% | 0.07264% | 0.08549% | 0.09857% | 0.1119% | 0.1254% | 0.1392% | 0.1532% | 0.1674% | 0.1819% | 0.1967% | 0.2117% | 0.2269% | 0.2425% | 0.2583% | 0.2744%
F5_Industrial_Other Industrial_Existing_Space Heating_Natural Gas_Gas Boiler - Insulate Hot Water Lines_A_Achievable Economic TRC Potential | F5 | Industrial | Other Industrial | Existing | Space Heating | Natural Gas | Gas Boiler - Insulate Hot Water Lines | A | Standalone Impact on Baseline Summer Peak (%) | Achievable Economic TRC Potential | bar: 2019 to 2040
F6_Industrial_Other Industrial_Existing_Space Heating_Natural Gas_Gas Boiler - Insulate Hot Water Lines_A_Achievable Economic TRC Potential | F6 | Industrial | Other Industrial | Existing | Space Heating | Natural Gas | Gas Boiler - Insulate Hot Water Lines | A | Standalone Impact on Baseline Winter Peak (%) | Achievable Economic TRC Potential | bar: 2019 to 2040
F7_Industrial_Other Industrial_Existing_Space Heating_Natural Gas_Gas Boiler - Insulate Hot Water Lines_A_Achievable Economic TRC Potential | F7 | Industrial | Other Industrial | Existing | Space Heating | Natural Gas | Gas Boiler - Insulate Hot Water Lines | A | Incremental Energy Savings (MWh or mTherms) | Achievable Economic TRC Potential | 0 | 0 | 0.10795 | 0.10582 | 0.10374 | 0.1017 | 0.099716 | 0.097772 | 0.095872 | 0.094016 | 0.092203 | 0.090432 | 0.088702 | 0.087014 | 0.085364 | 0.083754 | 0.082182 | 0.080647 | 0.079149 | 0.077686 | 0.076258 | 0.074865
F8_Industrial_Other Industrial_Existing_Space Heating_Natural Gas_Gas Boiler - Insulate Hot Water Lines_A_Achievable Economic TRC Potential | F8 | Industrial | Other Industrial | Existing | Space Heating | Natural Gas | Gas Boiler - Insulate Hot Water Lines | A | Incremental Summer Peak Savings (MW) | Achievable Economic TRC Potential | 0 | 0 | 0 | 0 | 0 | 0 | 0 | 0 | 0 | 0 | 0 | 0 | 0 | 0 | 0 | 0 | 0 | 0 | 0 | 0 | 0 | 0
F9_Industrial_Other Industrial_Existing_Space Heating_Natural Gas_Gas Boiler - Insulate Hot Water Lines_A_Achievable Economic TRC Potential | F9 | Industrial | Other Industrial | Existing | Space Heating | Natural Gas | Gas Boiler - Insulate Hot Water Lines | A | Incremental Winter Peak Savings (MW) | Achievable Economic TRC Potential | 0 | 0 | 0 | 0 | 0 | 0 | 0 | 0 | 0 | 0 | 0 | 0 | 0 | 0 | 0 | 0 | 0 | 0 | 0 | 0 | 0 | 0
F10_Industrial_Other Industrial_Existing_Space Heating_Natural Gas_Gas Boiler - Insulate Hot Water Lines_A_Achievable Economic TRC Potential | F10 | Industrial | Other Industrial | Existing | Space Heating | Natural Gas | Gas Boiler - Insulate Hot Water Lines | A | Cumulative Energy Savings (MWh or mTherms) | Achievable Economic TRC Potential | 0 | 0 | 0.10795 | 0.2135 | 0.31671 | 0.41765 | 0.51638 | 0.61297 | 0.70748 | 0.79997 | 0.89051 | 0.97916 | 1.066 | 1.151 | 1.2344 | 1.3161 | 1.3963 | 1.4749 | 1.552 | 1.6277 | 1.7021 | 1.7752
F11_Industrial_Other Industrial_Existing_Space Heating_Natural Gas_Gas Boiler - Insulate Hot Water Lines_A_Achievable Economic TRC Potential | F11 | Industrial | Other Industrial | Existing | Space Heating | Natural Gas | Gas Boiler - Insulate Hot Water Lines | A | Cumulative Summer Peak Savings (MW) | Achievable Economic TRC Potential | 0 | 0 | 0 | 0 | 0 | 0 | 0 | 0 | 0 | 0 | 0 | 0 | 0 | 0 | 0 | 0 | 0 | 0 | 0 | 0 | 0 | 0
F12_Industrial_Other Industrial_Existing_Space Heating_Natural Gas_Gas Boiler - Insulate Hot Water Lines_A_Achievable Economic TRC Potential | F12 | Industrial | Other Industrial | Existing | Space Heating | Natural Gas | Gas Boiler - Insulate Hot Water Lines | A | Cumulative Winter Peak Savings (MW) | Achievable Economic TRC Potential | 0 | 0 | 0 | 0 | 0 | 0 | 0 | 0 | 0 | 0 | 0 | 0 | 0 | 0 | 0 | 0 | 0 | 0 | 0 | 0 | 0 | 0
F13_Industrial_Other Industrial_Existing_Space Heating_Natural Gas_Gas Boiler - Insulate Hot Water Lines_A_Achievable Economic TRC Potential | F13 | Industrial | Other Industrial | Existing | Space Heating | Natural Gas | Gas Boiler - Insulate Hot Water Lines | A | Purchases (Incremental) | Achievable Economic TRC Potential | 0 | 0 | 4.3153 | 4.2409 | 4.1678 | 4.0959 | 4.0253 | 3.9559 | 3.8877 | 3.8206 | 3.7548 | 3.69 | 3.6264 | 3.5639 | 3.5024 | 3.4421 | 3.3827 | 3.3244 | 3.2671 | 3.2107 | 3.1554 | 3.101
F14_Industrial_Other Industrial_Existing_Space Heating_Natural Gas_Gas Boiler - Insulate Hot Water Lines_A_Achievable Economic TRC Potential | F14 | Industrial | Other Industrial | Existing | Space Heating | Natural Gas | Gas Boiler - Insulate Hot Water Lines | A | Purchases (Cumulative) | Achievable Economic TRC Potential | 0 | 0 | 4.3153 | 8.5561 | 12.7239 | 16.8198 | 20.8451 | 24.8009 | 28.6886 | 32.5092 | 36.264 | 39.954 | 43.5804 | 47.1443 | 50.6468 | 54.0888 | 57.4715 | 60.7959 | 64.063 | 67.2737 | 70.4291 | 73.5301
F1_Industrial_Other Industrial_Existing_Process_Natural Gas_Gas Boiler - Insulate Hot Water Lines_A_Achievable Economic TRC Potential | F1 | Industrial | Other Industrial | Existing | Process | Natural Gas | Gas Boiler - Insulate Hot Water Lines | A | Original Unit Energy Savings (kWh or therms) | Achievable Economic TRC Potential | 0 | 0 | 19.0457 | 19.0457 | 19.0457 | 19.0457 | 19.0457 | 19.0457 | 19.0457 | 19.0457 | 19.0457 | 19.0457 | 19.0457 | 19.0457 | 19.0457 | 19.0457 | 19.0457 | 19.0457 | 19.0457 | 19.0457 | 19.0457 | 19.0457
F2_Industrial_Other Industrial_Existing_Process_Natural Gas_Gas Boiler - Insulate Hot Water Lines_A_Achievable Economic TRC Potential | F2 | Industrial | Other Industrial | Existing | Process | Natural Gas | Gas Boiler - Insulate Hot Water Lines | A | Original Unit Summer Peak Savings (kW) | Achievable Economic TRC Potential | 0 | 0 | 0 | 0 | 0 | 0 | 0 | 0 | 0 | 0 | 0 | 0 | 0 | 0 | 0 | 0 | 0 | 0 | 0 | 0 | 0 | 0
F3_Industrial_Other Industrial_Existing_Process_Natural Gas_Gas Boiler - Insulate Hot Water Lines_A_Achievable Economic TRC Potential | F3 | Industrial | Other Industrial | Existing | Process | Natural Gas | Gas Boiler - Insulate Hot Water Lines | A | Original Unit Winter Peak Savings (kW) | Achievable Economic TRC Potential | 0 | 0 | 0 | 0 | 0 | 0 | 0 | 0 | 0 | 0 | 0 | 0 | 0 | 0 | 0 | 0 | 0 | 0 | 0 | 0 | 0 | 0
F4_Industrial_Other Industrial_Existing_Process_Natural Gas_Gas Boiler - Insulate Hot Water Lines_A_Achievable Economic TRC Potential | F4 | Industrial | Other Industrial | Existing | Process | Natural Gas | Gas Boiler - Insulate Hot Water Lines | A | Standalone Impact on Baseline Energy (%) | Achievable Economic TRC Potential | 0% | 0% | 0.06186% | 0.1248% | 0.1889% | 0.254% | 0.3204% | 0.3878% | 0.4565% | 0.5264% | 0.5975% | 0.6698% | 0.7434% | 0.8184% | 0.8946% | 0.9721% | 1.051% | 1.131% | 1.213% | 1.296% | 1.381% | 1.467%
F5_Industrial_Other Industrial_Existing_Process_Natural Gas_Gas Boiler - Insulate Hot Water Lines_A_Achievable Economic TRC Potential | F5 | Industrial | Other Industrial | Existing | Process | Natural Gas | Gas Boiler - Insulate Hot Water Lines | A | Standalone Impact on Baseline Summer Peak (%) | Achievable Economic TRC Potential | bar: 2019 to 2040
F6_Industrial_Other Industrial_Existing_Process_Natural Gas_Gas Boiler - Insulate Hot Water Lines_A_Achievable Economic TRC Potential | F6 | Industrial | Other Industrial | Existing | Process | Natural Gas | Gas Boiler - Insulate Hot Water Lines | A | Standalone Impact on Baseline Winter Peak (%) | Achievable Economic TRC Potential | bar: 2019 to 2040
F7_Industrial_Other Industrial_Existing_Process_Natural Gas_Gas Boiler - Insulate Hot Water Lines_A_Achievable Economic TRC Potential | F7 | Industrial | Other Industrial | Existing | Process | Natural Gas | Gas Boiler - Insulate Hot Water Lines | A | Incremental Energy Savings (MWh or mTherms) | Achievable Economic TRC Potential | 0 | 0 | 1.19 | 1.1695 | 1.1493 | 1.1295 | 1.11 | 1.0909 | 1.0721 | 1.0536 | 1.0354 | 1.0176 | 1 | 0.9828 | 0.96586 | 0.9492 | 0.93284 | 0.91675 | 0.90095 | 0.88541 | 0.87015 | 0.85515
F8_Industrial_Other Industrial_Existing_Process_Natural Gas_Gas Boiler - Insulate Hot Water Lines_A_Achievable Economic TRC Potential | F8 | Industrial | Other Industrial | Existing | Process | Natural Gas | Gas Boiler - Insulate Hot Water Lines | A | Incremental Summer Peak Savings (MW) | Achievable Economic TRC Potential | 0 | 0 | 0 | 0 | 0 | 0 | 0 | 0 | 0 | 0 | 0 | 0 | 0 | 0 | 0 | 0 | 0 | 0 | 0 | 0 | 0 | 0
F9_Industrial_Other Industrial_Existing_Process_Natural Gas_Gas Boiler - Insulate Hot Water Lines_A_Achievable Economic TRC Potential | F9 | Industrial | Other Industrial | Existing | Process | Natural Gas | Gas Boiler - Insulate Hot Water Lines | A | Incremental Winter Peak Savings (MW) | Achievable Economic TRC Potential | 0 | 0 | 0 | 0 | 0 | 0 | 0 | 0 | 0 | 0 | 0 | 0 | 0 | 0 | 0 | 0 | 0 | 0 | 0 | 0 | 0 | 0
F10_Industrial_Other Industrial_Existing_Process_Natural Gas_Gas Boiler - Insulate Hot Water Lines_A_Achievable Economic TRC Potential | F10 | Industrial | Other Industrial | Existing | Process | Natural Gas | Gas Boiler - Insulate Hot Water Lines | A | Cumulative Energy Savings (MWh or mTherms) | Achievable Economic TRC Potential | 0 | 0 | 1.19 | 2.3595 | 3.5088 | 4.6383 | 5.7484 | 6.8393 | 7.9114 | 8.965 | 10.0004 | 11.018 | 12.018 | 13.0008 | 13.9667 | 14.9159 | 15.8487 | 16.7655 | 17.6664 | 18.5518 | 19.422 | 20.2771
F11_Industrial_Other Industrial_Existing_Process_Natural Gas_Gas Boiler - Insulate Hot Water Lines_A_Achievable Economic TRC Potential | F11 | Industrial | Other Industrial | Existing | Process | Natural Gas | Gas Boiler - Insulate Hot Water Lines | A | Cumulative Summer Peak Savings (MW) | Achievable Economic TRC Potential | 0 | 0 | 0 | 0 | 0 | 0 | 0 | 0 | 0 | 0 | 0 | 0 | 0 | 0 | 0 | 0 | 0 | 0 | 0 | 0 | 0 | 0
F12_Industrial_Other Industrial_Existing_Process_Natural Gas_Gas Boiler - Insulate Hot Water Lines_A_Achievable Economic TRC Potential | F12 | Industrial | Other Industrial | Existing | Process | Natural Gas | Gas Boiler - Insulate Hot Water Lines | A | Cumulative Winter Peak Savings (MW) | Achievable Economic TRC Potential | 0 | 0 | 0 | 0 | 0 | 0 | 0 | 0 | 0 | 0 | 0 | 0 | 0 | 0 | 0 | 0 | 0 | 0 | 0 | 0 | 0 | 0
F13_Industrial_Other Industrial_Existing_Process_Natural Gas_Gas Boiler - Insulate Hot Water Lines_A_Achievable Economic TRC Potential | F13 | Industrial | Other Industrial | Existing | Process | Natural Gas | Gas Boiler - Insulate Hot Water Lines | A | Purchases (Incremental) | Achievable Economic TRC Potential | 0 | 0 | 62.4817 | 61.4044 | 60.3457 | 59.3053 | 58.2828 | 57.2779 | 56.2903 | 55.3198 | 54.366 | 53.4287 | 52.5075 | 51.6022 | 50.7125 | 49.8381 | 48.9789 | 48.1344 | 47.3045 | 46.4889 | 45.6874 | 44.8997
F14_Industrial_Other Industrial_Existing_Process_Natural Gas_Gas Boiler - Insulate Hot Water Lines_A_Achievable Economic TRC Potential | F14 | Industrial | Other Industrial | Existing | Process | Natural Gas | Gas Boiler - Insulate Hot Water Lines | A | Purchases (Cumulative) | Achievable Economic TRC Potential | 0 | 0 | 62.4817 | 123.8861 | 184.2318 | 243.537 | 301.8198 | 359.0977 | 415.388 | 470.7078 | 525.0738 | 578.5025 | 631.01 | 682.6121 | 733.3246 | 783.1628 | 832.1416 | 880.276 | 927.5805 | 974.0694 | 1019.7568 | 1064.6564
F1_Industrial_Other Industrial_Existing_Process_Natural Gas_Process - Insulate Heated Process Fluids_A_Achievable Economic TRC Potential | F1 | Industrial | Other Industrial | Existing | Process | Natural Gas | Process - Insulate Heated Process Fluids | A | Original Unit Energy Savings (kWh or therms) | Achievable Economic TRC Potential | 0 | 0 | 13.6092 | 13.6092 | 13.6092 | 13.6092 | 13.6092 | 13.6092 | 13.6092 | 13.6092 | 13.6092 | 13.6092 | 13.6092 | 13.6092 | 13.6092 | 13.6092 | 13.6092 | 13.6092 | 13.6092 | 13.6092 | 13.6092 | 13.6092
F2_Industrial_Other Industrial_Existing_Process_Natural Gas_Process - Insulate Heated Process Fluids_A_Achievable Economic TRC Potential | F2 | Industrial | Other Industrial | Existing | Process | Natural Gas | Process - Insulate Heated Process Fluids | A | Original Unit Summer Peak Savings (kW) | Achievable Economic TRC Potential | 0 | 0 | 0 | 0 | 0 | 0 | 0 | 0 | 0 | 0 | 0 | 0 | 0 | 0 | 0 | 0 | 0 | 0 | 0 | 0 | 0 | 0
F3_Industrial_Other Industrial_Existing_Process_Natural Gas_Process - Insulate Heated Process Fluids_A_Achievable Economic TRC Potential | F3 | Industrial | Other Industrial | Existing | Process | Natural Gas | Process - Insulate Heated Process Fluids | A | Original Unit Winter Peak Savings (kW) | Achievable Economic TRC Potential | 0 | 0 | 0 | 0 | 0 | 0 | 0 | 0 | 0 | 0 | 0 | 0 | 0 | 0 | 0 | 0 | 0 | 0 | 0 | 0 | 0 | 0
F4_Industrial_Other Industrial_Existing_Process_Natural Gas_Process - Insulate Heated Process Fluids_A_Achievable Economic TRC Potential | F4 | Industrial | Other Industrial | Existing | Process | Natural Gas | Process - Insulate Heated Process Fluids | A | Standalone Impact on Baseline Energy (%) | Achievable Economic TRC Potential | bar: 2019 to 2040
F5_Industrial_Other Industrial_Existing_Process_Natural Gas_Process - Insulate Heated Process Fluids_A_Achievable Economic TRC Potential | F5 | Industrial | Other Industrial | Existing | Process | Natural Gas | Process - Insulate Heated Process Fluids | A | Standalone Impact on Baseline Summer Peak (%) | Achievable Economic TRC Potential | bar: 2019 to 2040
F6_Industrial_Other Industrial_Existing_Process_Natural Gas_Process - Insulate Heated Process Fluids_A_Achievable Economic TRC Potential | F6 | Industrial | Other Industrial | Existing | Process | Natural Gas | Process - Insulate Heated Process Fluids | A | Standalone Impact on Baseline Winter Peak (%) | Achievable Economic TRC Potential | bar: 2019 to 2040
F7_Industrial_Other Industrial_Existing_Process_Natural Gas_Process - Insulate Heated Process Fluids_A_Achievable Economic TRC Potential | F7 | Industrial | Other Industrial | Existing | Process | Natural Gas | Process - Insulate Heated Process Fluids | A | Incremental Energy Savings (MWh or mTherms) | Achievable Economic TRC Potential | 0 | 0 | 0 | 0 | 0 | 0 | 0 | 0 | 0 | 0 | 0 | 0 | 0 | 0 | 0 | 0 | 0 | 0 | 0 | 0 | 0 | 0
F8_Industrial_Other Industrial_Existing_Process_Natural Gas_Process - Insulate Heated Process Fluids_A_Achievable Economic TRC Potential | F8 | Industrial | Other Industrial | Existing | Process | Natural Gas | Process - Insulate Heated Process Fluids | A | Incremental Summer Peak Savings (MW) | Achievable Economic TRC Potential | 0 | 0 | 0 | 0 | 0 | 0 | 0 | 0 | 0 | 0 | 0 | 0 | 0 | 0 | 0 | 0 | 0 | 0 | 0 | 0 | 0 | 0
F9_Industrial_Other Industrial_Existing_Process_Natural Gas_Process - Insulate Heated Process Fluids_A_Achievable Economic TRC Potential | F9 | Industrial | Other Industrial | Existing | Process | Natural Gas | Process - Insulate Heated Process Fluids | A | Incremental Winter Peak Savings (MW) | Achievable Economic TRC Potential | 0 | 0 | 0 | 0 | 0 | 0 | 0 | 0 | 0 | 0 | 0 | 0 | 0 | 0 | 0 | 0 | 0 | 0 | 0 | 0 | 0 | 0
F10_Industrial_Other Industrial_Existing_Process_Natural Gas_Process - Insulate Heated Process Fluids_A_Achievable Economic TRC Potential | F10 | Industrial | Other Industrial | Existing | Process | Natural Gas | Process - Insulate Heated Process Fluids | A | Cumulative Energy Savings (MWh or mTherms) | Achievable Economic TRC Potential | 0 | 0 | 0 | 0 | 0 | 0 | 0 | 0 | 0 | 0 | 0 | 0 | 0 | 0 | 0 | 0 | 0 | 0 | 0 | 0 | 0 | 0
F11_Industrial_Other Industrial_Existing_Process_Natural Gas_Process - Insulate Heated Process Fluids_A_Achievable Economic TRC Potential | F11 | Industrial | Other Industrial | Existing | Process | Natural Gas | Process - Insulate Heated Process Fluids | A | Cumulative Summer Peak Savings (MW) | Achievable Economic TRC Potential | 0 | 0 | 0 | 0 | 0 | 0 | 0 | 0 | 0 | 0 | 0 | 0 | 0 | 0 | 0 | 0 | 0 | 0 | 0 | 0 | 0 | 0
F12_Industrial_Other Industrial_Existing_Process_Natural Gas_Process - Insulate Heated Process Fluids_A_Achievable Economic TRC Potential | F12 | Industrial | Other Industrial | Existing | Process | Natural Gas | Process - Insulate Heated Process Fluids | A | Cumulative Winter Peak Savings (MW) | Achievable Economic TRC Potential | 0 | 0 | 0 | 0 | 0 | 0 | 0 | 0 | 0 | 0 | 0 | 0 | 0 | 0 | 0 | 0 | 0 | 0 | 0 | 0 | 0 | 0
F13_Industrial_Other Industrial_Existing_Process_Natural Gas_Process - Insulate Heated Process Fluids_A_Achievable Economic TRC Potential | F13 | Industrial | Other Industrial | Existing | Process | Natural Gas | Process - Insulate Heated Process Fluids | A | Purchases (Incremental) | Achievable Economic TRC Potential | 0 | 0 | 0 | 0 | 0 | 0 | 0 | 0 | 0 | 0 | 0 | 0 | 0 | 0 | 0 | 0 | 0 | 0 | 0 | 0 | 0 | 0
F14_Industrial_Other Industrial_Existing_Process_Natural Gas_Process - Insulate Heated Process Fluids_A_Achievable Economic TRC Potential | F14 | Industrial | Other Industrial | Existing | Process | Natural Gas | Process - Insulate Heated Process Fluids | A | Purchases (Cumulative) | Achievable Economic TRC Potential | 0 | 0 | 0 | 0 | 0 | 0 | 0 | 0 | 0 | 0 | 0 | 0 | 0 | 0 | 0 | 0 | 0 | 0 | 0 | 0 | 0 | 0
F1_Industrial_Other Industrial_Existing_Process_Natural Gas_Process Heat Recovery_A_Achievable Economic TRC Potential | F1 | Industrial | Other Industrial | Existing | Process | Natural Gas | Process Heat Recovery | A | Original Unit Energy Savings (kWh or therms) | Achievable Economic TRC Potential | 0 | 0 | 0.033147 | 0.033147 | 0.033147 | 0.033147 | 0.033147 | 0.033147 | 0.033147 | 0.033147 | 0.033147 | 0.033147 | 0.033147 | 0.033147 | 0.033147 | 0.033147 | 0.033147 | 0.033147 | 0.033147 | 0.033147 | 0.033147 | 0.033147
F2_Industrial_Other Industrial_Existing_Process_Natural Gas_Process Heat Recovery_A_Achievable Economic TRC Potential | F2 | Industrial | Other Industrial | Existing | Process | Natural Gas | Process Heat Recovery | A | Original Unit Summer Peak Savings (kW) | Achievable Economic TRC Potential | 0 | 0 | 0 | 0 | 0 | 0 | 0 | 0 | 0 | 0 | 0 | 0 | 0 | 0 | 0 | 0 | 0 | 0 | 0 | 0 | 0 | 0
F3_Industrial_Other Industrial_Existing_Process_Natural Gas_Process Heat Recovery_A_Achievable Economic TRC Potential | F3 | Industrial | Other Industrial | Existing | Process | Natural Gas | Process Heat Recovery | A | Original Unit Winter Peak Savings (kW) | Achievable Economic TRC Potential | 0 | 0 | 0 | 0 | 0 | 0 | 0 | 0 | 0 | 0 | 0 | 0 | 0 | 0 | 0 | 0 | 0 | 0 | 0 | 0 | 0 | 0
F4_Industrial_Other Industrial_Existing_Process_Natural Gas_Process Heat Recovery_A_Achievable Economic TRC Potential | F4 | Industrial | Other Industrial | Existing | Process | Natural Gas | Process Heat Recovery | A | Standalone Impact on Baseline Energy (%) | Achievable Economic TRC Potential | bar: 2019 to 2040
F5_Industrial_Other Industrial_Existing_Process_Natural Gas_Process Heat Recovery_A_Achievable Economic TRC Potential | F5 | Industrial | Other Industrial | Existing | Process | Natural Gas | Process Heat Recovery | A | Standalone Impact on Baseline Summer Peak (%) | Achievable Economic TRC Potential | bar: 2019 to 2040
F6_Industrial_Other Industrial_Existing_Process_Natural Gas_Process Heat Recovery_A_Achievable Economic TRC Potential | F6 | Industrial | Other Industrial | Existing | Process | Natural Gas | Process Heat Recovery | A | Standalone Impact on Baseline Winter Peak (%) | Achievable Economic TRC Potential | bar: 2019 to 2040
F7_Industrial_Other Industrial_Existing_Process_Natural Gas_Process Heat Recovery_A_Achievable Economic TRC Potential | F7 | Industrial | Other Industrial | Existing | Process | Natural Gas | Process Heat Recovery | A | Incremental Energy Savings (MWh or mTherms) | Achievable Economic TRC Potential | 0 | 0 | 0 | 0 | 0 | 0 | 0 | 0 | 0 | 0 | 0 | 0 | 0 | 0 | 0 | 0 | 0 | 0 | 0 | 0 | 0 | 0
F8_Industrial_Other Industrial_Existing_Process_Natural Gas_Process Heat Recovery_A_Achievable Economic TRC Potential | F8 | Industrial | Other Industrial | Existing | Process | Natural Gas | Process Heat Recovery | A | Incremental Summer Peak Savings (MW) | Achievable Economic TRC Potential | 0 | 0 | 0 | 0 | 0 | 0 | 0 | 0 | 0 | 0 | 0 | 0 | 0 | 0 | 0 | 0 | 0 | 0 | 0 | 0 | 0 | 0
F9_Industrial_Other Industrial_Existing_Process_Natural Gas_Process Heat Recovery_A_Achievable Economic TRC Potential | F9 | Industrial | Other Industrial | Existing | Process | Natural Gas | Process Heat Recovery | A | Incremental Winter Peak Savings (MW) | Achievable Economic TRC Potential | 0 | 0 | 0 | 0 | 0 | 0 | 0 | 0 | 0 | 0 | 0 | 0 | 0 | 0 | 0 | 0 | 0 | 0 | 0 | 0 | 0 | 0
F10_Industrial_Other Industrial_Existing_Process_Natural Gas_Process Heat Recovery_A_Achievable Economic TRC Potential | F10 | Industrial | Other Industrial | Existing | Process | Natural Gas | Process Heat Recovery | A | Cumulative Energy Savings (MWh or mTherms) | Achievable Economic TRC Potential | 0 | 0 | 0 | 0 | 0 | 0 | 0 | 0 | 0 | 0 | 0 | 0 | 0 | 0 | 0 | 0 | 0 | 0 | 0 | 0 | 0 | 0
F11_Industrial_Other Industrial_Existing_Process_Natural Gas_Process Heat Recovery_A_Achievable Economic TRC Potential | F11 | Industrial | Other Industrial | Existing | Process | Natural Gas | Process Heat Recovery | A | Cumulative Summer Peak Savings (MW) | Achievable Economic TRC Potential | 0 | 0 | 0 | 0 | 0 | 0 | 0 | 0 | 0 | 0 | 0 | 0 | 0 | 0 | 0 | 0 | 0 | 0 | 0 | 0 | 0 | 0
F12_Industrial_Other Industrial_Existing_Process_Natural Gas_Process Heat Recovery_A_Achievable Economic TRC Potential | F12 | Industrial | Other Industrial | Existing | Process | Natural Gas | Process Heat Recovery | A | Cumulative Winter Peak Savings (MW) | Achievable Economic TRC Potential | 0 | 0 | 0 | 0 | 0 | 0 | 0 | 0 | 0 | 0 | 0 | 0 | 0 | 0 | 0 | 0 | 0 | 0 | 0 | 0 | 0 | 0
F13_Industrial_Other Industrial_Existing_Process_Natural Gas_Process Heat Recovery_A_Achievable Economic TRC Potential | F13 | Industrial | Other Industrial | Existing | Process | Natural Gas | Process Heat Recovery | A | Purchases (Incremental) | Achievable Economic TRC Potential | 0 | 0 | 0 | 0 | 0 | 0 | 0 | 0 | 0 | 0 | 0 | 0 | 0 | 0 | 0 | 0 | 0 | 0 | 0 | 0 | 0 | 0
F14_Industrial_Other Industrial_Existing_Process_Natural Gas_Process Heat Recovery_A_Achievable Economic TRC Potential | F14 | Industrial | Other Industrial | Existing | Process | Natural Gas | Process Heat Recovery | A | Purchases (Cumulative) | Achievable Economic TRC Potential | 0 | 0 | 0 | 0 | 0 | 0 | 0 | 0 | 0 | 0 | 0 | 0 | 0 | 0 | 0 | 0 | 0 | 0 | 0 | 0 | 0 | 0
F1_Industrial_Other Industrial_Existing_Space Heating_Natural Gas_Building Automation System_A_Achievable Economic TRC Potential | F1 | Industrial | Other Industrial | Existing | Space Heating | Natural Gas | Building Automation System | A | Original Unit Energy Savings (kWh or therms) | Achievable Economic TRC Potential | 0 | 0 | 0.015624 | 0.015587 | 0.01555 | 0.015514 | 0.015478 | 0.015443 | 0.015409 | 0.015376 | 0.015345 | 0.015316 | 0.015289 | 0.015263 | 0.015238 | 0.015215 | 0.015194 | 0.015173 | 0.015154 | 0.015136 | 0.01512 | 0.015104
F2_Industrial_Other Industrial_Existing_Space Heating_Natural Gas_Building Automation System_A_Achievable Economic TRC Potential | F2 | Industrial | Other Industrial | Existing | Space Heating | Natural Gas | Building Automation System | A | Original Unit Summer Peak Savings (kW) | Achievable Economic TRC Potential | 0 | 0 | 0 | 0 | 0 | 0 | 0 | 0 | 0 | 0 | 0 | 0 | 0 | 0 | 0 | 0 | 0 | 0 | 0 | 0 | 0 | 0
F3_Industrial_Other Industrial_Existing_Space Heating_Natural Gas_Building Automation System_A_Achievable Economic TRC Potential | F3 | Industrial | Other Industrial | Existing | Space Heating | Natural Gas | Building Automation System | A | Original Unit Winter Peak Savings (kW) | Achievable Economic TRC Potential | 0 | 0 | 0 | 0 | 0 | 0 | 0 | 0 | 0 | 0 | 0 | 0 | 0 | 0 | 0 | 0 | 0 | 0 | 0 | 0 | 0 | 0
F4_Industrial_Other Industrial_Existing_Space Heating_Natural Gas_Building Automation System_A_Achievable Economic TRC Potential | F4 | Industrial | Other Industrial | Existing | Space Heating | Natural Gas | Building Automation System | A | Standalone Impact on Baseline Energy (%) | Achievable Economic TRC Potential | 0% | 0% | 0.01308% | 0.03945% | 0.08656% | 0.1636% | 0.2811% | 0.4501% | 0.6813% | 0.9827% | 1.358% | 1.804% | 2.309% | 2.854% | 3.41% | 3.946% | 4.435% | 4.86% | 5.21% | 5.485% | 5.699% | 5.875%
F5_Industrial_Other Industrial_Existing_Space Heating_Natural Gas_Building Automation System_A_Achievable Economic TRC Potential | F5 | Industrial | Other Industrial | Existing | Space Heating | Natural Gas | Building Automation System | A | Standalone Impact on Baseline Summer Peak (%) | Achievable Economic TRC Potential | bar: 2019 to 2040
F6_Industrial_Other Industrial_Existing_Space Heating_Natural Gas_Building Automation System_A_Achievable Economic TRC Potential | F6 | Industrial | Other Industrial | Existing | Space Heating | Natural Gas | Building Automation System | A | Standalone Impact on Baseline Winter Peak (%) | Achievable Economic TRC Potential | bar: 2019 to 2040
F7_Industrial_Other Industrial_Existing_Space Heating_Natural Gas_Building Automation System_A_Achievable Economic TRC Potential | F7 | Industrial | Other Industrial | Existing | Space Heating | Natural Gas | Building Automation System | A | Incremental Energy Savings (MWh or mTherms) | Achievable Economic TRC Potential | 0 | 0 | 0.12181 | 0.23873 | 0.41558 | 0.66277 | 0.98636 | 1.3852 | 1.8477 | 2.349 | 2.8495 | 3.296 | 3.6276 | 3.7862 | 3.7304 | 3.4507 | 2.9774 | 2.4166 | 1.8138 | 1.2326 | 0.77306 | 0.49496
F8_Industrial_Other Industrial_Existing_Space Heating_Natural Gas_Building Automation System_A_Achievable Economic TRC Potential | F8 | Industrial | Other Industrial | Existing | Space Heating | Natural Gas | Building Automation System | A | Incremental Summer Peak Savings (MW) | Achievable Economic TRC Potential | 0 | 0 | 0 | 0 | 0 | 0 | 0 | 0 | 0 | 0 | 0 | 0 | 0 | 0 | 0 | 0 | 0 | 0 | 0 | 0 | 0 | 0
F9_Industrial_Other Industrial_Existing_Space Heating_Natural Gas_Building Automation System_A_Achievable Economic TRC Potential | F9 | Industrial | Other Industrial | Existing | Space Heating | Natural Gas | Building Automation System | A | Incremental Winter Peak Savings (MW) | Achievable Economic TRC Potential | 0 | 0 | 0 | 0 | 0 | 0 | 0 | 0 | 0 | 0 | 0 | 0 | 0 | 0 | 0 | 0 | 0 | 0 | 0 | 0 | 0 | 0
F10_Industrial_Other Industrial_Existing_Space Heating_Natural Gas_Building Automation System_A_Achievable Economic TRC Potential | F10 | Industrial | Other Industrial | Existing | Space Heating | Natural Gas | Building Automation System | A | Cumulative Energy Savings (MWh or mTherms) | Achievable Economic TRC Potential | 0 | 0 | 0.12181 | 0.36025 | 0.77497 | 1.4359 | 2.419 | 3.7987 | 5.638 | 7.9752 | 10.8086 | 14.0841 | 17.6865 | 21.4427 | 25.1388 | 28.5516 | 31.4884 | 33.8629 | 35.634 | 36.8244 | 37.5564 | 38.0121
F11_Industrial_Other Industrial_Existing_Space Heating_Natural Gas_Building Automation System_A_Achievable Economic TRC Potential | F11 | Industrial | Other Industrial | Existing | Space Heating | Natural Gas | Building Automation System | A | Cumulative Summer Peak Savings (MW) | Achievable Economic TRC Potential | 0 | 0 | 0 | 0 | 0 | 0 | 0 | 0 | 0 | 0 | 0 | 0 | 0 | 0 | 0 | 0 | 0 | 0 | 0 | 0 | 0 | 0
F12_Industrial_Other Industrial_Existing_Space Heating_Natural Gas_Building Automation System_A_Achievable Economic TRC Potential | F12 | Industrial | Other Industrial | Existing | Space Heating | Natural Gas | Building Automation System | A | Cumulative Winter Peak Savings (MW) | Achievable Economic TRC Potential | 0 | 0 | 0 | 0 | 0 | 0 | 0 | 0 | 0 | 0 | 0 | 0 | 0 | 0 | 0 | 0 | 0 | 0 | 0 | 0 | 0 | 0
F13_Industrial_Other Industrial_Existing_Space Heating_Natural Gas_Building Automation System_A_Achievable Economic TRC Potential | F13 | Industrial | Other Industrial | Existing | Space Heating | Natural Gas | Building Automation System | A | Purchases (Incremental) | Achievable Economic TRC Potential | 0 | 0 | 7796.3601 | 15315.7157 | 26724.8892 | 42722.1832 | 63728.2672 | 89698.8322 | 119911.3374 | 152768.2573 | 185690.2807 | 215197.5562 | 237274.9544 | 248063.8799 | 244804.6946 | 226790.922 | 195962.0137 | 159264.3094 | 119690.5205 | 81434.0014 | 51130.2566 | 32770.8916
F14_Industrial_Other Industrial_Existing_Space Heating_Natural Gas_Building Automation System_A_Achievable Economic TRC Potential | F14 | Industrial | Other Industrial | Existing | Space Heating | Natural Gas | Building Automation System | A | Purchases (Cumulative) | Achievable Economic TRC Potential | 0 | 0 | 7796.3601 | 23112.0759 | 49836.965 | 92559.1482 | 156287.4154 | 245986.2476 | 365897.5849 | 518665.8422 | 704356.1229 | 919553.6792 | 1156828.6335 | 1404892.5134 | 1649697.2081 | 1876488.1301 | 2072450.1438 | 2231714.4532 | 2351404.9737 | 2432838.9751 | 2483969.2317 | 2516740.1233
F1_Industrial_Other Industrial_Existing_Space Heating_Natural Gas_Steam System Efficiency Improvements_A_Achievable Economic TRC Potential | F1 | Industrial | Other Industrial | Existing | Space Heating | Natural Gas | Steam System Efficiency Improvements | A | Original Unit Energy Savings (kWh or therms) | Achievable Economic TRC Potential | 0 | 0 | 0.13953 | 0.13917 | 0.13883 | 0.1385 | 0.13817 | 0.13785 | 0.13755 | 0.13725 | 0.13697 | 0.13669 | 0.13643 | 0.13618 | 0.13594 | 0.13572 | 0.13551 | 0.13531 | 0.13512 | 0.13495 | 0.1348 | 0.13466
F2_Industrial_Other Industrial_Existing_Space Heating_Natural Gas_Steam System Efficiency Improvements_A_Achievable Economic TRC Potential | F2 | Industrial | Other Industrial | Existing | Space Heating | Natural Gas | Steam System Efficiency Improvements | A | Original Unit Summer Peak Savings (kW) | Achievable Economic TRC Potential | 0 | 0 | 0 | 0 | 0 | 0 | 0 | 0 | 0 | 0 | 0 | 0 | 0 | 0 | 0 | 0 | 0 | 0 | 0 | 0 | 0 | 0
F3_Industrial_Other Industrial_Existing_Space Heating_Natural Gas_Steam System Efficiency Improvements_A_Achievable Economic TRC Potential | F3 | Industrial | Other Industrial | Existing | Space Heating | Natural Gas | Steam System Efficiency Improvements | A | Original Unit Winter Peak Savings (kW) | Achievable Economic TRC Potential | 0 | 0 | 0 | 0 | 0 | 0 | 0 | 0 | 0 | 0 | 0 | 0 | 0 | 0 | 0 | 0 | 0 | 0 | 0 | 0 | 0 | 0
F4_Industrial_Other Industrial_Existing_Space Heating_Natural Gas_Steam System Efficiency Improvements_A_Achievable Economic TRC Potential | F4 | Industrial | Other Industrial | Existing | Space Heating | Natural Gas | Steam System Efficiency Improvements | A | Standalone Impact on Baseline Energy (%) | Achievable Economic TRC Potential | 0% | 0% | 0.0008277% | 0.002496% | 0.005477% | 0.01035% | 0.01778% | 0.02848% | 0.0431% | 0.06217% | 0.0859% | 0.1141% | 0.146% | 0.1804% | 0.2156% | 0.2495% | 0.2803% | 0.3071% | 0.3292% | 0.3466% | 0.3601% | 0.3712%
F5_Industrial_Other Industrial_Existing_Space Heating_Natural Gas_Steam System Efficiency Improvements_A_Achievable Economic TRC Potential | F5 | Industrial | Other Industrial | Existing | Space Heating | Natural Gas | Steam System Efficiency Improvements | A | Standalone Impact on Baseline Summer Peak (%) | Achievable Economic TRC Potential | bar: 2019 to 2040
F6_Industrial_Other Industrial_Existing_Space Heating_Natural Gas_Steam System Efficiency Improvements_A_Achievable Economic TRC Potential | F6 | Industrial | Other Industrial | Existing | Space Heating | Natural Gas | Steam System Efficiency Improvements | A | Standalone Impact on Baseline Winter Peak (%) | Achievable Economic TRC Potential | bar: 2019 to 2040
F7_Industrial_Other Industrial_Existing_Space Heating_Natural Gas_Steam System Efficiency Improvements_A_Achievable Economic TRC Potential | F7 | Industrial | Other Industrial | Existing | Space Heating | Natural Gas | Steam System Efficiency Improvements | A | Incremental Energy Savings (MWh or mTherms) | Achievable Economic TRC Potential | 0 | 0 | 0.0077093 | 0.015107 | 0.026295 | 0.041934 | 0.062405 | 0.087634 | 0.11689 | 0.1486 | 0.18025 | 0.20847 | 0.22942 | 0.23941 | 0.23585 | 0.21814 | 0.18819 | 0.15273 | 0.11462 | 0.077887 | 0.048846 | 0.031274
F8_Industrial_Other Industrial_Existing_Space Heating_Natural Gas_Steam System Efficiency Improvements_A_Achievable Economic TRC Potential | F8 | Industrial | Other Industrial | Existing | Space Heating | Natural Gas | Steam System Efficiency Improvements | A | Incremental Summer Peak Savings (MW) | Achievable Economic TRC Potential | 0 | 0 | 0 | 0 | 0 | 0 | 0 | 0 | 0 | 0 | 0 | 0 | 0 | 0 | 0 | 0 | 0 | 0 | 0 | 0 | 0 | 0
F9_Industrial_Other Industrial_Existing_Space Heating_Natural Gas_Steam System Efficiency Improvements_A_Achievable Economic TRC Potential | F9 | Industrial | Other Industrial | Existing | Space Heating | Natural Gas | Steam System Efficiency Improvements | A | Incremental Winter Peak Savings (MW) | Achievable Economic TRC Potential | 0 | 0 | 0 | 0 | 0 | 0 | 0 | 0 | 0 | 0 | 0 | 0 | 0 | 0 | 0 | 0 | 0 | 0 | 0 | 0 | 0 | 0
F10_Industrial_Other Industrial_Existing_Space Heating_Natural Gas_Steam System Efficiency Improvements_A_Achievable Economic TRC Potential | F10 | Industrial | Other Industrial | Existing | Space Heating | Natural Gas | Steam System Efficiency Improvements | A | Cumulative Energy Savings (MWh or mTherms) | Achievable Economic TRC Potential | 0 | 0 | 0.0077093 | 0.022797 | 0.049035 | 0.090851 | 0.15304 | 0.24033 | 0.35668 | 0.50451 | 0.68371 | 0.89081 | 1.1185 | 1.3559 | 1.5894 | 1.8049 | 1.9903 | 2.1401 | 2.2518 | 2.3269 | 2.373 | 2.4018
F11_Industrial_Other Industrial_Existing_Space Heating_Natural Gas_Steam System Efficiency Improvements_A_Achievable Economic TRC Potential | F11 | Industrial | Other Industrial | Existing | Space Heating | Natural Gas | Steam System Efficiency Improvements | A | Cumulative Summer Peak Savings (MW) | Achievable Economic TRC Potential | 0 | 0 | 0 | 0 | 0 | 0 | 0 | 0 | 0 | 0 | 0 | 0 | 0 | 0 | 0 | 0 | 0 | 0 | 0 | 0 | 0 | 0
F12_Industrial_Other Industrial_Existing_Space Heating_Natural Gas_Steam System Efficiency Improvements_A_Achievable Economic TRC Potential | F12 | Industrial | Other Industrial | Existing | Space Heating | Natural Gas | Steam System Efficiency Improvements | A | Cumulative Winter Peak Savings (MW) | Achievable Economic TRC Potential | 0 | 0 | 0 | 0 | 0 | 0 | 0 | 0 | 0 | 0 | 0 | 0 | 0 | 0 | 0 | 0 | 0 | 0 | 0 | 0 | 0 | 0
F13_Industrial_Other Industrial_Existing_Space Heating_Natural Gas_Steam System Efficiency Improvements_A_Achievable Economic TRC Potential | F13 | Industrial | Other Industrial | Existing | Space Heating | Natural Gas | Steam System Efficiency Improvements | A | Purchases (Incremental) | Achievable Economic TRC Potential | 0 | 0 | 55.2538 | 108.5444 | 189.4026 | 302.7773 | 451.65 | 635.7066 | 849.8263 | 1082.6873 | 1316.0097 | 1525.1314 | 1681.5966 | 1758.0591 | 1734.9608 | 1607.295 | 1388.8068 | 1128.7256 | 848.2614 | 577.1327 | 362.3664 | 232.2513
F14_Industrial_Other Industrial_Existing_Space Heating_Natural Gas_Steam System Efficiency Improvements_A_Achievable Economic TRC Potential | F14 | Industrial | Other Industrial | Existing | Space Heating | Natural Gas | Steam System Efficiency Improvements | A | Purchases (Cumulative) | Achievable Economic TRC Potential | 0 | 0 | 55.2538 | 163.7981 | 353.2007 | 655.978 | 1107.628 | 1743.3346 | 2593.1609 | 3675.8483 | 4991.858 | 6516.9894 | 8198.586 | 9956.6451 | 11691.6059 | 13298.9009 | 14687.7077 | 15816.4333 | 16664.6947 | 17241.8274 | 17604.1938 | 17836.4451
F1_Industrial_Other Industrial_Existing_Process_Natural Gas_Steam System Efficiency Improvements_A_Achievable Economic TRC Potential | F1 | Industrial | Other Industrial | Existing | Process | Natural Gas | Steam System Efficiency Improvements | A | Original Unit Energy Savings (kWh or therms) | Achievable Economic TRC Potential | 0 | 0 | 0.10623 | 0.10623 | 0.10623 | 0.10623 | 0.10623 | 0.10623 | 0.10623 | 0.10623 | 0.10623 | 0.10623 | 0.10623 | 0.10623 | 0.10623 | 0.10623 | 0.10623 | 0.10623 | 0.10623 | 0.10623 | 0.10623 | 0.10623
F2_Industrial_Other Industrial_Existing_Process_Natural Gas_Steam System Efficiency Improvements_A_Achievable Economic TRC Potential | F2 | Industrial | Other Industrial | Existing | Process | Natural Gas | Steam System Efficiency Improvements | A | Original Unit Summer Peak Savings (kW) | Achievable Economic TRC Potential | 0 | 0 | 0 | 0 | 0 | 0 | 0 | 0 | 0 | 0 | 0 | 0 | 0 | 0 | 0 | 0 | 0 | 0 | 0 | 0 | 0 | 0
F3_Industrial_Other Industrial_Existing_Process_Natural Gas_Steam System Efficiency Improvements_A_Achievable Economic TRC Potential | F3 | Industrial | Other Industrial | Existing | Process | Natural Gas | Steam System Efficiency Improvements | A | Original Unit Winter Peak Savings (kW) | Achievable Economic TRC Potential | 0 | 0 | 0 | 0 | 0 | 0 | 0 | 0 | 0 | 0 | 0 | 0 | 0 | 0 | 0 | 0 | 0 | 0 | 0 | 0 | 0 | 0
F4_Industrial_Other Industrial_Existing_Process_Natural Gas_Steam System Efficiency Improvements_A_Achievable Economic TRC Potential | F4 | Industrial | Other Industrial | Existing | Process | Natural Gas | Steam System Efficiency Improvements | A | Standalone Impact on Baseline Energy (%) | Achievable Economic TRC Potential | bar: 2019 to 2040
F5_Industrial_Other Industrial_Existing_Process_Natural Gas_Steam System Efficiency Improvements_A_Achievable Economic TRC Potential | F5 | Industrial | Other Industrial | Existing | Process | Natural Gas | Steam System Efficiency Improvements | A | Standalone Impact on Baseline Summer Peak (%) | Achievable Economic TRC Potential | bar: 2019 to 2040
F6_Industrial_Other Industrial_Existing_Process_Natural Gas_Steam System Efficiency Improvements_A_Achievable Economic TRC Potential | F6 | Industrial | Other Industrial | Existing | Process | Natural Gas | Steam System Efficiency Improvements | A | Standalone Impact on Baseline Winter Peak (%) | Achievable Economic TRC Potential | bar: 2019 to 2040
F7_Industrial_Other Industrial_Existing_Process_Natural Gas_Steam System Efficiency Improvements_A_Achievable Economic TRC Potential | F7 | Industrial | Other Industrial | Existing | Process | Natural Gas | Steam System Efficiency Improvements | A | Incremental Energy Savings (MWh or mTherms) | Achievable Economic TRC Potential | 0 | 0 | 0 | 0 | 0 | 0 | 0 | 0 | 0 | 0 | 0 | 0 | 0 | 0 | 0 | 0 | 0 | 0 | 0 | 0 | 0 | 0
F8_Industrial_Other Industrial_Existing_Process_Natural Gas_Steam System Efficiency Improvements_A_Achievable Economic TRC Potential | F8 | Industrial | Other Industrial | Existing | Process | Natural Gas | Steam System Efficiency Improvements | A | Incremental Summer Peak Savings (MW) | Achievable Economic TRC Potential | 0 | 0 | 0 | 0 | 0 | 0 | 0 | 0 | 0 | 0 | 0 | 0 | 0 | 0 | 0 | 0 | 0 | 0 | 0 | 0 | 0 | 0
F9_Industrial_Other Industrial_Existing_Process_Natural Gas_Steam System Efficiency Improvements_A_Achievable Economic TRC Potential | F9 | Industrial | Other Industrial | Existing | Process | Natural Gas | Steam System Efficiency Improvements | A | Incremental Winter Peak Savings (MW) | Achievable Economic TRC Potential | 0 | 0 | 0 | 0 | 0 | 0 | 0 | 0 | 0 | 0 | 0 | 0 | 0 | 0 | 0 | 0 | 0 | 0 | 0 | 0 | 0 | 0
F10_Industrial_Other Industrial_Existing_Process_Natural Gas_Steam System Efficiency Improvements_A_Achievable Economic TRC Potential | F10 | Industrial | Other Industrial | Existing | Process | Natural Gas | Steam System Efficiency Improvements | A | Cumulative Energy Savings (MWh or mTherms) | Achievable Economic TRC Potential | 0 | 0 | 0 | 0 | 0 | 0 | 0 | 0 | 0 | 0 | 0 | 0 | 0 | 0 | 0 | 0 | 0 | 0 | 0 | 0 | 0 | 0
F11_Industrial_Other Industrial_Existing_Process_Natural Gas_Steam System Efficiency Improvements_A_Achievable Economic TRC Potential | F11 | Industrial | Other Industrial | Existing | Process | Natural Gas | Steam System Efficiency Improvements | A | Cumulative Summer Peak Savings (MW) | Achievable Economic TRC Potential | 0 | 0 | 0 | 0 | 0 | 0 | 0 | 0 | 0 | 0 | 0 | 0 | 0 | 0 | 0 | 0 | 0 | 0 | 0 | 0 | 0 | 0
F12_Industrial_Other Industrial_Existing_Process_Natural Gas_Steam System Efficiency Improvements_A_Achievable Economic TRC Potential | F12 | Industrial | Other Industrial | Existing | Process | Natural Gas | Steam System Efficiency Improvements | A | Cumulative Winter Peak Savings (MW) | Achievable Economic TRC Potential | 0 | 0 | 0 | 0 | 0 | 0 | 0 | 0 | 0 | 0 | 0 | 0 | 0 | 0 | 0 | 0 | 0 | 0 | 0 | 0 | 0 | 0
F13_Industrial_Other Industrial_Existing_Process_Natural Gas_Steam System Efficiency Improvements_A_Achievable Economic TRC Potential | F13 | Industrial | Other Industrial | Existing | Process | Natural Gas | Steam System Efficiency Improvements | A | Purchases (Incremental) | Achievable Economic TRC Potential | 0 | 0 | 0 | 0 | 0 | 0 | 0 | 0 | 0 | 0 | 0 | 0 | 0 | 0 | 0 | 0 | 0 | 0 | 0 | 0 | 0 | 0
F14_Industrial_Other Industrial_Existing_Process_Natural Gas_Steam System Efficiency Improvements_A_Achievable Economic TRC Potential | F14 | Industrial | Other Industrial | Existing | Process | Natural Gas | Steam System Efficiency Improvements | A | Purchases (Cumulative) | Achievable Economic TRC Potential | 0 | 0 | 0 | 0 | 0 | 0 | 0 | 0 | 0 | 0 | 0 | 0 | 0 | 0 | 0 | 0 | 0 | 0 | 0 | 0 | 0 | 0
F1_Industrial_Other Industrial_Existing_Space Heating_Natural Gas_Strategic Energy Management_A_Achievable Economic TRC Potential | F1 | Industrial | Other Industrial | Existing | Space Heating | Natural Gas | Strategic Energy Management | A | Original Unit Energy Savings (kWh or therms) | Achievable Economic TRC Potential | 0 | 0 | 3.1682 | 3.1606 | 3.1531 | 3.1457 | 3.1384 | 3.1313 | 3.1245 | 3.1179 | 3.1116 | 3.1057 | 3.1001 | 3.0949 | 3.0899 | 3.0853 | 3.0809 | 3.0767 | 3.0729 | 3.0692 | 3.0658 | 3.0626
F2_Industrial_Other Industrial_Existing_Space Heating_Natural Gas_Strategic Energy Management_A_Achievable Economic TRC Potential | F2 | Industrial | Other Industrial | Existing | Space Heating | Natural Gas | Strategic Energy Management | A | Original Unit Summer Peak Savings (kW) | Achievable Economic TRC Potential | 0 | 0 | 0 | 0 | 0 | 0 | 0 | 0 | 0 | 0 | 0 | 0 | 0 | 0 | 0 | 0 | 0 | 0 | 0 | 0 | 0 | 0
F3_Industrial_Other Industrial_Existing_Space Heating_Natural Gas_Strategic Energy Management_A_Achievable Economic TRC Potential | F3 | Industrial | Other Industrial | Existing | Space Heating | Natural Gas | Strategic Energy Management | A | Original Unit Winter Peak Savings (kW) | Achievable Economic TRC Potential | 0 | 0 | 0 | 0 | 0 | 0 | 0 | 0 | 0 | 0 | 0 | 0 | 0 | 0 | 0 | 0 | 0 | 0 | 0 | 0 | 0 | 0
F4_Industrial_Other Industrial_Existing_Space Heating_Natural Gas_Strategic Energy Management_A_Achievable Economic TRC Potential | F4 | Industrial | Other Industrial | Existing | Space Heating | Natural Gas | Strategic Energy Management | A | Standalone Impact on Baseline Energy (%) | Achievable Economic TRC Potential | 0% | 0% | 0.08224% | 0.1659% | 0.2511% | 0.3377% | 0.4259% | 0.5156% | 0.6069% | 0.6997% | 0.7943% | 0.8904% | 0.9883% | 1.088% | 1.189% | 1.292% | 1.397% | 1.504% | 1.613% | 1.723% | 1.836% | 1.95%
F5_Industrial_Other Industrial_Existing_Space Heating_Natural Gas_Strategic Energy Management_A_Achievable Economic TRC Potential | F5 | Industrial | Other Industrial | Existing | Space Heating | Natural Gas | Strategic Energy Management | A | Standalone Impact on Baseline Summer Peak (%) | Achievable Economic TRC Potential | bar: 2019 to 2040
F6_Industrial_Other Industrial_Existing_Space Heating_Natural Gas_Strategic Energy Management_A_Achievable Economic TRC Potential | F6 | Industrial | Other Industrial | Existing | Space Heating | Natural Gas | Strategic Energy Management | A | Standalone Impact on Baseline Winter Peak (%) | Achievable Economic TRC Potential | bar: 2019 to 2040
F7_Industrial_Other Industrial_Existing_Space Heating_Natural Gas_Strategic Energy Management_A_Achievable Economic TRC Potential | F7 | Industrial | Other Industrial | Existing | Space Heating | Natural Gas | Strategic Energy Management | A | Incremental Energy Savings (MWh or mTherms) | Achievable Economic TRC Potential | 0 | 0 | 0.76596 | 0.75097 | 0.73627 | 0.72187 | 0.70778 | 0.694 | 0.68054 | 0.6674 | 0.65458 | 0.64207 | 0.62986 | 0.61796 | 0.60633 | 0.59498 | 0.58389 | 0.57305 | 0.56246 | 0.55211 | 0.54199 | 0.53208
F8_Industrial_Other Industrial_Existing_Space Heating_Natural Gas_Strategic Energy Management_A_Achievable Economic TRC Potential | F8 | Industrial | Other Industrial | Existing | Space Heating | Natural Gas | Strategic Energy Management | A | Incremental Summer Peak Savings (MW) | Achievable Economic TRC Potential | 0 | 0 | 0 | 0 | 0 | 0 | 0 | 0 | 0 | 0 | 0 | 0 | 0 | 0 | 0 | 0 | 0 | 0 | 0 | 0 | 0 | 0
F9_Industrial_Other Industrial_Existing_Space Heating_Natural Gas_Strategic Energy Management_A_Achievable Economic TRC Potential | F9 | Industrial | Other Industrial | Existing | Space Heating | Natural Gas | Strategic Energy Management | A | Incremental Winter Peak Savings (MW) | Achievable Economic TRC Potential | 0 | 0 | 0 | 0 | 0 | 0 | 0 | 0 | 0 | 0 | 0 | 0 | 0 | 0 | 0 | 0 | 0 | 0 | 0 | 0 | 0 | 0
F10_Industrial_Other Industrial_Existing_Space Heating_Natural Gas_Strategic Energy Management_A_Achievable Economic TRC Potential | F10 | Industrial | Other Industrial | Existing | Space Heating | Natural Gas | Strategic Energy Management | A | Cumulative Energy Savings (MWh or mTherms) | Achievable Economic TRC Potential | 0 | 0 | 0.76596 | 1.5151 | 2.2478 | 2.9644 | 3.6653 | 4.351 | 5.022 | 5.6788 | 6.322 | 6.952 | 7.5694 | 8.1745 | 8.7678 | 9.3496 | 9.9201 | 10.4799 | 11.0292 | 11.5682 | 12.0973 | 12.6167
F11_Industrial_Other Industrial_Existing_Space Heating_Natural Gas_Strategic Energy Management_A_Achievable Economic TRC Potential | F11 | Industrial | Other Industrial | Existing | Space Heating | Natural Gas | Strategic Energy Management | A | Cumulative Summer Peak Savings (MW) | Achievable Economic TRC Potential | 0 | 0 | 0 | 0 | 0 | 0 | 0 | 0 | 0 | 0 | 0 | 0 | 0 | 0 | 0 | 0 | 0 | 0 | 0 | 0 | 0 | 0
F12_Industrial_Other Industrial_Existing_Space Heating_Natural Gas_Strategic Energy Management_A_Achievable Economic TRC Potential | F12 | Industrial | Other Industrial | Existing | Space Heating | Natural Gas | Strategic Energy Management | A | Cumulative Winter Peak Savings (MW) | Achievable Economic TRC Potential | 0 | 0 | 0 | 0 | 0 | 0 | 0 | 0 | 0 | 0 | 0 | 0 | 0 | 0 | 0 | 0 | 0 | 0 | 0 | 0 | 0 | 0
F13_Industrial_Other Industrial_Existing_Space Heating_Natural Gas_Strategic Energy Management_A_Achievable Economic TRC Potential | F13 | Industrial | Other Industrial | Existing | Space Heating | Natural Gas | Strategic Energy Management | A | Purchases (Incremental) | Achievable Economic TRC Potential | 0 | 0 | 241.7691 | 237.6007 | 233.5041 | 229.4782 | 225.5216 | 221.6333 | 217.8121 | 214.0567 | 210.3661 | 206.7391 | 203.1746 | 199.6716 | 196.229 | 192.8457 | 189.5208 | 186.2532 | 183.0419 | 179.886 | 176.7845 | 173.7365
F14_Industrial_Other Industrial_Existing_Space Heating_Natural Gas_Strategic Energy Management_A_Achievable Economic TRC Potential | F14 | Industrial | Other Industrial | Existing | Space Heating | Natural Gas | Strategic Energy Management | A | Purchases (Cumulative) | Achievable Economic TRC Potential | 0 | 0 | 241.7691 | 479.3697 | 712.8738 | 942.352 | 1167.8736 | 1389.5069 | 1607.319 | 1821.3757 | 2031.7418 | 2238.4808 | 2441.6554 | 2641.327 | 2837.5559 | 3030.4016 | 3219.9224 | 3406.1756 | 3589.2175 | 3769.1035 | 3945.8881 | 4119.6246
F1_Industrial_Other Industrial_Existing_Process_Natural Gas_Strategic Energy Management_A_Achievable Economic TRC Potential | F1 | Industrial | Other Industrial | Existing | Process | Natural Gas | Strategic Energy Management | A | Original Unit Energy Savings (kWh or therms) | Achievable Economic TRC Potential | 0 | 0 | 1.4066 | 1.4066 | 1.4066 | 1.4066 | 1.4066 | 1.4066 | 1.4066 | 1.4066 | 1.4066 | 1.4066 | 1.4066 | 1.4066 | 1.4066 | 1.4066 | 1.4066 | 1.4066 | 1.4066 | 1.4066 | 1.4066 | 1.4066
F2_Industrial_Other Industrial_Existing_Process_Natural Gas_Strategic Energy Management_A_Achievable Economic TRC Potential | F2 | Industrial | Other Industrial | Existing | Process | Natural Gas | Strategic Energy Management | A | Original Unit Summer Peak Savings (kW) | Achievable Economic TRC Potential | 0 | 0 | 0 | 0 | 0 | 0 | 0 | 0 | 0 | 0 | 0 | 0 | 0 | 0 | 0 | 0 | 0 | 0 | 0 | 0 | 0 | 0
F3_Industrial_Other Industrial_Existing_Process_Natural Gas_Strategic Energy Management_A_Achievable Economic TRC Potential | F3 | Industrial | Other Industrial | Existing | Process | Natural Gas | Strategic Energy Management | A | Original Unit Winter Peak Savings (kW) | Achievable Economic TRC Potential | 0 | 0 | 0 | 0 | 0 | 0 | 0 | 0 | 0 | 0 | 0 | 0 | 0 | 0 | 0 | 0 | 0 | 0 | 0 | 0 | 0 | 0
F4_Industrial_Other Industrial_Existing_Process_Natural Gas_Strategic Energy Management_A_Achievable Economic TRC Potential | F4 | Industrial | Other Industrial | Existing | Process | Natural Gas | Strategic Energy Management | A | Standalone Impact on Baseline Energy (%) | Achievable Economic TRC Potential | 0% | 0% | 0.08224% | 0.1659% | 0.2511% | 0.3377% | 0.4259% | 0.5156% | 0.6069% | 0.6997% | 0.7943% | 0.8904% | 0.9883% | 1.088% | 1.189% | 1.292% | 1.397% | 1.504% | 1.613% | 1.723% | 1.836% | 1.95%
F5_Industrial_Other Industrial_Existing_Process_Natural Gas_Strategic Energy Management_A_Achievable Economic TRC Potential | F5 | Industrial | Other Industrial | Existing | Process | Natural Gas | Strategic Energy Management | A | Standalone Impact on Baseline Summer Peak (%) | Achievable Economic TRC Potential | bar: 2019 to 2040
F6_Industrial_Other Industrial_Existing_Process_Natural Gas_Strategic Energy Management_A_Achievable Economic TRC Potential | F6 | Industrial | Other Industrial | Existing | Process | Natural Gas | Strategic Energy Management | A | Standalone Impact on Baseline Winter Peak (%) | Achievable Economic TRC Potential | bar: 2019 to 2040
F7_Industrial_Other Industrial_Existing_Process_Natural Gas_Strategic Energy Management_A_Achievable Economic TRC Potential | F7 | Industrial | Other Industrial | Existing | Process | Natural Gas | Strategic Energy Management | A | Incremental Energy Savings (MWh or mTherms) | Achievable Economic TRC Potential | 0 | 0 | 1.5819 | 1.5546 | 1.5278 | 1.5015 | 1.4756 | 1.4502 | 1.4252 | 1.4006 | 1.3764 | 1.3527 | 1.3294 | 1.3065 | 1.2839 | 1.2618 | 1.24 | 1.2187 | 1.1977 | 1.177 | 1.1567 | 1.1368
F8_Industrial_Other Industrial_Existing_Process_Natural Gas_Strategic Energy Management_A_Achievable Economic TRC Potential | F8 | Industrial | Other Industrial | Existing | Process | Natural Gas | Strategic Energy Management | A | Incremental Summer Peak Savings (MW) | Achievable Economic TRC Potential | 0 | 0 | 0 | 0 | 0 | 0 | 0 | 0 | 0 | 0 | 0 | 0 | 0 | 0 | 0 | 0 | 0 | 0 | 0 | 0 | 0 | 0
F9_Industrial_Other Industrial_Existing_Process_Natural Gas_Strategic Energy Management_A_Achievable Economic TRC Potential | F9 | Industrial | Other Industrial | Existing | Process | Natural Gas | Strategic Energy Management | A | Incremental Winter Peak Savings (MW) | Achievable Economic TRC Potential | 0 | 0 | 0 | 0 | 0 | 0 | 0 | 0 | 0 | 0 | 0 | 0 | 0 | 0 | 0 | 0 | 0 | 0 | 0 | 0 | 0 | 0
F10_Industrial_Other Industrial_Existing_Process_Natural Gas_Strategic Energy Management_A_Achievable Economic TRC Potential | F10 | Industrial | Other Industrial | Existing | Process | Natural Gas | Strategic Energy Management | A | Cumulative Energy Savings (MWh or mTherms) | Achievable Economic TRC Potential | 0 | 0 | 1.5819 | 3.1366 | 4.6644 | 6.1659 | 7.6415 | 9.0917 | 10.5168 | 11.9174 | 13.2938 | 14.6466 | 15.9759 | 17.2824 | 18.5664 | 19.8282 | 21.0682 | 22.2869 | 23.4845 | 24.6615 | 25.8183 | 26.955
F11_Industrial_Other Industrial_Existing_Process_Natural Gas_Strategic Energy Management_A_Achievable Economic TRC Potential | F11 | Industrial | Other Industrial | Existing | Process | Natural Gas | Strategic Energy Management | A | Cumulative Summer Peak Savings (MW) | Achievable Economic TRC Potential | 0 | 0 | 0 | 0 | 0 | 0 | 0 | 0 | 0 | 0 | 0 | 0 | 0 | 0 | 0 | 0 | 0 | 0 | 0 | 0 | 0 | 0
F12_Industrial_Other Industrial_Existing_Process_Natural Gas_Strategic Energy Management_A_Achievable Economic TRC Potential | F12 | Industrial | Other Industrial | Existing | Process | Natural Gas | Strategic Energy Management | A | Cumulative Winter Peak Savings (MW) | Achievable Economic TRC Potential | 0 | 0 | 0 | 0 | 0 | 0 | 0 | 0 | 0 | 0 | 0 | 0 | 0 | 0 | 0 | 0 | 0 | 0 | 0 | 0 | 0 | 0
F13_Industrial_Other Industrial_Existing_Process_Natural Gas_Strategic Energy Management_A_Achievable Economic TRC Potential | F13 | Industrial | Other Industrial | Existing | Process | Natural Gas | Strategic Energy Management | A | Purchases (Incremental) | Achievable Economic TRC Potential | 0 | 0 | 1124.67 | 1105.2791 | 1086.2226 | 1067.4946 | 1049.0896 | 1031.0018 | 1013.2259 | 995.7565 | 978.5883 | 961.7161 | 945.1348 | 928.8393 | 912.8249 | 897.0865 | 881.6195 | 866.4192 | 851.4809 | 836.8002 | 822.3726 | 808.1938
F14_Industrial_Other Industrial_Existing_Process_Natural Gas_Strategic Energy Management_A_Achievable Economic TRC Potential | F14 | Industrial | Other Industrial | Existing | Process | Natural Gas | Strategic Energy Management | A | Purchases (Cumulative) | Achievable Economic TRC Potential | 0 | 0 | 1124.67 | 2229.9492 | 3316.1718 | 4383.6664 | 5432.756 | 6463.7578 | 7476.9837 | 8472.7402 | 9451.3285 | 10413.0445 | 11358.1793 | 12287.0186 | 13199.8435 | 14096.93 | 14978.5495 | 15844.9686 | 16696.4495 | 17533.2497 | 18355.6223 | 19163.8161
F1_Industrial_Other Industrial_Existing_Miscellaneous_Natural Gas_Strategic Energy Management_A_Achievable Economic TRC Potential | F1 | Industrial | Other Industrial | Existing | Miscellaneous | Natural Gas | Strategic Energy Management | A | Original Unit Energy Savings (kWh or therms) | Achievable Economic TRC Potential | 0 | 0 | 0.89787 | 0.89787 | 0.89787 | 0.89787 | 0.89787 | 0.89787 | 0.89787 | 0.89787 | 0.89787 | 0.89787 | 0.89787 | 0.89787 | 0.89787 | 0.89787 | 0.89787 | 0.89787 | 0.89787 | 0.89787 | 0.89787 | 0.89787
F2_Industrial_Other Industrial_Existing_Miscellaneous_Natural Gas_Strategic Energy Management_A_Achievable Economic TRC Potential | F2 | Industrial | Other Industrial | Existing | Miscellaneous | Natural Gas | Strategic Energy Management | A | Original Unit Summer Peak Savings (kW) | Achievable Economic TRC Potential | 0 | 0 | 0 | 0 | 0 | 0 | 0 | 0 | 0 | 0 | 0 | 0 | 0 | 0 | 0 | 0 | 0 | 0 | 0 | 0 | 0 | 0
F3_Industrial_Other Industrial_Existing_Miscellaneous_Natural Gas_Strategic Energy Management_A_Achievable Economic TRC Potential | F3 | Industrial | Other Industrial | Existing | Miscellaneous | Natural Gas | Strategic Energy Management | A | Original Unit Winter Peak Savings (kW) | Achievable Economic TRC Potential | 0 | 0 | 0 | 0 | 0 | 0 | 0 | 0 | 0 | 0 | 0 | 0 | 0 | 0 | 0 | 0 | 0 | 0 | 0 | 0 | 0 | 0
F4_Industrial_Other Industrial_Existing_Miscellaneous_Natural Gas_Strategic Energy Management_A_Achievable Economic TRC Potential | F4 | Industrial | Other Industrial | Existing | Miscellaneous | Natural Gas | Strategic Energy Management | A | Standalone Impact on Baseline Energy (%) | Achievable Economic TRC Potential | 0% | 0% | 0.08224% | 0.1659% | 0.2511% | 0.3377% | 0.4259% | 0.5156% | 0.6069% | 0.6997% | 0.7943% | 0.8904% | 0.9883% | 1.088% | 1.189% | 1.292% | 1.397% | 1.504% | 1.613% | 1.723% | 1.836% | 1.95%
F5_Industrial_Other Industrial_Existing_Miscellaneous_Natural Gas_Strategic Energy Management_A_Achievable Economic TRC Potential | F5 | Industrial | Other Industrial | Existing | Miscellaneous | Natural Gas | Strategic Energy Management | A | Standalone Impact on Baseline Summer Peak (%) | Achievable Economic TRC Potential | bar: 2019 to 2040
F6_Industrial_Other Industrial_Existing_Miscellaneous_Natural Gas_Strategic Energy Management_A_Achievable Economic TRC Potential | F6 | Industrial | Other Industrial | Existing | Miscellaneous | Natural Gas | Strategic Energy Management | A | Standalone Impact on Baseline Winter Peak (%) | Achievable Economic TRC Potential | bar: 2019 to 2040
F7_Industrial_Other Industrial_Existing_Miscellaneous_Natural Gas_Strategic Energy Management_A_Achievable Economic TRC Potential | F7 | Industrial | Other Industrial | Existing | Miscellaneous | Natural Gas | Strategic Energy Management | A | Incremental Energy Savings (MWh or mTherms) | Achievable Economic TRC Potential | 0 | 0 | 0.25245 | 0.2481 | 0.24382 | 0.23962 | 0.23549 | 0.23143 | 0.22744 | 0.22352 | 0.21966 | 0.21587 | 0.21215 | 0.20849 | 0.2049 | 0.20137 | 0.1979 | 0.19448 | 0.19113 | 0.18783 | 0.1846 | 0.18141
F8_Industrial_Other Industrial_Existing_Miscellaneous_Natural Gas_Strategic Energy Management_A_Achievable Economic TRC Potential | F8 | Industrial | Other Industrial | Existing | Miscellaneous | Natural Gas | Strategic Energy Management | A | Incremental Summer Peak Savings (MW) | Achievable Economic TRC Potential | 0 | 0 | 0 | 0 | 0 | 0 | 0 | 0 | 0 | 0 | 0 | 0 | 0 | 0 | 0 | 0 | 0 | 0 | 0 | 0 | 0 | 0
F9_Industrial_Other Industrial_Existing_Miscellaneous_Natural Gas_Strategic Energy Management_A_Achievable Economic TRC Potential | F9 | Industrial | Other Industrial | Existing | Miscellaneous | Natural Gas | Strategic Energy Management | A | Incremental Winter Peak Savings (MW) | Achievable Economic TRC Potential | 0 | 0 | 0 | 0 | 0 | 0 | 0 | 0 | 0 | 0 | 0 | 0 | 0 | 0 | 0 | 0 | 0 | 0 | 0 | 0 | 0 | 0
F10_Industrial_Other Industrial_Existing_Miscellaneous_Natural Gas_Strategic Energy Management_A_Achievable Economic TRC Potential | F10 | Industrial | Other Industrial | Existing | Miscellaneous | Natural Gas | Strategic Energy Management | A | Cumulative Energy Savings (MWh or mTherms) | Achievable Economic TRC Potential | 0 | 0 | 0.25245 | 0.50055 | 0.74437 | 0.98399 | 1.2195 | 1.4509 | 1.6783 | 1.9019 | 2.1215 | 2.3374 | 2.5495 | 2.758 | 2.9629 | 3.1643 | 3.3622 | 3.5567 | 3.7478 | 3.9356 | 4.1202 | 4.3017
F11_Industrial_Other Industrial_Existing_Miscellaneous_Natural Gas_Strategic Energy Management_A_Achievable Economic TRC Potential | F11 | Industrial | Other Industrial | Existing | Miscellaneous | Natural Gas | Strategic Energy Management | A | Cumulative Summer Peak Savings (MW) | Achievable Economic TRC Potential | 0 | 0 | 0 | 0 | 0 | 0 | 0 | 0 | 0 | 0 | 0 | 0 | 0 | 0 | 0 | 0 | 0 | 0 | 0 | 0 | 0 | 0
F12_Industrial_Other Industrial_Existing_Miscellaneous_Natural Gas_Strategic Energy Management_A_Achievable Economic TRC Potential | F12 | Industrial | Other Industrial | Existing | Miscellaneous | Natural Gas | Strategic Energy Management | A | Cumulative Winter Peak Savings (MW) | Achievable Economic TRC Potential | 0 | 0 | 0 | 0 | 0 | 0 | 0 | 0 | 0 | 0 | 0 | 0 | 0 | 0 | 0 | 0 | 0 | 0 | 0 | 0 | 0 | 0
F13_Industrial_Other Industrial_Existing_Miscellaneous_Natural Gas_Strategic Energy Management_A_Achievable Economic TRC Potential | F13 | Industrial | Other Industrial | Existing | Miscellaneous | Natural Gas | Strategic Energy Management | A | Purchases (Incremental) | Achievable Economic TRC Potential | 0 | 0 | 281.1675 | 276.3198 | 271.5557 | 266.8737 | 262.2724 | 257.7505 | 253.3065 | 248.9391 | 244.6471 | 240.429 | 236.2837 | 232.2098 | 228.2062 | 224.2716 | 220.4049 | 216.6048 | 212.8702 | 209.2 | 205.5932 | 202.0484
F14_Industrial_Other Industrial_Existing_Miscellaneous_Natural Gas_Strategic Energy Management_A_Achievable Economic TRC Potential | F14 | Industrial | Other Industrial | Existing | Miscellaneous | Natural Gas | Strategic Energy Management | A | Purchases (Cumulative) | Achievable Economic TRC Potential | 0 | 0 | 281.1675 | 557.4873 | 829.0429 | 1095.9166 | 1358.189 | 1615.9394 | 1869.2459 | 2118.185 | 2362.8321 | 2603.2611 | 2839.5448 | 3071.7547 | 3299.9609 | 3524.2325 | 3744.6374 | 3961.2422 | 4174.1124 | 4383.3124 | 4588.9056 | 4790.954
F1_Industrial_Other Industrial_Existing_Space Heating_Natural Gas_Commissioning_A_Achievable Economic TRC Potential | F1 | Industrial | Other Industrial | Existing | Space Heating | Natural Gas | Commissioning | A | Original Unit Energy Savings (kWh or therms) | Achievable Economic TRC Potential | 0 | 0 | 3.8012 | 3.7922 | 3.7832 | 3.7743 | 3.7656 | 3.757 | 3.7488 | 3.7409 | 3.7334 | 3.7263 | 3.7196 | 3.7133 | 3.7074 | 3.7018 | 3.6965 | 3.6916 | 3.6869 | 3.6825 | 3.6784 | 3.6746
F2_Industrial_Other Industrial_Existing_Space Heating_Natural Gas_Commissioning_A_Achievable Economic TRC Potential | F2 | Industrial | Other Industrial | Existing | Space Heating | Natural Gas | Commissioning | A | Original Unit Summer Peak Savings (kW) | Achievable Economic TRC Potential | 0 | 0 | 0 | 0 | 0 | 0 | 0 | 0 | 0 | 0 | 0 | 0 | 0 | 0 | 0 | 0 | 0 | 0 | 0 | 0 | 0 | 0
F3_Industrial_Other Industrial_Existing_Space Heating_Natural Gas_Commissioning_A_Achievable Economic TRC Potential | F3 | Industrial | Other Industrial | Existing | Space Heating | Natural Gas | Commissioning | A | Original Unit Winter Peak Savings (kW) | Achievable Economic TRC Potential | 0 | 0 | 0 | 0 | 0 | 0 | 0 | 0 | 0 | 0 | 0 | 0 | 0 | 0 | 0 | 0 | 0 | 0 | 0 | 0 | 0 | 0
F4_Industrial_Other Industrial_Existing_Space Heating_Natural Gas_Commissioning_A_Achievable Economic TRC Potential | F4 | Industrial | Other Industrial | Existing | Space Heating | Natural Gas | Commissioning | A | Standalone Impact on Baseline Energy (%) | Achievable Economic TRC Potential | bar: 2019 to 2040
F5_Industrial_Other Industrial_Existing_Space Heating_Natural Gas_Commissioning_A_Achievable Economic TRC Potential | F5 | Industrial | Other Industrial | Existing | Space Heating | Natural Gas | Commissioning | A | Standalone Impact on Baseline Summer Peak (%) | Achievable Economic TRC Potential | bar: 2019 to 2040
F6_Industrial_Other Industrial_Existing_Space Heating_Natural Gas_Commissioning_A_Achievable Economic TRC Potential | F6 | Industrial | Other Industrial | Existing | Space Heating | Natural Gas | Commissioning | A | Standalone Impact on Baseline Winter Peak (%) | Achievable Economic TRC Potential | bar: 2019 to 2040
F7_Industrial_Other Industrial_Existing_Space Heating_Natural Gas_Commissioning_A_Achievable Economic TRC Potential | F7 | Industrial | Other Industrial | Existing | Space Heating | Natural Gas | Commissioning | A | Incremental Energy Savings (MWh or mTherms) | Achievable Economic TRC Potential | 0 | 0 | 0 | 0 | 0 | 0 | 0 | 0 | 0 | 0 | 0 | 0 | 0 | 0 | 0 | 0 | 0 | 0 | 0 | 0 | 0 | 0
F8_Industrial_Other Industrial_Existing_Space Heating_Natural Gas_Commissioning_A_Achievable Economic TRC Potential | F8 | Industrial | Other Industrial | Existing | Space Heating | Natural Gas | Commissioning | A | Incremental Summer Peak Savings (MW) | Achievable Economic TRC Potential | 0 | 0 | 0 | 0 | 0 | 0 | 0 | 0 | 0 | 0 | 0 | 0 | 0 | 0 | 0 | 0 | 0 | 0 | 0 | 0 | 0 | 0
F9_Industrial_Other Industrial_Existing_Space Heating_Natural Gas_Commissioning_A_Achievable Economic TRC Potential | F9 | Industrial | Other Industrial | Existing | Space Heating | Natural Gas | Commissioning | A | Incremental Winter Peak Savings (MW) | Achievable Economic TRC Potential | 0 | 0 | 0 | 0 | 0 | 0 | 0 | 0 | 0 | 0 | 0 | 0 | 0 | 0 | 0 | 0 | 0 | 0 | 0 | 0 | 0 | 0
F10_Industrial_Other Industrial_Existing_Space Heating_Natural Gas_Commissioning_A_Achievable Economic TRC Potential | F10 | Industrial | Other Industrial | Existing | Space Heating | Natural Gas | Commissioning | A | Cumulative Energy Savings (MWh or mTherms) | Achievable Economic TRC Potential | 0 | 0 | 0 | 0 | 0 | 0 | 0 | 0 | 0 | 0 | 0 | 0 | 0 | 0 | 0 | 0 | 0 | 0 | 0 | 0 | 0 | 0
F11_Industrial_Other Industrial_Existing_Space Heating_Natural Gas_Commissioning_A_Achievable Economic TRC Potential | F11 | Industrial | Other Industrial | Existing | Space Heating | Natural Gas | Commissioning | A | Cumulative Summer Peak Savings (MW) | Achievable Economic TRC Potential | 0 | 0 | 0 | 0 | 0 | 0 | 0 | 0 | 0 | 0 | 0 | 0 | 0 | 0 | 0 | 0 | 0 | 0 | 0 | 0 | 0 | 0
F12_Industrial_Other Industrial_Existing_Space Heating_Natural Gas_Commissioning_A_Achievable Economic TRC Potential | F12 | Industrial | Other Industrial | Existing | Space Heating | Natural Gas | Commissioning | A | Cumulative Winter Peak Savings (MW) | Achievable Economic TRC Potential | 0 | 0 | 0 | 0 | 0 | 0 | 0 | 0 | 0 | 0 | 0 | 0 | 0 | 0 | 0 | 0 | 0 | 0 | 0 | 0 | 0 | 0
F13_Industrial_Other Industrial_Existing_Space Heating_Natural Gas_Commissioning_A_Achievable Economic TRC Potential | F13 | Industrial | Other Industrial | Existing | Space Heating | Natural Gas | Commissioning | A | Purchases (Incremental) | Achievable Economic TRC Potential | 0 | 0 | 0 | 0 | 0 | 0 | 0 | 0 | 0 | 0 | 0 | 0 | 0 | 0 | 0 | 0 | 0 | 0 | 0 | 0 | 0 | 0
F14_Industrial_Other Industrial_Existing_Space Heating_Natural Gas_Commissioning_A_Achievable Economic TRC Potential | F14 | Industrial | Other Industrial | Existing | Space Heating | Natural Gas | Commissioning | A | Purchases (Cumulative) | Achievable Economic TRC Potential | 0 | 0 | 0 | 0 | 0 | 0 | 0 | 0 | 0 | 0 | 0 | 0 | 0 | 0 | 0 | 0 | 0 | 0 | 0 | 0 | 0 | 0
F1_Industrial_Other Industrial_Existing_Process_Natural Gas_Commissioning_A_Achievable Economic TRC Potential | F1 | Industrial | Other Industrial | Existing | Process | Natural Gas | Commissioning | A | Original Unit Energy Savings (kWh or therms) | Achievable Economic TRC Potential | 0 | 0 | 7.8506 | 7.8506 | 7.8506 | 7.8506 | 7.8506 | 7.8506 | 7.8506 | 7.8506 | 7.8506 | 7.8506 | 7.8506 | 7.8506 | 7.8506 | 7.8506 | 7.8506 | 7.8506 | 7.8506 | 7.8506 | 7.8506 | 7.8506
F2_Industrial_Other Industrial_Existing_Process_Natural Gas_Commissioning_A_Achievable Economic TRC Potential | F2 | Industrial | Other Industrial | Existing | Process | Natural Gas | Commissioning | A | Original Unit Summer Peak Savings (kW) | Achievable Economic TRC Potential | 0 | 0 | 0 | 0 | 0 | 0 | 0 | 0 | 0 | 0 | 0 | 0 | 0 | 0 | 0 | 0 | 0 | 0 | 0 | 0 | 0 | 0
F3_Industrial_Other Industrial_Existing_Process_Natural Gas_Commissioning_A_Achievable Economic TRC Potential | F3 | Industrial | Other Industrial | Existing | Process | Natural Gas | Commissioning | A | Original Unit Winter Peak Savings (kW) | Achievable Economic TRC Potential | 0 | 0 | 0 | 0 | 0 | 0 | 0 | 0 | 0 | 0 | 0 | 0 | 0 | 0 | 0 | 0 | 0 | 0 | 0 | 0 | 0 | 0
F4_Industrial_Other Industrial_Existing_Process_Natural Gas_Commissioning_A_Achievable Economic TRC Potential | F4 | Industrial | Other Industrial | Existing | Process | Natural Gas | Commissioning | A | Standalone Impact on Baseline Energy (%) | Achievable Economic TRC Potential | bar: 2019 to 2040
F5_Industrial_Other Industrial_Existing_Process_Natural Gas_Commissioning_A_Achievable Economic TRC Potential | F5 | Industrial | Other Industrial | Existing | Process | Natural Gas | Commissioning | A | Standalone Impact on Baseline Summer Peak (%) | Achievable Economic TRC Potential | bar: 2019 to 2040
F6_Industrial_Other Industrial_Existing_Process_Natural Gas_Commissioning_A_Achievable Economic TRC Potential | F6 | Industrial | Other Industrial | Existing | Process | Natural Gas | Commissioning | A | Standalone Impact on Baseline Winter Peak (%) | Achievable Economic TRC Potential | bar: 2019 to 2040
F7_Industrial_Other Industrial_Existing_Process_Natural Gas_Commissioning_A_Achievable Economic TRC Potential | F7 | Industrial | Other Industrial | Existing | Process | Natural Gas | Commissioning | A | Incremental Energy Savings (MWh or mTherms) | Achievable Economic TRC Potential | 0 | 0 | 0 | 0 | 0 | 0 | 0 | 0 | 0 | 0 | 0 | 0 | 0 | 0 | 0 | 0 | 0 | 0 | 0 | 0 | 0 | 0
F8_Industrial_Other Industrial_Existing_Process_Natural Gas_Commissioning_A_Achievable Economic TRC Potential | F8 | Industrial | Other Industrial | Existing | Process | Natural Gas | Commissioning | A | Incremental Summer Peak Savings (MW) | Achievable Economic TRC Potential | 0 | 0 | 0 | 0 | 0 | 0 | 0 | 0 | 0 | 0 | 0 | 0 | 0 | 0 | 0 | 0 | 0 | 0 | 0 | 0 | 0 | 0
F9_Industrial_Other Industrial_Existing_Process_Natural Gas_Commissioning_A_Achievable Economic TRC Potential | F9 | Industrial | Other Industrial | Existing | Process | Natural Gas | Commissioning | A | Incremental Winter Peak Savings (MW) | Achievable Economic TRC Potential | 0 | 0 | 0 | 0 | 0 | 0 | 0 | 0 | 0 | 0 | 0 | 0 | 0 | 0 | 0 | 0 | 0 | 0 | 0 | 0 | 0 | 0
F10_Industrial_Other Industrial_Existing_Process_Natural Gas_Commissioning_A_Achievable Economic TRC Potential | F10 | Industrial | Other Industrial | Existing | Process | Natural Gas | Commissioning | A | Cumulative Energy Savings (MWh or mTherms) | Achievable Economic TRC Potential | 0 | 0 | 0 | 0 | 0 | 0 | 0 | 0 | 0 | 0 | 0 | 0 | 0 | 0 | 0 | 0 | 0 | 0 | 0 | 0 | 0 | 0
F11_Industrial_Other Industrial_Existing_Process_Natural Gas_Commissioning_A_Achievable Economic TRC Potential | F11 | Industrial | Other Industrial | Existing | Process | Natural Gas | Commissioning | A | Cumulative Summer Peak Savings (MW) | Achievable Economic TRC Potential | 0 | 0 | 0 | 0 | 0 | 0 | 0 | 0 | 0 | 0 | 0 | 0 | 0 | 0 | 0 | 0 | 0 | 0 | 0 | 0 | 0 | 0
F12_Industrial_Other Industrial_Existing_Process_Natural Gas_Commissioning_A_Achievable Economic TRC Potential | F12 | Industrial | Other Industrial | Existing | Process | Natural Gas | Commissioning | A | Cumulative Winter Peak Savings (MW) | Achievable Economic TRC Potential | 0 | 0 | 0 | 0 | 0 | 0 | 0 | 0 | 0 | 0 | 0 | 0 | 0 | 0 | 0 | 0 | 0 | 0 | 0 | 0 | 0 | 0
F13_Industrial_Other Industrial_Existing_Process_Natural Gas_Commissioning_A_Achievable Economic TRC Potential | F13 | Industrial | Other Industrial | Existing | Process | Natural Gas | Commissioning | A | Purchases (Incremental) | Achievable Economic TRC Potential | 0 | 0 | 0 | 0 | 0 | 0 | 0 | 0 | 0 | 0 | 0 | 0 | 0 | 0 | 0 | 0 | 0 | 0 | 0 | 0 | 0 | 0
F14_Industrial_Other Industrial_Existing_Process_Natural Gas_Commissioning_A_Achievable Economic TRC Potential | F14 | Industrial | Other Industrial | Existing | Process | Natural Gas | Commissioning | A | Purchases (Cumulative) | Achievable Economic TRC Potential | 0 | 0 | 0 | 0 | 0 | 0 | 0 | 0 | 0 | 0 | 0 | 0 | 0 | 0 | 0 | 0 | 0 | 0 | 0 | 0 | 0 | 0
F1_Industrial_Other Industrial_Existing_Space Heating_Natural Gas_Retrocommissioning_A_Achievable Economic TRC Potential | F1 | Industrial | Other Industrial | Existing | Space Heating | Natural Gas | Retrocommissioning | A | Original Unit Energy Savings (kWh or therms) | Achievable Economic TRC Potential | 0 | 0 | 0.52796 | 0.52671 | 0.52546 | 0.52422 | 0.52301 | 0.52183 | 0.52068 | 0.51958 | 0.51854 | 0.51756 | 0.51663 | 0.51575 | 0.51493 | 0.51415 | 0.51342 | 0.51273 | 0.51208 | 0.51148 | 0.51091 | 0.51037
F2_Industrial_Other Industrial_Existing_Space Heating_Natural Gas_Retrocommissioning_A_Achievable Economic TRC Potential | F2 | Industrial | Other Industrial | Existing | Space Heating | Natural Gas | Retrocommissioning | A | Original Unit Summer Peak Savings (kW) | Achievable Economic TRC Potential | 0 | 0 | 0 | 0 | 0 | 0 | 0 | 0 | 0 | 0 | 0 | 0 | 0 | 0 | 0 | 0 | 0 | 0 | 0 | 0 | 0 | 0
F3_Industrial_Other Industrial_Existing_Space Heating_Natural Gas_Retrocommissioning_A_Achievable Economic TRC Potential | F3 | Industrial | Other Industrial | Existing | Space Heating | Natural Gas | Retrocommissioning | A | Original Unit Winter Peak Savings (kW) | Achievable Economic TRC Potential | 0 | 0 | 0 | 0 | 0 | 0 | 0 | 0 | 0 | 0 | 0 | 0 | 0 | 0 | 0 | 0 | 0 | 0 | 0 | 0 | 0 | 0
F4_Industrial_Other Industrial_Existing_Space Heating_Natural Gas_Retrocommissioning_A_Achievable Economic TRC Potential | F4 | Industrial | Other Industrial | Existing | Space Heating | Natural Gas | Retrocommissioning | A | Standalone Impact on Baseline Energy (%) | Achievable Economic TRC Potential | 0% | 0% | 0.0124% | 0.02501% | 0.03784% | 0.0509% | 0.06419% | 0.07772% | 0.09148% | 0.1055% | 0.1197% | 0.1342% | 0.149% | 0.164% | 0.1793% | 0.1948% | 0.2106% | 0.2267% | 0.2431% | 0.2597% | 0.2767% | 0.2939%
F5_Industrial_Other Industrial_Existing_Space Heating_Natural Gas_Retrocommissioning_A_Achievable Economic TRC Potential | F5 | Industrial | Other Industrial | Existing | Space Heating | Natural Gas | Retrocommissioning | A | Standalone Impact on Baseline Summer Peak (%) | Achievable Economic TRC Potential | bar: 2019 to 2040
F6_Industrial_Other Industrial_Existing_Space Heating_Natural Gas_Retrocommissioning_A_Achievable Economic TRC Potential | F6 | Industrial | Other Industrial | Existing | Space Heating | Natural Gas | Retrocommissioning | A | Standalone Impact on Baseline Winter Peak (%) | Achievable Economic TRC Potential | bar: 2019 to 2040
F7_Industrial_Other Industrial_Existing_Space Heating_Natural Gas_Retrocommissioning_A_Achievable Economic TRC Potential | F7 | Industrial | Other Industrial | Existing | Space Heating | Natural Gas | Retrocommissioning | A | Incremental Energy Savings (MWh or mTherms) | Achievable Economic TRC Potential | 0 | 0 | 0.11546 | 0.1132 | 0.11098 | 0.10881 | 0.10669 | 0.10461 | 0.10258 | 0.1006 | 0.098668 | 0.096783 | 0.094944 | 0.093149 | 0.091396 | 0.089685 | 0.088013 | 0.08638 | 0.084784 | 0.083223 | 0.081697 | 0.080204
F8_Industrial_Other Industrial_Existing_Space Heating_Natural Gas_Retrocommissioning_A_Achievable Economic TRC Potential | F8 | Industrial | Other Industrial | Existing | Space Heating | Natural Gas | Retrocommissioning | A | Incremental Summer Peak Savings (MW) | Achievable Economic TRC Potential | 0 | 0 | 0 | 0 | 0 | 0 | 0 | 0 | 0 | 0 | 0 | 0 | 0 | 0 | 0 | 0 | 0 | 0 | 0 | 0 | 0 | 0
F9_Industrial_Other Industrial_Existing_Space Heating_Natural Gas_Retrocommissioning_A_Achievable Economic TRC Potential | F9 | Industrial | Other Industrial | Existing | Space Heating | Natural Gas | Retrocommissioning | A | Incremental Winter Peak Savings (MW) | Achievable Economic TRC Potential | 0 | 0 | 0 | 0 | 0 | 0 | 0 | 0 | 0 | 0 | 0 | 0 | 0 | 0 | 0 | 0 | 0 | 0 | 0 | 0 | 0 | 0
F10_Industrial_Other Industrial_Existing_Space Heating_Natural Gas_Retrocommissioning_A_Achievable Economic TRC Potential | F10 | Industrial | Other Industrial | Existing | Space Heating | Natural Gas | Retrocommissioning | A | Cumulative Energy Savings (MWh or mTherms) | Achievable Economic TRC Potential | 0 | 0 | 0.11546 | 0.22838 | 0.33882 | 0.44684 | 0.55249 | 0.65585 | 0.757 | 0.856 | 0.95295 | 1.0479 | 1.141 | 1.2322 | 1.3216 | 1.4093 | 1.4953 | 1.5797 | 1.6625 | 1.7438 | 1.8235 | 1.9018
F11_Industrial_Other Industrial_Existing_Space Heating_Natural Gas_Retrocommissioning_A_Achievable Economic TRC Potential | F11 | Industrial | Other Industrial | Existing | Space Heating | Natural Gas | Retrocommissioning | A | Cumulative Summer Peak Savings (MW) | Achievable Economic TRC Potential | 0 | 0 | 0 | 0 | 0 | 0 | 0 | 0 | 0 | 0 | 0 | 0 | 0 | 0 | 0 | 0 | 0 | 0 | 0 | 0 | 0 | 0
F12_Industrial_Other Industrial_Existing_Space Heating_Natural Gas_Retrocommissioning_A_Achievable Economic TRC Potential | F12 | Industrial | Other Industrial | Existing | Space Heating | Natural Gas | Retrocommissioning | A | Cumulative Winter Peak Savings (MW) | Achievable Economic TRC Potential | 0 | 0 | 0 | 0 | 0 | 0 | 0 | 0 | 0 | 0 | 0 | 0 | 0 | 0 | 0 | 0 | 0 | 0 | 0 | 0 | 0 | 0
F13_Industrial_Other Industrial_Existing_Space Heating_Natural Gas_Retrocommissioning_A_Achievable Economic TRC Potential | F13 | Industrial | Other Industrial | Existing | Space Heating | Natural Gas | Retrocommissioning | A | Purchases (Incremental) | Achievable Economic TRC Potential | 0 | 0 | 218.6858 | 214.9154 | 211.21 | 207.5684 | 203.9896 | 200.4726 | 197.0161 | 193.6193 | 190.2811 | 187.0003 | 183.7762 | 180.6076 | 177.4937 | 174.4335 | 171.426 | 168.4704 | 165.5657 | 162.7111 | 159.9058 | 157.1488
F14_Industrial_Other Industrial_Existing_Space Heating_Natural Gas_Retrocommissioning_A_Achievable Economic TRC Potential | F14 | Industrial | Other Industrial | Existing | Space Heating | Natural Gas | Retrocommissioning | A | Purchases (Cumulative) | Achievable Economic TRC Potential | 0 | 0 | 218.6858 | 433.6012 | 644.8112 | 852.3796 | 1056.3692 | 1256.8418 | 1453.8579 | 1647.4773 | 1837.7583 | 2024.7587 | 2208.5349 | 2389.1425 | 2566.6362 | 2741.0697 | 2912.4957 | 3080.9661 | 3246.5319 | 3409.243 | 3569.1488 | 3726.2976
F1_Industrial_Other Industrial_Existing_Process_Natural Gas_Retrocommissioning_A_Achievable Economic TRC Potential | F1 | Industrial | Other Industrial | Existing | Process | Natural Gas | Retrocommissioning | A | Original Unit Energy Savings (kWh or therms) | Achievable Economic TRC Potential | 0 | 0 | 0 | 0 | 0 | 0 | 0 | 0 | 0 | 0 | 0 | 0 | 0 | 0 | 0 | 0 | 0 | 0 | 0 | 0 | 0 | 0
F2_Industrial_Other Industrial_Existing_Process_Natural Gas_Retrocommissioning_A_Achievable Economic TRC Potential | F2 | Industrial | Other Industrial | Existing | Process | Natural Gas | Retrocommissioning | A | Original Unit Summer Peak Savings (kW) | Achievable Economic TRC Potential | 0 | 0 | 0 | 0 | 0 | 0 | 0 | 0 | 0 | 0 | 0 | 0 | 0 | 0 | 0 | 0 | 0 | 0 | 0 | 0 | 0 | 0
F3_Industrial_Other Industrial_Existing_Process_Natural Gas_Retrocommissioning_A_Achievable Economic TRC Potential | F3 | Industrial | Other Industrial | Existing | Process | Natural Gas | Retrocommissioning | A | Original Unit Winter Peak Savings (kW) | Achievable Economic TRC Potential | 0 | 0 | 0 | 0 | 0 | 0 | 0 | 0 | 0 | 0 | 0 | 0 | 0 | 0 | 0 | 0 | 0 | 0 | 0 | 0 | 0 | 0
F4_Industrial_Other Industrial_Existing_Process_Natural Gas_Retrocommissioning_A_Achievable Economic TRC Potential | F4 | Industrial | Other Industrial | Existing | Process | Natural Gas | Retrocommissioning | A | Standalone Impact on Baseline Energy (%) | Achievable Economic TRC Potential | bar: 2019 to 2040
F5_Industrial_Other Industrial_Existing_Process_Natural Gas_Retrocommissioning_A_Achievable Economic TRC Potential | F5 | Industrial | Other Industrial | Existing | Process | Natural Gas | Retrocommissioning | A | Standalone Impact on Baseline Summer Peak (%) | Achievable Economic TRC Potential | bar: 2019 to 2040
F6_Industrial_Other Industrial_Existing_Process_Natural Gas_Retrocommissioning_A_Achievable Economic TRC Potential | F6 | Industrial | Other Industrial | Existing | Process | Natural Gas | Retrocommissioning | A | Standalone Impact on Baseline Winter Peak (%) | Achievable Economic TRC Potential | bar: 2019 to 2040
F7_Industrial_Other Industrial_Existing_Process_Natural Gas_Retrocommissioning_A_Achievable Economic TRC Potential | F7 | Industrial | Other Industrial | Existing | Process | Natural Gas | Retrocommissioning | A | Incremental Energy Savings (MWh or mTherms) | Achievable Economic TRC Potential | 0 | 0 | 0 | 0 | 0 | 0 | 0 | 0 | 0 | 0 | 0 | 0 | 0 | 0 | 0 | 0 | 0 | 0 | 0 | 0 | 0 | 0
F8_Industrial_Other Industrial_Existing_Process_Natural Gas_Retrocommissioning_A_Achievable Economic TRC Potential | F8 | Industrial | Other Industrial | Existing | Process | Natural Gas | Retrocommissioning | A | Incremental Summer Peak Savings (MW) | Achievable Economic TRC Potential | 0 | 0 | 0 | 0 | 0 | 0 | 0 | 0 | 0 | 0 | 0 | 0 | 0 | 0 | 0 | 0 | 0 | 0 | 0 | 0 | 0 | 0
F9_Industrial_Other Industrial_Existing_Process_Natural Gas_Retrocommissioning_A_Achievable Economic TRC Potential | F9 | Industrial | Other Industrial | Existing | Process | Natural Gas | Retrocommissioning | A | Incremental Winter Peak Savings (MW) | Achievable Economic TRC Potential | 0 | 0 | 0 | 0 | 0 | 0 | 0 | 0 | 0 | 0 | 0 | 0 | 0 | 0 | 0 | 0 | 0 | 0 | 0 | 0 | 0 | 0
F10_Industrial_Other Industrial_Existing_Process_Natural Gas_Retrocommissioning_A_Achievable Economic TRC Potential | F10 | Industrial | Other Industrial | Existing | Process | Natural Gas | Retrocommissioning | A | Cumulative Energy Savings (MWh or mTherms) | Achievable Economic TRC Potential | 0 | 0 | 0 | 0 | 0 | 0 | 0 | 0 | 0 | 0 | 0 | 0 | 0 | 0 | 0 | 0 | 0 | 0 | 0 | 0 | 0 | 0
F11_Industrial_Other Industrial_Existing_Process_Natural Gas_Retrocommissioning_A_Achievable Economic TRC Potential | F11 | Industrial | Other Industrial | Existing | Process | Natural Gas | Retrocommissioning | A | Cumulative Summer Peak Savings (MW) | Achievable Economic TRC Potential | 0 | 0 | 0 | 0 | 0 | 0 | 0 | 0 | 0 | 0 | 0 | 0 | 0 | 0 | 0 | 0 | 0 | 0 | 0 | 0 | 0 | 0
F12_Industrial_Other Industrial_Existing_Process_Natural Gas_Retrocommissioning_A_Achievable Economic TRC Potential | F12 | Industrial | Other Industrial | Existing | Process | Natural Gas | Retrocommissioning | A | Cumulative Winter Peak Savings (MW) | Achievable Economic TRC Potential | 0 | 0 | 0 | 0 | 0 | 0 | 0 | 0 | 0 | 0 | 0 | 0 | 0 | 0 | 0 | 0 | 0 | 0 | 0 | 0 | 0 | 0
F13_Industrial_Other Industrial_Existing_Process_Natural Gas_Retrocommissioning_A_Achievable Economic TRC Potential | F13 | Industrial | Other Industrial | Existing | Process | Natural Gas | Retrocommissioning | A | Purchases (Incremental) | Achievable Economic TRC Potential | 0 | 0 | 218.6858 | 214.9154 | 211.21 | 207.5684 | 203.9896 | 200.4726 | 197.0161 | 193.6193 | 190.2811 | 187.0003 | 183.7762 | 180.6076 | 177.4937 | 174.4335 | 171.426 | 168.4704 | 165.5657 | 162.7111 | 159.9058 | 157.1488
F14_Industrial_Other Industrial_Existing_Process_Natural Gas_Retrocommissioning_A_Achievable Economic TRC Potential | F14 | Industrial | Other Industrial | Existing | Process | Natural Gas | Retrocommissioning | A | Purchases (Cumulative) | Achievable Economic TRC Potential | 0 | 0 | 218.6858 | 433.6012 | 644.8112 | 852.3796 | 1056.3692 | 1256.8418 | 1453.8579 | 1647.4773 | 1837.7583 | 2024.7587 | 2208.5349 | 2389.1425 | 2566.6362 | 2741.0697 | 2912.4957 | 3080.9661 | 3246.5319 | 3409.243 | 3569.1488 | 3726.2976
F1_Industrial_Other Industrial_New_Space Heating_Natural Gas_Insulation - Roof/Ceiling_A_Achievable Economic TRC Potential | F1 | Industrial | Other Industrial | New | Space Heating | Natural Gas | Insulation - Roof/Ceiling | A | Original Unit Energy Savings (kWh or therms) | Achievable Economic TRC Potential | 0 | 0 | 0.078976 | 0.078976 | 0.078976 | 0.078976 | 0.078976 | 0.078976 | 0.078976 | 0.078976 | 0.078976 | 0.078976 | 0.078976 | 0.078976 | 0.078976 | 0.078976 | 0.078976 | 0.078976 | 0.078976 | 0.078976 | 0.078976 | 0.078976
F2_Industrial_Other Industrial_New_Space Heating_Natural Gas_Insulation - Roof/Ceiling_A_Achievable Economic TRC Potential | F2 | Industrial | Other Industrial | New | Space Heating | Natural Gas | Insulation - Roof/Ceiling | A | Original Unit Summer Peak Savings (kW) | Achievable Economic TRC Potential | 0 | 0 | 0 | 0 | 0 | 0 | 0 | 0 | 0 | 0 | 0 | 0 | 0 | 0 | 0 | 0 | 0 | 0 | 0 | 0 | 0 | 0
F3_Industrial_Other Industrial_New_Space Heating_Natural Gas_Insulation - Roof/Ceiling_A_Achievable Economic TRC Potential | F3 | Industrial | Other Industrial | New | Space Heating | Natural Gas | Insulation - Roof/Ceiling | A | Original Unit Winter Peak Savings (kW) | Achievable Economic TRC Potential | 0 | 0 | 0 | 0 | 0 | 0 | 0 | 0 | 0 | 0 | 0 | 0 | 0 | 0 | 0 | 0 | 0 | 0 | 0 | 0 | 0 | 0
F4_Industrial_Other Industrial_New_Space Heating_Natural Gas_Insulation - Roof/Ceiling_A_Achievable Economic TRC Potential | F4 | Industrial | Other Industrial | New | Space Heating | Natural Gas | Insulation - Roof/Ceiling | A | Standalone Impact on Baseline Energy (%) | Achievable Economic TRC Potential | bar: 2019 to 2040
F5_Industrial_Other Industrial_New_Space Heating_Natural Gas_Insulation - Roof/Ceiling_A_Achievable Economic TRC Potential | F5 | Industrial | Other Industrial | New | Space Heating | Natural Gas | Insulation - Roof/Ceiling | A | Standalone Impact on Baseline Summer Peak (%) | Achievable Economic TRC Potential | bar: 2019 to 2040
F6_Industrial_Other Industrial_New_Space Heating_Natural Gas_Insulation - Roof/Ceiling_A_Achievable Economic TRC Potential | F6 | Industrial | Other Industrial | New | Space Heating | Natural Gas | Insulation - Roof/Ceiling | A | Standalone Impact on Baseline Winter Peak (%) | Achievable Economic TRC Potential | bar: 2019 to 2040
F7_Industrial_Other Industrial_New_Space Heating_Natural Gas_Insulation - Roof/Ceiling_A_Achievable Economic TRC Potential | F7 | Industrial | Other Industrial | New | Space Heating | Natural Gas | Insulation - Roof/Ceiling | A | Incremental Energy Savings (MWh or mTherms) | Achievable Economic TRC Potential | 0 | 0 | 0 | 0 | 0 | 0 | 0 | 0 | 0 | 0 | 0 | 0 | 0 | 0 | 0 | 0 | 0 | 0 | 0 | 0 | 0 | 0
F8_Industrial_Other Industrial_New_Space Heating_Natural Gas_Insulation - Roof/Ceiling_A_Achievable Economic TRC Potential | F8 | Industrial | Other Industrial | New | Space Heating | Natural Gas | Insulation - Roof/Ceiling | A | Incremental Summer Peak Savings (MW) | Achievable Economic TRC Potential | 0 | 0 | 0 | 0 | 0 | 0 | 0 | 0 | 0 | 0 | 0 | 0 | 0 | 0 | 0 | 0 | 0 | 0 | 0 | 0 | 0 | 0
F9_Industrial_Other Industrial_New_Space Heating_Natural Gas_Insulation - Roof/Ceiling_A_Achievable Economic TRC Potential | F9 | Industrial | Other Industrial | New | Space Heating | Natural Gas | Insulation - Roof/Ceiling | A | Incremental Winter Peak Savings (MW) | Achievable Economic TRC Potential | 0 | 0 | 0 | 0 | 0 | 0 | 0 | 0 | 0 | 0 | 0 | 0 | 0 | 0 | 0 | 0 | 0 | 0 | 0 | 0 | 0 | 0
F10_Industrial_Other Industrial_New_Space Heating_Natural Gas_Insulation - Roof/Ceiling_A_Achievable Economic TRC Potential | F10 | Industrial | Other Industrial | New | Space Heating | Natural Gas | Insulation - Roof/Ceiling | A | Cumulative Energy Savings (MWh or mTherms) | Achievable Economic TRC Potential | 0 | 0 | 0 | 0 | 0 | 0 | 0 | 0 | 0 | 0 | 0 | 0 | 0 | 0 | 0 | 0 | 0 | 0 | 0 | 0 | 0 | 0
F11_Industrial_Other Industrial_New_Space Heating_Natural Gas_Insulation - Roof/Ceiling_A_Achievable Economic TRC Potential | F11 | Industrial | Other Industrial | New | Space Heating | Natural Gas | Insulation - Roof/Ceiling | A | Cumulative Summer Peak Savings (MW) | Achievable Economic TRC Potential | 0 | 0 | 0 | 0 | 0 | 0 | 0 | 0 | 0 | 0 | 0 | 0 | 0 | 0 | 0 | 0 | 0 | 0 | 0 | 0 | 0 | 0
F12_Industrial_Other Industrial_New_Space Heating_Natural Gas_Insulation - Roof/Ceiling_A_Achievable Economic TRC Potential | F12 | Industrial | Other Industrial | New | Space Heating | Natural Gas | Insulation - Roof/Ceiling | A | Cumulative Winter Peak Savings (MW) | Achievable Economic TRC Potential | 0 | 0 | 0 | 0 | 0 | 0 | 0 | 0 | 0 | 0 | 0 | 0 | 0 | 0 | 0 | 0 | 0 | 0 | 0 | 0 | 0 | 0
F13_Industrial_Other Industrial_New_Space Heating_Natural Gas_Insulation - Roof/Ceiling_A_Achievable Economic TRC Potential | F13 | Industrial | Other Industrial | New | Space Heating | Natural Gas | Insulation - Roof/Ceiling | A | Purchases (Incremental) | Achievable Economic TRC Potential | 0 | 0 | 0 | 0 | 0 | 0 | 0 | 0 | 0 | 0 | 0 | 0 | 0 | 0 | 0 | 0 | 0 | 0 | 0 | 0 | 0 | 0
F14_Industrial_Other Industrial_New_Space Heating_Natural Gas_Insulation - Roof/Ceiling_A_Achievable Economic TRC Potential | F14 | Industrial | Other Industrial | New | Space Heating | Natural Gas | Insulation - Roof/Ceiling | A | Purchases (Cumulative) | Achievable Economic TRC Potential | 0 | 0 | 0 | 0 | 0 | 0 | 0 | 0 | 0 | 0 | 0 | 0 | 0 | 0 | 0 | 0 | 0 | 0 | 0 | 0 | 0 | 0
F1_Industrial_Other Industrial_New_Space Heating_Natural Gas_Insulation - Wall Cavity_A_Achievable Economic TRC Potential | F1 | Industrial | Other Industrial | New | Space Heating | Natural Gas | Insulation - Wall Cavity | A | Original Unit Energy Savings (kWh or therms) | Achievable Economic TRC Potential | 0 | 0 | 0.017277 | 0.017277 | 0.017277 | 0.017277 | 0.017277 | 0.017277 | 0.017277 | 0.017277 | 0.017277 | 0.017277 | 0.017277 | 0.017277 | 0.017277 | 0.017277 | 0.017277 | 0.017277 | 0.017277 | 0.017277 | 0.017277 | 0.017277
F2_Industrial_Other Industrial_New_Space Heating_Natural Gas_Insulation - Wall Cavity_A_Achievable Economic TRC Potential | F2 | Industrial | Other Industrial | New | Space Heating | Natural Gas | Insulation - Wall Cavity | A | Original Unit Summer Peak Savings (kW) | Achievable Economic TRC Potential | 0 | 0 | 0 | 0 | 0 | 0 | 0 | 0 | 0 | 0 | 0 | 0 | 0 | 0 | 0 | 0 | 0 | 0 | 0 | 0 | 0 | 0
F3_Industrial_Other Industrial_New_Space Heating_Natural Gas_Insulation - Wall Cavity_A_Achievable Economic TRC Potential | F3 | Industrial | Other Industrial | New | Space Heating | Natural Gas | Insulation - Wall Cavity | A | Original Unit Winter Peak Savings (kW) | Achievable Economic TRC Potential | 0 | 0 | 0 | 0 | 0 | 0 | 0 | 0 | 0 | 0 | 0 | 0 | 0 | 0 | 0 | 0 | 0 | 0 | 0 | 0 | 0 | 0
F4_Industrial_Other Industrial_New_Space Heating_Natural Gas_Insulation - Wall Cavity_A_Achievable Economic TRC Potential | F4 | Industrial | Other Industrial | New | Space Heating | Natural Gas | Insulation - Wall Cavity | A | Standalone Impact on Baseline Energy (%) | Achievable Economic TRC Potential | bar: 2019 to 2040
F5_Industrial_Other Industrial_New_Space Heating_Natural Gas_Insulation - Wall Cavity_A_Achievable Economic TRC Potential | F5 | Industrial | Other Industrial | New | Space Heating | Natural Gas | Insulation - Wall Cavity | A | Standalone Impact on Baseline Summer Peak (%) | Achievable Economic TRC Potential | bar: 2019 to 2040
F6_Industrial_Other Industrial_New_Space Heating_Natural Gas_Insulation - Wall Cavity_A_Achievable Economic TRC Potential | F6 | Industrial | Other Industrial | New | Space Heating | Natural Gas | Insulation - Wall Cavity | A | Standalone Impact on Baseline Winter Peak (%) | Achievable Economic TRC Potential | bar: 2019 to 2040
F7_Industrial_Other Industrial_New_Space Heating_Natural Gas_Insulation - Wall Cavity_A_Achievable Economic TRC Potential | F7 | Industrial | Other Industrial | New | Space Heating | Natural Gas | Insulation - Wall Cavity | A | Incremental Energy Savings (MWh or mTherms) | Achievable Economic TRC Potential | 0 | 0 | 0 | 0 | 0 | 0 | 0 | 0 | 0 | 0 | 0 | 0 | 0 | 0 | 0 | 0 | 0 | 0 | 0 | 0 | 0 | 0
F8_Industrial_Other Industrial_New_Space Heating_Natural Gas_Insulation - Wall Cavity_A_Achievable Economic TRC Potential | F8 | Industrial | Other Industrial | New | Space Heating | Natural Gas | Insulation - Wall Cavity | A | Incremental Summer Peak Savings (MW) | Achievable Economic TRC Potential | 0 | 0 | 0 | 0 | 0 | 0 | 0 | 0 | 0 | 0 | 0 | 0 | 0 | 0 | 0 | 0 | 0 | 0 | 0 | 0 | 0 | 0
F9_Industrial_Other Industrial_New_Space Heating_Natural Gas_Insulation - Wall Cavity_A_Achievable Economic TRC Potential | F9 | Industrial | Other Industrial | New | Space Heating | Natural Gas | Insulation - Wall Cavity | A | Incremental Winter Peak Savings (MW) | Achievable Economic TRC Potential | 0 | 0 | 0 | 0 | 0 | 0 | 0 | 0 | 0 | 0 | 0 | 0 | 0 | 0 | 0 | 0 | 0 | 0 | 0 | 0 | 0 | 0
F10_Industrial_Other Industrial_New_Space Heating_Natural Gas_Insulation - Wall Cavity_A_Achievable Economic TRC Potential | F10 | Industrial | Other Industrial | New | Space Heating | Natural Gas | Insulation - Wall Cavity | A | Cumulative Energy Savings (MWh or mTherms) | Achievable Economic TRC Potential | 0 | 0 | 0 | 0 | 0 | 0 | 0 | 0 | 0 | 0 | 0 | 0 | 0 | 0 | 0 | 0 | 0 | 0 | 0 | 0 | 0 | 0
F11_Industrial_Other Industrial_New_Space Heating_Natural Gas_Insulation - Wall Cavity_A_Achievable Economic TRC Potential | F11 | Industrial | Other Industrial | New | Space Heating | Natural Gas | Insulation - Wall Cavity | A | Cumulative Summer Peak Savings (MW) | Achievable Economic TRC Potential | 0 | 0 | 0 | 0 | 0 | 0 | 0 | 0 | 0 | 0 | 0 | 0 | 0 | 0 | 0 | 0 | 0 | 0 | 0 | 0 | 0 | 0
F12_Industrial_Other Industrial_New_Space Heating_Natural Gas_Insulation - Wall Cavity_A_Achievable Economic TRC Potential | F12 | Industrial | Other Industrial | New | Space Heating | Natural Gas | Insulation - Wall Cavity | A | Cumulative Winter Peak Savings (MW) | Achievable Economic TRC Potential | 0 | 0 | 0 | 0 | 0 | 0 | 0 | 0 | 0 | 0 | 0 | 0 | 0 | 0 | 0 | 0 | 0 | 0 | 0 | 0 | 0 | 0
F13_Industrial_Other Industrial_New_Space Heating_Natural Gas_Insulation - Wall Cavity_A_Achievable Economic TRC Potential | F13 | Industrial | Other Industrial | New | Space Heating | Natural Gas | Insulation - Wall Cavity | A | Purchases (Incremental) | Achievable Economic TRC Potential | 0 | 0 | 0 | 0 | 0 | 0 | 0 | 0 | 0 | 0 | 0 | 0 | 0 | 0 | 0 | 0 | 0 | 0 | 0 | 0 | 0 | 0
F14_Industrial_Other Industrial_New_Space Heating_Natural Gas_Insulation - Wall Cavity_A_Achievable Economic TRC Potential | F14 | Industrial | Other Industrial | New | Space Heating | Natural Gas | Insulation - Wall Cavity | A | Purchases (Cumulative) | Achievable Economic TRC Potential | 0 | 0 | 0 | 0 | 0 | 0 | 0 | 0 | 0 | 0 | 0 | 0 | 0 | 0 | 0 | 0 | 0 | 0 | 0 | 0 | 0 | 0
F1_Industrial_Other Industrial_New_Space Heating_Natural Gas_Insulation - Ducting_A_Achievable Economic TRC Potential | F1 | Industrial | Other Industrial | New | Space Heating | Natural Gas | Insulation - Ducting | A | Original Unit Energy Savings (kWh or therms) | Achievable Economic TRC Potential | 0 | 0 | 0.0012737 | 0.0012737 | 0.0012737 | 0.0012737 | 0.0012737 | 0.0012737 | 0.0012737 | 0.0012737 | 0.0012737 | 0.0012737 | 0.0012737 | 0.0012737 | 0.0012737 | 0.0012737 | 0.0012737 | 0.0012737 | 0.0012737 | 0.0012737 | 0.0012737 | 0.0012737
F2_Industrial_Other Industrial_New_Space Heating_Natural Gas_Insulation - Ducting_A_Achievable Economic TRC Potential | F2 | Industrial | Other Industrial | New | Space Heating | Natural Gas | Insulation - Ducting | A | Original Unit Summer Peak Savings (kW) | Achievable Economic TRC Potential | 0 | 0 | 0 | 0 | 0 | 0 | 0 | 0 | 0 | 0 | 0 | 0 | 0 | 0 | 0 | 0 | 0 | 0 | 0 | 0 | 0 | 0
F3_Industrial_Other Industrial_New_Space Heating_Natural Gas_Insulation - Ducting_A_Achievable Economic TRC Potential | F3 | Industrial | Other Industrial | New | Space Heating | Natural Gas | Insulation - Ducting | A | Original Unit Winter Peak Savings (kW) | Achievable Economic TRC Potential | 0 | 0 | 0 | 0 | 0 | 0 | 0 | 0 | 0 | 0 | 0 | 0 | 0 | 0 | 0 | 0 | 0 | 0 | 0 | 0 | 0 | 0
F4_Industrial_Other Industrial_New_Space Heating_Natural Gas_Insulation - Ducting_A_Achievable Economic TRC Potential | F4 | Industrial | Other Industrial | New | Space Heating | Natural Gas | Insulation - Ducting | A | Standalone Impact on Baseline Energy (%) | Achievable Economic TRC Potential | bar: 2019 to 2040
F5_Industrial_Other Industrial_New_Space Heating_Natural Gas_Insulation - Ducting_A_Achievable Economic TRC Potential | F5 | Industrial | Other Industrial | New | Space Heating | Natural Gas | Insulation - Ducting | A | Standalone Impact on Baseline Summer Peak (%) | Achievable Economic TRC Potential | bar: 2019 to 2040
F6_Industrial_Other Industrial_New_Space Heating_Natural Gas_Insulation - Ducting_A_Achievable Economic TRC Potential | F6 | Industrial | Other Industrial | New | Space Heating | Natural Gas | Insulation - Ducting | A | Standalone Impact on Baseline Winter Peak (%) | Achievable Economic TRC Potential | bar: 2019 to 2040
F7_Industrial_Other Industrial_New_Space Heating_Natural Gas_Insulation - Ducting_A_Achievable Economic TRC Potential | F7 | Industrial | Other Industrial | New | Space Heating | Natural Gas | Insulation - Ducting | A | Incremental Energy Savings (MWh or mTherms) | Achievable Economic TRC Potential | 0 | 0 | 0 | 0 | 0 | 0 | 0 | 0 | 0 | 0 | 0 | 0 | 0 | 0 | 0 | 0 | 0 | 0 | 0 | 0 | 0 | 0
F8_Industrial_Other Industrial_New_Space Heating_Natural Gas_Insulation - Ducting_A_Achievable Economic TRC Potential | F8 | Industrial | Other Industrial | New | Space Heating | Natural Gas | Insulation - Ducting | A | Incremental Summer Peak Savings (MW) | Achievable Economic TRC Potential | 0 | 0 | 0 | 0 | 0 | 0 | 0 | 0 | 0 | 0 | 0 | 0 | 0 | 0 | 0 | 0 | 0 | 0 | 0 | 0 | 0 | 0
F9_Industrial_Other Industrial_New_Space Heating_Natural Gas_Insulation - Ducting_A_Achievable Economic TRC Potential | F9 | Industrial | Other Industrial | New | Space Heating | Natural Gas | Insulation - Ducting | A | Incremental Winter Peak Savings (MW) | Achievable Economic TRC Potential | 0 | 0 | 0 | 0 | 0 | 0 | 0 | 0 | 0 | 0 | 0 | 0 | 0 | 0 | 0 | 0 | 0 | 0 | 0 | 0 | 0 | 0
F10_Industrial_Other Industrial_New_Space Heating_Natural Gas_Insulation - Ducting_A_Achievable Economic TRC Potential | F10 | Industrial | Other Industrial | New | Space Heating | Natural Gas | Insulation - Ducting | A | Cumulative Energy Savings (MWh or mTherms) | Achievable Economic TRC Potential | 0 | 0 | 0 | 0 | 0 | 0 | 0 | 0 | 0 | 0 | 0 | 0 | 0 | 0 | 0 | 0 | 0 | 0 | 0 | 0 | 0 | 0
F11_Industrial_Other Industrial_New_Space Heating_Natural Gas_Insulation - Ducting_A_Achievable Economic TRC Potential | F11 | Industrial | Other Industrial | New | Space Heating | Natural Gas | Insulation - Ducting | A | Cumulative Summer Peak Savings (MW) | Achievable Economic TRC Potential | 0 | 0 | 0 | 0 | 0 | 0 | 0 | 0 | 0 | 0 | 0 | 0 | 0 | 0 | 0 | 0 | 0 | 0 | 0 | 0 | 0 | 0
F12_Industrial_Other Industrial_New_Space Heating_Natural Gas_Insulation - Ducting_A_Achievable Economic TRC Potential | F12 | Industrial | Other Industrial | New | Space Heating | Natural Gas | Insulation - Ducting | A | Cumulative Winter Peak Savings (MW) | Achievable Economic TRC Potential | 0 | 0 | 0 | 0 | 0 | 0 | 0 | 0 | 0 | 0 | 0 | 0 | 0 | 0 | 0 | 0 | 0 | 0 | 0 | 0 | 0 | 0
F13_Industrial_Other Industrial_New_Space Heating_Natural Gas_Insulation - Ducting_A_Achievable Economic TRC Potential | F13 | Industrial | Other Industrial | New | Space Heating | Natural Gas | Insulation - Ducting | A | Purchases (Incremental) | Achievable Economic TRC Potential | 0 | 0 | 0 | 0 | 0 | 0 | 0 | 0 | 0 | 0 | 0 | 0 | 0 | 0 | 0 | 0 | 0 | 0 | 0 | 0 | 0 | 0
F14_Industrial_Other Industrial_New_Space Heating_Natural Gas_Insulation - Ducting_A_Achievable Economic TRC Potential | F14 | Industrial | Other Industrial | New | Space Heating | Natural Gas | Insulation - Ducting | A | Purchases (Cumulative) | Achievable Economic TRC Potential | 0 | 0 | 0 | 0 | 0 | 0 | 0 | 0 | 0 | 0 | 0 | 0 | 0 | 0 | 0 | 0 | 0 | 0 | 0 | 0 | 0 | 0
F1_Industrial_Other Industrial_New_Space Heating_Natural Gas_HVAC - Duct Repair and Sealing_A_Achievable Economic TRC Potential | F1 | Industrial | Other Industrial | New | Space Heating | Natural Gas | HVAC - Duct Repair and Sealing | A | Original Unit Energy Savings (kWh or therms) | Achievable Economic TRC Potential | 0 | 0 | 0.0036023 | 0.0036023 | 0.0036023 | 0.0036023 | 0.0036023 | 0.0036023 | 0.0036023 | 0.0036023 | 0.0036023 | 0.0036023 | 0.0036023 | 0.0036023 | 0.0036023 | 0.0036023 | 0.0036023 | 0.0036023 | 0.0036023 | 0.0036023 | 0.0036023 | 0.0036023
F2_Industrial_Other Industrial_New_Space Heating_Natural Gas_HVAC - Duct Repair and Sealing_A_Achievable Economic TRC Potential | F2 | Industrial | Other Industrial | New | Space Heating | Natural Gas | HVAC - Duct Repair and Sealing | A | Original Unit Summer Peak Savings (kW) | Achievable Economic TRC Potential | 0 | 0 | 0 | 0 | 0 | 0 | 0 | 0 | 0 | 0 | 0 | 0 | 0 | 0 | 0 | 0 | 0 | 0 | 0 | 0 | 0 | 0
F3_Industrial_Other Industrial_New_Space Heating_Natural Gas_HVAC - Duct Repair and Sealing_A_Achievable Economic TRC Potential | F3 | Industrial | Other Industrial | New | Space Heating | Natural Gas | HVAC - Duct Repair and Sealing | A | Original Unit Winter Peak Savings (kW) | Achievable Economic TRC Potential | 0 | 0 | 0 | 0 | 0 | 0 | 0 | 0 | 0 | 0 | 0 | 0 | 0 | 0 | 0 | 0 | 0 | 0 | 0 | 0 | 0 | 0
F4_Industrial_Other Industrial_New_Space Heating_Natural Gas_HVAC - Duct Repair and Sealing_A_Achievable Economic TRC Potential | F4 | Industrial | Other Industrial | New | Space Heating | Natural Gas | HVAC - Duct Repair and Sealing | A | Standalone Impact on Baseline Energy (%) | Achievable Economic TRC Potential | bar: 2019 to 2040
F5_Industrial_Other Industrial_New_Space Heating_Natural Gas_HVAC - Duct Repair and Sealing_A_Achievable Economic TRC Potential | F5 | Industrial | Other Industrial | New | Space Heating | Natural Gas | HVAC - Duct Repair and Sealing | A | Standalone Impact on Baseline Summer Peak (%) | Achievable Economic TRC Potential | bar: 2019 to 2040
F6_Industrial_Other Industrial_New_Space Heating_Natural Gas_HVAC - Duct Repair and Sealing_A_Achievable Economic TRC Potential | F6 | Industrial | Other Industrial | New | Space Heating | Natural Gas | HVAC - Duct Repair and Sealing | A | Standalone Impact on Baseline Winter Peak (%) | Achievable Economic TRC Potential | bar: 2019 to 2040
F7_Industrial_Other Industrial_New_Space Heating_Natural Gas_HVAC - Duct Repair and Sealing_A_Achievable Economic TRC Potential | F7 | Industrial | Other Industrial | New | Space Heating | Natural Gas | HVAC - Duct Repair and Sealing | A | Incremental Energy Savings (MWh or mTherms) | Achievable Economic TRC Potential | 0 | 0 | 0 | 0 | 0 | 0 | 0 | 0 | 0 | 0 | 0 | 0 | 0 | 0 | 0 | 0 | 0 | 0 | 0 | 0 | 0 | 0
F8_Industrial_Other Industrial_New_Space Heating_Natural Gas_HVAC - Duct Repair and Sealing_A_Achievable Economic TRC Potential | F8 | Industrial | Other Industrial | New | Space Heating | Natural Gas | HVAC - Duct Repair and Sealing | A | Incremental Summer Peak Savings (MW) | Achievable Economic TRC Potential | 0 | 0 | 0 | 0 | 0 | 0 | 0 | 0 | 0 | 0 | 0 | 0 | 0 | 0 | 0 | 0 | 0 | 0 | 0 | 0 | 0 | 0
F9_Industrial_Other Industrial_New_Space Heating_Natural Gas_HVAC - Duct Repair and Sealing_A_Achievable Economic TRC Potential | F9 | Industrial | Other Industrial | New | Space Heating | Natural Gas | HVAC - Duct Repair and Sealing | A | Incremental Winter Peak Savings (MW) | Achievable Economic TRC Potential | 0 | 0 | 0 | 0 | 0 | 0 | 0 | 0 | 0 | 0 | 0 | 0 | 0 | 0 | 0 | 0 | 0 | 0 | 0 | 0 | 0 | 0
F10_Industrial_Other Industrial_New_Space Heating_Natural Gas_HVAC - Duct Repair and Sealing_A_Achievable Economic TRC Potential | F10 | Industrial | Other Industrial | New | Space Heating | Natural Gas | HVAC - Duct Repair and Sealing | A | Cumulative Energy Savings (MWh or mTherms) | Achievable Economic TRC Potential | 0 | 0 | 0 | 0 | 0 | 0 | 0 | 0 | 0 | 0 | 0 | 0 | 0 | 0 | 0 | 0 | 0 | 0 | 0 | 0 | 0 | 0
F11_Industrial_Other Industrial_New_Space Heating_Natural Gas_HVAC - Duct Repair and Sealing_A_Achievable Economic TRC Potential | F11 | Industrial | Other Industrial | New | Space Heating | Natural Gas | HVAC - Duct Repair and Sealing | A | Cumulative Summer Peak Savings (MW) | Achievable Economic TRC Potential | 0 | 0 | 0 | 0 | 0 | 0 | 0 | 0 | 0 | 0 | 0 | 0 | 0 | 0 | 0 | 0 | 0 | 0 | 0 | 0 | 0 | 0
F12_Industrial_Other Industrial_New_Space Heating_Natural Gas_HVAC - Duct Repair and Sealing_A_Achievable Economic TRC Potential | F12 | Industrial | Other Industrial | New | Space Heating | Natural Gas | HVAC - Duct Repair and Sealing | A | Cumulative Winter Peak Savings (MW) | Achievable Economic TRC Potential | 0 | 0 | 0 | 0 | 0 | 0 | 0 | 0 | 0 | 0 | 0 | 0 | 0 | 0 | 0 | 0 | 0 | 0 | 0 | 0 | 0 | 0
F13_Industrial_Other Industrial_New_Space Heating_Natural Gas_HVAC - Duct Repair and Sealing_A_Achievable Economic TRC Potential | F13 | Industrial | Other Industrial | New | Space Heating | Natural Gas | HVAC - Duct Repair and Sealing | A | Purchases (Incremental) | Achievable Economic TRC Potential | 0 | 0 | 0 | 0 | 0 | 0 | 0 | 0 | 0 | 0 | 0 | 0 | 0 | 0 | 0 | 0 | 0 | 0 | 0 | 0 | 0 | 0
F14_Industrial_Other Industrial_New_Space Heating_Natural Gas_HVAC - Duct Repair and Sealing_A_Achievable Economic TRC Potential | F14 | Industrial | Other Industrial | New | Space Heating | Natural Gas | HVAC - Duct Repair and Sealing | A | Purchases (Cumulative) | Achievable Economic TRC Potential | 0 | 0 | 0 | 0 | 0 | 0 | 0 | 0 | 0 | 0 | 0 | 0 | 0 | 0 | 0 | 0 | 0 | 0 | 0 | 0 | 0 | 0
F1_Industrial_Other Industrial_New_Space Heating_Natural Gas_Windows - High Efficiency_A_Achievable Economic TRC Potential | F1 | Industrial | Other Industrial | New | Space Heating | Natural Gas | Windows - High Efficiency | A | Original Unit Energy Savings (kWh or therms) | Achievable Economic TRC Potential | 0 | 0 | 0.0073878 | 0.0073878 | 0.0073878 | 0.0073878 | 0.0073878 | 0.0073878 | 0.0073878 | 0.0073878 | 0.0073878 | 0.0073878 | 0.0073878 | 0.0073878 | 0.0073878 | 0.0073878 | 0.0073878 | 0.0073878 | 0.0073878 | 0.0073878 | 0.0073878 | 0.0073878
F2_Industrial_Other Industrial_New_Space Heating_Natural Gas_Windows - High Efficiency_A_Achievable Economic TRC Potential | F2 | Industrial | Other Industrial | New | Space Heating | Natural Gas | Windows - High Efficiency | A | Original Unit Summer Peak Savings (kW) | Achievable Economic TRC Potential | 0 | 0 | 0 | 0 | 0 | 0 | 0 | 0 | 0 | 0 | 0 | 0 | 0 | 0 | 0 | 0 | 0 | 0 | 0 | 0 | 0 | 0
F3_Industrial_Other Industrial_New_Space Heating_Natural Gas_Windows - High Efficiency_A_Achievable Economic TRC Potential | F3 | Industrial | Other Industrial | New | Space Heating | Natural Gas | Windows - High Efficiency | A | Original Unit Winter Peak Savings (kW) | Achievable Economic TRC Potential | 0 | 0 | 0 | 0 | 0 | 0 | 0 | 0 | 0 | 0 | 0 | 0 | 0 | 0 | 0 | 0 | 0 | 0 | 0 | 0 | 0 | 0
F4_Industrial_Other Industrial_New_Space Heating_Natural Gas_Windows - High Efficiency_A_Achievable Economic TRC Potential | F4 | Industrial | Other Industrial | New | Space Heating | Natural Gas | Windows - High Efficiency | A | Standalone Impact on Baseline Energy (%) | Achievable Economic TRC Potential | bar: 2019 to 2040
F5_Industrial_Other Industrial_New_Space Heating_Natural Gas_Windows - High Efficiency_A_Achievable Economic TRC Potential | F5 | Industrial | Other Industrial | New | Space Heating | Natural Gas | Windows - High Efficiency | A | Standalone Impact on Baseline Summer Peak (%) | Achievable Economic TRC Potential | bar: 2019 to 2040
F6_Industrial_Other Industrial_New_Space Heating_Natural Gas_Windows - High Efficiency_A_Achievable Economic TRC Potential | F6 | Industrial | Other Industrial | New | Space Heating | Natural Gas | Windows - High Efficiency | A | Standalone Impact on Baseline Winter Peak (%) | Achievable Economic TRC Potential | bar: 2019 to 2040
F7_Industrial_Other Industrial_New_Space Heating_Natural Gas_Windows - High Efficiency_A_Achievable Economic TRC Potential | F7 | Industrial | Other Industrial | New | Space Heating | Natural Gas | Windows - High Efficiency | A | Incremental Energy Savings (MWh or mTherms) | Achievable Economic TRC Potential | 0 | 0 | 0 | 0 | 0 | 0 | 0 | 0 | 0 | 0 | 0 | 0 | 0 | 0 | 0 | 0 | 0 | 0 | 0 | 0 | 0 | 0
F8_Industrial_Other Industrial_New_Space Heating_Natural Gas_Windows - High Efficiency_A_Achievable Economic TRC Potential | F8 | Industrial | Other Industrial | New | Space Heating | Natural Gas | Windows - High Efficiency | A | Incremental Summer Peak Savings (MW) | Achievable Economic TRC Potential | 0 | 0 | 0 | 0 | 0 | 0 | 0 | 0 | 0 | 0 | 0 | 0 | 0 | 0 | 0 | 0 | 0 | 0 | 0 | 0 | 0 | 0
F9_Industrial_Other Industrial_New_Space Heating_Natural Gas_Windows - High Efficiency_A_Achievable Economic TRC Potential | F9 | Industrial | Other Industrial | New | Space Heating | Natural Gas | Windows - High Efficiency | A | Incremental Winter Peak Savings (MW) | Achievable Economic TRC Potential | 0 | 0 | 0 | 0 | 0 | 0 | 0 | 0 | 0 | 0 | 0 | 0 | 0 | 0 | 0 | 0 | 0 | 0 | 0 | 0 | 0 | 0
F10_Industrial_Other Industrial_New_Space Heating_Natural Gas_Windows - High Efficiency_A_Achievable Economic TRC Potential | F10 | Industrial | Other Industrial | New | Space Heating | Natural Gas | Windows - High Efficiency | A | Cumulative Energy Savings (MWh or mTherms) | Achievable Economic TRC Potential | 0 | 0 | 0 | 0 | 0 | 0 | 0 | 0 | 0 | 0 | 0 | 0 | 0 | 0 | 0 | 0 | 0 | 0 | 0 | 0 | 0 | 0
F11_Industrial_Other Industrial_New_Space Heating_Natural Gas_Windows - High Efficiency_A_Achievable Economic TRC Potential | F11 | Industrial | Other Industrial | New | Space Heating | Natural Gas | Windows - High Efficiency | A | Cumulative Summer Peak Savings (MW) | Achievable Economic TRC Potential | 0 | 0 | 0 | 0 | 0 | 0 | 0 | 0 | 0 | 0 | 0 | 0 | 0 | 0 | 0 | 0 | 0 | 0 | 0 | 0 | 0 | 0
F12_Industrial_Other Industrial_New_Space Heating_Natural Gas_Windows - High Efficiency_A_Achievable Economic TRC Potential | F12 | Industrial | Other Industrial | New | Space Heating | Natural Gas | Windows - High Efficiency | A | Cumulative Winter Peak Savings (MW) | Achievable Economic TRC Potential | 0 | 0 | 0 | 0 | 0 | 0 | 0 | 0 | 0 | 0 | 0 | 0 | 0 | 0 | 0 | 0 | 0 | 0 | 0 | 0 | 0 | 0
F13_Industrial_Other Industrial_New_Space Heating_Natural Gas_Windows - High Efficiency_A_Achievable Economic TRC Potential | F13 | Industrial | Other Industrial | New | Space Heating | Natural Gas | Windows - High Efficiency | A | Purchases (Incremental) | Achievable Economic TRC Potential | 0 | 0 | 0 | 0 | 0 | 0 | 0 | 0 | 0 | 0 | 0 | 0 | 0 | 0 | 0 | 0 | 0 | 0 | 0 | 0 | 0 | 0
F14_Industrial_Other Industrial_New_Space Heating_Natural Gas_Windows - High Efficiency_A_Achievable Economic TRC Potential | F14 | Industrial | Other Industrial | New | Space Heating | Natural Gas | Windows - High Efficiency | A | Purchases (Cumulative) | Achievable Economic TRC Potential | 0 | 0 | 0 | 0 | 0 | 0 | 0 | 0 | 0 | 0 | 0 | 0 | 0 | 0 | 0 | 0 | 0 | 0 | 0 | 0 | 0 | 0
F1_Industrial_Other Industrial_New_Space Heating_Natural Gas_Gas Boiler - Maintenance_A_Achievable Economic TRC Potential | F1 | Industrial | Other Industrial | New | Space Heating | Natural Gas | Gas Boiler - Maintenance | A | Original Unit Energy Savings (kWh or therms) | Achievable Economic TRC Potential | 0 | 0 | 1.9512 | 1.9512 | 1.9512 | 1.9512 | 1.9512 | 1.9512 | 1.9512 | 1.9512 | 1.9512 | 1.9512 | 1.9512 | 1.9512 | 1.9512 | 1.9512 | 1.9512 | 1.9512 | 1.9512 | 1.9512 | 1.9512 | 1.9512
F2_Industrial_Other Industrial_New_Space Heating_Natural Gas_Gas Boiler - Maintenance_A_Achievable Economic TRC Potential | F2 | Industrial | Other Industrial | New | Space Heating | Natural Gas | Gas Boiler - Maintenance | A | Original Unit Summer Peak Savings (kW) | Achievable Economic TRC Potential | 0 | 0 | 0 | 0 | 0 | 0 | 0 | 0 | 0 | 0 | 0 | 0 | 0 | 0 | 0 | 0 | 0 | 0 | 0 | 0 | 0 | 0
F3_Industrial_Other Industrial_New_Space Heating_Natural Gas_Gas Boiler - Maintenance_A_Achievable Economic TRC Potential | F3 | Industrial | Other Industrial | New | Space Heating | Natural Gas | Gas Boiler - Maintenance | A | Original Unit Winter Peak Savings (kW) | Achievable Economic TRC Potential | 0 | 0 | 0 | 0 | 0 | 0 | 0 | 0 | 0 | 0 | 0 | 0 | 0 | 0 | 0 | 0 | 0 | 0 | 0 | 0 | 0 | 0
F4_Industrial_Other Industrial_New_Space Heating_Natural Gas_Gas Boiler - Maintenance_A_Achievable Economic TRC Potential | F4 | Industrial | Other Industrial | New | Space Heating | Natural Gas | Gas Boiler - Maintenance | A | Standalone Impact on Baseline Energy (%) | Achievable Economic TRC Potential | 0% | 0% | 0.002102% | 0.002678% | 0.002898% | 0.002333% | 0.00205% | 0.001805% | 0.001597% | 0.001413% | 0.001302% | 0.001194% | 0.001103% | 0.001014% | 0.0009612% | 0.000904% | 0.0008533% | 0.000801% | 0.0007699% | 0.0007346% | 0.0007033% | 0.0006747%
F5_Industrial_Other Industrial_New_Space Heating_Natural Gas_Gas Boiler - Maintenance_A_Achievable Economic TRC Potential | F5 | Industrial | Other Industrial | New | Space Heating | Natural Gas | Gas Boiler - Maintenance | A | Standalone Impact on Baseline Summer Peak (%) | Achievable Economic TRC Potential | bar: 2019 to 2040
F6_Industrial_Other Industrial_New_Space Heating_Natural Gas_Gas Boiler - Maintenance_A_Achievable Economic TRC Potential | F6 | Industrial | Other Industrial | New | Space Heating | Natural Gas | Gas Boiler - Maintenance | A | Standalone Impact on Baseline Winter Peak (%) | Achievable Economic TRC Potential | bar: 2019 to 2040
F7_Industrial_Other Industrial_New_Space Heating_Natural Gas_Gas Boiler - Maintenance_A_Achievable Economic TRC Potential | F7 | Industrial | Other Industrial | New | Space Heating | Natural Gas | Gas Boiler - Maintenance | A | Incremental Energy Savings (MWh or mTherms) | Achievable Economic TRC Potential | 0 | 0 | 0.0010303 | 0.0012603 | 0.001244 | 0.0012933 | 0.0013042 | 0.0013005 | 0.0012933 | 0.0013042 | 0.0013005 | 0.0023235 | 0.0025645 | 0.0025446 | 0.004647 | 0.005129 | 0.0050892 | 0.0092941 | 0.010258 | 0.010178 | 0.018851 | 0.02056
F8_Industrial_Other Industrial_New_Space Heating_Natural Gas_Gas Boiler - Maintenance_A_Achievable Economic TRC Potential | F8 | Industrial | Other Industrial | New | Space Heating | Natural Gas | Gas Boiler - Maintenance | A | Incremental Summer Peak Savings (MW) | Achievable Economic TRC Potential | 0 | 0 | 0 | 0 | 0 | 0 | 0 | 0 | 0 | 0 | 0 | 0 | 0 | 0 | 0 | 0 | 0 | 0 | 0 | 0 | 0 | 0
F9_Industrial_Other Industrial_New_Space Heating_Natural Gas_Gas Boiler - Maintenance_A_Achievable Economic TRC Potential | F9 | Industrial | Other Industrial | New | Space Heating | Natural Gas | Gas Boiler - Maintenance | A | Incremental Winter Peak Savings (MW) | Achievable Economic TRC Potential | 0 | 0 | 0 | 0 | 0 | 0 | 0 | 0 | 0 | 0 | 0 | 0 | 0 | 0 | 0 | 0 | 0 | 0 | 0 | 0 | 0 | 0
F10_Industrial_Other Industrial_New_Space Heating_Natural Gas_Gas Boiler - Maintenance_A_Achievable Economic TRC Potential | F10 | Industrial | Other Industrial | New | Space Heating | Natural Gas | Gas Boiler - Maintenance | A | Cumulative Energy Savings (MWh or mTherms) | Achievable Economic TRC Potential | 0 | 0 | 0.0010303 | 0.0022905 | 0.0035346 | 0.0037976 | 0.0038415 | 0.003898 | 0.003898 | 0.003898 | 0.003898 | 0.003898 | 0.003898 | 0.003898 | 0.003898 | 0.003898 | 0.003898 | 0.003898 | 0.003898 | 0.003898 | 0.003898 | 0.003898
F11_Industrial_Other Industrial_New_Space Heating_Natural Gas_Gas Boiler - Maintenance_A_Achievable Economic TRC Potential | F11 | Industrial | Other Industrial | New | Space Heating | Natural Gas | Gas Boiler - Maintenance | A | Cumulative Summer Peak Savings (MW) | Achievable Economic TRC Potential | 0 | 0 | 0 | 0 | 0 | 0 | 0 | 0 | 0 | 0 | 0 | 0 | 0 | 0 | 0 | 0 | 0 | 0 | 0 | 0 | 0 | 0
F12_Industrial_Other Industrial_New_Space Heating_Natural Gas_Gas Boiler - Maintenance_A_Achievable Economic TRC Potential | F12 | Industrial | Other Industrial | New | Space Heating | Natural Gas | Gas Boiler - Maintenance | A | Cumulative Winter Peak Savings (MW) | Achievable Economic TRC Potential | 0 | 0 | 0 | 0 | 0 | 0 | 0 | 0 | 0 | 0 | 0 | 0 | 0 | 0 | 0 | 0 | 0 | 0 | 0 | 0 | 0 | 0
F13_Industrial_Other Industrial_New_Space Heating_Natural Gas_Gas Boiler - Maintenance_A_Achievable Economic TRC Potential | F13 | Industrial | Other Industrial | New | Space Heating | Natural Gas | Gas Boiler - Maintenance | A | Purchases (Incremental) | Achievable Economic TRC Potential | 0 | 0 | 0.52801 | 0.64588 | 0.63757 | 0.66279 | 0.66842 | 0.66653 | 0.66279 | 0.66842 | 0.66653 | 1.1908 | 1.3143 | 1.3041 | 2.3816 | 2.6286 | 2.6082 | 4.7632 | 5.2572 | 5.2164 | 9.6612 | 10.537
F14_Industrial_Other Industrial_New_Space Heating_Natural Gas_Gas Boiler - Maintenance_A_Achievable Economic TRC Potential | F14 | Industrial | Other Industrial | New | Space Heating | Natural Gas | Gas Boiler - Maintenance | A | Purchases (Cumulative) | Achievable Economic TRC Potential | 0 | 0 | 0.52801 | 1.1739 | 1.8115 | 1.9462 | 1.9688 | 1.9977 | 1.9977 | 1.9977 | 1.9977 | 1.9977 | 1.9977 | 1.9977 | 1.9977 | 1.9977 | 1.9977 | 1.9977 | 1.9977 | 1.9977 | 1.9977 | 1.9977
F1_Industrial_Other Industrial_New_Process_Natural Gas_Gas Boiler - Maintenance_A_Achievable Economic TRC Potential | F1 | Industrial | Other Industrial | New | Process | Natural Gas | Gas Boiler - Maintenance | A | Original Unit Energy Savings (kWh or therms) | Achievable Economic TRC Potential | 0 | 0 | 1.5559 | 1.5559 | 1.5559 | 1.5559 | 1.5559 | 1.5559 | 1.5559 | 1.5559 | 1.5559 | 1.5559 | 1.5559 | 1.5559 | 1.5559 | 1.5559 | 1.5559 | 1.5559 | 1.5559 | 1.5559 | 1.5559 | 1.5559
F2_Industrial_Other Industrial_New_Process_Natural Gas_Gas Boiler - Maintenance_A_Achievable Economic TRC Potential | F2 | Industrial | Other Industrial | New | Process | Natural Gas | Gas Boiler - Maintenance | A | Original Unit Summer Peak Savings (kW) | Achievable Economic TRC Potential | 0 | 0 | 0 | 0 | 0 | 0 | 0 | 0 | 0 | 0 | 0 | 0 | 0 | 0 | 0 | 0 | 0 | 0 | 0 | 0 | 0 | 0
F3_Industrial_Other Industrial_New_Process_Natural Gas_Gas Boiler - Maintenance_A_Achievable Economic TRC Potential | F3 | Industrial | Other Industrial | New | Process | Natural Gas | Gas Boiler - Maintenance | A | Original Unit Winter Peak Savings (kW) | Achievable Economic TRC Potential | 0 | 0 | 0 | 0 | 0 | 0 | 0 | 0 | 0 | 0 | 0 | 0 | 0 | 0 | 0 | 0 | 0 | 0 | 0 | 0 | 0 | 0
F4_Industrial_Other Industrial_New_Process_Natural Gas_Gas Boiler - Maintenance_A_Achievable Economic TRC Potential | F4 | Industrial | Other Industrial | New | Process | Natural Gas | Gas Boiler - Maintenance | A | Standalone Impact on Baseline Energy (%) | Achievable Economic TRC Potential | 0% | 0% | 0.01118% | 0.01424% | 0.01541% | 0.0124% | 0.0109% | 0.0096% | 0.008491% | 0.007515% | 0.006922% | 0.006347% | 0.005865% | 0.005391% | 0.005111% | 0.004807% | 0.004537% | 0.004259% | 0.004093% | 0.003906% | 0.00374% | 0.003587%
F5_Industrial_Other Industrial_New_Process_Natural Gas_Gas Boiler - Maintenance_A_Achievable Economic TRC Potential | F5 | Industrial | Other Industrial | New | Process | Natural Gas | Gas Boiler - Maintenance | A | Standalone Impact on Baseline Summer Peak (%) | Achievable Economic TRC Potential | bar: 2019 to 2040
F6_Industrial_Other Industrial_New_Process_Natural Gas_Gas Boiler - Maintenance_A_Achievable Economic TRC Potential | F6 | Industrial | Other Industrial | New | Process | Natural Gas | Gas Boiler - Maintenance | A | Standalone Impact on Baseline Winter Peak (%) | Achievable Economic TRC Potential | bar: 2019 to 2040
F7_Industrial_Other Industrial_New_Process_Natural Gas_Gas Boiler - Maintenance_A_Achievable Economic TRC Potential | F7 | Industrial | Other Industrial | New | Process | Natural Gas | Gas Boiler - Maintenance | A | Incremental Energy Savings (MWh or mTherms) | Achievable Economic TRC Potential | 0 | 0 | 0.011895 | 0.01455 | 0.014363 | 0.014931 | 0.015058 | 0.015015 | 0.014931 | 0.015058 | 0.015015 | 0.026826 | 0.029608 | 0.029379 | 0.053652 | 0.059217 | 0.058757 | 0.1073 | 0.11843 | 0.11751 | 0.21764 | 0.23738
F8_Industrial_Other Industrial_New_Process_Natural Gas_Gas Boiler - Maintenance_A_Achievable Economic TRC Potential | F8 | Industrial | Other Industrial | New | Process | Natural Gas | Gas Boiler - Maintenance | A | Incremental Summer Peak Savings (MW) | Achievable Economic TRC Potential | 0 | 0 | 0 | 0 | 0 | 0 | 0 | 0 | 0 | 0 | 0 | 0 | 0 | 0 | 0 | 0 | 0 | 0 | 0 | 0 | 0 | 0
F9_Industrial_Other Industrial_New_Process_Natural Gas_Gas Boiler - Maintenance_A_Achievable Economic TRC Potential | F9 | Industrial | Other Industrial | New | Process | Natural Gas | Gas Boiler - Maintenance | A | Incremental Winter Peak Savings (MW) | Achievable Economic TRC Potential | 0 | 0 | 0 | 0 | 0 | 0 | 0 | 0 | 0 | 0 | 0 | 0 | 0 | 0 | 0 | 0 | 0 | 0 | 0 | 0 | 0 | 0
F10_Industrial_Other Industrial_New_Process_Natural Gas_Gas Boiler - Maintenance_A_Achievable Economic TRC Potential | F10 | Industrial | Other Industrial | New | Process | Natural Gas | Gas Boiler - Maintenance | A | Cumulative Energy Savings (MWh or mTherms) | Achievable Economic TRC Potential | 0 | 0 | 0.011895 | 0.026445 | 0.040808 | 0.043845 | 0.044352 | 0.045005 | 0.045005 | 0.045005 | 0.045005 | 0.045005 | 0.045005 | 0.045005 | 0.045005 | 0.045005 | 0.045005 | 0.045005 | 0.045005 | 0.045005 | 0.045005 | 0.045005
F11_Industrial_Other Industrial_New_Process_Natural Gas_Gas Boiler - Maintenance_A_Achievable Economic TRC Potential | F11 | Industrial | Other Industrial | New | Process | Natural Gas | Gas Boiler - Maintenance | A | Cumulative Summer Peak Savings (MW) | Achievable Economic TRC Potential | 0 | 0 | 0 | 0 | 0 | 0 | 0 | 0 | 0 | 0 | 0 | 0 | 0 | 0 | 0 | 0 | 0 | 0 | 0 | 0 | 0 | 0
F12_Industrial_Other Industrial_New_Process_Natural Gas_Gas Boiler - Maintenance_A_Achievable Economic TRC Potential | F12 | Industrial | Other Industrial | New | Process | Natural Gas | Gas Boiler - Maintenance | A | Cumulative Winter Peak Savings (MW) | Achievable Economic TRC Potential | 0 | 0 | 0 | 0 | 0 | 0 | 0 | 0 | 0 | 0 | 0 | 0 | 0 | 0 | 0 | 0 | 0 | 0 | 0 | 0 | 0 | 0
F13_Industrial_Other Industrial_New_Process_Natural Gas_Gas Boiler - Maintenance_A_Achievable Economic TRC Potential | F13 | Industrial | Other Industrial | New | Process | Natural Gas | Gas Boiler - Maintenance | A | Purchases (Incremental) | Achievable Economic TRC Potential | 0 | 0 | 7.6451 | 9.3518 | 9.2315 | 9.5967 | 9.6782 | 9.6508 | 9.5967 | 9.6782 | 9.6508 | 17.2418 | 19.0301 | 18.8823 | 34.4836 | 38.0601 | 37.7647 | 68.9671 | 76.1203 | 75.5294 | 139.8858 | 152.567
F14_Industrial_Other Industrial_New_Process_Natural Gas_Gas Boiler - Maintenance_A_Achievable Economic TRC Potential | F14 | Industrial | Other Industrial | New | Process | Natural Gas | Gas Boiler - Maintenance | A | Purchases (Cumulative) | Achievable Economic TRC Potential | 0 | 0 | 7.6451 | 16.997 | 26.2285 | 28.18 | 28.5064 | 28.9257 | 28.9257 | 28.9257 | 28.9257 | 28.9257 | 28.9257 | 28.9257 | 28.9257 | 28.9257 | 28.9257 | 28.9257 | 28.9257 | 28.9257 | 28.9257 | 28.9257
F1_Industrial_Other Industrial_New_Space Heating_Natural Gas_Gas Furnace - Maintenance_A_Achievable Economic TRC Potential | F1 | Industrial | Other Industrial | New | Space Heating | Natural Gas | Gas Furnace - Maintenance | A | Original Unit Energy Savings (kWh or therms) | Achievable Economic TRC Potential | 0 | 0 | 0.0083129 | 0.0083129 | 0.0083129 | 0.0083129 | 0.0083129 | 0.0083129 | 0.0083129 | 0.0083129 | 0.0083129 | 0.0083129 | 0.0083129 | 0.0083129 | 0.0083129 | 0.0083129 | 0.0083129 | 0.0083129 | 0.0083129 | 0.0083129 | 0.0083129 | 0.0083129
F2_Industrial_Other Industrial_New_Space Heating_Natural Gas_Gas Furnace - Maintenance_A_Achievable Economic TRC Potential | F2 | Industrial | Other Industrial | New | Space Heating | Natural Gas | Gas Furnace - Maintenance | A | Original Unit Summer Peak Savings (kW) | Achievable Economic TRC Potential | 0 | 0 | 0 | 0 | 0 | 0 | 0 | 0 | 0 | 0 | 0 | 0 | 0 | 0 | 0 | 0 | 0 | 0 | 0 | 0 | 0 | 0
F3_Industrial_Other Industrial_New_Space Heating_Natural Gas_Gas Furnace - Maintenance_A_Achievable Economic TRC Potential | F3 | Industrial | Other Industrial | New | Space Heating | Natural Gas | Gas Furnace - Maintenance | A | Original Unit Winter Peak Savings (kW) | Achievable Economic TRC Potential | 0 | 0 | 0 | 0 | 0 | 0 | 0 | 0 | 0 | 0 | 0 | 0 | 0 | 0 | 0 | 0 | 0 | 0 | 0 | 0 | 0 | 0
F4_Industrial_Other Industrial_New_Space Heating_Natural Gas_Gas Furnace - Maintenance_A_Achievable Economic TRC Potential | F4 | Industrial | Other Industrial | New | Space Heating | Natural Gas | Gas Furnace - Maintenance | A | Standalone Impact on Baseline Energy (%) | Achievable Economic TRC Potential | 0% | 0% | 6.048e-05% | 7.705e-05% | 8.338e-05% | 6.711e-05% | 5.898e-05% | 5.193e-05% | 4.594e-05% | 4.066e-05% | 3.745e-05% | 3.434e-05% | 3.173e-05% | 2.917e-05% | 2.765e-05% | 2.601e-05% | 2.455e-05% | 2.304e-05% | 2.215e-05% | 2.113e-05% | 2.023e-05% | 1.941e-05%
F5_Industrial_Other Industrial_New_Space Heating_Natural Gas_Gas Furnace - Maintenance_A_Achievable Economic TRC Potential | F5 | Industrial | Other Industrial | New | Space Heating | Natural Gas | Gas Furnace - Maintenance | A | Standalone Impact on Baseline Summer Peak (%) | Achievable Economic TRC Potential | bar: 2019 to 2040
F6_Industrial_Other Industrial_New_Space Heating_Natural Gas_Gas Furnace - Maintenance_A_Achievable Economic TRC Potential | F6 | Industrial | Other Industrial | New | Space Heating | Natural Gas | Gas Furnace - Maintenance | A | Standalone Impact on Baseline Winter Peak (%) | Achievable Economic TRC Potential | bar: 2019 to 2040
F7_Industrial_Other Industrial_New_Space Heating_Natural Gas_Gas Furnace - Maintenance_A_Achievable Economic TRC Potential | F7 | Industrial | Other Industrial | New | Space Heating | Natural Gas | Gas Furnace - Maintenance | A | Incremental Energy Savings (MWh or mTherms) | Achievable Economic TRC Potential | 0 | 0 | 2.9636e-05 | 3.6252e-05 | 3.5786e-05 | 3.7201e-05 | 3.7517e-05 | 3.7411e-05 | 3.7201e-05 | 3.7517e-05 | 3.7411e-05 | 6.6837e-05 | 7.3769e-05 | 7.3197e-05 | 0.00013367 | 0.00014754 | 0.00014639 | 0.00026735 | 0.00029508 | 0.00029279 | 0.00054226 | 0.00059142
F8_Industrial_Other Industrial_New_Space Heating_Natural Gas_Gas Furnace - Maintenance_A_Achievable Economic TRC Potential | F8 | Industrial | Other Industrial | New | Space Heating | Natural Gas | Gas Furnace - Maintenance | A | Incremental Summer Peak Savings (MW) | Achievable Economic TRC Potential | 0 | 0 | 0 | 0 | 0 | 0 | 0 | 0 | 0 | 0 | 0 | 0 | 0 | 0 | 0 | 0 | 0 | 0 | 0 | 0 | 0 | 0
F9_Industrial_Other Industrial_New_Space Heating_Natural Gas_Gas Furnace - Maintenance_A_Achievable Economic TRC Potential | F9 | Industrial | Other Industrial | New | Space Heating | Natural Gas | Gas Furnace - Maintenance | A | Incremental Winter Peak Savings (MW) | Achievable Economic TRC Potential | 0 | 0 | 0 | 0 | 0 | 0 | 0 | 0 | 0 | 0 | 0 | 0 | 0 | 0 | 0 | 0 | 0 | 0 | 0 | 0 | 0 | 0
F10_Industrial_Other Industrial_New_Space Heating_Natural Gas_Gas Furnace - Maintenance_A_Achievable Economic TRC Potential | F10 | Industrial | Other Industrial | New | Space Heating | Natural Gas | Gas Furnace - Maintenance | A | Cumulative Energy Savings (MWh or mTherms) | Achievable Economic TRC Potential | 0 | 0 | 2.9636e-05 | 6.5888e-05 | 0.00010167 | 0.00010924 | 0.0001105 | 0.00011213 | 0.00011213 | 0.00011213 | 0.00011213 | 0.00011213 | 0.00011213 | 0.00011213 | 0.00011213 | 0.00011213 | 0.00011213 | 0.00011213 | 0.00011213 | 0.00011213 | 0.00011213 | 0.00011213
F11_Industrial_Other Industrial_New_Space Heating_Natural Gas_Gas Furnace - Maintenance_A_Achievable Economic TRC Potential | F11 | Industrial | Other Industrial | New | Space Heating | Natural Gas | Gas Furnace - Maintenance | A | Cumulative Summer Peak Savings (MW) | Achievable Economic TRC Potential | 0 | 0 | 0 | 0 | 0 | 0 | 0 | 0 | 0 | 0 | 0 | 0 | 0 | 0 | 0 | 0 | 0 | 0 | 0 | 0 | 0 | 0
F12_Industrial_Other Industrial_New_Space Heating_Natural Gas_Gas Furnace - Maintenance_A_Achievable Economic TRC Potential | F12 | Industrial | Other Industrial | New | Space Heating | Natural Gas | Gas Furnace - Maintenance | A | Cumulative Winter Peak Savings (MW) | Achievable Economic TRC Potential | 0 | 0 | 0 | 0 | 0 | 0 | 0 | 0 | 0 | 0 | 0 | 0 | 0 | 0 | 0 | 0 | 0 | 0 | 0 | 0 | 0 | 0
F13_Industrial_Other Industrial_New_Space Heating_Natural Gas_Gas Furnace - Maintenance_A_Achievable Economic TRC Potential | F13 | Industrial | Other Industrial | New | Space Heating | Natural Gas | Gas Furnace - Maintenance | A | Purchases (Incremental) | Achievable Economic TRC Potential | 0 | 0 | 3.5651 | 4.3609 | 4.3048 | 4.4751 | 4.5132 | 4.5004 | 4.4751 | 4.5132 | 4.5004 | 8.0402 | 8.8741 | 8.8052 | 16.0804 | 17.7482 | 17.6104 | 32.1607 | 35.4964 | 35.2208 | 65.2315 | 71.145
F14_Industrial_Other Industrial_New_Space Heating_Natural Gas_Gas Furnace - Maintenance_A_Achievable Economic TRC Potential | F14 | Industrial | Other Industrial | New | Space Heating | Natural Gas | Gas Furnace - Maintenance | A | Purchases (Cumulative) | Achievable Economic TRC Potential | 0 | 0 | 3.5651 | 7.926 | 12.2309 | 13.1409 | 13.2931 | 13.4886 | 13.4886 | 13.4886 | 13.4886 | 13.4886 | 13.4886 | 13.4886 | 13.4886 | 13.4886 | 13.4886 | 13.4886 | 13.4886 | 13.4886 | 13.4886 | 13.4886
F1_Industrial_Other Industrial_New_Space Heating_Natural Gas_Gas Boiler - Hot Water Reset_A_Achievable Economic TRC Potential | F1 | Industrial | Other Industrial | New | Space Heating | Natural Gas | Gas Boiler - Hot Water Reset | A | Original Unit Energy Savings (kWh or therms) | Achievable Economic TRC Potential | 0 | 0 | 7.0954 | 7.0954 | 7.0954 | 7.0954 | 7.0954 | 7.0954 | 7.0954 | 7.0954 | 7.0954 | 7.0954 | 7.0954 | 7.0954 | 7.0954 | 7.0954 | 7.0954 | 7.0954 | 7.0954 | 7.0954 | 7.0954 | 7.0954
F2_Industrial_Other Industrial_New_Space Heating_Natural Gas_Gas Boiler - Hot Water Reset_A_Achievable Economic TRC Potential | F2 | Industrial | Other Industrial | New | Space Heating | Natural Gas | Gas Boiler - Hot Water Reset | A | Original Unit Summer Peak Savings (kW) | Achievable Economic TRC Potential | 0 | 0 | 0 | 0 | 0 | 0 | 0 | 0 | 0 | 0 | 0 | 0 | 0 | 0 | 0 | 0 | 0 | 0 | 0 | 0 | 0 | 0
F3_Industrial_Other Industrial_New_Space Heating_Natural Gas_Gas Boiler - Hot Water Reset_A_Achievable Economic TRC Potential | F3 | Industrial | Other Industrial | New | Space Heating | Natural Gas | Gas Boiler - Hot Water Reset | A | Original Unit Winter Peak Savings (kW) | Achievable Economic TRC Potential | 0 | 0 | 0 | 0 | 0 | 0 | 0 | 0 | 0 | 0 | 0 | 0 | 0 | 0 | 0 | 0 | 0 | 0 | 0 | 0 | 0 | 0
F4_Industrial_Other Industrial_New_Space Heating_Natural Gas_Gas Boiler - Hot Water Reset_A_Achievable Economic TRC Potential | F4 | Industrial | Other Industrial | New | Space Heating | Natural Gas | Gas Boiler - Hot Water Reset | A | Standalone Impact on Baseline Energy (%) | Achievable Economic TRC Potential | 0% | 0% | 0.007431% | 0.01338% | 0.02055% | 0.02836% | 0.03942% | 0.05149% | 0.06451% | 0.07646% | 0.08869% | 0.097% | 0.1018% | 0.1016% | 0.101% | 0.09722% | 0.09271% | 0.08738% | 0.08398% | 0.08013% | 0.07672% | 0.07359%
F5_Industrial_Other Industrial_New_Space Heating_Natural Gas_Gas Boiler - Hot Water Reset_A_Achievable Economic TRC Potential | F5 | Industrial | Other Industrial | New | Space Heating | Natural Gas | Gas Boiler - Hot Water Reset | A | Standalone Impact on Baseline Summer Peak (%) | Achievable Economic TRC Potential | bar: 2019 to 2040
F6_Industrial_Other Industrial_New_Space Heating_Natural Gas_Gas Boiler - Hot Water Reset_A_Achievable Economic TRC Potential | F6 | Industrial | Other Industrial | New | Space Heating | Natural Gas | Gas Boiler - Hot Water Reset | A | Standalone Impact on Baseline Winter Peak (%) | Achievable Economic TRC Potential | bar: 2019 to 2040
F7_Industrial_Other Industrial_New_Space Heating_Natural Gas_Gas Boiler - Hot Water Reset_A_Achievable Economic TRC Potential | F7 | Industrial | Other Industrial | New | Space Heating | Natural Gas | Gas Boiler - Hot Water Reset | A | Incremental Energy Savings (MWh or mTherms) | Achievable Economic TRC Potential | 0 | 0 | 0.0036414 | 0.0078029 | 0.013616 | 0.021097 | 0.027699 | 0.037317 | 0.046282 | 0.053421 | 0.054653 | 0.05124 | 0.042905 | 0.030894 | 0.018923 | 0.009687 | 0.0043419 | 0.001682 | 0.0036414 | 0.0078029 | 0.013616 | 0.021097
F8_Industrial_Other Industrial_New_Space Heating_Natural Gas_Gas Boiler - Hot Water Reset_A_Achievable Economic TRC Potential | F8 | Industrial | Other Industrial | New | Space Heating | Natural Gas | Gas Boiler - Hot Water Reset | A | Incremental Summer Peak Savings (MW) | Achievable Economic TRC Potential | 0 | 0 | 0 | 0 | 0 | 0 | 0 | 0 | 0 | 0 | 0 | 0 | 0 | 0 | 0 | 0 | 0 | 0 | 0 | 0 | 0 | 0
F9_Industrial_Other Industrial_New_Space Heating_Natural Gas_Gas Boiler - Hot Water Reset_A_Achievable Economic TRC Potential | F9 | Industrial | Other Industrial | New | Space Heating | Natural Gas | Gas Boiler - Hot Water Reset | A | Incremental Winter Peak Savings (MW) | Achievable Economic TRC Potential | 0 | 0 | 0 | 0 | 0 | 0 | 0 | 0 | 0 | 0 | 0 | 0 | 0 | 0 | 0 | 0 | 0 | 0 | 0 | 0 | 0 | 0
F10_Industrial_Other Industrial_New_Space Heating_Natural Gas_Gas Boiler - Hot Water Reset_A_Achievable Economic TRC Potential | F10 | Industrial | Other Industrial | New | Space Heating | Natural Gas | Gas Boiler - Hot Water Reset | A | Cumulative Energy Savings (MWh or mTherms) | Achievable Economic TRC Potential | 0 | 0 | 0.0036414 | 0.011444 | 0.02506 | 0.046157 | 0.073857 | 0.11117 | 0.15746 | 0.21088 | 0.26553 | 0.31677 | 0.35968 | 0.39057 | 0.40949 | 0.41918 | 0.42352 | 0.4252 | 0.4252 | 0.4252 | 0.4252 | 0.4252
F11_Industrial_Other Industrial_New_Space Heating_Natural Gas_Gas Boiler - Hot Water Reset_A_Achievable Economic TRC Potential | F11 | Industrial | Other Industrial | New | Space Heating | Natural Gas | Gas Boiler - Hot Water Reset | A | Cumulative Summer Peak Savings (MW) | Achievable Economic TRC Potential | 0 | 0 | 0 | 0 | 0 | 0 | 0 | 0 | 0 | 0 | 0 | 0 | 0 | 0 | 0 | 0 | 0 | 0 | 0 | 0 | 0 | 0
F12_Industrial_Other Industrial_New_Space Heating_Natural Gas_Gas Boiler - Hot Water Reset_A_Achievable Economic TRC Potential | F12 | Industrial | Other Industrial | New | Space Heating | Natural Gas | Gas Boiler - Hot Water Reset | A | Cumulative Winter Peak Savings (MW) | Achievable Economic TRC Potential | 0 | 0 | 0 | 0 | 0 | 0 | 0 | 0 | 0 | 0 | 0 | 0 | 0 | 0 | 0 | 0 | 0 | 0 | 0 | 0 | 0 | 0
F13_Industrial_Other Industrial_New_Space Heating_Natural Gas_Gas Boiler - Hot Water Reset_A_Achievable Economic TRC Potential | F13 | Industrial | Other Industrial | New | Space Heating | Natural Gas | Gas Boiler - Hot Water Reset | A | Purchases (Incremental) | Achievable Economic TRC Potential | 0 | 0 | 0.51321 | 1.0997 | 1.9189 | 2.9734 | 3.9039 | 5.2594 | 6.5228 | 7.529 | 7.7026 | 7.2216 | 6.047 | 4.3541 | 2.6669 | 1.3653 | 0.61193 | 0.23705 | 0.51321 | 1.0997 | 1.9189 | 2.9734
F14_Industrial_Other Industrial_New_Space Heating_Natural Gas_Gas Boiler - Hot Water Reset_A_Achievable Economic TRC Potential | F14 | Industrial | Other Industrial | New | Space Heating | Natural Gas | Gas Boiler - Hot Water Reset | A | Purchases (Cumulative) | Achievable Economic TRC Potential | 0 | 0 | 0.51321 | 1.6129 | 3.5319 | 6.5053 | 10.4091 | 15.6685 | 22.1914 | 29.7204 | 37.423 | 44.6446 | 50.6916 | 55.0457 | 57.7126 | 59.0778 | 59.6898 | 59.9268 | 59.9268 | 59.9268 | 59.9268 | 59.9268
F1_Industrial_Other Industrial_New_Process_Natural Gas_Gas Boiler - Hot Water Reset_A_Achievable Economic TRC Potential | F1 | Industrial | Other Industrial | New | Process | Natural Gas | Gas Boiler - Hot Water Reset | A | Original Unit Energy Savings (kWh or therms) | Achievable Economic TRC Potential | 0 | 0 | 2.8289 | 2.8289 | 2.8289 | 2.8289 | 2.8289 | 2.8289 | 2.8289 | 2.8289 | 2.8289 | 2.8289 | 2.8289 | 2.8289 | 2.8289 | 2.8289 | 2.8289 | 2.8289 | 2.8289 | 2.8289 | 2.8289 | 2.8289
F2_Industrial_Other Industrial_New_Process_Natural Gas_Gas Boiler - Hot Water Reset_A_Achievable Economic TRC Potential | F2 | Industrial | Other Industrial | New | Process | Natural Gas | Gas Boiler - Hot Water Reset | A | Original Unit Summer Peak Savings (kW) | Achievable Economic TRC Potential | 0 | 0 | 0 | 0 | 0 | 0 | 0 | 0 | 0 | 0 | 0 | 0 | 0 | 0 | 0 | 0 | 0 | 0 | 0 | 0 | 0 | 0
F3_Industrial_Other Industrial_New_Process_Natural Gas_Gas Boiler - Hot Water Reset_A_Achievable Economic TRC Potential | F3 | Industrial | Other Industrial | New | Process | Natural Gas | Gas Boiler - Hot Water Reset | A | Original Unit Winter Peak Savings (kW) | Achievable Economic TRC Potential | 0 | 0 | 0 | 0 | 0 | 0 | 0 | 0 | 0 | 0 | 0 | 0 | 0 | 0 | 0 | 0 | 0 | 0 | 0 | 0 | 0 | 0
F4_Industrial_Other Industrial_New_Process_Natural Gas_Gas Boiler - Hot Water Reset_A_Achievable Economic TRC Potential | F4 | Industrial | Other Industrial | New | Process | Natural Gas | Gas Boiler - Hot Water Reset | A | Standalone Impact on Baseline Energy (%) | Achievable Economic TRC Potential | 0% | 0% | 0.01976% | 0.03558% | 0.05463% | 0.07539% | 0.1048% | 0.1369% | 0.1715% | 0.2033% | 0.2358% | 0.2579% | 0.2706% | 0.2701% | 0.2684% | 0.2584% | 0.2465% | 0.2323% | 0.2233% | 0.213% | 0.204% | 0.1956%
F5_Industrial_Other Industrial_New_Process_Natural Gas_Gas Boiler - Hot Water Reset_A_Achievable Economic TRC Potential | F5 | Industrial | Other Industrial | New | Process | Natural Gas | Gas Boiler - Hot Water Reset | A | Standalone Impact on Baseline Summer Peak (%) | Achievable Economic TRC Potential | bar: 2019 to 2040
F6_Industrial_Other Industrial_New_Process_Natural Gas_Gas Boiler - Hot Water Reset_A_Achievable Economic TRC Potential | F6 | Industrial | Other Industrial | New | Process | Natural Gas | Gas Boiler - Hot Water Reset | A | Standalone Impact on Baseline Winter Peak (%) | Achievable Economic TRC Potential | bar: 2019 to 2040
F7_Industrial_Other Industrial_New_Process_Natural Gas_Gas Boiler - Hot Water Reset_A_Achievable Economic TRC Potential | F7 | Industrial | Other Industrial | New | Process | Natural Gas | Gas Boiler - Hot Water Reset | A | Incremental Energy Savings (MWh or mTherms) | Achievable Economic TRC Potential | 0 | 0 | 0.021021 | 0.045044 | 0.078599 | 0.12179 | 0.1599 | 0.21542 | 0.26717 | 0.30839 | 0.3155 | 0.2958 | 0.24768 | 0.17834 | 0.10924 | 0.055921 | 0.025065 | 0.0097095 | 0.021021 | 0.045044 | 0.078599 | 0.12179
F8_Industrial_Other Industrial_New_Process_Natural Gas_Gas Boiler - Hot Water Reset_A_Achievable Economic TRC Potential | F8 | Industrial | Other Industrial | New | Process | Natural Gas | Gas Boiler - Hot Water Reset | A | Incremental Summer Peak Savings (MW) | Achievable Economic TRC Potential | 0 | 0 | 0 | 0 | 0 | 0 | 0 | 0 | 0 | 0 | 0 | 0 | 0 | 0 | 0 | 0 | 0 | 0 | 0 | 0 | 0 | 0
F9_Industrial_Other Industrial_New_Process_Natural Gas_Gas Boiler - Hot Water Reset_A_Achievable Economic TRC Potential | F9 | Industrial | Other Industrial | New | Process | Natural Gas | Gas Boiler - Hot Water Reset | A | Incremental Winter Peak Savings (MW) | Achievable Economic TRC Potential | 0 | 0 | 0 | 0 | 0 | 0 | 0 | 0 | 0 | 0 | 0 | 0 | 0 | 0 | 0 | 0 | 0 | 0 | 0 | 0 | 0 | 0
F10_Industrial_Other Industrial_New_Process_Natural Gas_Gas Boiler - Hot Water Reset_A_Achievable Economic TRC Potential | F10 | Industrial | Other Industrial | New | Process | Natural Gas | Gas Boiler - Hot Water Reset | A | Cumulative Energy Savings (MWh or mTherms) | Achievable Economic TRC Potential | 0 | 0 | 0.021021 | 0.066065 | 0.14466 | 0.26645 | 0.42636 | 0.64178 | 0.90895 | 1.2173 | 1.5328 | 1.8286 | 2.0763 | 2.2547 | 2.3639 | 2.4198 | 2.4449 | 2.4546 | 2.4546 | 2.4546 | 2.4546 | 2.4546
F11_Industrial_Other Industrial_New_Process_Natural Gas_Gas Boiler - Hot Water Reset_A_Achievable Economic TRC Potential | F11 | Industrial | Other Industrial | New | Process | Natural Gas | Gas Boiler - Hot Water Reset | A | Cumulative Summer Peak Savings (MW) | Achievable Economic TRC Potential | 0 | 0 | 0 | 0 | 0 | 0 | 0 | 0 | 0 | 0 | 0 | 0 | 0 | 0 | 0 | 0 | 0 | 0 | 0 | 0 | 0 | 0
F12_Industrial_Other Industrial_New_Process_Natural Gas_Gas Boiler - Hot Water Reset_A_Achievable Economic TRC Potential | F12 | Industrial | Other Industrial | New | Process | Natural Gas | Gas Boiler - Hot Water Reset | A | Cumulative Winter Peak Savings (MW) | Achievable Economic TRC Potential | 0 | 0 | 0 | 0 | 0 | 0 | 0 | 0 | 0 | 0 | 0 | 0 | 0 | 0 | 0 | 0 | 0 | 0 | 0 | 0 | 0 | 0
F13_Industrial_Other Industrial_New_Process_Natural Gas_Gas Boiler - Hot Water Reset_A_Achievable Economic TRC Potential | F13 | Industrial | Other Industrial | New | Process | Natural Gas | Gas Boiler - Hot Water Reset | A | Purchases (Incremental) | Achievable Economic TRC Potential | 0 | 0 | 7.4309 | 15.923 | 27.7847 | 43.0525 | 56.5249 | 76.1521 | 94.4453 | 109.0139 | 111.528 | 104.5633 | 87.5553 | 63.0435 | 38.6148 | 19.7678 | 8.8603 | 3.4323 | 7.4309 | 15.923 | 27.7847 | 43.0525
F14_Industrial_Other Industrial_New_Process_Natural Gas_Gas Boiler - Hot Water Reset_A_Achievable Economic TRC Potential | F14 | Industrial | Other Industrial | New | Process | Natural Gas | Gas Boiler - Hot Water Reset | A | Purchases (Cumulative) | Achievable Economic TRC Potential | 0 | 0 | 7.4309 | 23.3539 | 51.1386 | 94.1911 | 150.7159 | 226.868 | 321.3133 | 430.3272 | 541.8552 | 646.4186 | 733.9739 | 797.0174 | 835.6322 | 855.4 | 864.2603 | 867.6926 | 867.6926 | 867.6926 | 867.6926 | 867.6926
F1_Industrial_Other Industrial_New_Space Heating_Natural Gas_Steam Trap Maintenance_A_Achievable Economic TRC Potential | F1 | Industrial | Other Industrial | New | Space Heating | Natural Gas | Steam Trap Maintenance | A | Original Unit Energy Savings (kWh or therms) | Achievable Economic TRC Potential | 0 | 0 | 2.5066 | 2.5066 | 2.5066 | 2.5066 | 2.5066 | 2.5066 | 2.5066 | 2.5066 | 2.5066 | 2.5066 | 2.5066 | 2.5066 | 2.5066 | 2.5066 | 2.5066 | 2.5066 | 2.5066 | 2.5066 | 2.5066 | 2.5066
F2_Industrial_Other Industrial_New_Space Heating_Natural Gas_Steam Trap Maintenance_A_Achievable Economic TRC Potential | F2 | Industrial | Other Industrial | New | Space Heating | Natural Gas | Steam Trap Maintenance | A | Original Unit Summer Peak Savings (kW) | Achievable Economic TRC Potential | 0 | 0 | 0 | 0 | 0 | 0 | 0 | 0 | 0 | 0 | 0 | 0 | 0 | 0 | 0 | 0 | 0 | 0 | 0 | 0 | 0 | 0
F3_Industrial_Other Industrial_New_Space Heating_Natural Gas_Steam Trap Maintenance_A_Achievable Economic TRC Potential | F3 | Industrial | Other Industrial | New | Space Heating | Natural Gas | Steam Trap Maintenance | A | Original Unit Winter Peak Savings (kW) | Achievable Economic TRC Potential | 0 | 0 | 0 | 0 | 0 | 0 | 0 | 0 | 0 | 0 | 0 | 0 | 0 | 0 | 0 | 0 | 0 | 0 | 0 | 0 | 0 | 0
F4_Industrial_Other Industrial_New_Space Heating_Natural Gas_Steam Trap Maintenance_A_Achievable Economic TRC Potential | F4 | Industrial | Other Industrial | New | Space Heating | Natural Gas | Steam Trap Maintenance | A | Standalone Impact on Baseline Energy (%) | Achievable Economic TRC Potential | bar: 2019 to 2040
F5_Industrial_Other Industrial_New_Space Heating_Natural Gas_Steam Trap Maintenance_A_Achievable Economic TRC Potential | F5 | Industrial | Other Industrial | New | Space Heating | Natural Gas | Steam Trap Maintenance | A | Standalone Impact on Baseline Summer Peak (%) | Achievable Economic TRC Potential | bar: 2019 to 2040
F6_Industrial_Other Industrial_New_Space Heating_Natural Gas_Steam Trap Maintenance_A_Achievable Economic TRC Potential | F6 | Industrial | Other Industrial | New | Space Heating | Natural Gas | Steam Trap Maintenance | A | Standalone Impact on Baseline Winter Peak (%) | Achievable Economic TRC Potential | bar: 2019 to 2040
F7_Industrial_Other Industrial_New_Space Heating_Natural Gas_Steam Trap Maintenance_A_Achievable Economic TRC Potential | F7 | Industrial | Other Industrial | New | Space Heating | Natural Gas | Steam Trap Maintenance | A | Incremental Energy Savings (MWh or mTherms) | Achievable Economic TRC Potential | 0 | 0 | 0 | 0 | 0 | 0 | 0 | 0 | 0 | 0 | 0 | 0 | 0 | 0 | 0 | 0 | 0 | 0 | 0 | 0 | 0 | 0
F8_Industrial_Other Industrial_New_Space Heating_Natural Gas_Steam Trap Maintenance_A_Achievable Economic TRC Potential | F8 | Industrial | Other Industrial | New | Space Heating | Natural Gas | Steam Trap Maintenance | A | Incremental Summer Peak Savings (MW) | Achievable Economic TRC Potential | 0 | 0 | 0 | 0 | 0 | 0 | 0 | 0 | 0 | 0 | 0 | 0 | 0 | 0 | 0 | 0 | 0 | 0 | 0 | 0 | 0 | 0
F9_Industrial_Other Industrial_New_Space Heating_Natural Gas_Steam Trap Maintenance_A_Achievable Economic TRC Potential | F9 | Industrial | Other Industrial | New | Space Heating | Natural Gas | Steam Trap Maintenance | A | Incremental Winter Peak Savings (MW) | Achievable Economic TRC Potential | 0 | 0 | 0 | 0 | 0 | 0 | 0 | 0 | 0 | 0 | 0 | 0 | 0 | 0 | 0 | 0 | 0 | 0 | 0 | 0 | 0 | 0
F10_Industrial_Other Industrial_New_Space Heating_Natural Gas_Steam Trap Maintenance_A_Achievable Economic TRC Potential | F10 | Industrial | Other Industrial | New | Space Heating | Natural Gas | Steam Trap Maintenance | A | Cumulative Energy Savings (MWh or mTherms) | Achievable Economic TRC Potential | 0 | 0 | 0 | 0 | 0 | 0 | 0 | 0 | 0 | 0 | 0 | 0 | 0 | 0 | 0 | 0 | 0 | 0 | 0 | 0 | 0 | 0
F11_Industrial_Other Industrial_New_Space Heating_Natural Gas_Steam Trap Maintenance_A_Achievable Economic TRC Potential | F11 | Industrial | Other Industrial | New | Space Heating | Natural Gas | Steam Trap Maintenance | A | Cumulative Summer Peak Savings (MW) | Achievable Economic TRC Potential | 0 | 0 | 0 | 0 | 0 | 0 | 0 | 0 | 0 | 0 | 0 | 0 | 0 | 0 | 0 | 0 | 0 | 0 | 0 | 0 | 0 | 0
F12_Industrial_Other Industrial_New_Space Heating_Natural Gas_Steam Trap Maintenance_A_Achievable Economic TRC Potential | F12 | Industrial | Other Industrial | New | Space Heating | Natural Gas | Steam Trap Maintenance | A | Cumulative Winter Peak Savings (MW) | Achievable Economic TRC Potential | 0 | 0 | 0 | 0 | 0 | 0 | 0 | 0 | 0 | 0 | 0 | 0 | 0 | 0 | 0 | 0 | 0 | 0 | 0 | 0 | 0 | 0
F13_Industrial_Other Industrial_New_Space Heating_Natural Gas_Steam Trap Maintenance_A_Achievable Economic TRC Potential | F13 | Industrial | Other Industrial | New | Space Heating | Natural Gas | Steam Trap Maintenance | A | Purchases (Incremental) | Achievable Economic TRC Potential | 0 | 0 | 0 | 0 | 0 | 0 | 0 | 0 | 0 | 0 | 0 | 0 | 0 | 0 | 0 | 0 | 0 | 0 | 0 | 0 | 0 | 0
F14_Industrial_Other Industrial_New_Space Heating_Natural Gas_Steam Trap Maintenance_A_Achievable Economic TRC Potential | F14 | Industrial | Other Industrial | New | Space Heating | Natural Gas | Steam Trap Maintenance | A | Purchases (Cumulative) | Achievable Economic TRC Potential | 0 | 0 | 0 | 0 | 0 | 0 | 0 | 0 | 0 | 0 | 0 | 0 | 0 | 0 | 0 | 0 | 0 | 0 | 0 | 0 | 0 | 0
F1_Industrial_Other Industrial_New_Process_Natural Gas_Steam Trap Maintenance_A_Achievable Economic TRC Potential | F1 | Industrial | Other Industrial | New | Process | Natural Gas | Steam Trap Maintenance | A | Original Unit Energy Savings (kWh or therms) | Achievable Economic TRC Potential | 0 | 0 | 1.9988 | 1.9988 | 1.9988 | 1.9988 | 1.9988 | 1.9988 | 1.9988 | 1.9988 | 1.9988 | 1.9988 | 1.9988 | 1.9988 | 1.9988 | 1.9988 | 1.9988 | 1.9988 | 1.9988 | 1.9988 | 1.9988 | 1.9988
F2_Industrial_Other Industrial_New_Process_Natural Gas_Steam Trap Maintenance_A_Achievable Economic TRC Potential | F2 | Industrial | Other Industrial | New | Process | Natural Gas | Steam Trap Maintenance | A | Original Unit Summer Peak Savings (kW) | Achievable Economic TRC Potential | 0 | 0 | 0 | 0 | 0 | 0 | 0 | 0 | 0 | 0 | 0 | 0 | 0 | 0 | 0 | 0 | 0 | 0 | 0 | 0 | 0 | 0
F3_Industrial_Other Industrial_New_Process_Natural Gas_Steam Trap Maintenance_A_Achievable Economic TRC Potential | F3 | Industrial | Other Industrial | New | Process | Natural Gas | Steam Trap Maintenance | A | Original Unit Winter Peak Savings (kW) | Achievable Economic TRC Potential | 0 | 0 | 0 | 0 | 0 | 0 | 0 | 0 | 0 | 0 | 0 | 0 | 0 | 0 | 0 | 0 | 0 | 0 | 0 | 0 | 0 | 0
F4_Industrial_Other Industrial_New_Process_Natural Gas_Steam Trap Maintenance_A_Achievable Economic TRC Potential | F4 | Industrial | Other Industrial | New | Process | Natural Gas | Steam Trap Maintenance | A | Standalone Impact on Baseline Energy (%) | Achievable Economic TRC Potential | bar: 2019 to 2040
F5_Industrial_Other Industrial_New_Process_Natural Gas_Steam Trap Maintenance_A_Achievable Economic TRC Potential | F5 | Industrial | Other Industrial | New | Process | Natural Gas | Steam Trap Maintenance | A | Standalone Impact on Baseline Summer Peak (%) | Achievable Economic TRC Potential | bar: 2019 to 2040
F6_Industrial_Other Industrial_New_Process_Natural Gas_Steam Trap Maintenance_A_Achievable Economic TRC Potential | F6 | Industrial | Other Industrial | New | Process | Natural Gas | Steam Trap Maintenance | A | Standalone Impact on Baseline Winter Peak (%) | Achievable Economic TRC Potential | bar: 2019 to 2040
F7_Industrial_Other Industrial_New_Process_Natural Gas_Steam Trap Maintenance_A_Achievable Economic TRC Potential | F7 | Industrial | Other Industrial | New | Process | Natural Gas | Steam Trap Maintenance | A | Incremental Energy Savings (MWh or mTherms) | Achievable Economic TRC Potential | 0 | 0 | 0 | 0 | 0 | 0 | 0 | 0 | 0 | 0 | 0 | 0 | 0 | 0 | 0 | 0 | 0 | 0 | 0 | 0 | 0 | 0
F8_Industrial_Other Industrial_New_Process_Natural Gas_Steam Trap Maintenance_A_Achievable Economic TRC Potential | F8 | Industrial | Other Industrial | New | Process | Natural Gas | Steam Trap Maintenance | A | Incremental Summer Peak Savings (MW) | Achievable Economic TRC Potential | 0 | 0 | 0 | 0 | 0 | 0 | 0 | 0 | 0 | 0 | 0 | 0 | 0 | 0 | 0 | 0 | 0 | 0 | 0 | 0 | 0 | 0
F9_Industrial_Other Industrial_New_Process_Natural Gas_Steam Trap Maintenance_A_Achievable Economic TRC Potential | F9 | Industrial | Other Industrial | New | Process | Natural Gas | Steam Trap Maintenance | A | Incremental Winter Peak Savings (MW) | Achievable Economic TRC Potential | 0 | 0 | 0 | 0 | 0 | 0 | 0 | 0 | 0 | 0 | 0 | 0 | 0 | 0 | 0 | 0 | 0 | 0 | 0 | 0 | 0 | 0
F10_Industrial_Other Industrial_New_Process_Natural Gas_Steam Trap Maintenance_A_Achievable Economic TRC Potential | F10 | Industrial | Other Industrial | New | Process | Natural Gas | Steam Trap Maintenance | A | Cumulative Energy Savings (MWh or mTherms) | Achievable Economic TRC Potential | 0 | 0 | 0 | 0 | 0 | 0 | 0 | 0 | 0 | 0 | 0 | 0 | 0 | 0 | 0 | 0 | 0 | 0 | 0 | 0 | 0 | 0
F11_Industrial_Other Industrial_New_Process_Natural Gas_Steam Trap Maintenance_A_Achievable Economic TRC Potential | F11 | Industrial | Other Industrial | New | Process | Natural Gas | Steam Trap Maintenance | A | Cumulative Summer Peak Savings (MW) | Achievable Economic TRC Potential | 0 | 0 | 0 | 0 | 0 | 0 | 0 | 0 | 0 | 0 | 0 | 0 | 0 | 0 | 0 | 0 | 0 | 0 | 0 | 0 | 0 | 0
F12_Industrial_Other Industrial_New_Process_Natural Gas_Steam Trap Maintenance_A_Achievable Economic TRC Potential | F12 | Industrial | Other Industrial | New | Process | Natural Gas | Steam Trap Maintenance | A | Cumulative Winter Peak Savings (MW) | Achievable Economic TRC Potential | 0 | 0 | 0 | 0 | 0 | 0 | 0 | 0 | 0 | 0 | 0 | 0 | 0 | 0 | 0 | 0 | 0 | 0 | 0 | 0 | 0 | 0
F13_Industrial_Other Industrial_New_Process_Natural Gas_Steam Trap Maintenance_A_Achievable Economic TRC Potential | F13 | Industrial | Other Industrial | New | Process | Natural Gas | Steam Trap Maintenance | A | Purchases (Incremental) | Achievable Economic TRC Potential | 0 | 0 | 0 | 0 | 0 | 0 | 0 | 0 | 0 | 0 | 0 | 0 | 0 | 0 | 0 | 0 | 0 | 0 | 0 | 0 | 0 | 0
F14_Industrial_Other Industrial_New_Process_Natural Gas_Steam Trap Maintenance_A_Achievable Economic TRC Potential | F14 | Industrial | Other Industrial | New | Process | Natural Gas | Steam Trap Maintenance | A | Purchases (Cumulative) | Achievable Economic TRC Potential | 0 | 0 | 0 | 0 | 0 | 0 | 0 | 0 | 0 | 0 | 0 | 0 | 0 | 0 | 0 | 0 | 0 | 0 | 0 | 0 | 0 | 0
F1_Industrial_Other Industrial_New_Space Heating_Natural Gas_Gas Boiler - High Turndown_A_Achievable Economic TRC Potential | F1 | Industrial | Other Industrial | New | Space Heating | Natural Gas | Gas Boiler - High Turndown | A | Original Unit Energy Savings (kWh or therms) | Achievable Economic TRC Potential | 0 | 0 | 2.6608 | 2.6608 | 2.6608 | 2.6608 | 2.6608 | 2.6608 | 2.6608 | 2.6608 | 2.6608 | 2.6608 | 2.6608 | 2.6608 | 2.6608 | 2.6608 | 2.6608 | 2.6608 | 2.6608 | 2.6608 | 2.6608 | 2.6608
F2_Industrial_Other Industrial_New_Space Heating_Natural Gas_Gas Boiler - High Turndown_A_Achievable Economic TRC Potential | F2 | Industrial | Other Industrial | New | Space Heating | Natural Gas | Gas Boiler - High Turndown | A | Original Unit Summer Peak Savings (kW) | Achievable Economic TRC Potential | 0 | 0 | 0 | 0 | 0 | 0 | 0 | 0 | 0 | 0 | 0 | 0 | 0 | 0 | 0 | 0 | 0 | 0 | 0 | 0 | 0 | 0
F3_Industrial_Other Industrial_New_Space Heating_Natural Gas_Gas Boiler - High Turndown_A_Achievable Economic TRC Potential | F3 | Industrial | Other Industrial | New | Space Heating | Natural Gas | Gas Boiler - High Turndown | A | Original Unit Winter Peak Savings (kW) | Achievable Economic TRC Potential | 0 | 0 | 0 | 0 | 0 | 0 | 0 | 0 | 0 | 0 | 0 | 0 | 0 | 0 | 0 | 0 | 0 | 0 | 0 | 0 | 0 | 0
F4_Industrial_Other Industrial_New_Space Heating_Natural Gas_Gas Boiler - High Turndown_A_Achievable Economic TRC Potential | F4 | Industrial | Other Industrial | New | Space Heating | Natural Gas | Gas Boiler - High Turndown | A | Standalone Impact on Baseline Energy (%) | Achievable Economic TRC Potential | bar: 2019 to 2040
F5_Industrial_Other Industrial_New_Space Heating_Natural Gas_Gas Boiler - High Turndown_A_Achievable Economic TRC Potential | F5 | Industrial | Other Industrial | New | Space Heating | Natural Gas | Gas Boiler - High Turndown | A | Standalone Impact on Baseline Summer Peak (%) | Achievable Economic TRC Potential | bar: 2019 to 2040
F6_Industrial_Other Industrial_New_Space Heating_Natural Gas_Gas Boiler - High Turndown_A_Achievable Economic TRC Potential | F6 | Industrial | Other Industrial | New | Space Heating | Natural Gas | Gas Boiler - High Turndown | A | Standalone Impact on Baseline Winter Peak (%) | Achievable Economic TRC Potential | bar: 2019 to 2040
F7_Industrial_Other Industrial_New_Space Heating_Natural Gas_Gas Boiler - High Turndown_A_Achievable Economic TRC Potential | F7 | Industrial | Other Industrial | New | Space Heating | Natural Gas | Gas Boiler - High Turndown | A | Incremental Energy Savings (MWh or mTherms) | Achievable Economic TRC Potential | 0 | 0 | 0 | 0 | 0 | 0 | 0 | 0 | 0 | 0 | 0 | 0 | 0 | 0 | 0 | 0 | 0 | 0 | 0 | 0 | 0 | 0
F8_Industrial_Other Industrial_New_Space Heating_Natural Gas_Gas Boiler - High Turndown_A_Achievable Economic TRC Potential | F8 | Industrial | Other Industrial | New | Space Heating | Natural Gas | Gas Boiler - High Turndown | A | Incremental Summer Peak Savings (MW) | Achievable Economic TRC Potential | 0 | 0 | 0 | 0 | 0 | 0 | 0 | 0 | 0 | 0 | 0 | 0 | 0 | 0 | 0 | 0 | 0 | 0 | 0 | 0 | 0 | 0
F9_Industrial_Other Industrial_New_Space Heating_Natural Gas_Gas Boiler - High Turndown_A_Achievable Economic TRC Potential | F9 | Industrial | Other Industrial | New | Space Heating | Natural Gas | Gas Boiler - High Turndown | A | Incremental Winter Peak Savings (MW) | Achievable Economic TRC Potential | 0 | 0 | 0 | 0 | 0 | 0 | 0 | 0 | 0 | 0 | 0 | 0 | 0 | 0 | 0 | 0 | 0 | 0 | 0 | 0 | 0 | 0
F10_Industrial_Other Industrial_New_Space Heating_Natural Gas_Gas Boiler - High Turndown_A_Achievable Economic TRC Potential | F10 | Industrial | Other Industrial | New | Space Heating | Natural Gas | Gas Boiler - High Turndown | A | Cumulative Energy Savings (MWh or mTherms) | Achievable Economic TRC Potential | 0 | 0 | 0 | 0 | 0 | 0 | 0 | 0 | 0 | 0 | 0 | 0 | 0 | 0 | 0 | 0 | 0 | 0 | 0 | 0 | 0 | 0
F11_Industrial_Other Industrial_New_Space Heating_Natural Gas_Gas Boiler - High Turndown_A_Achievable Economic TRC Potential | F11 | Industrial | Other Industrial | New | Space Heating | Natural Gas | Gas Boiler - High Turndown | A | Cumulative Summer Peak Savings (MW) | Achievable Economic TRC Potential | 0 | 0 | 0 | 0 | 0 | 0 | 0 | 0 | 0 | 0 | 0 | 0 | 0 | 0 | 0 | 0 | 0 | 0 | 0 | 0 | 0 | 0
F12_Industrial_Other Industrial_New_Space Heating_Natural Gas_Gas Boiler - High Turndown_A_Achievable Economic TRC Potential | F12 | Industrial | Other Industrial | New | Space Heating | Natural Gas | Gas Boiler - High Turndown | A | Cumulative Winter Peak Savings (MW) | Achievable Economic TRC Potential | 0 | 0 | 0 | 0 | 0 | 0 | 0 | 0 | 0 | 0 | 0 | 0 | 0 | 0 | 0 | 0 | 0 | 0 | 0 | 0 | 0 | 0
F13_Industrial_Other Industrial_New_Space Heating_Natural Gas_Gas Boiler - High Turndown_A_Achievable Economic TRC Potential | F13 | Industrial | Other Industrial | New | Space Heating | Natural Gas | Gas Boiler - High Turndown | A | Purchases (Incremental) | Achievable Economic TRC Potential | 0 | 0 | 0 | 0 | 0 | 0 | 0 | 0 | 0 | 0 | 0 | 0 | 0 | 0 | 0 | 0 | 0 | 0 | 0 | 0 | 0 | 0
F14_Industrial_Other Industrial_New_Space Heating_Natural Gas_Gas Boiler - High Turndown_A_Achievable Economic TRC Potential | F14 | Industrial | Other Industrial | New | Space Heating | Natural Gas | Gas Boiler - High Turndown | A | Purchases (Cumulative) | Achievable Economic TRC Potential | 0 | 0 | 0 | 0 | 0 | 0 | 0 | 0 | 0 | 0 | 0 | 0 | 0 | 0 | 0 | 0 | 0 | 0 | 0 | 0 | 0 | 0
F1_Industrial_Other Industrial_New_Process_Natural Gas_Gas Boiler - High Turndown_A_Achievable Economic TRC Potential | F1 | Industrial | Other Industrial | New | Process | Natural Gas | Gas Boiler - High Turndown | A | Original Unit Energy Savings (kWh or therms) | Achievable Economic TRC Potential | 0 | 0 | 2.1216 | 2.1216 | 2.1216 | 2.1216 | 2.1216 | 2.1216 | 2.1216 | 2.1216 | 2.1216 | 2.1216 | 2.1216 | 2.1216 | 2.1216 | 2.1216 | 2.1216 | 2.1216 | 2.1216 | 2.1216 | 2.1216 | 2.1216
F2_Industrial_Other Industrial_New_Process_Natural Gas_Gas Boiler - High Turndown_A_Achievable Economic TRC Potential | F2 | Industrial | Other Industrial | New | Process | Natural Gas | Gas Boiler - High Turndown | A | Original Unit Summer Peak Savings (kW) | Achievable Economic TRC Potential | 0 | 0 | 0 | 0 | 0 | 0 | 0 | 0 | 0 | 0 | 0 | 0 | 0 | 0 | 0 | 0 | 0 | 0 | 0 | 0 | 0 | 0
F3_Industrial_Other Industrial_New_Process_Natural Gas_Gas Boiler - High Turndown_A_Achievable Economic TRC Potential | F3 | Industrial | Other Industrial | New | Process | Natural Gas | Gas Boiler - High Turndown | A | Original Unit Winter Peak Savings (kW) | Achievable Economic TRC Potential | 0 | 0 | 0 | 0 | 0 | 0 | 0 | 0 | 0 | 0 | 0 | 0 | 0 | 0 | 0 | 0 | 0 | 0 | 0 | 0 | 0 | 0
F4_Industrial_Other Industrial_New_Process_Natural Gas_Gas Boiler - High Turndown_A_Achievable Economic TRC Potential | F4 | Industrial | Other Industrial | New | Process | Natural Gas | Gas Boiler - High Turndown | A | Standalone Impact on Baseline Energy (%) | Achievable Economic TRC Potential | bar: 2019 to 2040
F5_Industrial_Other Industrial_New_Process_Natural Gas_Gas Boiler - High Turndown_A_Achievable Economic TRC Potential | F5 | Industrial | Other Industrial | New | Process | Natural Gas | Gas Boiler - High Turndown | A | Standalone Impact on Baseline Summer Peak (%) | Achievable Economic TRC Potential | bar: 2019 to 2040
F6_Industrial_Other Industrial_New_Process_Natural Gas_Gas Boiler - High Turndown_A_Achievable Economic TRC Potential | F6 | Industrial | Other Industrial | New | Process | Natural Gas | Gas Boiler - High Turndown | A | Standalone Impact on Baseline Winter Peak (%) | Achievable Economic TRC Potential | bar: 2019 to 2040
F7_Industrial_Other Industrial_New_Process_Natural Gas_Gas Boiler - High Turndown_A_Achievable Economic TRC Potential | F7 | Industrial | Other Industrial | New | Process | Natural Gas | Gas Boiler - High Turndown | A | Incremental Energy Savings (MWh or mTherms) | Achievable Economic TRC Potential | 0 | 0 | 0 | 0 | 0 | 0 | 0 | 0 | 0 | 0 | 0 | 0 | 0 | 0 | 0 | 0 | 0 | 0 | 0 | 0 | 0 | 0
F8_Industrial_Other Industrial_New_Process_Natural Gas_Gas Boiler - High Turndown_A_Achievable Economic TRC Potential | F8 | Industrial | Other Industrial | New | Process | Natural Gas | Gas Boiler - High Turndown | A | Incremental Summer Peak Savings (MW) | Achievable Economic TRC Potential | 0 | 0 | 0 | 0 | 0 | 0 | 0 | 0 | 0 | 0 | 0 | 0 | 0 | 0 | 0 | 0 | 0 | 0 | 0 | 0 | 0 | 0
F9_Industrial_Other Industrial_New_Process_Natural Gas_Gas Boiler - High Turndown_A_Achievable Economic TRC Potential | F9 | Industrial | Other Industrial | New | Process | Natural Gas | Gas Boiler - High Turndown | A | Incremental Winter Peak Savings (MW) | Achievable Economic TRC Potential | 0 | 0 | 0 | 0 | 0 | 0 | 0 | 0 | 0 | 0 | 0 | 0 | 0 | 0 | 0 | 0 | 0 | 0 | 0 | 0 | 0 | 0
F10_Industrial_Other Industrial_New_Process_Natural Gas_Gas Boiler - High Turndown_A_Achievable Economic TRC Potential | F10 | Industrial | Other Industrial | New | Process | Natural Gas | Gas Boiler - High Turndown | A | Cumulative Energy Savings (MWh or mTherms) | Achievable Economic TRC Potential | 0 | 0 | 0 | 0 | 0 | 0 | 0 | 0 | 0 | 0 | 0 | 0 | 0 | 0 | 0 | 0 | 0 | 0 | 0 | 0 | 0 | 0
F11_Industrial_Other Industrial_New_Process_Natural Gas_Gas Boiler - High Turndown_A_Achievable Economic TRC Potential | F11 | Industrial | Other Industrial | New | Process | Natural Gas | Gas Boiler - High Turndown | A | Cumulative Summer Peak Savings (MW) | Achievable Economic TRC Potential | 0 | 0 | 0 | 0 | 0 | 0 | 0 | 0 | 0 | 0 | 0 | 0 | 0 | 0 | 0 | 0 | 0 | 0 | 0 | 0 | 0 | 0
F12_Industrial_Other Industrial_New_Process_Natural Gas_Gas Boiler - High Turndown_A_Achievable Economic TRC Potential | F12 | Industrial | Other Industrial | New | Process | Natural Gas | Gas Boiler - High Turndown | A | Cumulative Winter Peak Savings (MW) | Achievable Economic TRC Potential | 0 | 0 | 0 | 0 | 0 | 0 | 0 | 0 | 0 | 0 | 0 | 0 | 0 | 0 | 0 | 0 | 0 | 0 | 0 | 0 | 0 | 0
F13_Industrial_Other Industrial_New_Process_Natural Gas_Gas Boiler - High Turndown_A_Achievable Economic TRC Potential | F13 | Industrial | Other Industrial | New | Process | Natural Gas | Gas Boiler - High Turndown | A | Purchases (Incremental) | Achievable Economic TRC Potential | 0 | 0 | 0 | 0 | 0 | 0 | 0 | 0 | 0 | 0 | 0 | 0 | 0 | 0 | 0 | 0 | 0 | 0 | 0 | 0 | 0 | 0
F14_Industrial_Other Industrial_New_Process_Natural Gas_Gas Boiler - High Turndown_A_Achievable Economic TRC Potential | F14 | Industrial | Other Industrial | New | Process | Natural Gas | Gas Boiler - High Turndown | A | Purchases (Cumulative) | Achievable Economic TRC Potential | 0 | 0 | 0 | 0 | 0 | 0 | 0 | 0 | 0 | 0 | 0 | 0 | 0 | 0 | 0 | 0 | 0 | 0 | 0 | 0 | 0 | 0
F1_Industrial_Other Industrial_New_Space Heating_Natural Gas_Gas Boiler - Burner Control Optimization_A_Achievable Economic TRC Potential | F1 | Industrial | Other Industrial | New | Space Heating | Natural Gas | Gas Boiler - Burner Control Optimization | A | Original Unit Energy Savings (kWh or therms) | Achievable Economic TRC Potential | 0 | 0 | 0.77162 | 0.77162 | 0.77162 | 0.77162 | 0.77162 | 0.77162 | 0.77162 | 0.77162 | 0.77162 | 0.77162 | 0.77162 | 0.77162 | 0.77162 | 0.77162 | 0.77162 | 0.77162 | 0.77162 | 0.77162 | 0.77162 | 0.77162
F2_Industrial_Other Industrial_New_Space Heating_Natural Gas_Gas Boiler - Burner Control Optimization_A_Achievable Economic TRC Potential | F2 | Industrial | Other Industrial | New | Space Heating | Natural Gas | Gas Boiler - Burner Control Optimization | A | Original Unit Summer Peak Savings (kW) | Achievable Economic TRC Potential | 0 | 0 | 0 | 0 | 0 | 0 | 0 | 0 | 0 | 0 | 0 | 0 | 0 | 0 | 0 | 0 | 0 | 0 | 0 | 0 | 0 | 0
F3_Industrial_Other Industrial_New_Space Heating_Natural Gas_Gas Boiler - Burner Control Optimization_A_Achievable Economic TRC Potential | F3 | Industrial | Other Industrial | New | Space Heating | Natural Gas | Gas Boiler - Burner Control Optimization | A | Original Unit Winter Peak Savings (kW) | Achievable Economic TRC Potential | 0 | 0 | 0 | 0 | 0 | 0 | 0 | 0 | 0 | 0 | 0 | 0 | 0 | 0 | 0 | 0 | 0 | 0 | 0 | 0 | 0 | 0
F4_Industrial_Other Industrial_New_Space Heating_Natural Gas_Gas Boiler - Burner Control Optimization_A_Achievable Economic TRC Potential | F4 | Industrial | Other Industrial | New | Space Heating | Natural Gas | Gas Boiler - Burner Control Optimization | A | Standalone Impact on Baseline Energy (%) | Achievable Economic TRC Potential | bar: 2019 to 2040
F5_Industrial_Other Industrial_New_Space Heating_Natural Gas_Gas Boiler - Burner Control Optimization_A_Achievable Economic TRC Potential | F5 | Industrial | Other Industrial | New | Space Heating | Natural Gas | Gas Boiler - Burner Control Optimization | A | Standalone Impact on Baseline Summer Peak (%) | Achievable Economic TRC Potential | bar: 2019 to 2040
F6_Industrial_Other Industrial_New_Space Heating_Natural Gas_Gas Boiler - Burner Control Optimization_A_Achievable Economic TRC Potential | F6 | Industrial | Other Industrial | New | Space Heating | Natural Gas | Gas Boiler - Burner Control Optimization | A | Standalone Impact on Baseline Winter Peak (%) | Achievable Economic TRC Potential | bar: 2019 to 2040
F7_Industrial_Other Industrial_New_Space Heating_Natural Gas_Gas Boiler - Burner Control Optimization_A_Achievable Economic TRC Potential | F7 | Industrial | Other Industrial | New | Space Heating | Natural Gas | Gas Boiler - Burner Control Optimization | A | Incremental Energy Savings (MWh or mTherms) | Achievable Economic TRC Potential | 0 | 0 | 0 | 0 | 0 | 0 | 0 | 0 | 0 | 0 | 0 | 0 | 0 | 0 | 0 | 0 | 0 | 0 | 0 | 0 | 0 | 0
F8_Industrial_Other Industrial_New_Space Heating_Natural Gas_Gas Boiler - Burner Control Optimization_A_Achievable Economic TRC Potential | F8 | Industrial | Other Industrial | New | Space Heating | Natural Gas | Gas Boiler - Burner Control Optimization | A | Incremental Summer Peak Savings (MW) | Achievable Economic TRC Potential | 0 | 0 | 0 | 0 | 0 | 0 | 0 | 0 | 0 | 0 | 0 | 0 | 0 | 0 | 0 | 0 | 0 | 0 | 0 | 0 | 0 | 0
F9_Industrial_Other Industrial_New_Space Heating_Natural Gas_Gas Boiler - Burner Control Optimization_A_Achievable Economic TRC Potential | F9 | Industrial | Other Industrial | New | Space Heating | Natural Gas | Gas Boiler - Burner Control Optimization | A | Incremental Winter Peak Savings (MW) | Achievable Economic TRC Potential | 0 | 0 | 0 | 0 | 0 | 0 | 0 | 0 | 0 | 0 | 0 | 0 | 0 | 0 | 0 | 0 | 0 | 0 | 0 | 0 | 0 | 0
F10_Industrial_Other Industrial_New_Space Heating_Natural Gas_Gas Boiler - Burner Control Optimization_A_Achievable Economic TRC Potential | F10 | Industrial | Other Industrial | New | Space Heating | Natural Gas | Gas Boiler - Burner Control Optimization | A | Cumulative Energy Savings (MWh or mTherms) | Achievable Economic TRC Potential | 0 | 0 | 0 | 0 | 0 | 0 | 0 | 0 | 0 | 0 | 0 | 0 | 0 | 0 | 0 | 0 | 0 | 0 | 0 | 0 | 0 | 0
F11_Industrial_Other Industrial_New_Space Heating_Natural Gas_Gas Boiler - Burner Control Optimization_A_Achievable Economic TRC Potential | F11 | Industrial | Other Industrial | New | Space Heating | Natural Gas | Gas Boiler - Burner Control Optimization | A | Cumulative Summer Peak Savings (MW) | Achievable Economic TRC Potential | 0 | 0 | 0 | 0 | 0 | 0 | 0 | 0 | 0 | 0 | 0 | 0 | 0 | 0 | 0 | 0 | 0 | 0 | 0 | 0 | 0 | 0
F12_Industrial_Other Industrial_New_Space Heating_Natural Gas_Gas Boiler - Burner Control Optimization_A_Achievable Economic TRC Potential | F12 | Industrial | Other Industrial | New | Space Heating | Natural Gas | Gas Boiler - Burner Control Optimization | A | Cumulative Winter Peak Savings (MW) | Achievable Economic TRC Potential | 0 | 0 | 0 | 0 | 0 | 0 | 0 | 0 | 0 | 0 | 0 | 0 | 0 | 0 | 0 | 0 | 0 | 0 | 0 | 0 | 0 | 0
F13_Industrial_Other Industrial_New_Space Heating_Natural Gas_Gas Boiler - Burner Control Optimization_A_Achievable Economic TRC Potential | F13 | Industrial | Other Industrial | New | Space Heating | Natural Gas | Gas Boiler - Burner Control Optimization | A | Purchases (Incremental) | Achievable Economic TRC Potential | 0 | 0 | 0 | 0 | 0 | 0 | 0 | 0 | 0 | 0 | 0 | 0 | 0 | 0 | 0 | 0 | 0 | 0 | 0 | 0 | 0 | 0
F14_Industrial_Other Industrial_New_Space Heating_Natural Gas_Gas Boiler - Burner Control Optimization_A_Achievable Economic TRC Potential | F14 | Industrial | Other Industrial | New | Space Heating | Natural Gas | Gas Boiler - Burner Control Optimization | A | Purchases (Cumulative) | Achievable Economic TRC Potential | 0 | 0 | 0 | 0 | 0 | 0 | 0 | 0 | 0 | 0 | 0 | 0 | 0 | 0 | 0 | 0 | 0 | 0 | 0 | 0 | 0 | 0
F1_Industrial_Other Industrial_New_Process_Natural Gas_Gas Boiler - Burner Control Optimization_A_Achievable Economic TRC Potential | F1 | Industrial | Other Industrial | New | Process | Natural Gas | Gas Boiler - Burner Control Optimization | A | Original Unit Energy Savings (kWh or therms) | Achievable Economic TRC Potential | 0 | 0 | 0.61528 | 0.61528 | 0.61528 | 0.61528 | 0.61528 | 0.61528 | 0.61528 | 0.61528 | 0.61528 | 0.61528 | 0.61528 | 0.61528 | 0.61528 | 0.61528 | 0.61528 | 0.61528 | 0.61528 | 0.61528 | 0.61528 | 0.61528
F2_Industrial_Other Industrial_New_Process_Natural Gas_Gas Boiler - Burner Control Optimization_A_Achievable Economic TRC Potential | F2 | Industrial | Other Industrial | New | Process | Natural Gas | Gas Boiler - Burner Control Optimization | A | Original Unit Summer Peak Savings (kW) | Achievable Economic TRC Potential | 0 | 0 | 0 | 0 | 0 | 0 | 0 | 0 | 0 | 0 | 0 | 0 | 0 | 0 | 0 | 0 | 0 | 0 | 0 | 0 | 0 | 0
F3_Industrial_Other Industrial_New_Process_Natural Gas_Gas Boiler - Burner Control Optimization_A_Achievable Economic TRC Potential | F3 | Industrial | Other Industrial | New | Process | Natural Gas | Gas Boiler - Burner Control Optimization | A | Original Unit Winter Peak Savings (kW) | Achievable Economic TRC Potential | 0 | 0 | 0 | 0 | 0 | 0 | 0 | 0 | 0 | 0 | 0 | 0 | 0 | 0 | 0 | 0 | 0 | 0 | 0 | 0 | 0 | 0
F4_Industrial_Other Industrial_New_Process_Natural Gas_Gas Boiler - Burner Control Optimization_A_Achievable Economic TRC Potential | F4 | Industrial | Other Industrial | New | Process | Natural Gas | Gas Boiler - Burner Control Optimization | A | Standalone Impact on Baseline Energy (%) | Achievable Economic TRC Potential | bar: 2019 to 2040
F5_Industrial_Other Industrial_New_Process_Natural Gas_Gas Boiler - Burner Control Optimization_A_Achievable Economic TRC Potential | F5 | Industrial | Other Industrial | New | Process | Natural Gas | Gas Boiler - Burner Control Optimization | A | Standalone Impact on Baseline Summer Peak (%) | Achievable Economic TRC Potential | bar: 2019 to 2040
F6_Industrial_Other Industrial_New_Process_Natural Gas_Gas Boiler - Burner Control Optimization_A_Achievable Economic TRC Potential | F6 | Industrial | Other Industrial | New | Process | Natural Gas | Gas Boiler - Burner Control Optimization | A | Standalone Impact on Baseline Winter Peak (%) | Achievable Economic TRC Potential | bar: 2019 to 2040
F7_Industrial_Other Industrial_New_Process_Natural Gas_Gas Boiler - Burner Control Optimization_A_Achievable Economic TRC Potential | F7 | Industrial | Other Industrial | New | Process | Natural Gas | Gas Boiler - Burner Control Optimization | A | Incremental Energy Savings (MWh or mTherms) | Achievable Economic TRC Potential | 0 | 0 | 0 | 0 | 0 | 0 | 0 | 0 | 0 | 0 | 0 | 0 | 0 | 0 | 0 | 0 | 0 | 0 | 0 | 0 | 0 | 0
F8_Industrial_Other Industrial_New_Process_Natural Gas_Gas Boiler - Burner Control Optimization_A_Achievable Economic TRC Potential | F8 | Industrial | Other Industrial | New | Process | Natural Gas | Gas Boiler - Burner Control Optimization | A | Incremental Summer Peak Savings (MW) | Achievable Economic TRC Potential | 0 | 0 | 0 | 0 | 0 | 0 | 0 | 0 | 0 | 0 | 0 | 0 | 0 | 0 | 0 | 0 | 0 | 0 | 0 | 0 | 0 | 0
F9_Industrial_Other Industrial_New_Process_Natural Gas_Gas Boiler - Burner Control Optimization_A_Achievable Economic TRC Potential | F9 | Industrial | Other Industrial | New | Process | Natural Gas | Gas Boiler - Burner Control Optimization | A | Incremental Winter Peak Savings (MW) | Achievable Economic TRC Potential | 0 | 0 | 0 | 0 | 0 | 0 | 0 | 0 | 0 | 0 | 0 | 0 | 0 | 0 | 0 | 0 | 0 | 0 | 0 | 0 | 0 | 0
F10_Industrial_Other Industrial_New_Process_Natural Gas_Gas Boiler - Burner Control Optimization_A_Achievable Economic TRC Potential | F10 | Industrial | Other Industrial | New | Process | Natural Gas | Gas Boiler - Burner Control Optimization | A | Cumulative Energy Savings (MWh or mTherms) | Achievable Economic TRC Potential | 0 | 0 | 0 | 0 | 0 | 0 | 0 | 0 | 0 | 0 | 0 | 0 | 0 | 0 | 0 | 0 | 0 | 0 | 0 | 0 | 0 | 0
F11_Industrial_Other Industrial_New_Process_Natural Gas_Gas Boiler - Burner Control Optimization_A_Achievable Economic TRC Potential | F11 | Industrial | Other Industrial | New | Process | Natural Gas | Gas Boiler - Burner Control Optimization | A | Cumulative Summer Peak Savings (MW) | Achievable Economic TRC Potential | 0 | 0 | 0 | 0 | 0 | 0 | 0 | 0 | 0 | 0 | 0 | 0 | 0 | 0 | 0 | 0 | 0 | 0 | 0 | 0 | 0 | 0
F12_Industrial_Other Industrial_New_Process_Natural Gas_Gas Boiler - Burner Control Optimization_A_Achievable Economic TRC Potential | F12 | Industrial | Other Industrial | New | Process | Natural Gas | Gas Boiler - Burner Control Optimization | A | Cumulative Winter Peak Savings (MW) | Achievable Economic TRC Potential | 0 | 0 | 0 | 0 | 0 | 0 | 0 | 0 | 0 | 0 | 0 | 0 | 0 | 0 | 0 | 0 | 0 | 0 | 0 | 0 | 0 | 0
F13_Industrial_Other Industrial_New_Process_Natural Gas_Gas Boiler - Burner Control Optimization_A_Achievable Economic TRC Potential | F13 | Industrial | Other Industrial | New | Process | Natural Gas | Gas Boiler - Burner Control Optimization | A | Purchases (Incremental) | Achievable Economic TRC Potential | 0 | 0 | 0 | 0 | 0 | 0 | 0 | 0 | 0 | 0 | 0 | 0 | 0 | 0 | 0 | 0 | 0 | 0 | 0 | 0 | 0 | 0
F14_Industrial_Other Industrial_New_Process_Natural Gas_Gas Boiler - Burner Control Optimization_A_Achievable Economic TRC Potential | F14 | Industrial | Other Industrial | New | Process | Natural Gas | Gas Boiler - Burner Control Optimization | A | Purchases (Cumulative) | Achievable Economic TRC Potential | 0 | 0 | 0 | 0 | 0 | 0 | 0 | 0 | 0 | 0 | 0 | 0 | 0 | 0 | 0 | 0 | 0 | 0 | 0 | 0 | 0 | 0
F1_Industrial_Other Industrial_New_Space Heating_Natural Gas_HVAC - Demand Controlled Ventilation_A_Achievable Economic TRC Potential | F1 | Industrial | Other Industrial | New | Space Heating | Natural Gas | HVAC - Demand Controlled Ventilation | A | Original Unit Energy Savings (kWh or therms) | Achievable Economic TRC Potential | 0 | 0 | 0.067787 | 0.067787 | 0.067787 | 0.067787 | 0.067787 | 0.067787 | 0.067787 | 0.067787 | 0.067787 | 0.067787 | 0.067787 | 0.067787 | 0.067787 | 0.067787 | 0.067787 | 0.067787 | 0.067787 | 0.067787 | 0.067787 | 0.067787
F2_Industrial_Other Industrial_New_Space Heating_Natural Gas_HVAC - Demand Controlled Ventilation_A_Achievable Economic TRC Potential | F2 | Industrial | Other Industrial | New | Space Heating | Natural Gas | HVAC - Demand Controlled Ventilation | A | Original Unit Summer Peak Savings (kW) | Achievable Economic TRC Potential | 0 | 0 | 0 | 0 | 0 | 0 | 0 | 0 | 0 | 0 | 0 | 0 | 0 | 0 | 0 | 0 | 0 | 0 | 0 | 0 | 0 | 0
F3_Industrial_Other Industrial_New_Space Heating_Natural Gas_HVAC - Demand Controlled Ventilation_A_Achievable Economic TRC Potential | F3 | Industrial | Other Industrial | New | Space Heating | Natural Gas | HVAC - Demand Controlled Ventilation | A | Original Unit Winter Peak Savings (kW) | Achievable Economic TRC Potential | 0 | 0 | 0 | 0 | 0 | 0 | 0 | 0 | 0 | 0 | 0 | 0 | 0 | 0 | 0 | 0 | 0 | 0 | 0 | 0 | 0 | 0
F4_Industrial_Other Industrial_New_Space Heating_Natural Gas_HVAC - Demand Controlled Ventilation_A_Achievable Economic TRC Potential | F4 | Industrial | Other Industrial | New | Space Heating | Natural Gas | HVAC - Demand Controlled Ventilation | A | Standalone Impact on Baseline Energy (%) | Achievable Economic TRC Potential | 0% | 0% | 0.0396% | 0.06229% | 0.08329% | 0.102% | 0.1282% | 0.1509% | 0.173% | 0.1928% | 0.2172% | 0.2387% | 0.2602% | 0.2788% | 0.3039% | 0.3254% | 0.3467% | 0.3611% | 0.38% | 0.3931% | 0.4043% | 0.4146%
F5_Industrial_Other Industrial_New_Space Heating_Natural Gas_HVAC - Demand Controlled Ventilation_A_Achievable Economic TRC Potential | F5 | Industrial | Other Industrial | New | Space Heating | Natural Gas | HVAC - Demand Controlled Ventilation | A | Standalone Impact on Baseline Summer Peak (%) | Achievable Economic TRC Potential | bar: 2019 to 2040
F6_Industrial_Other Industrial_New_Space Heating_Natural Gas_HVAC - Demand Controlled Ventilation_A_Achievable Economic TRC Potential | F6 | Industrial | Other Industrial | New | Space Heating | Natural Gas | HVAC - Demand Controlled Ventilation | A | Standalone Impact on Baseline Winter Peak (%) | Achievable Economic TRC Potential | bar: 2019 to 2040
F7_Industrial_Other Industrial_New_Space Heating_Natural Gas_HVAC - Demand Controlled Ventilation_A_Achievable Economic TRC Potential | F7 | Industrial | Other Industrial | New | Space Heating | Natural Gas | HVAC - Demand Controlled Ventilation | A | Incremental Energy Savings (MWh or mTherms) | Achievable Economic TRC Potential | 0 | 0 | 0.019406 | 0.033867 | 0.048292 | 0.06446 | 0.074198 | 0.085502 | 0.096663 | 0.10922 | 0.11857 | 0.12932 | 0.13994 | 0.15225 | 0.1606 | 0.17075 | 0.1809 | 0.19271 | 0.20052 | 0.21013 | 0.21948 | 0.22881
F8_Industrial_Other Industrial_New_Space Heating_Natural Gas_HVAC - Demand Controlled Ventilation_A_Achievable Economic TRC Potential | F8 | Industrial | Other Industrial | New | Space Heating | Natural Gas | HVAC - Demand Controlled Ventilation | A | Incremental Summer Peak Savings (MW) | Achievable Economic TRC Potential | 0 | 0 | 0 | 0 | 0 | 0 | 0 | 0 | 0 | 0 | 0 | 0 | 0 | 0 | 0 | 0 | 0 | 0 | 0 | 0 | 0 | 0
F9_Industrial_Other Industrial_New_Space Heating_Natural Gas_HVAC - Demand Controlled Ventilation_A_Achievable Economic TRC Potential | F9 | Industrial | Other Industrial | New | Space Heating | Natural Gas | HVAC - Demand Controlled Ventilation | A | Incremental Winter Peak Savings (MW) | Achievable Economic TRC Potential | 0 | 0 | 0 | 0 | 0 | 0 | 0 | 0 | 0 | 0 | 0 | 0 | 0 | 0 | 0 | 0 | 0 | 0 | 0 | 0 | 0 | 0
F10_Industrial_Other Industrial_New_Space Heating_Natural Gas_HVAC - Demand Controlled Ventilation_A_Achievable Economic TRC Potential | F10 | Industrial | Other Industrial | New | Space Heating | Natural Gas | HVAC - Demand Controlled Ventilation | A | Cumulative Energy Savings (MWh or mTherms) | Achievable Economic TRC Potential | 0 | 0 | 0.019406 | 0.053272 | 0.10156 | 0.16602 | 0.24022 | 0.32572 | 0.42239 | 0.5316 | 0.65017 | 0.7795 | 0.91943 | 1.0717 | 1.2323 | 1.403 | 1.5839 | 1.7572 | 1.9239 | 2.0857 | 2.2407 | 2.3954
F11_Industrial_Other Industrial_New_Space Heating_Natural Gas_HVAC - Demand Controlled Ventilation_A_Achievable Economic TRC Potential | F11 | Industrial | Other Industrial | New | Space Heating | Natural Gas | HVAC - Demand Controlled Ventilation | A | Cumulative Summer Peak Savings (MW) | Achievable Economic TRC Potential | 0 | 0 | 0 | 0 | 0 | 0 | 0 | 0 | 0 | 0 | 0 | 0 | 0 | 0 | 0 | 0 | 0 | 0 | 0 | 0 | 0 | 0
F12_Industrial_Other Industrial_New_Space Heating_Natural Gas_HVAC - Demand Controlled Ventilation_A_Achievable Economic TRC Potential | F12 | Industrial | Other Industrial | New | Space Heating | Natural Gas | HVAC - Demand Controlled Ventilation | A | Cumulative Winter Peak Savings (MW) | Achievable Economic TRC Potential | 0 | 0 | 0 | 0 | 0 | 0 | 0 | 0 | 0 | 0 | 0 | 0 | 0 | 0 | 0 | 0 | 0 | 0 | 0 | 0 | 0 | 0
F13_Industrial_Other Industrial_New_Space Heating_Natural Gas_HVAC - Demand Controlled Ventilation_A_Achievable Economic TRC Potential | F13 | Industrial | Other Industrial | New | Space Heating | Natural Gas | HVAC - Demand Controlled Ventilation | A | Purchases (Incremental) | Achievable Economic TRC Potential | 0 | 0 | 286.2738 | 499.6018 | 712.4061 | 950.9263 | 1094.5728 | 1261.3273 | 1425.9803 | 1611.1895 | 1749.1322 | 1907.7853 | 2064.3342 | 2245.9352 | 2369.1886 | 2518.9859 | 2668.6697 | 2842.922 | 2958.0208 | 3099.8496 | 3237.8158 | 3375.3744
F14_Industrial_Other Industrial_New_Space Heating_Natural Gas_HVAC - Demand Controlled Ventilation_A_Achievable Economic TRC Potential | F14 | Industrial | Other Industrial | New | Space Heating | Natural Gas | HVAC - Demand Controlled Ventilation | A | Purchases (Cumulative) | Achievable Economic TRC Potential | 0 | 0 | 286.2738 | 785.8756 | 1498.2817 | 2449.2079 | 3543.7808 | 4805.1081 | 6231.0884 | 7842.2779 | 9591.4101 | 11499.1954 | 13563.5296 | 15809.4648 | 18178.6534 | 20697.6393 | 23366.309 | 25922.9573 | 28381.3762 | 30768.8198 | 33055.7093 | 35336.5108
F1_Industrial_Other Industrial_New_Space Heating_Natural Gas_Gas Boiler - Stack Economizer_A_Achievable Economic TRC Potential | F1 | Industrial | Other Industrial | New | Space Heating | Natural Gas | Gas Boiler - Stack Economizer | A | Original Unit Energy Savings (kWh or therms) | Achievable Economic TRC Potential | 0 | 0 | 1.9424 | 1.9424 | 1.9424 | 1.9424 | 1.9424 | 1.9424 | 1.9424 | 1.9424 | 1.9424 | 1.9424 | 1.9424 | 1.9424 | 1.9424 | 1.9424 | 1.9424 | 1.9424 | 1.9424 | 1.9424 | 1.9424 | 1.9424
F2_Industrial_Other Industrial_New_Space Heating_Natural Gas_Gas Boiler - Stack Economizer_A_Achievable Economic TRC Potential | F2 | Industrial | Other Industrial | New | Space Heating | Natural Gas | Gas Boiler - Stack Economizer | A | Original Unit Summer Peak Savings (kW) | Achievable Economic TRC Potential | 0 | 0 | 0 | 0 | 0 | 0 | 0 | 0 | 0 | 0 | 0 | 0 | 0 | 0 | 0 | 0 | 0 | 0 | 0 | 0 | 0 | 0
F3_Industrial_Other Industrial_New_Space Heating_Natural Gas_Gas Boiler - Stack Economizer_A_Achievable Economic TRC Potential | F3 | Industrial | Other Industrial | New | Space Heating | Natural Gas | Gas Boiler - Stack Economizer | A | Original Unit Winter Peak Savings (kW) | Achievable Economic TRC Potential | 0 | 0 | 0 | 0 | 0 | 0 | 0 | 0 | 0 | 0 | 0 | 0 | 0 | 0 | 0 | 0 | 0 | 0 | 0 | 0 | 0 | 0
F4_Industrial_Other Industrial_New_Space Heating_Natural Gas_Gas Boiler - Stack Economizer_A_Achievable Economic TRC Potential | F4 | Industrial | Other Industrial | New | Space Heating | Natural Gas | Gas Boiler - Stack Economizer | A | Standalone Impact on Baseline Energy (%) | Achievable Economic TRC Potential | bar: 2019 to 2040
F5_Industrial_Other Industrial_New_Space Heating_Natural Gas_Gas Boiler - Stack Economizer_A_Achievable Economic TRC Potential | F5 | Industrial | Other Industrial | New | Space Heating | Natural Gas | Gas Boiler - Stack Economizer | A | Standalone Impact on Baseline Summer Peak (%) | Achievable Economic TRC Potential | bar: 2019 to 2040
F6_Industrial_Other Industrial_New_Space Heating_Natural Gas_Gas Boiler - Stack Economizer_A_Achievable Economic TRC Potential | F6 | Industrial | Other Industrial | New | Space Heating | Natural Gas | Gas Boiler - Stack Economizer | A | Standalone Impact on Baseline Winter Peak (%) | Achievable Economic TRC Potential | bar: 2019 to 2040
F7_Industrial_Other Industrial_New_Space Heating_Natural Gas_Gas Boiler - Stack Economizer_A_Achievable Economic TRC Potential | F7 | Industrial | Other Industrial | New | Space Heating | Natural Gas | Gas Boiler - Stack Economizer | A | Incremental Energy Savings (MWh or mTherms) | Achievable Economic TRC Potential | 0 | 0 | 0 | 0 | 0 | 0 | 0 | 0 | 0 | 0 | 0 | 0 | 0 | 0 | 0 | 0 | 0 | 0 | 0 | 0 | 0 | 0
F8_Industrial_Other Industrial_New_Space Heating_Natural Gas_Gas Boiler - Stack Economizer_A_Achievable Economic TRC Potential | F8 | Industrial | Other Industrial | New | Space Heating | Natural Gas | Gas Boiler - Stack Economizer | A | Incremental Summer Peak Savings (MW) | Achievable Economic TRC Potential | 0 | 0 | 0 | 0 | 0 | 0 | 0 | 0 | 0 | 0 | 0 | 0 | 0 | 0 | 0 | 0 | 0 | 0 | 0 | 0 | 0 | 0
F9_Industrial_Other Industrial_New_Space Heating_Natural Gas_Gas Boiler - Stack Economizer_A_Achievable Economic TRC Potential | F9 | Industrial | Other Industrial | New | Space Heating | Natural Gas | Gas Boiler - Stack Economizer | A | Incremental Winter Peak Savings (MW) | Achievable Economic TRC Potential | 0 | 0 | 0 | 0 | 0 | 0 | 0 | 0 | 0 | 0 | 0 | 0 | 0 | 0 | 0 | 0 | 0 | 0 | 0 | 0 | 0 | 0
F10_Industrial_Other Industrial_New_Space Heating_Natural Gas_Gas Boiler - Stack Economizer_A_Achievable Economic TRC Potential | F10 | Industrial | Other Industrial | New | Space Heating | Natural Gas | Gas Boiler - Stack Economizer | A | Cumulative Energy Savings (MWh or mTherms) | Achievable Economic TRC Potential | 0 | 0 | 0 | 0 | 0 | 0 | 0 | 0 | 0 | 0 | 0 | 0 | 0 | 0 | 0 | 0 | 0 | 0 | 0 | 0 | 0 | 0
F11_Industrial_Other Industrial_New_Space Heating_Natural Gas_Gas Boiler - Stack Economizer_A_Achievable Economic TRC Potential | F11 | Industrial | Other Industrial | New | Space Heating | Natural Gas | Gas Boiler - Stack Economizer | A | Cumulative Summer Peak Savings (MW) | Achievable Economic TRC Potential | 0 | 0 | 0 | 0 | 0 | 0 | 0 | 0 | 0 | 0 | 0 | 0 | 0 | 0 | 0 | 0 | 0 | 0 | 0 | 0 | 0 | 0
F12_Industrial_Other Industrial_New_Space Heating_Natural Gas_Gas Boiler - Stack Economizer_A_Achievable Economic TRC Potential | F12 | Industrial | Other Industrial | New | Space Heating | Natural Gas | Gas Boiler - Stack Economizer | A | Cumulative Winter Peak Savings (MW) | Achievable Economic TRC Potential | 0 | 0 | 0 | 0 | 0 | 0 | 0 | 0 | 0 | 0 | 0 | 0 | 0 | 0 | 0 | 0 | 0 | 0 | 0 | 0 | 0 | 0
F13_Industrial_Other Industrial_New_Space Heating_Natural Gas_Gas Boiler - Stack Economizer_A_Achievable Economic TRC Potential | F13 | Industrial | Other Industrial | New | Space Heating | Natural Gas | Gas Boiler - Stack Economizer | A | Purchases (Incremental) | Achievable Economic TRC Potential | 0 | 0 | 0 | 0 | 0 | 0 | 0 | 0 | 0 | 0 | 0 | 0 | 0 | 0 | 0 | 0 | 0 | 0 | 0 | 0 | 0 | 0
F14_Industrial_Other Industrial_New_Space Heating_Natural Gas_Gas Boiler - Stack Economizer_A_Achievable Economic TRC Potential | F14 | Industrial | Other Industrial | New | Space Heating | Natural Gas | Gas Boiler - Stack Economizer | A | Purchases (Cumulative) | Achievable Economic TRC Potential | 0 | 0 | 0 | 0 | 0 | 0 | 0 | 0 | 0 | 0 | 0 | 0 | 0 | 0 | 0 | 0 | 0 | 0 | 0 | 0 | 0 | 0
F1_Industrial_Other Industrial_New_Process_Natural Gas_Gas Boiler - Stack Economizer_A_Achievable Economic TRC Potential | F1 | Industrial | Other Industrial | New | Process | Natural Gas | Gas Boiler - Stack Economizer | A | Original Unit Energy Savings (kWh or therms) | Achievable Economic TRC Potential | 0 | 0 | 2.0368 | 2.0368 | 2.0368 | 2.0368 | 2.0368 | 2.0368 | 2.0368 | 2.0368 | 2.0368 | 2.0368 | 2.0368 | 2.0368 | 2.0368 | 2.0368 | 2.0368 | 2.0368 | 2.0368 | 2.0368 | 2.0368 | 2.0368
F2_Industrial_Other Industrial_New_Process_Natural Gas_Gas Boiler - Stack Economizer_A_Achievable Economic TRC Potential | F2 | Industrial | Other Industrial | New | Process | Natural Gas | Gas Boiler - Stack Economizer | A | Original Unit Summer Peak Savings (kW) | Achievable Economic TRC Potential | 0 | 0 | 0 | 0 | 0 | 0 | 0 | 0 | 0 | 0 | 0 | 0 | 0 | 0 | 0 | 0 | 0 | 0 | 0 | 0 | 0 | 0
F3_Industrial_Other Industrial_New_Process_Natural Gas_Gas Boiler - Stack Economizer_A_Achievable Economic TRC Potential | F3 | Industrial | Other Industrial | New | Process | Natural Gas | Gas Boiler - Stack Economizer | A | Original Unit Winter Peak Savings (kW) | Achievable Economic TRC Potential | 0 | 0 | 0 | 0 | 0 | 0 | 0 | 0 | 0 | 0 | 0 | 0 | 0 | 0 | 0 | 0 | 0 | 0 | 0 | 0 | 0 | 0
F4_Industrial_Other Industrial_New_Process_Natural Gas_Gas Boiler - Stack Economizer_A_Achievable Economic TRC Potential | F4 | Industrial | Other Industrial | New | Process | Natural Gas | Gas Boiler - Stack Economizer | A | Standalone Impact on Baseline Energy (%) | Achievable Economic TRC Potential | bar: 2019 to 2040
F5_Industrial_Other Industrial_New_Process_Natural Gas_Gas Boiler - Stack Economizer_A_Achievable Economic TRC Potential | F5 | Industrial | Other Industrial | New | Process | Natural Gas | Gas Boiler - Stack Economizer | A | Standalone Impact on Baseline Summer Peak (%) | Achievable Economic TRC Potential | bar: 2019 to 2040
F6_Industrial_Other Industrial_New_Process_Natural Gas_Gas Boiler - Stack Economizer_A_Achievable Economic TRC Potential | F6 | Industrial | Other Industrial | New | Process | Natural Gas | Gas Boiler - Stack Economizer | A | Standalone Impact on Baseline Winter Peak (%) | Achievable Economic TRC Potential | bar: 2019 to 2040
F7_Industrial_Other Industrial_New_Process_Natural Gas_Gas Boiler - Stack Economizer_A_Achievable Economic TRC Potential | F7 | Industrial | Other Industrial | New | Process | Natural Gas | Gas Boiler - Stack Economizer | A | Incremental Energy Savings (MWh or mTherms) | Achievable Economic TRC Potential | 0 | 0 | 0 | 0 | 0 | 0 | 0 | 0 | 0 | 0 | 0 | 0 | 0 | 0 | 0 | 0 | 0 | 0 | 0 | 0 | 0 | 0
F8_Industrial_Other Industrial_New_Process_Natural Gas_Gas Boiler - Stack Economizer_A_Achievable Economic TRC Potential | F8 | Industrial | Other Industrial | New | Process | Natural Gas | Gas Boiler - Stack Economizer | A | Incremental Summer Peak Savings (MW) | Achievable Economic TRC Potential | 0 | 0 | 0 | 0 | 0 | 0 | 0 | 0 | 0 | 0 | 0 | 0 | 0 | 0 | 0 | 0 | 0 | 0 | 0 | 0 | 0 | 0
F9_Industrial_Other Industrial_New_Process_Natural Gas_Gas Boiler - Stack Economizer_A_Achievable Economic TRC Potential | F9 | Industrial | Other Industrial | New | Process | Natural Gas | Gas Boiler - Stack Economizer | A | Incremental Winter Peak Savings (MW) | Achievable Economic TRC Potential | 0 | 0 | 0 | 0 | 0 | 0 | 0 | 0 | 0 | 0 | 0 | 0 | 0 | 0 | 0 | 0 | 0 | 0 | 0 | 0 | 0 | 0
F10_Industrial_Other Industrial_New_Process_Natural Gas_Gas Boiler - Stack Economizer_A_Achievable Economic TRC Potential | F10 | Industrial | Other Industrial | New | Process | Natural Gas | Gas Boiler - Stack Economizer | A | Cumulative Energy Savings (MWh or mTherms) | Achievable Economic TRC Potential | 0 | 0 | 0 | 0 | 0 | 0 | 0 | 0 | 0 | 0 | 0 | 0 | 0 | 0 | 0 | 0 | 0 | 0 | 0 | 0 | 0 | 0
F11_Industrial_Other Industrial_New_Process_Natural Gas_Gas Boiler - Stack Economizer_A_Achievable Economic TRC Potential | F11 | Industrial | Other Industrial | New | Process | Natural Gas | Gas Boiler - Stack Economizer | A | Cumulative Summer Peak Savings (MW) | Achievable Economic TRC Potential | 0 | 0 | 0 | 0 | 0 | 0 | 0 | 0 | 0 | 0 | 0 | 0 | 0 | 0 | 0 | 0 | 0 | 0 | 0 | 0 | 0 | 0
F12_Industrial_Other Industrial_New_Process_Natural Gas_Gas Boiler - Stack Economizer_A_Achievable Economic TRC Potential | F12 | Industrial | Other Industrial | New | Process | Natural Gas | Gas Boiler - Stack Economizer | A | Cumulative Winter Peak Savings (MW) | Achievable Economic TRC Potential | 0 | 0 | 0 | 0 | 0 | 0 | 0 | 0 | 0 | 0 | 0 | 0 | 0 | 0 | 0 | 0 | 0 | 0 | 0 | 0 | 0 | 0
F13_Industrial_Other Industrial_New_Process_Natural Gas_Gas Boiler - Stack Economizer_A_Achievable Economic TRC Potential | F13 | Industrial | Other Industrial | New | Process | Natural Gas | Gas Boiler - Stack Economizer | A | Purchases (Incremental) | Achievable Economic TRC Potential | 0 | 0 | 0 | 0 | 0 | 0 | 0 | 0 | 0 | 0 | 0 | 0 | 0 | 0 | 0 | 0 | 0 | 0 | 0 | 0 | 0 | 0
F14_Industrial_Other Industrial_New_Process_Natural Gas_Gas Boiler - Stack Economizer_A_Achievable Economic TRC Potential | F14 | Industrial | Other Industrial | New | Process | Natural Gas | Gas Boiler - Stack Economizer | A | Purchases (Cumulative) | Achievable Economic TRC Potential | 0 | 0 | 0 | 0 | 0 | 0 | 0 | 0 | 0 | 0 | 0 | 0 | 0 | 0 | 0 | 0 | 0 | 0 | 0 | 0 | 0 | 0
F1_Industrial_Other Industrial_New_Space Heating_Natural Gas_Gas Furnace Tube Inserts_A_Achievable Economic TRC Potential | F1 | Industrial | Other Industrial | New | Space Heating | Natural Gas | Gas Furnace Tube Inserts | A | Original Unit Energy Savings (kWh or therms) | Achievable Economic TRC Potential | 0 | 0 | 0.077933 | 0.077933 | 0.077933 | 0.077933 | 0.077933 | 0.077933 | 0.077933 | 0.077933 | 0.077933 | 0.077933 | 0.077933 | 0.077933 | 0.077933 | 0.077933 | 0.077933 | 0.077933 | 0.077933 | 0.077933 | 0.077933 | 0.077933
F2_Industrial_Other Industrial_New_Space Heating_Natural Gas_Gas Furnace Tube Inserts_A_Achievable Economic TRC Potential | F2 | Industrial | Other Industrial | New | Space Heating | Natural Gas | Gas Furnace Tube Inserts | A | Original Unit Summer Peak Savings (kW) | Achievable Economic TRC Potential | 0 | 0 | 0 | 0 | 0 | 0 | 0 | 0 | 0 | 0 | 0 | 0 | 0 | 0 | 0 | 0 | 0 | 0 | 0 | 0 | 0 | 0
F3_Industrial_Other Industrial_New_Space Heating_Natural Gas_Gas Furnace Tube Inserts_A_Achievable Economic TRC Potential | F3 | Industrial | Other Industrial | New | Space Heating | Natural Gas | Gas Furnace Tube Inserts | A | Original Unit Winter Peak Savings (kW) | Achievable Economic TRC Potential | 0 | 0 | 0 | 0 | 0 | 0 | 0 | 0 | 0 | 0 | 0 | 0 | 0 | 0 | 0 | 0 | 0 | 0 | 0 | 0 | 0 | 0
F4_Industrial_Other Industrial_New_Space Heating_Natural Gas_Gas Furnace Tube Inserts_A_Achievable Economic TRC Potential | F4 | Industrial | Other Industrial | New | Space Heating | Natural Gas | Gas Furnace Tube Inserts | A | Standalone Impact on Baseline Energy (%) | Achievable Economic TRC Potential | bar: 2019 to 2040
F5_Industrial_Other Industrial_New_Space Heating_Natural Gas_Gas Furnace Tube Inserts_A_Achievable Economic TRC Potential | F5 | Industrial | Other Industrial | New | Space Heating | Natural Gas | Gas Furnace Tube Inserts | A | Standalone Impact on Baseline Summer Peak (%) | Achievable Economic TRC Potential | bar: 2019 to 2040
F6_Industrial_Other Industrial_New_Space Heating_Natural Gas_Gas Furnace Tube Inserts_A_Achievable Economic TRC Potential | F6 | Industrial | Other Industrial | New | Space Heating | Natural Gas | Gas Furnace Tube Inserts | A | Standalone Impact on Baseline Winter Peak (%) | Achievable Economic TRC Potential | bar: 2019 to 2040
F7_Industrial_Other Industrial_New_Space Heating_Natural Gas_Gas Furnace Tube Inserts_A_Achievable Economic TRC Potential | F7 | Industrial | Other Industrial | New | Space Heating | Natural Gas | Gas Furnace Tube Inserts | A | Incremental Energy Savings (MWh or mTherms) | Achievable Economic TRC Potential | 0 | 0 | 0 | 0 | 0 | 0 | 0 | 0 | 0 | 0 | 0 | 0 | 0 | 0 | 0 | 0 | 0 | 0 | 0 | 0 | 0 | 0
F8_Industrial_Other Industrial_New_Space Heating_Natural Gas_Gas Furnace Tube Inserts_A_Achievable Economic TRC Potential | F8 | Industrial | Other Industrial | New | Space Heating | Natural Gas | Gas Furnace Tube Inserts | A | Incremental Summer Peak Savings (MW) | Achievable Economic TRC Potential | 0 | 0 | 0 | 0 | 0 | 0 | 0 | 0 | 0 | 0 | 0 | 0 | 0 | 0 | 0 | 0 | 0 | 0 | 0 | 0 | 0 | 0
F9_Industrial_Other Industrial_New_Space Heating_Natural Gas_Gas Furnace Tube Inserts_A_Achievable Economic TRC Potential | F9 | Industrial | Other Industrial | New | Space Heating | Natural Gas | Gas Furnace Tube Inserts | A | Incremental Winter Peak Savings (MW) | Achievable Economic TRC Potential | 0 | 0 | 0 | 0 | 0 | 0 | 0 | 0 | 0 | 0 | 0 | 0 | 0 | 0 | 0 | 0 | 0 | 0 | 0 | 0 | 0 | 0
F10_Industrial_Other Industrial_New_Space Heating_Natural Gas_Gas Furnace Tube Inserts_A_Achievable Economic TRC Potential | F10 | Industrial | Other Industrial | New | Space Heating | Natural Gas | Gas Furnace Tube Inserts | A | Cumulative Energy Savings (MWh or mTherms) | Achievable Economic TRC Potential | 0 | 0 | 0 | 0 | 0 | 0 | 0 | 0 | 0 | 0 | 0 | 0 | 0 | 0 | 0 | 0 | 0 | 0 | 0 | 0 | 0 | 0
F11_Industrial_Other Industrial_New_Space Heating_Natural Gas_Gas Furnace Tube Inserts_A_Achievable Economic TRC Potential | F11 | Industrial | Other Industrial | New | Space Heating | Natural Gas | Gas Furnace Tube Inserts | A | Cumulative Summer Peak Savings (MW) | Achievable Economic TRC Potential | 0 | 0 | 0 | 0 | 0 | 0 | 0 | 0 | 0 | 0 | 0 | 0 | 0 | 0 | 0 | 0 | 0 | 0 | 0 | 0 | 0 | 0
F12_Industrial_Other Industrial_New_Space Heating_Natural Gas_Gas Furnace Tube Inserts_A_Achievable Economic TRC Potential | F12 | Industrial | Other Industrial | New | Space Heating | Natural Gas | Gas Furnace Tube Inserts | A | Cumulative Winter Peak Savings (MW) | Achievable Economic TRC Potential | 0 | 0 | 0 | 0 | 0 | 0 | 0 | 0 | 0 | 0 | 0 | 0 | 0 | 0 | 0 | 0 | 0 | 0 | 0 | 0 | 0 | 0
F13_Industrial_Other Industrial_New_Space Heating_Natural Gas_Gas Furnace Tube Inserts_A_Achievable Economic TRC Potential | F13 | Industrial | Other Industrial | New | Space Heating | Natural Gas | Gas Furnace Tube Inserts | A | Purchases (Incremental) | Achievable Economic TRC Potential | 0 | 0 | 0 | 0 | 0 | 0 | 0 | 0 | 0 | 0 | 0 | 0 | 0 | 0 | 0 | 0 | 0 | 0 | 0 | 0 | 0 | 0
F14_Industrial_Other Industrial_New_Space Heating_Natural Gas_Gas Furnace Tube Inserts_A_Achievable Economic TRC Potential | F14 | Industrial | Other Industrial | New | Space Heating | Natural Gas | Gas Furnace Tube Inserts | A | Purchases (Cumulative) | Achievable Economic TRC Potential | 0 | 0 | 0 | 0 | 0 | 0 | 0 | 0 | 0 | 0 | 0 | 0 | 0 | 0 | 0 | 0 | 0 | 0 | 0 | 0 | 0 | 0
F1_Industrial_Other Industrial_New_Space Heating_Natural Gas_Space Heating - Heat Recovery Ventilator_A_Achievable Economic TRC Potential | F1 | Industrial | Other Industrial | New | Space Heating | Natural Gas | Space Heating - Heat Recovery Ventilator | A | Original Unit Energy Savings (kWh or therms) | Achievable Economic TRC Potential | 0 | 0 | 0.012707 | 0.012707 | 0.012707 | 0.012707 | 0.012707 | 0.012707 | 0.012707 | 0.012707 | 0.012707 | 0.012707 | 0.012707 | 0.012707 | 0.012707 | 0.012707 | 0.012707 | 0.012707 | 0.012707 | 0.012707 | 0.012707 | 0.012707
F2_Industrial_Other Industrial_New_Space Heating_Natural Gas_Space Heating - Heat Recovery Ventilator_A_Achievable Economic TRC Potential | F2 | Industrial | Other Industrial | New | Space Heating | Natural Gas | Space Heating - Heat Recovery Ventilator | A | Original Unit Summer Peak Savings (kW) | Achievable Economic TRC Potential | 0 | 0 | 0 | 0 | 0 | 0 | 0 | 0 | 0 | 0 | 0 | 0 | 0 | 0 | 0 | 0 | 0 | 0 | 0 | 0 | 0 | 0
F3_Industrial_Other Industrial_New_Space Heating_Natural Gas_Space Heating - Heat Recovery Ventilator_A_Achievable Economic TRC Potential | F3 | Industrial | Other Industrial | New | Space Heating | Natural Gas | Space Heating - Heat Recovery Ventilator | A | Original Unit Winter Peak Savings (kW) | Achievable Economic TRC Potential | 0 | 0 | 0 | 0 | 0 | 0 | 0 | 0 | 0 | 0 | 0 | 0 | 0 | 0 | 0 | 0 | 0 | 0 | 0 | 0 | 0 | 0
F4_Industrial_Other Industrial_New_Space Heating_Natural Gas_Space Heating - Heat Recovery Ventilator_A_Achievable Economic TRC Potential | F4 | Industrial | Other Industrial | New | Space Heating | Natural Gas | Space Heating - Heat Recovery Ventilator | A | Standalone Impact on Baseline Energy (%) | Achievable Economic TRC Potential | bar: 2019 to 2040
F5_Industrial_Other Industrial_New_Space Heating_Natural Gas_Space Heating - Heat Recovery Ventilator_A_Achievable Economic TRC Potential | F5 | Industrial | Other Industrial | New | Space Heating | Natural Gas | Space Heating - Heat Recovery Ventilator | A | Standalone Impact on Baseline Summer Peak (%) | Achievable Economic TRC Potential | bar: 2019 to 2040
F6_Industrial_Other Industrial_New_Space Heating_Natural Gas_Space Heating - Heat Recovery Ventilator_A_Achievable Economic TRC Potential | F6 | Industrial | Other Industrial | New | Space Heating | Natural Gas | Space Heating - Heat Recovery Ventilator | A | Standalone Impact on Baseline Winter Peak (%) | Achievable Economic TRC Potential | bar: 2019 to 2040
F7_Industrial_Other Industrial_New_Space Heating_Natural Gas_Space Heating - Heat Recovery Ventilator_A_Achievable Economic TRC Potential | F7 | Industrial | Other Industrial | New | Space Heating | Natural Gas | Space Heating - Heat Recovery Ventilator | A | Incremental Energy Savings (MWh or mTherms) | Achievable Economic TRC Potential | 0 | 0 | 0 | 0 | 0 | 0 | 0 | 0 | 0 | 0 | 0 | 0 | 0 | 0 | 0 | 0 | 0 | 0 | 0 | 0 | 0 | 0
F8_Industrial_Other Industrial_New_Space Heating_Natural Gas_Space Heating - Heat Recovery Ventilator_A_Achievable Economic TRC Potential | F8 | Industrial | Other Industrial | New | Space Heating | Natural Gas | Space Heating - Heat Recovery Ventilator | A | Incremental Summer Peak Savings (MW) | Achievable Economic TRC Potential | 0 | 0 | 0 | 0 | 0 | 0 | 0 | 0 | 0 | 0 | 0 | 0 | 0 | 0 | 0 | 0 | 0 | 0 | 0 | 0 | 0 | 0
F9_Industrial_Other Industrial_New_Space Heating_Natural Gas_Space Heating - Heat Recovery Ventilator_A_Achievable Economic TRC Potential | F9 | Industrial | Other Industrial | New | Space Heating | Natural Gas | Space Heating - Heat Recovery Ventilator | A | Incremental Winter Peak Savings (MW) | Achievable Economic TRC Potential | 0 | 0 | 0 | 0 | 0 | 0 | 0 | 0 | 0 | 0 | 0 | 0 | 0 | 0 | 0 | 0 | 0 | 0 | 0 | 0 | 0 | 0
F10_Industrial_Other Industrial_New_Space Heating_Natural Gas_Space Heating - Heat Recovery Ventilator_A_Achievable Economic TRC Potential | F10 | Industrial | Other Industrial | New | Space Heating | Natural Gas | Space Heating - Heat Recovery Ventilator | A | Cumulative Energy Savings (MWh or mTherms) | Achievable Economic TRC Potential | 0 | 0 | 0 | 0 | 0 | 0 | 0 | 0 | 0 | 0 | 0 | 0 | 0 | 0 | 0 | 0 | 0 | 0 | 0 | 0 | 0 | 0
F11_Industrial_Other Industrial_New_Space Heating_Natural Gas_Space Heating - Heat Recovery Ventilator_A_Achievable Economic TRC Potential | F11 | Industrial | Other Industrial | New | Space Heating | Natural Gas | Space Heating - Heat Recovery Ventilator | A | Cumulative Summer Peak Savings (MW) | Achievable Economic TRC Potential | 0 | 0 | 0 | 0 | 0 | 0 | 0 | 0 | 0 | 0 | 0 | 0 | 0 | 0 | 0 | 0 | 0 | 0 | 0 | 0 | 0 | 0
F12_Industrial_Other Industrial_New_Space Heating_Natural Gas_Space Heating - Heat Recovery Ventilator_A_Achievable Economic TRC Potential | F12 | Industrial | Other Industrial | New | Space Heating | Natural Gas | Space Heating - Heat Recovery Ventilator | A | Cumulative Winter Peak Savings (MW) | Achievable Economic TRC Potential | 0 | 0 | 0 | 0 | 0 | 0 | 0 | 0 | 0 | 0 | 0 | 0 | 0 | 0 | 0 | 0 | 0 | 0 | 0 | 0 | 0 | 0
F13_Industrial_Other Industrial_New_Space Heating_Natural Gas_Space Heating - Heat Recovery Ventilator_A_Achievable Economic TRC Potential | F13 | Industrial | Other Industrial | New | Space Heating | Natural Gas | Space Heating - Heat Recovery Ventilator | A | Purchases (Incremental) | Achievable Economic TRC Potential | 0 | 0 | 0 | 0 | 0 | 0 | 0 | 0 | 0 | 0 | 0 | 0 | 0 | 0 | 0 | 0 | 0 | 0 | 0 | 0 | 0 | 0
F14_Industrial_Other Industrial_New_Space Heating_Natural Gas_Space Heating - Heat Recovery Ventilator_A_Achievable Economic TRC Potential | F14 | Industrial | Other Industrial | New | Space Heating | Natural Gas | Space Heating - Heat Recovery Ventilator | A | Purchases (Cumulative) | Achievable Economic TRC Potential | 0 | 0 | 0 | 0 | 0 | 0 | 0 | 0 | 0 | 0 | 0 | 0 | 0 | 0 | 0 | 0 | 0 | 0 | 0 | 0 | 0 | 0
F1_Industrial_Other Industrial_New_Space Heating_Natural Gas_Thermostat - Programmable_A_Achievable Economic TRC Potential | F1 | Industrial | Other Industrial | New | Space Heating | Natural Gas | Thermostat - Programmable | A | Original Unit Energy Savings (kWh or therms) | Achievable Economic TRC Potential | 0 | 0 | 0.0061474 | 0.0061474 | 0.0061474 | 0.0061474 | 0.0061474 | 0.0061474 | 0.0061474 | 0.0061474 | 0.0061474 | 0.0061474 | 0.0061474 | 0.0061474 | 0.0061474 | 0.0061474 | 0.0061474 | 0.0061474 | 0.0061474 | 0.0061474 | 0.0061474 | 0.0061474
F2_Industrial_Other Industrial_New_Space Heating_Natural Gas_Thermostat - Programmable_A_Achievable Economic TRC Potential | F2 | Industrial | Other Industrial | New | Space Heating | Natural Gas | Thermostat - Programmable | A | Original Unit Summer Peak Savings (kW) | Achievable Economic TRC Potential | 0 | 0 | 0 | 0 | 0 | 0 | 0 | 0 | 0 | 0 | 0 | 0 | 0 | 0 | 0 | 0 | 0 | 0 | 0 | 0 | 0 | 0
F3_Industrial_Other Industrial_New_Space Heating_Natural Gas_Thermostat - Programmable_A_Achievable Economic TRC Potential | F3 | Industrial | Other Industrial | New | Space Heating | Natural Gas | Thermostat - Programmable | A | Original Unit Winter Peak Savings (kW) | Achievable Economic TRC Potential | 0 | 0 | 0 | 0 | 0 | 0 | 0 | 0 | 0 | 0 | 0 | 0 | 0 | 0 | 0 | 0 | 0 | 0 | 0 | 0 | 0 | 0
F4_Industrial_Other Industrial_New_Space Heating_Natural Gas_Thermostat - Programmable_A_Achievable Economic TRC Potential | F4 | Industrial | Other Industrial | New | Space Heating | Natural Gas | Thermostat - Programmable | A | Standalone Impact on Baseline Energy (%) | Achievable Economic TRC Potential | bar: 2019 to 2040
F5_Industrial_Other Industrial_New_Space Heating_Natural Gas_Thermostat - Programmable_A_Achievable Economic TRC Potential | F5 | Industrial | Other Industrial | New | Space Heating | Natural Gas | Thermostat - Programmable | A | Standalone Impact on Baseline Summer Peak (%) | Achievable Economic TRC Potential | bar: 2019 to 2040
F6_Industrial_Other Industrial_New_Space Heating_Natural Gas_Thermostat - Programmable_A_Achievable Economic TRC Potential | F6 | Industrial | Other Industrial | New | Space Heating | Natural Gas | Thermostat - Programmable | A | Standalone Impact on Baseline Winter Peak (%) | Achievable Economic TRC Potential | bar: 2019 to 2040
F7_Industrial_Other Industrial_New_Space Heating_Natural Gas_Thermostat - Programmable_A_Achievable Economic TRC Potential | F7 | Industrial | Other Industrial | New | Space Heating | Natural Gas | Thermostat - Programmable | A | Incremental Energy Savings (MWh or mTherms) | Achievable Economic TRC Potential | 0 | 0 | 0 | 0 | 0 | 0 | 0 | 0 | 0 | 0 | 0 | 0 | 0 | 0 | 0 | 0 | 0 | 0 | 0 | 0 | 0 | 0
F8_Industrial_Other Industrial_New_Space Heating_Natural Gas_Thermostat - Programmable_A_Achievable Economic TRC Potential | F8 | Industrial | Other Industrial | New | Space Heating | Natural Gas | Thermostat - Programmable | A | Incremental Summer Peak Savings (MW) | Achievable Economic TRC Potential | 0 | 0 | 0 | 0 | 0 | 0 | 0 | 0 | 0 | 0 | 0 | 0 | 0 | 0 | 0 | 0 | 0 | 0 | 0 | 0 | 0 | 0
F9_Industrial_Other Industrial_New_Space Heating_Natural Gas_Thermostat - Programmable_A_Achievable Economic TRC Potential | F9 | Industrial | Other Industrial | New | Space Heating | Natural Gas | Thermostat - Programmable | A | Incremental Winter Peak Savings (MW) | Achievable Economic TRC Potential | 0 | 0 | 0 | 0 | 0 | 0 | 0 | 0 | 0 | 0 | 0 | 0 | 0 | 0 | 0 | 0 | 0 | 0 | 0 | 0 | 0 | 0
F10_Industrial_Other Industrial_New_Space Heating_Natural Gas_Thermostat - Programmable_A_Achievable Economic TRC Potential | F10 | Industrial | Other Industrial | New | Space Heating | Natural Gas | Thermostat - Programmable | A | Cumulative Energy Savings (MWh or mTherms) | Achievable Economic TRC Potential | 0 | 0 | 0 | 0 | 0 | 0 | 0 | 0 | 0 | 0 | 0 | 0 | 0 | 0 | 0 | 0 | 0 | 0 | 0 | 0 | 0 | 0
F11_Industrial_Other Industrial_New_Space Heating_Natural Gas_Thermostat - Programmable_A_Achievable Economic TRC Potential | F11 | Industrial | Other Industrial | New | Space Heating | Natural Gas | Thermostat - Programmable | A | Cumulative Summer Peak Savings (MW) | Achievable Economic TRC Potential | 0 | 0 | 0 | 0 | 0 | 0 | 0 | 0 | 0 | 0 | 0 | 0 | 0 | 0 | 0 | 0 | 0 | 0 | 0 | 0 | 0 | 0
F12_Industrial_Other Industrial_New_Space Heating_Natural Gas_Thermostat - Programmable_A_Achievable Economic TRC Potential | F12 | Industrial | Other Industrial | New | Space Heating | Natural Gas | Thermostat - Programmable | A | Cumulative Winter Peak Savings (MW) | Achievable Economic TRC Potential | 0 | 0 | 0 | 0 | 0 | 0 | 0 | 0 | 0 | 0 | 0 | 0 | 0 | 0 | 0 | 0 | 0 | 0 | 0 | 0 | 0 | 0
F13_Industrial_Other Industrial_New_Space Heating_Natural Gas_Thermostat - Programmable_A_Achievable Economic TRC Potential | F13 | Industrial | Other Industrial | New | Space Heating | Natural Gas | Thermostat - Programmable | A | Purchases (Incremental) | Achievable Economic TRC Potential | 0 | 0 | 0 | 0 | 0 | 0 | 0 | 0 | 0 | 0 | 0 | 0 | 0 | 0 | 0 | 0 | 0 | 0 | 0 | 0 | 0 | 0
F14_Industrial_Other Industrial_New_Space Heating_Natural Gas_Thermostat - Programmable_A_Achievable Economic TRC Potential | F14 | Industrial | Other Industrial | New | Space Heating | Natural Gas | Thermostat - Programmable | A | Purchases (Cumulative) | Achievable Economic TRC Potential | 0 | 0 | 0 | 0 | 0 | 0 | 0 | 0 | 0 | 0 | 0 | 0 | 0 | 0 | 0 | 0 | 0 | 0 | 0 | 0 | 0 | 0
F1_Industrial_Other Industrial_New_Space Heating_Natural Gas_ENERGY STAR Connected Thermostat_A_Achievable Economic TRC Potential | F1 | Industrial | Other Industrial | New | Space Heating | Natural Gas | ENERGY STAR Connected Thermostat | A | Original Unit Energy Savings (kWh or therms) | Achievable Economic TRC Potential | 0 | 0 | 0.01486 | 0.01486 | 0.01486 | 0.01486 | 0.01486 | 0.01486 | 0.01486 | 0.01486 | 0.01486 | 0.01486 | 0.01486 | 0.01486 | 0.01486 | 0.01486 | 0.01486 | 0.01486 | 0.01486 | 0.01486 | 0.01486 | 0.01486
F2_Industrial_Other Industrial_New_Space Heating_Natural Gas_ENERGY STAR Connected Thermostat_A_Achievable Economic TRC Potential | F2 | Industrial | Other Industrial | New | Space Heating | Natural Gas | ENERGY STAR Connected Thermostat | A | Original Unit Summer Peak Savings (kW) | Achievable Economic TRC Potential | 0 | 0 | 0 | 0 | 0 | 0 | 0 | 0 | 0 | 0 | 0 | 0 | 0 | 0 | 0 | 0 | 0 | 0 | 0 | 0 | 0 | 0
F3_Industrial_Other Industrial_New_Space Heating_Natural Gas_ENERGY STAR Connected Thermostat_A_Achievable Economic TRC Potential | F3 | Industrial | Other Industrial | New | Space Heating | Natural Gas | ENERGY STAR Connected Thermostat | A | Original Unit Winter Peak Savings (kW) | Achievable Economic TRC Potential | 0 | 0 | 0 | 0 | 0 | 0 | 0 | 0 | 0 | 0 | 0 | 0 | 0 | 0 | 0 | 0 | 0 | 0 | 0 | 0 | 0 | 0
F4_Industrial_Other Industrial_New_Space Heating_Natural Gas_ENERGY STAR Connected Thermostat_A_Achievable Economic TRC Potential | F4 | Industrial | Other Industrial | New | Space Heating | Natural Gas | ENERGY STAR Connected Thermostat | A | Standalone Impact on Baseline Energy (%) | Achievable Economic TRC Potential | bar: 2019 to 2040
F5_Industrial_Other Industrial_New_Space Heating_Natural Gas_ENERGY STAR Connected Thermostat_A_Achievable Economic TRC Potential | F5 | Industrial | Other Industrial | New | Space Heating | Natural Gas | ENERGY STAR Connected Thermostat | A | Standalone Impact on Baseline Summer Peak (%) | Achievable Economic TRC Potential | bar: 2019 to 2040
F6_Industrial_Other Industrial_New_Space Heating_Natural Gas_ENERGY STAR Connected Thermostat_A_Achievable Economic TRC Potential | F6 | Industrial | Other Industrial | New | Space Heating | Natural Gas | ENERGY STAR Connected Thermostat | A | Standalone Impact on Baseline Winter Peak (%) | Achievable Economic TRC Potential | bar: 2019 to 2040
F7_Industrial_Other Industrial_New_Space Heating_Natural Gas_ENERGY STAR Connected Thermostat_A_Achievable Economic TRC Potential | F7 | Industrial | Other Industrial | New | Space Heating | Natural Gas | ENERGY STAR Connected Thermostat | A | Incremental Energy Savings (MWh or mTherms) | Achievable Economic TRC Potential | 0 | 0 | 0 | 0 | 0 | 0 | 0 | 0 | 0 | 0 | 0 | 0 | 0 | 0 | 0 | 0 | 0 | 0 | 0 | 0 | 0 | 0
F8_Industrial_Other Industrial_New_Space Heating_Natural Gas_ENERGY STAR Connected Thermostat_A_Achievable Economic TRC Potential | F8 | Industrial | Other Industrial | New | Space Heating | Natural Gas | ENERGY STAR Connected Thermostat | A | Incremental Summer Peak Savings (MW) | Achievable Economic TRC Potential | 0 | 0 | 0 | 0 | 0 | 0 | 0 | 0 | 0 | 0 | 0 | 0 | 0 | 0 | 0 | 0 | 0 | 0 | 0 | 0 | 0 | 0
F9_Industrial_Other Industrial_New_Space Heating_Natural Gas_ENERGY STAR Connected Thermostat_A_Achievable Economic TRC Potential | F9 | Industrial | Other Industrial | New | Space Heating | Natural Gas | ENERGY STAR Connected Thermostat | A | Incremental Winter Peak Savings (MW) | Achievable Economic TRC Potential | 0 | 0 | 0 | 0 | 0 | 0 | 0 | 0 | 0 | 0 | 0 | 0 | 0 | 0 | 0 | 0 | 0 | 0 | 0 | 0 | 0 | 0
F10_Industrial_Other Industrial_New_Space Heating_Natural Gas_ENERGY STAR Connected Thermostat_A_Achievable Economic TRC Potential | F10 | Industrial | Other Industrial | New | Space Heating | Natural Gas | ENERGY STAR Connected Thermostat | A | Cumulative Energy Savings (MWh or mTherms) | Achievable Economic TRC Potential | 0 | 0 | 0 | 0 | 0 | 0 | 0 | 0 | 0 | 0 | 0 | 0 | 0 | 0 | 0 | 0 | 0 | 0 | 0 | 0 | 0 | 0
F11_Industrial_Other Industrial_New_Space Heating_Natural Gas_ENERGY STAR Connected Thermostat_A_Achievable Economic TRC Potential | F11 | Industrial | Other Industrial | New | Space Heating | Natural Gas | ENERGY STAR Connected Thermostat | A | Cumulative Summer Peak Savings (MW) | Achievable Economic TRC Potential | 0 | 0 | 0 | 0 | 0 | 0 | 0 | 0 | 0 | 0 | 0 | 0 | 0 | 0 | 0 | 0 | 0 | 0 | 0 | 0 | 0 | 0
F12_Industrial_Other Industrial_New_Space Heating_Natural Gas_ENERGY STAR Connected Thermostat_A_Achievable Economic TRC Potential | F12 | Industrial | Other Industrial | New | Space Heating | Natural Gas | ENERGY STAR Connected Thermostat | A | Cumulative Winter Peak Savings (MW) | Achievable Economic TRC Potential | 0 | 0 | 0 | 0 | 0 | 0 | 0 | 0 | 0 | 0 | 0 | 0 | 0 | 0 | 0 | 0 | 0 | 0 | 0 | 0 | 0 | 0
F13_Industrial_Other Industrial_New_Space Heating_Natural Gas_ENERGY STAR Connected Thermostat_A_Achievable Economic TRC Potential | F13 | Industrial | Other Industrial | New | Space Heating | Natural Gas | ENERGY STAR Connected Thermostat | A | Purchases (Incremental) | Achievable Economic TRC Potential | 0 | 0 | 0 | 0 | 0 | 0 | 0 | 0 | 0 | 0 | 0 | 0 | 0 | 0 | 0 | 0 | 0 | 0 | 0 | 0 | 0 | 0
F14_Industrial_Other Industrial_New_Space Heating_Natural Gas_ENERGY STAR Connected Thermostat_A_Achievable Economic TRC Potential | F14 | Industrial | Other Industrial | New | Space Heating | Natural Gas | ENERGY STAR Connected Thermostat | A | Purchases (Cumulative) | Achievable Economic TRC Potential | 0 | 0 | 0 | 0 | 0 | 0 | 0 | 0 | 0 | 0 | 0 | 0 | 0 | 0 | 0 | 0 | 0 | 0 | 0 | 0 | 0 | 0
F1_Industrial_Other Industrial_New_Space Heating_Natural Gas_Destratification Fans (HVLS)_A_Achievable Economic TRC Potential | F1 | Industrial | Other Industrial | New | Space Heating | Natural Gas | Destratification Fans (HVLS) | A | Original Unit Energy Savings (kWh or therms) | Achievable Economic TRC Potential | 0 | 0 | 0.01486 | 0.01486 | 0.01486 | 0.01486 | 0.01486 | 0.01486 | 0.01486 | 0.01486 | 0.01486 | 0.01486 | 0.01486 | 0.01486 | 0.01486 | 0.01486 | 0.01486 | 0.01486 | 0.01486 | 0.01486 | 0.01486 | 0.01486
F2_Industrial_Other Industrial_New_Space Heating_Natural Gas_Destratification Fans (HVLS)_A_Achievable Economic TRC Potential | F2 | Industrial | Other Industrial | New | Space Heating | Natural Gas | Destratification Fans (HVLS) | A | Original Unit Summer Peak Savings (kW) | Achievable Economic TRC Potential | 0 | 0 | 0 | 0 | 0 | 0 | 0 | 0 | 0 | 0 | 0 | 0 | 0 | 0 | 0 | 0 | 0 | 0 | 0 | 0 | 0 | 0
F3_Industrial_Other Industrial_New_Space Heating_Natural Gas_Destratification Fans (HVLS)_A_Achievable Economic TRC Potential | F3 | Industrial | Other Industrial | New | Space Heating | Natural Gas | Destratification Fans (HVLS) | A | Original Unit Winter Peak Savings (kW) | Achievable Economic TRC Potential | 0 | 0 | 0 | 0 | 0 | 0 | 0 | 0 | 0 | 0 | 0 | 0 | 0 | 0 | 0 | 0 | 0 | 0 | 0 | 0 | 0 | 0
F4_Industrial_Other Industrial_New_Space Heating_Natural Gas_Destratification Fans (HVLS)_A_Achievable Economic TRC Potential | F4 | Industrial | Other Industrial | New | Space Heating | Natural Gas | Destratification Fans (HVLS) | A | Standalone Impact on Baseline Energy (%) | Achievable Economic TRC Potential | bar: 2019 to 2040
F5_Industrial_Other Industrial_New_Space Heating_Natural Gas_Destratification Fans (HVLS)_A_Achievable Economic TRC Potential | F5 | Industrial | Other Industrial | New | Space Heating | Natural Gas | Destratification Fans (HVLS) | A | Standalone Impact on Baseline Summer Peak (%) | Achievable Economic TRC Potential | bar: 2019 to 2040
F6_Industrial_Other Industrial_New_Space Heating_Natural Gas_Destratification Fans (HVLS)_A_Achievable Economic TRC Potential | F6 | Industrial | Other Industrial | New | Space Heating | Natural Gas | Destratification Fans (HVLS) | A | Standalone Impact on Baseline Winter Peak (%) | Achievable Economic TRC Potential | bar: 2019 to 2040
F7_Industrial_Other Industrial_New_Space Heating_Natural Gas_Destratification Fans (HVLS)_A_Achievable Economic TRC Potential | F7 | Industrial | Other Industrial | New | Space Heating | Natural Gas | Destratification Fans (HVLS) | A | Incremental Energy Savings (MWh or mTherms) | Achievable Economic TRC Potential | 0 | 0 | 0 | 0 | 0 | 0 | 0 | 0 | 0 | 0 | 0 | 0 | 0 | 0 | 0 | 0 | 0 | 0 | 0 | 0 | 0 | 0
F8_Industrial_Other Industrial_New_Space Heating_Natural Gas_Destratification Fans (HVLS)_A_Achievable Economic TRC Potential | F8 | Industrial | Other Industrial | New | Space Heating | Natural Gas | Destratification Fans (HVLS) | A | Incremental Summer Peak Savings (MW) | Achievable Economic TRC Potential | 0 | 0 | 0 | 0 | 0 | 0 | 0 | 0 | 0 | 0 | 0 | 0 | 0 | 0 | 0 | 0 | 0 | 0 | 0 | 0 | 0 | 0
F9_Industrial_Other Industrial_New_Space Heating_Natural Gas_Destratification Fans (HVLS)_A_Achievable Economic TRC Potential | F9 | Industrial | Other Industrial | New | Space Heating | Natural Gas | Destratification Fans (HVLS) | A | Incremental Winter Peak Savings (MW) | Achievable Economic TRC Potential | 0 | 0 | 0 | 0 | 0 | 0 | 0 | 0 | 0 | 0 | 0 | 0 | 0 | 0 | 0 | 0 | 0 | 0 | 0 | 0 | 0 | 0
F10_Industrial_Other Industrial_New_Space Heating_Natural Gas_Destratification Fans (HVLS)_A_Achievable Economic TRC Potential | F10 | Industrial | Other Industrial | New | Space Heating | Natural Gas | Destratification Fans (HVLS) | A | Cumulative Energy Savings (MWh or mTherms) | Achievable Economic TRC Potential | 0 | 0 | 0 | 0 | 0 | 0 | 0 | 0 | 0 | 0 | 0 | 0 | 0 | 0 | 0 | 0 | 0 | 0 | 0 | 0 | 0 | 0
F11_Industrial_Other Industrial_New_Space Heating_Natural Gas_Destratification Fans (HVLS)_A_Achievable Economic TRC Potential | F11 | Industrial | Other Industrial | New | Space Heating | Natural Gas | Destratification Fans (HVLS) | A | Cumulative Summer Peak Savings (MW) | Achievable Economic TRC Potential | 0 | 0 | 0 | 0 | 0 | 0 | 0 | 0 | 0 | 0 | 0 | 0 | 0 | 0 | 0 | 0 | 0 | 0 | 0 | 0 | 0 | 0
F12_Industrial_Other Industrial_New_Space Heating_Natural Gas_Destratification Fans (HVLS)_A_Achievable Economic TRC Potential | F12 | Industrial | Other Industrial | New | Space Heating | Natural Gas | Destratification Fans (HVLS) | A | Cumulative Winter Peak Savings (MW) | Achievable Economic TRC Potential | 0 | 0 | 0 | 0 | 0 | 0 | 0 | 0 | 0 | 0 | 0 | 0 | 0 | 0 | 0 | 0 | 0 | 0 | 0 | 0 | 0 | 0
F13_Industrial_Other Industrial_New_Space Heating_Natural Gas_Destratification Fans (HVLS)_A_Achievable Economic TRC Potential | F13 | Industrial | Other Industrial | New | Space Heating | Natural Gas | Destratification Fans (HVLS) | A | Purchases (Incremental) | Achievable Economic TRC Potential | 0 | 0 | 0 | 0 | 0 | 0 | 0 | 0 | 0 | 0 | 0 | 0 | 0 | 0 | 0 | 0 | 0 | 0 | 0 | 0 | 0 | 0
F14_Industrial_Other Industrial_New_Space Heating_Natural Gas_Destratification Fans (HVLS)_A_Achievable Economic TRC Potential | F14 | Industrial | Other Industrial | New | Space Heating | Natural Gas | Destratification Fans (HVLS) | A | Purchases (Cumulative) | Achievable Economic TRC Potential | 0 | 0 | 0 | 0 | 0 | 0 | 0 | 0 | 0 | 0 | 0 | 0 | 0 | 0 | 0 | 0 | 0 | 0 | 0 | 0 | 0 | 0
F1_Industrial_Other Industrial_New_Space Heating_Natural Gas_Gas Boiler - Insulate Steam Lines/Condensate Tank_A_Achievable Economic TRC Potential | F1 | Industrial | Other Industrial | New | Space Heating | Natural Gas | Gas Boiler - Insulate Steam Lines/Condensate Tank | A | Original Unit Energy Savings (kWh or therms) | Achievable Economic TRC Potential | 0 | 0 | 21.1315 | 21.1315 | 21.1315 | 21.1315 | 21.1315 | 21.1315 | 21.1315 | 21.1315 | 21.1315 | 21.1315 | 21.1315 | 21.1315 | 21.1315 | 21.1315 | 21.1315 | 21.1315 | 21.1315 | 21.1315 | 21.1315 | 21.1315
F2_Industrial_Other Industrial_New_Space Heating_Natural Gas_Gas Boiler - Insulate Steam Lines/Condensate Tank_A_Achievable Economic TRC Potential | F2 | Industrial | Other Industrial | New | Space Heating | Natural Gas | Gas Boiler - Insulate Steam Lines/Condensate Tank | A | Original Unit Summer Peak Savings (kW) | Achievable Economic TRC Potential | 0 | 0 | 0 | 0 | 0 | 0 | 0 | 0 | 0 | 0 | 0 | 0 | 0 | 0 | 0 | 0 | 0 | 0 | 0 | 0 | 0 | 0
F3_Industrial_Other Industrial_New_Space Heating_Natural Gas_Gas Boiler - Insulate Steam Lines/Condensate Tank_A_Achievable Economic TRC Potential | F3 | Industrial | Other Industrial | New | Space Heating | Natural Gas | Gas Boiler - Insulate Steam Lines/Condensate Tank | A | Original Unit Winter Peak Savings (kW) | Achievable Economic TRC Potential | 0 | 0 | 0 | 0 | 0 | 0 | 0 | 0 | 0 | 0 | 0 | 0 | 0 | 0 | 0 | 0 | 0 | 0 | 0 | 0 | 0 | 0
F4_Industrial_Other Industrial_New_Space Heating_Natural Gas_Gas Boiler - Insulate Steam Lines/Condensate Tank_A_Achievable Economic TRC Potential | F4 | Industrial | Other Industrial | New | Space Heating | Natural Gas | Gas Boiler - Insulate Steam Lines/Condensate Tank | A | Standalone Impact on Baseline Energy (%) | Achievable Economic TRC Potential | 0% | 0% | 0.005147% | 0.008096% | 0.01082% | 0.01326% | 0.01666% | 0.01961% | 0.02249% | 0.02505% | 0.02822% | 0.03102% | 0.03382% | 0.03623% | 0.03949% | 0.04229% | 0.04506% | 0.04745% | 0.05075% | 0.05357% | 0.05644% | 0.05929%
F5_Industrial_Other Industrial_New_Space Heating_Natural Gas_Gas Boiler - Insulate Steam Lines/Condensate Tank_A_Achievable Economic TRC Potential | F5 | Industrial | Other Industrial | New | Space Heating | Natural Gas | Gas Boiler - Insulate Steam Lines/Condensate Tank | A | Standalone Impact on Baseline Summer Peak (%) | Achievable Economic TRC Potential | bar: 2019 to 2040
F6_Industrial_Other Industrial_New_Space Heating_Natural Gas_Gas Boiler - Insulate Steam Lines/Condensate Tank_A_Achievable Economic TRC Potential | F6 | Industrial | Other Industrial | New | Space Heating | Natural Gas | Gas Boiler - Insulate Steam Lines/Condensate Tank | A | Standalone Impact on Baseline Winter Peak (%) | Achievable Economic TRC Potential | bar: 2019 to 2040
F7_Industrial_Other Industrial_New_Space Heating_Natural Gas_Gas Boiler - Insulate Steam Lines/Condensate Tank_A_Achievable Economic TRC Potential | F7 | Industrial | Other Industrial | New | Space Heating | Natural Gas | Gas Boiler - Insulate Steam Lines/Condensate Tank | A | Incremental Energy Savings (MWh or mTherms) | Achievable Economic TRC Potential | 0 | 0 | 0.0025221 | 0.0044015 | 0.0062763 | 0.0083777 | 0.0096432 | 0.011112 | 0.012563 | 0.014195 | 0.01541 | 0.016808 | 0.018187 | 0.019787 | 0.020873 | 0.022192 | 0.023511 | 0.025046 | 0.02606 | 0.02731 | 0.028525 | 0.029737
F8_Industrial_Other Industrial_New_Space Heating_Natural Gas_Gas Boiler - Insulate Steam Lines/Condensate Tank_A_Achievable Economic TRC Potential | F8 | Industrial | Other Industrial | New | Space Heating | Natural Gas | Gas Boiler - Insulate Steam Lines/Condensate Tank | A | Incremental Summer Peak Savings (MW) | Achievable Economic TRC Potential | 0 | 0 | 0 | 0 | 0 | 0 | 0 | 0 | 0 | 0 | 0 | 0 | 0 | 0 | 0 | 0 | 0 | 0 | 0 | 0 | 0 | 0
F9_Industrial_Other Industrial_New_Space Heating_Natural Gas_Gas Boiler - Insulate Steam Lines/Condensate Tank_A_Achievable Economic TRC Potential | F9 | Industrial | Other Industrial | New | Space Heating | Natural Gas | Gas Boiler - Insulate Steam Lines/Condensate Tank | A | Incremental Winter Peak Savings (MW) | Achievable Economic TRC Potential | 0 | 0 | 0 | 0 | 0 | 0 | 0 | 0 | 0 | 0 | 0 | 0 | 0 | 0 | 0 | 0 | 0 | 0 | 0 | 0 | 0 | 0
F10_Industrial_Other Industrial_New_Space Heating_Natural Gas_Gas Boiler - Insulate Steam Lines/Condensate Tank_A_Achievable Economic TRC Potential | F10 | Industrial | Other Industrial | New | Space Heating | Natural Gas | Gas Boiler - Insulate Steam Lines/Condensate Tank | A | Cumulative Energy Savings (MWh or mTherms) | Achievable Economic TRC Potential | 0 | 0 | 0.0025221 | 0.0069236 | 0.0132 | 0.021578 | 0.031221 | 0.042333 | 0.054896 | 0.06909 | 0.0845 | 0.10131 | 0.11949 | 0.13928 | 0.16015 | 0.18235 | 0.20586 | 0.2309 | 0.25696 | 0.28427 | 0.3128 | 0.34254
F11_Industrial_Other Industrial_New_Space Heating_Natural Gas_Gas Boiler - Insulate Steam Lines/Condensate Tank_A_Achievable Economic TRC Potential | F11 | Industrial | Other Industrial | New | Space Heating | Natural Gas | Gas Boiler - Insulate Steam Lines/Condensate Tank | A | Cumulative Summer Peak Savings (MW) | Achievable Economic TRC Potential | 0 | 0 | 0 | 0 | 0 | 0 | 0 | 0 | 0 | 0 | 0 | 0 | 0 | 0 | 0 | 0 | 0 | 0 | 0 | 0 | 0 | 0
F12_Industrial_Other Industrial_New_Space Heating_Natural Gas_Gas Boiler - Insulate Steam Lines/Condensate Tank_A_Achievable Economic TRC Potential | F12 | Industrial | Other Industrial | New | Space Heating | Natural Gas | Gas Boiler - Insulate Steam Lines/Condensate Tank | A | Cumulative Winter Peak Savings (MW) | Achievable Economic TRC Potential | 0 | 0 | 0 | 0 | 0 | 0 | 0 | 0 | 0 | 0 | 0 | 0 | 0 | 0 | 0 | 0 | 0 | 0 | 0 | 0 | 0 | 0
F13_Industrial_Other Industrial_New_Space Heating_Natural Gas_Gas Boiler - Insulate Steam Lines/Condensate Tank_A_Achievable Economic TRC Potential | F13 | Industrial | Other Industrial | New | Space Heating | Natural Gas | Gas Boiler - Insulate Steam Lines/Condensate Tank | A | Purchases (Incremental) | Achievable Economic TRC Potential | 0 | 0 | 0.11935 | 0.20829 | 0.29701 | 0.39645 | 0.45634 | 0.52586 | 0.59451 | 0.67173 | 0.72924 | 0.79538 | 0.86065 | 0.93636 | 0.98775 | 1.0502 | 1.1126 | 1.1853 | 1.2332 | 1.2924 | 1.3499 | 1.4072
F14_Industrial_Other Industrial_New_Space Heating_Natural Gas_Gas Boiler - Insulate Steam Lines/Condensate Tank_A_Achievable Economic TRC Potential | F14 | Industrial | Other Industrial | New | Space Heating | Natural Gas | Gas Boiler - Insulate Steam Lines/Condensate Tank | A | Purchases (Cumulative) | Achievable Economic TRC Potential | 0 | 0 | 0.11935 | 0.32764 | 0.62465 | 1.0211 | 1.4774 | 2.0033 | 2.5978 | 3.2695 | 3.9988 | 4.7942 | 5.6548 | 6.5912 | 7.5789 | 8.6291 | 9.7417 | 10.927 | 12.1602 | 13.4526 | 14.8025 | 16.2097
F1_Industrial_Other Industrial_New_Process_Natural Gas_Gas Boiler - Insulate Steam Lines/Condensate Tank_A_Achievable Economic TRC Potential | F1 | Industrial | Other Industrial | New | Process | Natural Gas | Gas Boiler - Insulate Steam Lines/Condensate Tank | A | Original Unit Energy Savings (kWh or therms) | Achievable Economic TRC Potential | 0 | 0 | 16.8499 | 16.8499 | 16.8499 | 16.8499 | 16.8499 | 16.8499 | 16.8499 | 16.8499 | 16.8499 | 16.8499 | 16.8499 | 16.8499 | 16.8499 | 16.8499 | 16.8499 | 16.8499 | 16.8499 | 16.8499 | 16.8499 | 16.8499
F2_Industrial_Other Industrial_New_Process_Natural Gas_Gas Boiler - Insulate Steam Lines/Condensate Tank_A_Achievable Economic TRC Potential | F2 | Industrial | Other Industrial | New | Process | Natural Gas | Gas Boiler - Insulate Steam Lines/Condensate Tank | A | Original Unit Summer Peak Savings (kW) | Achievable Economic TRC Potential | 0 | 0 | 0 | 0 | 0 | 0 | 0 | 0 | 0 | 0 | 0 | 0 | 0 | 0 | 0 | 0 | 0 | 0 | 0 | 0 | 0 | 0
F3_Industrial_Other Industrial_New_Process_Natural Gas_Gas Boiler - Insulate Steam Lines/Condensate Tank_A_Achievable Economic TRC Potential | F3 | Industrial | Other Industrial | New | Process | Natural Gas | Gas Boiler - Insulate Steam Lines/Condensate Tank | A | Original Unit Winter Peak Savings (kW) | Achievable Economic TRC Potential | 0 | 0 | 0 | 0 | 0 | 0 | 0 | 0 | 0 | 0 | 0 | 0 | 0 | 0 | 0 | 0 | 0 | 0 | 0 | 0 | 0 | 0
F4_Industrial_Other Industrial_New_Process_Natural Gas_Gas Boiler - Insulate Steam Lines/Condensate Tank_A_Achievable Economic TRC Potential | F4 | Industrial | Other Industrial | New | Process | Natural Gas | Gas Boiler - Insulate Steam Lines/Condensate Tank | A | Standalone Impact on Baseline Energy (%) | Achievable Economic TRC Potential | 0% | 0% | 0.02737% | 0.04305% | 0.05755% | 0.07048% | 0.0886% | 0.1043% | 0.1196% | 0.1332% | 0.1501% | 0.1649% | 0.1798% | 0.1926% | 0.21% | 0.2249% | 0.2396% | 0.2523% | 0.2698% | 0.2849% | 0.3001% | 0.3152%
F5_Industrial_Other Industrial_New_Process_Natural Gas_Gas Boiler - Insulate Steam Lines/Condensate Tank_A_Achievable Economic TRC Potential | F5 | Industrial | Other Industrial | New | Process | Natural Gas | Gas Boiler - Insulate Steam Lines/Condensate Tank | A | Standalone Impact on Baseline Summer Peak (%) | Achievable Economic TRC Potential | bar: 2019 to 2040
F6_Industrial_Other Industrial_New_Process_Natural Gas_Gas Boiler - Insulate Steam Lines/Condensate Tank_A_Achievable Economic TRC Potential | F6 | Industrial | Other Industrial | New | Process | Natural Gas | Gas Boiler - Insulate Steam Lines/Condensate Tank | A | Standalone Impact on Baseline Winter Peak (%) | Achievable Economic TRC Potential | bar: 2019 to 2040
F7_Industrial_Other Industrial_New_Process_Natural Gas_Gas Boiler - Insulate Steam Lines/Condensate Tank_A_Achievable Economic TRC Potential | F7 | Industrial | Other Industrial | New | Process | Natural Gas | Gas Boiler - Insulate Steam Lines/Condensate Tank | A | Incremental Energy Savings (MWh or mTherms) | Achievable Economic TRC Potential | 0 | 0 | 0.029119 | 0.050817 | 0.072463 | 0.096724 | 0.11134 | 0.1283 | 0.14504 | 0.16388 | 0.17791 | 0.19405 | 0.20998 | 0.22845 | 0.24098 | 0.25622 | 0.27145 | 0.28917 | 0.30088 | 0.3153 | 0.32934 | 0.34333
F8_Industrial_Other Industrial_New_Process_Natural Gas_Gas Boiler - Insulate Steam Lines/Condensate Tank_A_Achievable Economic TRC Potential | F8 | Industrial | Other Industrial | New | Process | Natural Gas | Gas Boiler - Insulate Steam Lines/Condensate Tank | A | Incremental Summer Peak Savings (MW) | Achievable Economic TRC Potential | 0 | 0 | 0 | 0 | 0 | 0 | 0 | 0 | 0 | 0 | 0 | 0 | 0 | 0 | 0 | 0 | 0 | 0 | 0 | 0 | 0 | 0
F9_Industrial_Other Industrial_New_Process_Natural Gas_Gas Boiler - Insulate Steam Lines/Condensate Tank_A_Achievable Economic TRC Potential | F9 | Industrial | Other Industrial | New | Process | Natural Gas | Gas Boiler - Insulate Steam Lines/Condensate Tank | A | Incremental Winter Peak Savings (MW) | Achievable Economic TRC Potential | 0 | 0 | 0 | 0 | 0 | 0 | 0 | 0 | 0 | 0 | 0 | 0 | 0 | 0 | 0 | 0 | 0 | 0 | 0 | 0 | 0 | 0
F10_Industrial_Other Industrial_New_Process_Natural Gas_Gas Boiler - Insulate Steam Lines/Condensate Tank_A_Achievable Economic TRC Potential | F10 | Industrial | Other Industrial | New | Process | Natural Gas | Gas Boiler - Insulate Steam Lines/Condensate Tank | A | Cumulative Energy Savings (MWh or mTherms) | Achievable Economic TRC Potential | 0 | 0 | 0.029119 | 0.079936 | 0.1524 | 0.24912 | 0.36046 | 0.48875 | 0.6338 | 0.79768 | 0.9756 | 1.1696 | 1.3796 | 1.6081 | 1.8491 | 2.1053 | 2.3767 | 2.6659 | 2.9668 | 3.2821 | 3.6114 | 3.9547
F11_Industrial_Other Industrial_New_Process_Natural Gas_Gas Boiler - Insulate Steam Lines/Condensate Tank_A_Achievable Economic TRC Potential | F11 | Industrial | Other Industrial | New | Process | Natural Gas | Gas Boiler - Insulate Steam Lines/Condensate Tank | A | Cumulative Summer Peak Savings (MW) | Achievable Economic TRC Potential | 0 | 0 | 0 | 0 | 0 | 0 | 0 | 0 | 0 | 0 | 0 | 0 | 0 | 0 | 0 | 0 | 0 | 0 | 0 | 0 | 0 | 0
F12_Industrial_Other Industrial_New_Process_Natural Gas_Gas Boiler - Insulate Steam Lines/Condensate Tank_A_Achievable Economic TRC Potential | F12 | Industrial | Other Industrial | New | Process | Natural Gas | Gas Boiler - Insulate Steam Lines/Condensate Tank | A | Cumulative Winter Peak Savings (MW) | Achievable Economic TRC Potential | 0 | 0 | 0 | 0 | 0 | 0 | 0 | 0 | 0 | 0 | 0 | 0 | 0 | 0 | 0 | 0 | 0 | 0 | 0 | 0 | 0 | 0
F13_Industrial_Other Industrial_New_Process_Natural Gas_Gas Boiler - Insulate Steam Lines/Condensate Tank_A_Achievable Economic TRC Potential | F13 | Industrial | Other Industrial | New | Process | Natural Gas | Gas Boiler - Insulate Steam Lines/Condensate Tank | A | Purchases (Incremental) | Achievable Economic TRC Potential | 0 | 0 | 1.7281 | 3.0159 | 4.3005 | 5.7403 | 6.6075 | 7.6141 | 8.608 | 9.7261 | 10.5588 | 11.5165 | 12.4615 | 13.5577 | 14.3018 | 15.206 | 16.1096 | 17.1615 | 17.8563 | 18.7125 | 19.5453 | 20.3757
F14_Industrial_Other Industrial_New_Process_Natural Gas_Gas Boiler - Insulate Steam Lines/Condensate Tank_A_Achievable Economic TRC Potential | F14 | Industrial | Other Industrial | New | Process | Natural Gas | Gas Boiler - Insulate Steam Lines/Condensate Tank | A | Purchases (Cumulative) | Achievable Economic TRC Potential | 0 | 0 | 1.7281 | 4.744 | 9.0445 | 14.7848 | 21.3923 | 29.0064 | 37.6144 | 47.3404 | 57.8992 | 69.4157 | 81.8772 | 95.4349 | 109.7367 | 124.9427 | 141.0523 | 158.2138 | 176.0701 | 194.7826 | 214.3279 | 234.7035
F1_Industrial_Other Industrial_New_Space Heating_Natural Gas_Gas Boiler - Insulate Hot Water Lines_A_Achievable Economic TRC Potential | F1 | Industrial | Other Industrial | New | Space Heating | Natural Gas | Gas Boiler - Insulate Hot Water Lines | A | Original Unit Energy Savings (kWh or therms) | Achievable Economic TRC Potential | 0 | 0 | 23.8852 | 23.8852 | 23.8852 | 23.8852 | 23.8852 | 23.8852 | 23.8852 | 23.8852 | 23.8852 | 23.8852 | 23.8852 | 23.8852 | 23.8852 | 23.8852 | 23.8852 | 23.8852 | 23.8852 | 23.8852 | 23.8852 | 23.8852
F2_Industrial_Other Industrial_New_Space Heating_Natural Gas_Gas Boiler - Insulate Hot Water Lines_A_Achievable Economic TRC Potential | F2 | Industrial | Other Industrial | New | Space Heating | Natural Gas | Gas Boiler - Insulate Hot Water Lines | A | Original Unit Summer Peak Savings (kW) | Achievable Economic TRC Potential | 0 | 0 | 0 | 0 | 0 | 0 | 0 | 0 | 0 | 0 | 0 | 0 | 0 | 0 | 0 | 0 | 0 | 0 | 0 | 0 | 0 | 0
F3_Industrial_Other Industrial_New_Space Heating_Natural Gas_Gas Boiler - Insulate Hot Water Lines_A_Achievable Economic TRC Potential | F3 | Industrial | Other Industrial | New | Space Heating | Natural Gas | Gas Boiler - Insulate Hot Water Lines | A | Original Unit Winter Peak Savings (kW) | Achievable Economic TRC Potential | 0 | 0 | 0 | 0 | 0 | 0 | 0 | 0 | 0 | 0 | 0 | 0 | 0 | 0 | 0 | 0 | 0 | 0 | 0 | 0 | 0 | 0
F4_Industrial_Other Industrial_New_Space Heating_Natural Gas_Gas Boiler - Insulate Hot Water Lines_A_Achievable Economic TRC Potential | F4 | Industrial | Other Industrial | New | Space Heating | Natural Gas | Gas Boiler - Insulate Hot Water Lines | A | Standalone Impact on Baseline Energy (%) | Achievable Economic TRC Potential | 0% | 0% | 0.005818% | 0.009151% | 0.01224% | 0.01498% | 0.01883% | 0.02216% | 0.02542% | 0.02832% | 0.0319% | 0.03507% | 0.03822% | 0.04095% | 0.04464% | 0.0478% | 0.05094% | 0.05363% | 0.05736% | 0.06056% | 0.06379% | 0.06701%
F5_Industrial_Other Industrial_New_Space Heating_Natural Gas_Gas Boiler - Insulate Hot Water Lines_A_Achievable Economic TRC Potential | F5 | Industrial | Other Industrial | New | Space Heating | Natural Gas | Gas Boiler - Insulate Hot Water Lines | A | Standalone Impact on Baseline Summer Peak (%) | Achievable Economic TRC Potential | bar: 2019 to 2040
F6_Industrial_Other Industrial_New_Space Heating_Natural Gas_Gas Boiler - Insulate Hot Water Lines_A_Achievable Economic TRC Potential | F6 | Industrial | Other Industrial | New | Space Heating | Natural Gas | Gas Boiler - Insulate Hot Water Lines | A | Standalone Impact on Baseline Winter Peak (%) | Achievable Economic TRC Potential | bar: 2019 to 2040
F7_Industrial_Other Industrial_New_Space Heating_Natural Gas_Gas Boiler - Insulate Hot Water Lines_A_Achievable Economic TRC Potential | F7 | Industrial | Other Industrial | New | Space Heating | Natural Gas | Gas Boiler - Insulate Hot Water Lines | A | Incremental Energy Savings (MWh or mTherms) | Achievable Economic TRC Potential | 0 | 0 | 0.0028507 | 0.0049751 | 0.0070942 | 0.0094694 | 0.0109 | 0.01256 | 0.0142 | 0.016044 | 0.017418 | 0.018998 | 0.020557 | 0.022365 | 0.023593 | 0.025084 | 0.026575 | 0.02831 | 0.029456 | 0.030869 | 0.032242 | 0.033612
F8_Industrial_Other Industrial_New_Space Heating_Natural Gas_Gas Boiler - Insulate Hot Water Lines_A_Achievable Economic TRC Potential | F8 | Industrial | Other Industrial | New | Space Heating | Natural Gas | Gas Boiler - Insulate Hot Water Lines | A | Incremental Summer Peak Savings (MW) | Achievable Economic TRC Potential | 0 | 0 | 0 | 0 | 0 | 0 | 0 | 0 | 0 | 0 | 0 | 0 | 0 | 0 | 0 | 0 | 0 | 0 | 0 | 0 | 0 | 0
F9_Industrial_Other Industrial_New_Space Heating_Natural Gas_Gas Boiler - Insulate Hot Water Lines_A_Achievable Economic TRC Potential | F9 | Industrial | Other Industrial | New | Space Heating | Natural Gas | Gas Boiler - Insulate Hot Water Lines | A | Incremental Winter Peak Savings (MW) | Achievable Economic TRC Potential | 0 | 0 | 0 | 0 | 0 | 0 | 0 | 0 | 0 | 0 | 0 | 0 | 0 | 0 | 0 | 0 | 0 | 0 | 0 | 0 | 0 | 0
F10_Industrial_Other Industrial_New_Space Heating_Natural Gas_Gas Boiler - Insulate Hot Water Lines_A_Achievable Economic TRC Potential | F10 | Industrial | Other Industrial | New | Space Heating | Natural Gas | Gas Boiler - Insulate Hot Water Lines | A | Cumulative Energy Savings (MWh or mTherms) | Achievable Economic TRC Potential | 0 | 0 | 0.0028507 | 0.0078258 | 0.01492 | 0.024389 | 0.035289 | 0.04785 | 0.06205 | 0.078094 | 0.095512 | 0.11451 | 0.13507 | 0.15743 | 0.18102 | 0.20611 | 0.23268 | 0.26099 | 0.29045 | 0.32132 | 0.35356 | 0.38717
F11_Industrial_Other Industrial_New_Space Heating_Natural Gas_Gas Boiler - Insulate Hot Water Lines_A_Achievable Economic TRC Potential | F11 | Industrial | Other Industrial | New | Space Heating | Natural Gas | Gas Boiler - Insulate Hot Water Lines | A | Cumulative Summer Peak Savings (MW) | Achievable Economic TRC Potential | 0 | 0 | 0 | 0 | 0 | 0 | 0 | 0 | 0 | 0 | 0 | 0 | 0 | 0 | 0 | 0 | 0 | 0 | 0 | 0 | 0 | 0
F12_Industrial_Other Industrial_New_Space Heating_Natural Gas_Gas Boiler - Insulate Hot Water Lines_A_Achievable Economic TRC Potential | F12 | Industrial | Other Industrial | New | Space Heating | Natural Gas | Gas Boiler - Insulate Hot Water Lines | A | Cumulative Winter Peak Savings (MW) | Achievable Economic TRC Potential | 0 | 0 | 0 | 0 | 0 | 0 | 0 | 0 | 0 | 0 | 0 | 0 | 0 | 0 | 0 | 0 | 0 | 0 | 0 | 0 | 0 | 0
F13_Industrial_Other Industrial_New_Space Heating_Natural Gas_Gas Boiler - Insulate Hot Water Lines_A_Achievable Economic TRC Potential | F13 | Industrial | Other Industrial | New | Space Heating | Natural Gas | Gas Boiler - Insulate Hot Water Lines | A | Purchases (Incremental) | Achievable Economic TRC Potential | 0 | 0 | 0.11935 | 0.20829 | 0.29701 | 0.39645 | 0.45634 | 0.52586 | 0.59451 | 0.67173 | 0.72924 | 0.79538 | 0.86065 | 0.93636 | 0.98775 | 1.0502 | 1.1126 | 1.1853 | 1.2332 | 1.2924 | 1.3499 | 1.4072
F14_Industrial_Other Industrial_New_Space Heating_Natural Gas_Gas Boiler - Insulate Hot Water Lines_A_Achievable Economic TRC Potential | F14 | Industrial | Other Industrial | New | Space Heating | Natural Gas | Gas Boiler - Insulate Hot Water Lines | A | Purchases (Cumulative) | Achievable Economic TRC Potential | 0 | 0 | 0.11935 | 0.32764 | 0.62465 | 1.0211 | 1.4774 | 2.0033 | 2.5978 | 3.2695 | 3.9988 | 4.7942 | 5.6548 | 6.5912 | 7.5789 | 8.6291 | 9.7417 | 10.927 | 12.1602 | 13.4526 | 14.8025 | 16.2097
F1_Industrial_Other Industrial_New_Process_Natural Gas_Gas Boiler - Insulate Hot Water Lines_A_Achievable Economic TRC Potential | F1 | Industrial | Other Industrial | New | Process | Natural Gas | Gas Boiler - Insulate Hot Water Lines | A | Original Unit Energy Savings (kWh or therms) | Achievable Economic TRC Potential | 0 | 0 | 19.0457 | 19.0457 | 19.0457 | 19.0457 | 19.0457 | 19.0457 | 19.0457 | 19.0457 | 19.0457 | 19.0457 | 19.0457 | 19.0457 | 19.0457 | 19.0457 | 19.0457 | 19.0457 | 19.0457 | 19.0457 | 19.0457 | 19.0457
F2_Industrial_Other Industrial_New_Process_Natural Gas_Gas Boiler - Insulate Hot Water Lines_A_Achievable Economic TRC Potential | F2 | Industrial | Other Industrial | New | Process | Natural Gas | Gas Boiler - Insulate Hot Water Lines | A | Original Unit Summer Peak Savings (kW) | Achievable Economic TRC Potential | 0 | 0 | 0 | 0 | 0 | 0 | 0 | 0 | 0 | 0 | 0 | 0 | 0 | 0 | 0 | 0 | 0 | 0 | 0 | 0 | 0 | 0
F3_Industrial_Other Industrial_New_Process_Natural Gas_Gas Boiler - Insulate Hot Water Lines_A_Achievable Economic TRC Potential | F3 | Industrial | Other Industrial | New | Process | Natural Gas | Gas Boiler - Insulate Hot Water Lines | A | Original Unit Winter Peak Savings (kW) | Achievable Economic TRC Potential | 0 | 0 | 0 | 0 | 0 | 0 | 0 | 0 | 0 | 0 | 0 | 0 | 0 | 0 | 0 | 0 | 0 | 0 | 0 | 0 | 0 | 0
F4_Industrial_Other Industrial_New_Process_Natural Gas_Gas Boiler - Insulate Hot Water Lines_A_Achievable Economic TRC Potential | F4 | Industrial | Other Industrial | New | Process | Natural Gas | Gas Boiler - Insulate Hot Water Lines | A | Standalone Impact on Baseline Energy (%) | Achievable Economic TRC Potential | 0% | 0% | 0.03093% | 0.04866% | 0.06505% | 0.07967% | 0.1001% | 0.1178% | 0.1352% | 0.1506% | 0.1696% | 0.1864% | 0.2032% | 0.2177% | 0.2373% | 0.2542% | 0.2708% | 0.2852% | 0.305% | 0.322% | 0.3392% | 0.3563%
F5_Industrial_Other Industrial_New_Process_Natural Gas_Gas Boiler - Insulate Hot Water Lines_A_Achievable Economic TRC Potential | F5 | Industrial | Other Industrial | New | Process | Natural Gas | Gas Boiler - Insulate Hot Water Lines | A | Standalone Impact on Baseline Summer Peak (%) | Achievable Economic TRC Potential | bar: 2019 to 2040
F6_Industrial_Other Industrial_New_Process_Natural Gas_Gas Boiler - Insulate Hot Water Lines_A_Achievable Economic TRC Potential | F6 | Industrial | Other Industrial | New | Process | Natural Gas | Gas Boiler - Insulate Hot Water Lines | A | Standalone Impact on Baseline Winter Peak (%) | Achievable Economic TRC Potential | bar: 2019 to 2040
F7_Industrial_Other Industrial_New_Process_Natural Gas_Gas Boiler - Insulate Hot Water Lines_A_Achievable Economic TRC Potential | F7 | Industrial | Other Industrial | New | Process | Natural Gas | Gas Boiler - Insulate Hot Water Lines | A | Incremental Energy Savings (MWh or mTherms) | Achievable Economic TRC Potential | 0 | 0 | 0.032913 | 0.05744 | 0.081906 | 0.10933 | 0.12584 | 0.14502 | 0.16395 | 0.18524 | 0.2011 | 0.21934 | 0.23734 | 0.25822 | 0.27239 | 0.28961 | 0.30682 | 0.32685 | 0.34009 | 0.35639 | 0.37225 | 0.38807
F8_Industrial_Other Industrial_New_Process_Natural Gas_Gas Boiler - Insulate Hot Water Lines_A_Achievable Economic TRC Potential | F8 | Industrial | Other Industrial | New | Process | Natural Gas | Gas Boiler - Insulate Hot Water Lines | A | Incremental Summer Peak Savings (MW) | Achievable Economic TRC Potential | 0 | 0 | 0 | 0 | 0 | 0 | 0 | 0 | 0 | 0 | 0 | 0 | 0 | 0 | 0 | 0 | 0 | 0 | 0 | 0 | 0 | 0
F9_Industrial_Other Industrial_New_Process_Natural Gas_Gas Boiler - Insulate Hot Water Lines_A_Achievable Economic TRC Potential | F9 | Industrial | Other Industrial | New | Process | Natural Gas | Gas Boiler - Insulate Hot Water Lines | A | Incremental Winter Peak Savings (MW) | Achievable Economic TRC Potential | 0 | 0 | 0 | 0 | 0 | 0 | 0 | 0 | 0 | 0 | 0 | 0 | 0 | 0 | 0 | 0 | 0 | 0 | 0 | 0 | 0 | 0
F10_Industrial_Other Industrial_New_Process_Natural Gas_Gas Boiler - Insulate Hot Water Lines_A_Achievable Economic TRC Potential | F10 | Industrial | Other Industrial | New | Process | Natural Gas | Gas Boiler - Insulate Hot Water Lines | A | Cumulative Energy Savings (MWh or mTherms) | Achievable Economic TRC Potential | 0 | 0 | 0.032913 | 0.090353 | 0.17226 | 0.28159 | 0.40743 | 0.55245 | 0.71639 | 0.90163 | 1.1027 | 1.3221 | 1.5594 | 1.8176 | 2.09 | 2.3796 | 2.6864 | 3.0133 | 3.3534 | 3.7098 | 4.082 | 4.4701
F11_Industrial_Other Industrial_New_Process_Natural Gas_Gas Boiler - Insulate Hot Water Lines_A_Achievable Economic TRC Potential | F11 | Industrial | Other Industrial | New | Process | Natural Gas | Gas Boiler - Insulate Hot Water Lines | A | Cumulative Summer Peak Savings (MW) | Achievable Economic TRC Potential | 0 | 0 | 0 | 0 | 0 | 0 | 0 | 0 | 0 | 0 | 0 | 0 | 0 | 0 | 0 | 0 | 0 | 0 | 0 | 0 | 0 | 0
F12_Industrial_Other Industrial_New_Process_Natural Gas_Gas Boiler - Insulate Hot Water Lines_A_Achievable Economic TRC Potential | F12 | Industrial | Other Industrial | New | Process | Natural Gas | Gas Boiler - Insulate Hot Water Lines | A | Cumulative Winter Peak Savings (MW) | Achievable Economic TRC Potential | 0 | 0 | 0 | 0 | 0 | 0 | 0 | 0 | 0 | 0 | 0 | 0 | 0 | 0 | 0 | 0 | 0 | 0 | 0 | 0 | 0 | 0
F13_Industrial_Other Industrial_New_Process_Natural Gas_Gas Boiler - Insulate Hot Water Lines_A_Achievable Economic TRC Potential | F13 | Industrial | Other Industrial | New | Process | Natural Gas | Gas Boiler - Insulate Hot Water Lines | A | Purchases (Incremental) | Achievable Economic TRC Potential | 0 | 0 | 1.7281 | 3.0159 | 4.3005 | 5.7403 | 6.6075 | 7.6141 | 8.608 | 9.7261 | 10.5588 | 11.5165 | 12.4615 | 13.5577 | 14.3018 | 15.206 | 16.1096 | 17.1615 | 17.8563 | 18.7125 | 19.5453 | 20.3757
F14_Industrial_Other Industrial_New_Process_Natural Gas_Gas Boiler - Insulate Hot Water Lines_A_Achievable Economic TRC Potential | F14 | Industrial | Other Industrial | New | Process | Natural Gas | Gas Boiler - Insulate Hot Water Lines | A | Purchases (Cumulative) | Achievable Economic TRC Potential | 0 | 0 | 1.7281 | 4.744 | 9.0445 | 14.7848 | 21.3923 | 29.0064 | 37.6144 | 47.3404 | 57.8992 | 69.4157 | 81.8772 | 95.4349 | 109.7367 | 124.9427 | 141.0523 | 158.2138 | 176.0701 | 194.7826 | 214.3279 | 234.7035
F1_Industrial_Other Industrial_New_Process_Natural Gas_Process - Insulate Heated Process Fluids_A_Achievable Economic TRC Potential | F1 | Industrial | Other Industrial | New | Process | Natural Gas | Process - Insulate Heated Process Fluids | A | Original Unit Energy Savings (kWh or therms) | Achievable Economic TRC Potential | 0 | 0 | 13.6092 | 13.6092 | 13.6092 | 13.6092 | 13.6092 | 13.6092 | 13.6092 | 13.6092 | 13.6092 | 13.6092 | 13.6092 | 13.6092 | 13.6092 | 13.6092 | 13.6092 | 13.6092 | 13.6092 | 13.6092 | 13.6092 | 13.6092
F2_Industrial_Other Industrial_New_Process_Natural Gas_Process - Insulate Heated Process Fluids_A_Achievable Economic TRC Potential | F2 | Industrial | Other Industrial | New | Process | Natural Gas | Process - Insulate Heated Process Fluids | A | Original Unit Summer Peak Savings (kW) | Achievable Economic TRC Potential | 0 | 0 | 0 | 0 | 0 | 0 | 0 | 0 | 0 | 0 | 0 | 0 | 0 | 0 | 0 | 0 | 0 | 0 | 0 | 0 | 0 | 0
F3_Industrial_Other Industrial_New_Process_Natural Gas_Process - Insulate Heated Process Fluids_A_Achievable Economic TRC Potential | F3 | Industrial | Other Industrial | New | Process | Natural Gas | Process - Insulate Heated Process Fluids | A | Original Unit Winter Peak Savings (kW) | Achievable Economic TRC Potential | 0 | 0 | 0 | 0 | 0 | 0 | 0 | 0 | 0 | 0 | 0 | 0 | 0 | 0 | 0 | 0 | 0 | 0 | 0 | 0 | 0 | 0
F4_Industrial_Other Industrial_New_Process_Natural Gas_Process - Insulate Heated Process Fluids_A_Achievable Economic TRC Potential | F4 | Industrial | Other Industrial | New | Process | Natural Gas | Process - Insulate Heated Process Fluids | A | Standalone Impact on Baseline Energy (%) | Achievable Economic TRC Potential | bar: 2019 to 2040
F5_Industrial_Other Industrial_New_Process_Natural Gas_Process - Insulate Heated Process Fluids_A_Achievable Economic TRC Potential | F5 | Industrial | Other Industrial | New | Process | Natural Gas | Process - Insulate Heated Process Fluids | A | Standalone Impact on Baseline Summer Peak (%) | Achievable Economic TRC Potential | bar: 2019 to 2040
F6_Industrial_Other Industrial_New_Process_Natural Gas_Process - Insulate Heated Process Fluids_A_Achievable Economic TRC Potential | F6 | Industrial | Other Industrial | New | Process | Natural Gas | Process - Insulate Heated Process Fluids | A | Standalone Impact on Baseline Winter Peak (%) | Achievable Economic TRC Potential | bar: 2019 to 2040
F7_Industrial_Other Industrial_New_Process_Natural Gas_Process - Insulate Heated Process Fluids_A_Achievable Economic TRC Potential | F7 | Industrial | Other Industrial | New | Process | Natural Gas | Process - Insulate Heated Process Fluids | A | Incremental Energy Savings (MWh or mTherms) | Achievable Economic TRC Potential | 0 | 0 | 0 | 0 | 0 | 0 | 0 | 0 | 0 | 0 | 0 | 0 | 0 | 0 | 0 | 0 | 0 | 0 | 0 | 0 | 0 | 0
F8_Industrial_Other Industrial_New_Process_Natural Gas_Process - Insulate Heated Process Fluids_A_Achievable Economic TRC Potential | F8 | Industrial | Other Industrial | New | Process | Natural Gas | Process - Insulate Heated Process Fluids | A | Incremental Summer Peak Savings (MW) | Achievable Economic TRC Potential | 0 | 0 | 0 | 0 | 0 | 0 | 0 | 0 | 0 | 0 | 0 | 0 | 0 | 0 | 0 | 0 | 0 | 0 | 0 | 0 | 0 | 0
F9_Industrial_Other Industrial_New_Process_Natural Gas_Process - Insulate Heated Process Fluids_A_Achievable Economic TRC Potential | F9 | Industrial | Other Industrial | New | Process | Natural Gas | Process - Insulate Heated Process Fluids | A | Incremental Winter Peak Savings (MW) | Achievable Economic TRC Potential | 0 | 0 | 0 | 0 | 0 | 0 | 0 | 0 | 0 | 0 | 0 | 0 | 0 | 0 | 0 | 0 | 0 | 0 | 0 | 0 | 0 | 0
F10_Industrial_Other Industrial_New_Process_Natural Gas_Process - Insulate Heated Process Fluids_A_Achievable Economic TRC Potential | F10 | Industrial | Other Industrial | New | Process | Natural Gas | Process - Insulate Heated Process Fluids | A | Cumulative Energy Savings (MWh or mTherms) | Achievable Economic TRC Potential | 0 | 0 | 0 | 0 | 0 | 0 | 0 | 0 | 0 | 0 | 0 | 0 | 0 | 0 | 0 | 0 | 0 | 0 | 0 | 0 | 0 | 0
F11_Industrial_Other Industrial_New_Process_Natural Gas_Process - Insulate Heated Process Fluids_A_Achievable Economic TRC Potential | F11 | Industrial | Other Industrial | New | Process | Natural Gas | Process - Insulate Heated Process Fluids | A | Cumulative Summer Peak Savings (MW) | Achievable Economic TRC Potential | 0 | 0 | 0 | 0 | 0 | 0 | 0 | 0 | 0 | 0 | 0 | 0 | 0 | 0 | 0 | 0 | 0 | 0 | 0 | 0 | 0 | 0
F12_Industrial_Other Industrial_New_Process_Natural Gas_Process - Insulate Heated Process Fluids_A_Achievable Economic TRC Potential | F12 | Industrial | Other Industrial | New | Process | Natural Gas | Process - Insulate Heated Process Fluids | A | Cumulative Winter Peak Savings (MW) | Achievable Economic TRC Potential | 0 | 0 | 0 | 0 | 0 | 0 | 0 | 0 | 0 | 0 | 0 | 0 | 0 | 0 | 0 | 0 | 0 | 0 | 0 | 0 | 0 | 0
F13_Industrial_Other Industrial_New_Process_Natural Gas_Process - Insulate Heated Process Fluids_A_Achievable Economic TRC Potential | F13 | Industrial | Other Industrial | New | Process | Natural Gas | Process - Insulate Heated Process Fluids | A | Purchases (Incremental) | Achievable Economic TRC Potential | 0 | 0 | 0 | 0 | 0 | 0 | 0 | 0 | 0 | 0 | 0 | 0 | 0 | 0 | 0 | 0 | 0 | 0 | 0 | 0 | 0 | 0
F14_Industrial_Other Industrial_New_Process_Natural Gas_Process - Insulate Heated Process Fluids_A_Achievable Economic TRC Potential | F14 | Industrial | Other Industrial | New | Process | Natural Gas | Process - Insulate Heated Process Fluids | A | Purchases (Cumulative) | Achievable Economic TRC Potential | 0 | 0 | 0 | 0 | 0 | 0 | 0 | 0 | 0 | 0 | 0 | 0 | 0 | 0 | 0 | 0 | 0 | 0 | 0 | 0 | 0 | 0
F1_Industrial_Other Industrial_New_Process_Natural Gas_Process Heat Recovery_A_Achievable Economic TRC Potential | F1 | Industrial | Other Industrial | New | Process | Natural Gas | Process Heat Recovery | A | Original Unit Energy Savings (kWh or therms) | Achievable Economic TRC Potential | 0 | 0 | 0.033147 | 0.033147 | 0.033147 | 0.033147 | 0.033147 | 0.033147 | 0.033147 | 0.033147 | 0.033147 | 0.033147 | 0.033147 | 0.033147 | 0.033147 | 0.033147 | 0.033147 | 0.033147 | 0.033147 | 0.033147 | 0.033147 | 0.033147
F2_Industrial_Other Industrial_New_Process_Natural Gas_Process Heat Recovery_A_Achievable Economic TRC Potential | F2 | Industrial | Other Industrial | New | Process | Natural Gas | Process Heat Recovery | A | Original Unit Summer Peak Savings (kW) | Achievable Economic TRC Potential | 0 | 0 | 0 | 0 | 0 | 0 | 0 | 0 | 0 | 0 | 0 | 0 | 0 | 0 | 0 | 0 | 0 | 0 | 0 | 0 | 0 | 0
F3_Industrial_Other Industrial_New_Process_Natural Gas_Process Heat Recovery_A_Achievable Economic TRC Potential | F3 | Industrial | Other Industrial | New | Process | Natural Gas | Process Heat Recovery | A | Original Unit Winter Peak Savings (kW) | Achievable Economic TRC Potential | 0 | 0 | 0 | 0 | 0 | 0 | 0 | 0 | 0 | 0 | 0 | 0 | 0 | 0 | 0 | 0 | 0 | 0 | 0 | 0 | 0 | 0
F4_Industrial_Other Industrial_New_Process_Natural Gas_Process Heat Recovery_A_Achievable Economic TRC Potential | F4 | Industrial | Other Industrial | New | Process | Natural Gas | Process Heat Recovery | A | Standalone Impact on Baseline Energy (%) | Achievable Economic TRC Potential | bar: 2019 to 2040
F5_Industrial_Other Industrial_New_Process_Natural Gas_Process Heat Recovery_A_Achievable Economic TRC Potential | F5 | Industrial | Other Industrial | New | Process | Natural Gas | Process Heat Recovery | A | Standalone Impact on Baseline Summer Peak (%) | Achievable Economic TRC Potential | bar: 2019 to 2040
F6_Industrial_Other Industrial_New_Process_Natural Gas_Process Heat Recovery_A_Achievable Economic TRC Potential | F6 | Industrial | Other Industrial | New | Process | Natural Gas | Process Heat Recovery | A | Standalone Impact on Baseline Winter Peak (%) | Achievable Economic TRC Potential | bar: 2019 to 2040
F7_Industrial_Other Industrial_New_Process_Natural Gas_Process Heat Recovery_A_Achievable Economic TRC Potential | F7 | Industrial | Other Industrial | New | Process | Natural Gas | Process Heat Recovery | A | Incremental Energy Savings (MWh or mTherms) | Achievable Economic TRC Potential | 0 | 0 | 0 | 0 | 0 | 0 | 0 | 0 | 0 | 0 | 0 | 0 | 0 | 0 | 0 | 0 | 0 | 0 | 0 | 0 | 0 | 0
F8_Industrial_Other Industrial_New_Process_Natural Gas_Process Heat Recovery_A_Achievable Economic TRC Potential | F8 | Industrial | Other Industrial | New | Process | Natural Gas | Process Heat Recovery | A | Incremental Summer Peak Savings (MW) | Achievable Economic TRC Potential | 0 | 0 | 0 | 0 | 0 | 0 | 0 | 0 | 0 | 0 | 0 | 0 | 0 | 0 | 0 | 0 | 0 | 0 | 0 | 0 | 0 | 0
F9_Industrial_Other Industrial_New_Process_Natural Gas_Process Heat Recovery_A_Achievable Economic TRC Potential | F9 | Industrial | Other Industrial | New | Process | Natural Gas | Process Heat Recovery | A | Incremental Winter Peak Savings (MW) | Achievable Economic TRC Potential | 0 | 0 | 0 | 0 | 0 | 0 | 0 | 0 | 0 | 0 | 0 | 0 | 0 | 0 | 0 | 0 | 0 | 0 | 0 | 0 | 0 | 0
F10_Industrial_Other Industrial_New_Process_Natural Gas_Process Heat Recovery_A_Achievable Economic TRC Potential | F10 | Industrial | Other Industrial | New | Process | Natural Gas | Process Heat Recovery | A | Cumulative Energy Savings (MWh or mTherms) | Achievable Economic TRC Potential | 0 | 0 | 0 | 0 | 0 | 0 | 0 | 0 | 0 | 0 | 0 | 0 | 0 | 0 | 0 | 0 | 0 | 0 | 0 | 0 | 0 | 0
F11_Industrial_Other Industrial_New_Process_Natural Gas_Process Heat Recovery_A_Achievable Economic TRC Potential | F11 | Industrial | Other Industrial | New | Process | Natural Gas | Process Heat Recovery | A | Cumulative Summer Peak Savings (MW) | Achievable Economic TRC Potential | 0 | 0 | 0 | 0 | 0 | 0 | 0 | 0 | 0 | 0 | 0 | 0 | 0 | 0 | 0 | 0 | 0 | 0 | 0 | 0 | 0 | 0
F12_Industrial_Other Industrial_New_Process_Natural Gas_Process Heat Recovery_A_Achievable Economic TRC Potential | F12 | Industrial | Other Industrial | New | Process | Natural Gas | Process Heat Recovery | A | Cumulative Winter Peak Savings (MW) | Achievable Economic TRC Potential | 0 | 0 | 0 | 0 | 0 | 0 | 0 | 0 | 0 | 0 | 0 | 0 | 0 | 0 | 0 | 0 | 0 | 0 | 0 | 0 | 0 | 0
F13_Industrial_Other Industrial_New_Process_Natural Gas_Process Heat Recovery_A_Achievable Economic TRC Potential | F13 | Industrial | Other Industrial | New | Process | Natural Gas | Process Heat Recovery | A | Purchases (Incremental) | Achievable Economic TRC Potential | 0 | 0 | 0 | 0 | 0 | 0 | 0 | 0 | 0 | 0 | 0 | 0 | 0 | 0 | 0 | 0 | 0 | 0 | 0 | 0 | 0 | 0
F14_Industrial_Other Industrial_New_Process_Natural Gas_Process Heat Recovery_A_Achievable Economic TRC Potential | F14 | Industrial | Other Industrial | New | Process | Natural Gas | Process Heat Recovery | A | Purchases (Cumulative) | Achievable Economic TRC Potential | 0 | 0 | 0 | 0 | 0 | 0 | 0 | 0 | 0 | 0 | 0 | 0 | 0 | 0 | 0 | 0 | 0 | 0 | 0 | 0 | 0 | 0
F1_Industrial_Other Industrial_New_Space Heating_Natural Gas_Building Automation System_A_Achievable Economic TRC Potential | F1 | Industrial | Other Industrial | New | Space Heating | Natural Gas | Building Automation System | A | Original Unit Energy Savings (kWh or therms) | Achievable Economic TRC Potential | 0 | 0 | 0.01486 | 0.01486 | 0.01486 | 0.01486 | 0.01486 | 0.01486 | 0.01486 | 0.01486 | 0.01486 | 0.01486 | 0.01486 | 0.01486 | 0.01486 | 0.01486 | 0.01486 | 0.01486 | 0.01486 | 0.01486 | 0.01486 | 0.01486
F2_Industrial_Other Industrial_New_Space Heating_Natural Gas_Building Automation System_A_Achievable Economic TRC Potential | F2 | Industrial | Other Industrial | New | Space Heating | Natural Gas | Building Automation System | A | Original Unit Summer Peak Savings (kW) | Achievable Economic TRC Potential | 0 | 0 | 0 | 0 | 0 | 0 | 0 | 0 | 0 | 0 | 0 | 0 | 0 | 0 | 0 | 0 | 0 | 0 | 0 | 0 | 0 | 0
F3_Industrial_Other Industrial_New_Space Heating_Natural Gas_Building Automation System_A_Achievable Economic TRC Potential | F3 | Industrial | Other Industrial | New | Space Heating | Natural Gas | Building Automation System | A | Original Unit Winter Peak Savings (kW) | Achievable Economic TRC Potential | 0 | 0 | 0 | 0 | 0 | 0 | 0 | 0 | 0 | 0 | 0 | 0 | 0 | 0 | 0 | 0 | 0 | 0 | 0 | 0 | 0 | 0
F4_Industrial_Other Industrial_New_Space Heating_Natural Gas_Building Automation System_A_Achievable Economic TRC Potential | F4 | Industrial | Other Industrial | New | Space Heating | Natural Gas | Building Automation System | A | Standalone Impact on Baseline Energy (%) | Achievable Economic TRC Potential | 0% | 0% | 0.01308% | 0.03364% | 0.07001% | 0.128% | 0.2258% | 0.3601% | 0.5418% | 0.7689% | 1.066% | 1.4% | 1.767% | 2.128% | 2.523% | 2.85% | 3.11% | 3.265% | 3.398% | 3.416% | 3.365% | 3.268%
F5_Industrial_Other Industrial_New_Space Heating_Natural Gas_Building Automation System_A_Achievable Economic TRC Potential | F5 | Industrial | Other Industrial | New | Space Heating | Natural Gas | Building Automation System | A | Standalone Impact on Baseline Summer Peak (%) | Achievable Economic TRC Potential | bar: 2019 to 2040
F6_Industrial_Other Industrial_New_Space Heating_Natural Gas_Building Automation System_A_Achievable Economic TRC Potential | F6 | Industrial | Other Industrial | New | Space Heating | Natural Gas | Building Automation System | A | Standalone Impact on Baseline Winter Peak (%) | Achievable Economic TRC Potential | bar: 2019 to 2040
F7_Industrial_Other Industrial_New_Space Heating_Natural Gas_Building Automation System_A_Achievable Economic TRC Potential | F7 | Industrial | Other Industrial | New | Space Heating | Natural Gas | Building Automation System | A | Incremental Energy Savings (MWh or mTherms) | Achievable Economic TRC Potential | 0 | 0 | 0.0064087 | 0.022357 | 0.056604 | 0.1229 | 0.21473 | 0.35439 | 0.54499 | 0.79827 | 1.0719 | 1.3786 | 1.6736 | 1.9371 | 2.0519 | 2.0566 | 1.9156 | 1.6876 | 1.3428 | 0.9742 | 0.65011 | 0.442
F8_Industrial_Other Industrial_New_Space Heating_Natural Gas_Building Automation System_A_Achievable Economic TRC Potential | F8 | Industrial | Other Industrial | New | Space Heating | Natural Gas | Building Automation System | A | Incremental Summer Peak Savings (MW) | Achievable Economic TRC Potential | 0 | 0 | 0 | 0 | 0 | 0 | 0 | 0 | 0 | 0 | 0 | 0 | 0 | 0 | 0 | 0 | 0 | 0 | 0 | 0 | 0 | 0
F9_Industrial_Other Industrial_New_Space Heating_Natural Gas_Building Automation System_A_Achievable Economic TRC Potential | F9 | Industrial | Other Industrial | New | Space Heating | Natural Gas | Building Automation System | A | Incremental Winter Peak Savings (MW) | Achievable Economic TRC Potential | 0 | 0 | 0 | 0 | 0 | 0 | 0 | 0 | 0 | 0 | 0 | 0 | 0 | 0 | 0 | 0 | 0 | 0 | 0 | 0 | 0 | 0
F10_Industrial_Other Industrial_New_Space Heating_Natural Gas_Building Automation System_A_Achievable Economic TRC Potential | F10 | Industrial | Other Industrial | New | Space Heating | Natural Gas | Building Automation System | A | Cumulative Energy Savings (MWh or mTherms) | Achievable Economic TRC Potential | 0 | 0 | 0.0064087 | 0.028766 | 0.08537 | 0.20827 | 0.423 | 0.77739 | 1.3224 | 2.1207 | 3.1925 | 4.5711 | 6.2448 | 8.1818 | 10.2338 | 12.2903 | 14.2059 | 15.8872 | 17.2076 | 18.1252 | 18.6524 | 18.8797
F11_Industrial_Other Industrial_New_Space Heating_Natural Gas_Building Automation System_A_Achievable Economic TRC Potential | F11 | Industrial | Other Industrial | New | Space Heating | Natural Gas | Building Automation System | A | Cumulative Summer Peak Savings (MW) | Achievable Economic TRC Potential | 0 | 0 | 0 | 0 | 0 | 0 | 0 | 0 | 0 | 0 | 0 | 0 | 0 | 0 | 0 | 0 | 0 | 0 | 0 | 0 | 0 | 0
F12_Industrial_Other Industrial_New_Space Heating_Natural Gas_Building Automation System_A_Achievable Economic TRC Potential | F12 | Industrial | Other Industrial | New | Space Heating | Natural Gas | Building Automation System | A | Cumulative Winter Peak Savings (MW) | Achievable Economic TRC Potential | 0 | 0 | 0 | 0 | 0 | 0 | 0 | 0 | 0 | 0 | 0 | 0 | 0 | 0 | 0 | 0 | 0 | 0 | 0 | 0 | 0 | 0
F13_Industrial_Other Industrial_New_Space Heating_Natural Gas_Building Automation System_A_Achievable Economic TRC Potential | F13 | Industrial | Other Industrial | New | Space Heating | Natural Gas | Building Automation System | A | Purchases (Incremental) | Achievable Economic TRC Potential | 0 | 0 | 431.2618 | 1504.4647 | 3809.0557 | 8270.4133 | 14449.6342 | 23847.772 | 36674.1559 | 53717.9245 | 72128.0904 | 92771.0766 | 112623.9622 | 130350.5302 | 138078.02 | 138391.595 | 128907.4969 | 113565.914 | 90360.5162 | 65556.7281 | 43747.5878 | 29743.1765
F14_Industrial_Other Industrial_New_Space Heating_Natural Gas_Building Automation System_A_Achievable Economic TRC Potential | F14 | Industrial | Other Industrial | New | Space Heating | Natural Gas | Building Automation System | A | Purchases (Cumulative) | Achievable Economic TRC Potential | 0 | 0 | 431.2618 | 1935.7264 | 5744.7821 | 14015.1954 | 28464.8295 | 52312.6016 | 88986.7574 | 142704.6819 | 214832.7723 | 307603.8489 | 420227.8112 | 550578.3414 | 688656.3614 | 827047.9564 | 955955.4533 | 1069090.1055 | 1157946.1571 | 1219693.8295 | 1255171.0041 | 1270464.5464
F1_Industrial_Other Industrial_New_Space Heating_Natural Gas_Steam System Efficiency Improvements_A_Achievable Economic TRC Potential | F1 | Industrial | Other Industrial | New | Space Heating | Natural Gas | Steam System Efficiency Improvements | A | Original Unit Energy Savings (kWh or therms) | Achievable Economic TRC Potential | 0 | 0 | 0.13322 | 0.13322 | 0.13322 | 0.13322 | 0.13322 | 0.13322 | 0.13322 | 0.13322 | 0.13322 | 0.13322 | 0.13322 | 0.13322 | 0.13322 | 0.13322 | 0.13322 | 0.13322 | 0.13322 | 0.13322 | 0.13322 | 0.13322
F2_Industrial_Other Industrial_New_Space Heating_Natural Gas_Steam System Efficiency Improvements_A_Achievable Economic TRC Potential | F2 | Industrial | Other Industrial | New | Space Heating | Natural Gas | Steam System Efficiency Improvements | A | Original Unit Summer Peak Savings (kW) | Achievable Economic TRC Potential | 0 | 0 | 0 | 0 | 0 | 0 | 0 | 0 | 0 | 0 | 0 | 0 | 0 | 0 | 0 | 0 | 0 | 0 | 0 | 0 | 0 | 0
F3_Industrial_Other Industrial_New_Space Heating_Natural Gas_Steam System Efficiency Improvements_A_Achievable Economic TRC Potential | F3 | Industrial | Other Industrial | New | Space Heating | Natural Gas | Steam System Efficiency Improvements | A | Original Unit Winter Peak Savings (kW) | Achievable Economic TRC Potential | 0 | 0 | 0 | 0 | 0 | 0 | 0 | 0 | 0 | 0 | 0 | 0 | 0 | 0 | 0 | 0 | 0 | 0 | 0 | 0 | 0 | 0
F4_Industrial_Other Industrial_New_Space Heating_Natural Gas_Steam System Efficiency Improvements_A_Achievable Economic TRC Potential | F4 | Industrial | Other Industrial | New | Space Heating | Natural Gas | Steam System Efficiency Improvements | A | Standalone Impact on Baseline Energy (%) | Achievable Economic TRC Potential | 0% | 0% | 0.0008309% | 0.002137% | 0.004448% | 0.008129% | 0.01434% | 0.02269% | 0.03367% | 0.04689% | 0.06333% | 0.08071% | 0.09831% | 0.1134% | 0.1271% | 0.1341% | 0.134% | 0.1259% | 0.121% | 0.1155% | 0.1105% | 0.106%
F5_Industrial_Other Industrial_New_Space Heating_Natural Gas_Steam System Efficiency Improvements_A_Achievable Economic TRC Potential | F5 | Industrial | Other Industrial | New | Space Heating | Natural Gas | Steam System Efficiency Improvements | A | Standalone Impact on Baseline Summer Peak (%) | Achievable Economic TRC Potential | bar: 2019 to 2040
F6_Industrial_Other Industrial_New_Space Heating_Natural Gas_Steam System Efficiency Improvements_A_Achievable Economic TRC Potential | F6 | Industrial | Other Industrial | New | Space Heating | Natural Gas | Steam System Efficiency Improvements | A | Standalone Impact on Baseline Winter Peak (%) | Achievable Economic TRC Potential | bar: 2019 to 2040
F7_Industrial_Other Industrial_New_Space Heating_Natural Gas_Steam System Efficiency Improvements_A_Achievable Economic TRC Potential | F7 | Industrial | Other Industrial | New | Space Heating | Natural Gas | Steam System Efficiency Improvements | A | Incremental Energy Savings (MWh or mTherms) | Achievable Economic TRC Potential | 0 | 0 | 0.00040718 | 0.0014205 | 0.0035964 | 0.0078086 | 0.013643 | 0.022516 | 0.034626 | 0.050719 | 0.068101 | 0.087591 | 0.10634 | 0.12307 | 0.13037 | 0.13066 | 0.12171 | 0.10722 | 0.12449 | 0.13396 | 0.13847 | 0.13535
F8_Industrial_Other Industrial_New_Space Heating_Natural Gas_Steam System Efficiency Improvements_A_Achievable Economic TRC Potential | F8 | Industrial | Other Industrial | New | Space Heating | Natural Gas | Steam System Efficiency Improvements | A | Incremental Summer Peak Savings (MW) | Achievable Economic TRC Potential | 0 | 0 | 0 | 0 | 0 | 0 | 0 | 0 | 0 | 0 | 0 | 0 | 0 | 0 | 0 | 0 | 0 | 0 | 0 | 0 | 0 | 0
F9_Industrial_Other Industrial_New_Space Heating_Natural Gas_Steam System Efficiency Improvements_A_Achievable Economic TRC Potential | F9 | Industrial | Other Industrial | New | Space Heating | Natural Gas | Steam System Efficiency Improvements | A | Incremental Winter Peak Savings (MW) | Achievable Economic TRC Potential | 0 | 0 | 0 | 0 | 0 | 0 | 0 | 0 | 0 | 0 | 0 | 0 | 0 | 0 | 0 | 0 | 0 | 0 | 0 | 0 | 0 | 0
F10_Industrial_Other Industrial_New_Space Heating_Natural Gas_Steam System Efficiency Improvements_A_Achievable Economic TRC Potential | F10 | Industrial | Other Industrial | New | Space Heating | Natural Gas | Steam System Efficiency Improvements | A | Cumulative Energy Savings (MWh or mTherms) | Achievable Economic TRC Potential | 0 | 0 | 0.00040718 | 0.0018276 | 0.005424 | 0.013233 | 0.026875 | 0.048985 | 0.08219 | 0.12931 | 0.1896 | 0.26355 | 0.34737 | 0.43582 | 0.51547 | 0.57803 | 0.61215 | 0.61263 | 0.61263 | 0.61263 | 0.61263 | 0.61263
F11_Industrial_Other Industrial_New_Space Heating_Natural Gas_Steam System Efficiency Improvements_A_Achievable Economic TRC Potential | F11 | Industrial | Other Industrial | New | Space Heating | Natural Gas | Steam System Efficiency Improvements | A | Cumulative Summer Peak Savings (MW) | Achievable Economic TRC Potential | 0 | 0 | 0 | 0 | 0 | 0 | 0 | 0 | 0 | 0 | 0 | 0 | 0 | 0 | 0 | 0 | 0 | 0 | 0 | 0 | 0 | 0
F12_Industrial_Other Industrial_New_Space Heating_Natural Gas_Steam System Efficiency Improvements_A_Achievable Economic TRC Potential | F12 | Industrial | Other Industrial | New | Space Heating | Natural Gas | Steam System Efficiency Improvements | A | Cumulative Winter Peak Savings (MW) | Achievable Economic TRC Potential | 0 | 0 | 0 | 0 | 0 | 0 | 0 | 0 | 0 | 0 | 0 | 0 | 0 | 0 | 0 | 0 | 0 | 0 | 0 | 0 | 0 | 0
F13_Industrial_Other Industrial_New_Space Heating_Natural Gas_Steam System Efficiency Improvements_A_Achievable Economic TRC Potential | F13 | Industrial | Other Industrial | New | Space Heating | Natural Gas | Steam System Efficiency Improvements | A | Purchases (Incremental) | Achievable Economic TRC Potential | 0 | 0 | 3.0564 | 10.6623 | 26.9952 | 58.6134 | 102.4063 | 169.0121 | 259.9142 | 380.7055 | 511.1806 | 657.48 | 798.1798 | 923.8102 | 978.5758 | 980.7982 | 913.5832 | 804.8555 | 934.4725 | 1005.5711 | 1039.4116 | 1015.9895
F14_Industrial_Other Industrial_New_Space Heating_Natural Gas_Steam System Efficiency Improvements_A_Achievable Economic TRC Potential | F14 | Industrial | Other Industrial | New | Space Heating | Natural Gas | Steam System Efficiency Improvements | A | Purchases (Cumulative) | Achievable Economic TRC Potential | 0 | 0 | 3.0564 | 13.7187 | 40.714 | 99.3274 | 201.7337 | 367.6894 | 616.9413 | 970.6516 | 1423.2187 | 1978.2924 | 2607.4601 | 3271.356 | 3869.2263 | 4338.8439 | 4594.9471 | 4598.5664 | 4598.5664 | 4598.5664 | 4598.5664 | 4598.5664
F1_Industrial_Other Industrial_New_Process_Natural Gas_Steam System Efficiency Improvements_A_Achievable Economic TRC Potential | F1 | Industrial | Other Industrial | New | Process | Natural Gas | Steam System Efficiency Improvements | A | Original Unit Energy Savings (kWh or therms) | Achievable Economic TRC Potential | 0 | 0 | 0.10623 | 0.10623 | 0.10623 | 0.10623 | 0.10623 | 0.10623 | 0.10623 | 0.10623 | 0.10623 | 0.10623 | 0.10623 | 0.10623 | 0.10623 | 0.10623 | 0.10623 | 0.10623 | 0.10623 | 0.10623 | 0.10623 | 0.10623
F2_Industrial_Other Industrial_New_Process_Natural Gas_Steam System Efficiency Improvements_A_Achievable Economic TRC Potential | F2 | Industrial | Other Industrial | New | Process | Natural Gas | Steam System Efficiency Improvements | A | Original Unit Summer Peak Savings (kW) | Achievable Economic TRC Potential | 0 | 0 | 0 | 0 | 0 | 0 | 0 | 0 | 0 | 0 | 0 | 0 | 0 | 0 | 0 | 0 | 0 | 0 | 0 | 0 | 0 | 0
F3_Industrial_Other Industrial_New_Process_Natural Gas_Steam System Efficiency Improvements_A_Achievable Economic TRC Potential | F3 | Industrial | Other Industrial | New | Process | Natural Gas | Steam System Efficiency Improvements | A | Original Unit Winter Peak Savings (kW) | Achievable Economic TRC Potential | 0 | 0 | 0 | 0 | 0 | 0 | 0 | 0 | 0 | 0 | 0 | 0 | 0 | 0 | 0 | 0 | 0 | 0 | 0 | 0 | 0 | 0
F4_Industrial_Other Industrial_New_Process_Natural Gas_Steam System Efficiency Improvements_A_Achievable Economic TRC Potential | F4 | Industrial | Other Industrial | New | Process | Natural Gas | Steam System Efficiency Improvements | A | Standalone Impact on Baseline Energy (%) | Achievable Economic TRC Potential | bar: 2019 to 2040
F5_Industrial_Other Industrial_New_Process_Natural Gas_Steam System Efficiency Improvements_A_Achievable Economic TRC Potential | F5 | Industrial | Other Industrial | New | Process | Natural Gas | Steam System Efficiency Improvements | A | Standalone Impact on Baseline Summer Peak (%) | Achievable Economic TRC Potential | bar: 2019 to 2040
F6_Industrial_Other Industrial_New_Process_Natural Gas_Steam System Efficiency Improvements_A_Achievable Economic TRC Potential | F6 | Industrial | Other Industrial | New | Process | Natural Gas | Steam System Efficiency Improvements | A | Standalone Impact on Baseline Winter Peak (%) | Achievable Economic TRC Potential | bar: 2019 to 2040
F7_Industrial_Other Industrial_New_Process_Natural Gas_Steam System Efficiency Improvements_A_Achievable Economic TRC Potential | F7 | Industrial | Other Industrial | New | Process | Natural Gas | Steam System Efficiency Improvements | A | Incremental Energy Savings (MWh or mTherms) | Achievable Economic TRC Potential | 0 | 0 | 0 | 0 | 0 | 0 | 0 | 0 | 0 | 0 | 0 | 0 | 0 | 0 | 0 | 0 | 0 | 0 | 0 | 0 | 0 | 0
F8_Industrial_Other Industrial_New_Process_Natural Gas_Steam System Efficiency Improvements_A_Achievable Economic TRC Potential | F8 | Industrial | Other Industrial | New | Process | Natural Gas | Steam System Efficiency Improvements | A | Incremental Summer Peak Savings (MW) | Achievable Economic TRC Potential | 0 | 0 | 0 | 0 | 0 | 0 | 0 | 0 | 0 | 0 | 0 | 0 | 0 | 0 | 0 | 0 | 0 | 0 | 0 | 0 | 0 | 0
F9_Industrial_Other Industrial_New_Process_Natural Gas_Steam System Efficiency Improvements_A_Achievable Economic TRC Potential | F9 | Industrial | Other Industrial | New | Process | Natural Gas | Steam System Efficiency Improvements | A | Incremental Winter Peak Savings (MW) | Achievable Economic TRC Potential | 0 | 0 | 0 | 0 | 0 | 0 | 0 | 0 | 0 | 0 | 0 | 0 | 0 | 0 | 0 | 0 | 0 | 0 | 0 | 0 | 0 | 0
F10_Industrial_Other Industrial_New_Process_Natural Gas_Steam System Efficiency Improvements_A_Achievable Economic TRC Potential | F10 | Industrial | Other Industrial | New | Process | Natural Gas | Steam System Efficiency Improvements | A | Cumulative Energy Savings (MWh or mTherms) | Achievable Economic TRC Potential | 0 | 0 | 0 | 0 | 0 | 0 | 0 | 0 | 0 | 0 | 0 | 0 | 0 | 0 | 0 | 0 | 0 | 0 | 0 | 0 | 0 | 0
F11_Industrial_Other Industrial_New_Process_Natural Gas_Steam System Efficiency Improvements_A_Achievable Economic TRC Potential | F11 | Industrial | Other Industrial | New | Process | Natural Gas | Steam System Efficiency Improvements | A | Cumulative Summer Peak Savings (MW) | Achievable Economic TRC Potential | 0 | 0 | 0 | 0 | 0 | 0 | 0 | 0 | 0 | 0 | 0 | 0 | 0 | 0 | 0 | 0 | 0 | 0 | 0 | 0 | 0 | 0
F12_Industrial_Other Industrial_New_Process_Natural Gas_Steam System Efficiency Improvements_A_Achievable Economic TRC Potential | F12 | Industrial | Other Industrial | New | Process | Natural Gas | Steam System Efficiency Improvements | A | Cumulative Winter Peak Savings (MW) | Achievable Economic TRC Potential | 0 | 0 | 0 | 0 | 0 | 0 | 0 | 0 | 0 | 0 | 0 | 0 | 0 | 0 | 0 | 0 | 0 | 0 | 0 | 0 | 0 | 0
F13_Industrial_Other Industrial_New_Process_Natural Gas_Steam System Efficiency Improvements_A_Achievable Economic TRC Potential | F13 | Industrial | Other Industrial | New | Process | Natural Gas | Steam System Efficiency Improvements | A | Purchases (Incremental) | Achievable Economic TRC Potential | 0 | 0 | 0 | 0 | 0 | 0 | 0 | 0 | 0 | 0 | 0 | 0 | 0 | 0 | 0 | 0 | 0 | 0 | 0 | 0 | 0 | 0
F14_Industrial_Other Industrial_New_Process_Natural Gas_Steam System Efficiency Improvements_A_Achievable Economic TRC Potential | F14 | Industrial | Other Industrial | New | Process | Natural Gas | Steam System Efficiency Improvements | A | Purchases (Cumulative) | Achievable Economic TRC Potential | 0 | 0 | 0 | 0 | 0 | 0 | 0 | 0 | 0 | 0 | 0 | 0 | 0 | 0 | 0 | 0 | 0 | 0 | 0 | 0 | 0 | 0
F1_Industrial_Other Industrial_New_Space Heating_Natural Gas_Strategic Energy Management_A_Achievable Economic TRC Potential | F1 | Industrial | Other Industrial | New | Space Heating | Natural Gas | Strategic Energy Management | A | Original Unit Energy Savings (kWh or therms) | Achievable Economic TRC Potential | 0 | 0 | 3.0133 | 3.0133 | 3.0133 | 3.0133 | 3.0133 | 3.0133 | 3.0133 | 3.0133 | 3.0133 | 3.0133 | 3.0133 | 3.0133 | 3.0133 | 3.0133 | 3.0133 | 3.0133 | 3.0133 | 3.0133 | 3.0133 | 3.0133
F2_Industrial_Other Industrial_New_Space Heating_Natural Gas_Strategic Energy Management_A_Achievable Economic TRC Potential | F2 | Industrial | Other Industrial | New | Space Heating | Natural Gas | Strategic Energy Management | A | Original Unit Summer Peak Savings (kW) | Achievable Economic TRC Potential | 0 | 0 | 0 | 0 | 0 | 0 | 0 | 0 | 0 | 0 | 0 | 0 | 0 | 0 | 0 | 0 | 0 | 0 | 0 | 0 | 0 | 0
F3_Industrial_Other Industrial_New_Space Heating_Natural Gas_Strategic Energy Management_A_Achievable Economic TRC Potential | F3 | Industrial | Other Industrial | New | Space Heating | Natural Gas | Strategic Energy Management | A | Original Unit Winter Peak Savings (kW) | Achievable Economic TRC Potential | 0 | 0 | 0 | 0 | 0 | 0 | 0 | 0 | 0 | 0 | 0 | 0 | 0 | 0 | 0 | 0 | 0 | 0 | 0 | 0 | 0 | 0
F4_Industrial_Other Industrial_New_Space Heating_Natural Gas_Strategic Energy Management_A_Achievable Economic TRC Potential | F4 | Industrial | Other Industrial | New | Space Heating | Natural Gas | Strategic Energy Management | A | Standalone Impact on Baseline Energy (%) | Achievable Economic TRC Potential | 0% | 0% | 0.08224% | 0.1294% | 0.173% | 0.2118% | 0.2663% | 0.2946% | 0.314% | 0.3238% | 0.3358% | 0.3429% | 0.3489% | 0.3507% | 0.3588% | 0.3626% | 0.3657% | 0.3575% | 0.3495% | 0.334% | 0.3198% | 0.3067%
F5_Industrial_Other Industrial_New_Space Heating_Natural Gas_Strategic Energy Management_A_Achievable Economic TRC Potential | F5 | Industrial | Other Industrial | New | Space Heating | Natural Gas | Strategic Energy Management | A | Standalone Impact on Baseline Summer Peak (%) | Achievable Economic TRC Potential | bar: 2019 to 2040
F6_Industrial_Other Industrial_New_Space Heating_Natural Gas_Strategic Energy Management_A_Achievable Economic TRC Potential | F6 | Industrial | Other Industrial | New | Space Heating | Natural Gas | Strategic Energy Management | A | Standalone Impact on Baseline Winter Peak (%) | Achievable Economic TRC Potential | bar: 2019 to 2040
F7_Industrial_Other Industrial_New_Space Heating_Natural Gas_Strategic Energy Management_A_Achievable Economic TRC Potential | F7 | Industrial | Other Industrial | New | Space Heating | Natural Gas | Strategic Energy Management | A | Incremental Energy Savings (MWh or mTherms) | Achievable Economic TRC Potential | 0 | 0 | 0.040298 | 0.070328 | 0.10028 | 0.13386 | 0.15408 | 0.17756 | 0.20073 | 0.22681 | 0.24622 | 0.26856 | 0.29059 | 0.31616 | 0.33351 | 0.35459 | 0.37567 | 0.40019 | 0.4164 | 0.43636 | 0.48846 | 0.52975
F8_Industrial_Other Industrial_New_Space Heating_Natural Gas_Strategic Energy Management_A_Achievable Economic TRC Potential | F8 | Industrial | Other Industrial | New | Space Heating | Natural Gas | Strategic Energy Management | A | Incremental Summer Peak Savings (MW) | Achievable Economic TRC Potential | 0 | 0 | 0 | 0 | 0 | 0 | 0 | 0 | 0 | 0 | 0 | 0 | 0 | 0 | 0 | 0 | 0 | 0 | 0 | 0 | 0 | 0
F9_Industrial_Other Industrial_New_Space Heating_Natural Gas_Strategic Energy Management_A_Achievable Economic TRC Potential | F9 | Industrial | Other Industrial | New | Space Heating | Natural Gas | Strategic Energy Management | A | Incremental Winter Peak Savings (MW) | Achievable Economic TRC Potential | 0 | 0 | 0 | 0 | 0 | 0 | 0 | 0 | 0 | 0 | 0 | 0 | 0 | 0 | 0 | 0 | 0 | 0 | 0 | 0 | 0 | 0
F10_Industrial_Other Industrial_New_Space Heating_Natural Gas_Strategic Energy Management_A_Achievable Economic TRC Potential | F10 | Industrial | Other Industrial | New | Space Heating | Natural Gas | Strategic Energy Management | A | Cumulative Energy Savings (MWh or mTherms) | Achievable Economic TRC Potential | 0 | 0 | 0.040298 | 0.11063 | 0.21091 | 0.34477 | 0.49885 | 0.63611 | 0.76652 | 0.89304 | 1.0054 | 1.1199 | 1.2329 | 1.3483 | 1.455 | 1.5634 | 1.6705 | 1.7398 | 1.7697 | 1.7723 | 1.7723 | 1.7723
F11_Industrial_Other Industrial_New_Space Heating_Natural Gas_Strategic Energy Management_A_Achievable Economic TRC Potential | F11 | Industrial | Other Industrial | New | Space Heating | Natural Gas | Strategic Energy Management | A | Cumulative Summer Peak Savings (MW) | Achievable Economic TRC Potential | 0 | 0 | 0 | 0 | 0 | 0 | 0 | 0 | 0 | 0 | 0 | 0 | 0 | 0 | 0 | 0 | 0 | 0 | 0 | 0 | 0 | 0
F12_Industrial_Other Industrial_New_Space Heating_Natural Gas_Strategic Energy Management_A_Achievable Economic TRC Potential | F12 | Industrial | Other Industrial | New | Space Heating | Natural Gas | Strategic Energy Management | A | Cumulative Winter Peak Savings (MW) | Achievable Economic TRC Potential | 0 | 0 | 0 | 0 | 0 | 0 | 0 | 0 | 0 | 0 | 0 | 0 | 0 | 0 | 0 | 0 | 0 | 0 | 0 | 0 | 0 | 0
F13_Industrial_Other Industrial_New_Space Heating_Natural Gas_Strategic Energy Management_A_Achievable Economic TRC Potential | F13 | Industrial | Other Industrial | New | Space Heating | Natural Gas | Strategic Energy Management | A | Purchases (Incremental) | Achievable Economic TRC Potential | 0 | 0 | 13.3736 | 23.3395 | 33.281 | 44.4237 | 51.1344 | 58.9245 | 66.6165 | 75.2688 | 81.713 | 89.1246 | 96.438 | 104.9217 | 110.6797 | 117.6777 | 124.6703 | 132.8108 | 138.1877 | 144.8135 | 162.1014 | 175.8047
F14_Industrial_Other Industrial_New_Space Heating_Natural Gas_Strategic Energy Management_A_Achievable Economic TRC Potential | F14 | Industrial | Other Industrial | New | Space Heating | Natural Gas | Strategic Energy Management | A | Purchases (Cumulative) | Achievable Economic TRC Potential | 0 | 0 | 13.3736 | 36.7132 | 69.9942 | 114.4179 | 165.5523 | 211.1031 | 254.3801 | 296.3679 | 333.6571 | 371.6474 | 409.1609 | 447.4661 | 482.8771 | 518.8418 | 554.3874 | 577.3865 | 587.313 | 588.1658 | 588.1658 | 588.1658
F1_Industrial_Other Industrial_New_Process_Natural Gas_Strategic Energy Management_A_Achievable Economic TRC Potential | F1 | Industrial | Other Industrial | New | Process | Natural Gas | Strategic Energy Management | A | Original Unit Energy Savings (kWh or therms) | Achievable Economic TRC Potential | 0 | 0 | 1.4066 | 1.4066 | 1.4066 | 1.4066 | 1.4066 | 1.4066 | 1.4066 | 1.4066 | 1.4066 | 1.4066 | 1.4066 | 1.4066 | 1.4066 | 1.4066 | 1.4066 | 1.4066 | 1.4066 | 1.4066 | 1.4066 | 1.4066
F2_Industrial_Other Industrial_New_Process_Natural Gas_Strategic Energy Management_A_Achievable Economic TRC Potential | F2 | Industrial | Other Industrial | New | Process | Natural Gas | Strategic Energy Management | A | Original Unit Summer Peak Savings (kW) | Achievable Economic TRC Potential | 0 | 0 | 0 | 0 | 0 | 0 | 0 | 0 | 0 | 0 | 0 | 0 | 0 | 0 | 0 | 0 | 0 | 0 | 0 | 0 | 0 | 0
F3_Industrial_Other Industrial_New_Process_Natural Gas_Strategic Energy Management_A_Achievable Economic TRC Potential | F3 | Industrial | Other Industrial | New | Process | Natural Gas | Strategic Energy Management | A | Original Unit Winter Peak Savings (kW) | Achievable Economic TRC Potential | 0 | 0 | 0 | 0 | 0 | 0 | 0 | 0 | 0 | 0 | 0 | 0 | 0 | 0 | 0 | 0 | 0 | 0 | 0 | 0 | 0 | 0
F4_Industrial_Other Industrial_New_Process_Natural Gas_Strategic Energy Management_A_Achievable Economic TRC Potential | F4 | Industrial | Other Industrial | New | Process | Natural Gas | Strategic Energy Management | A | Standalone Impact on Baseline Energy (%) | Achievable Economic TRC Potential | 0% | 0% | 0.08224% | 0.1294% | 0.173% | 0.2118% | 0.2663% | 0.2946% | 0.314% | 0.3238% | 0.3358% | 0.3429% | 0.3489% | 0.3507% | 0.3588% | 0.3626% | 0.3657% | 0.3575% | 0.3495% | 0.334% | 0.3198% | 0.3067%
F5_Industrial_Other Industrial_New_Process_Natural Gas_Strategic Energy Management_A_Achievable Economic TRC Potential | F5 | Industrial | Other Industrial | New | Process | Natural Gas | Strategic Energy Management | A | Standalone Impact on Baseline Summer Peak (%) | Achievable Economic TRC Potential | bar: 2019 to 2040
F6_Industrial_Other Industrial_New_Process_Natural Gas_Strategic Energy Management_A_Achievable Economic TRC Potential | F6 | Industrial | Other Industrial | New | Process | Natural Gas | Strategic Energy Management | A | Standalone Impact on Baseline Winter Peak (%) | Achievable Economic TRC Potential | bar: 2019 to 2040
F7_Industrial_Other Industrial_New_Process_Natural Gas_Strategic Energy Management_A_Achievable Economic TRC Potential | F7 | Industrial | Other Industrial | New | Process | Natural Gas | Strategic Energy Management | A | Incremental Energy Savings (MWh or mTherms) | Achievable Economic TRC Potential | 0 | 0 | 0.087505 | 0.15271 | 0.21776 | 0.29067 | 0.33458 | 0.38555 | 0.43588 | 0.49249 | 0.53465 | 0.58315 | 0.631 | 0.68651 | 0.72419 | 0.76997 | 0.81573 | 0.86899 | 0.90417 | 0.94753 | 1.0606 | 1.1503
F8_Industrial_Other Industrial_New_Process_Natural Gas_Strategic Energy Management_A_Achievable Economic TRC Potential | F8 | Industrial | Other Industrial | New | Process | Natural Gas | Strategic Energy Management | A | Incremental Summer Peak Savings (MW) | Achievable Economic TRC Potential | 0 | 0 | 0 | 0 | 0 | 0 | 0 | 0 | 0 | 0 | 0 | 0 | 0 | 0 | 0 | 0 | 0 | 0 | 0 | 0 | 0 | 0
F9_Industrial_Other Industrial_New_Process_Natural Gas_Strategic Energy Management_A_Achievable Economic TRC Potential | F9 | Industrial | Other Industrial | New | Process | Natural Gas | Strategic Energy Management | A | Incremental Winter Peak Savings (MW) | Achievable Economic TRC Potential | 0 | 0 | 0 | 0 | 0 | 0 | 0 | 0 | 0 | 0 | 0 | 0 | 0 | 0 | 0 | 0 | 0 | 0 | 0 | 0 | 0 | 0
F10_Industrial_Other Industrial_New_Process_Natural Gas_Strategic Energy Management_A_Achievable Economic TRC Potential | F10 | Industrial | Other Industrial | New | Process | Natural Gas | Strategic Energy Management | A | Cumulative Energy Savings (MWh or mTherms) | Achievable Economic TRC Potential | 0 | 0 | 0.087505 | 0.24022 | 0.45798 | 0.74865 | 1.0832 | 1.3813 | 1.6644 | 1.9392 | 2.1831 | 2.4317 | 2.6772 | 2.9278 | 3.1595 | 3.3948 | 3.6274 | 3.7779 | 3.8428 | 3.8484 | 3.8484 | 3.8484
F11_Industrial_Other Industrial_New_Process_Natural Gas_Strategic Energy Management_A_Achievable Economic TRC Potential | F11 | Industrial | Other Industrial | New | Process | Natural Gas | Strategic Energy Management | A | Cumulative Summer Peak Savings (MW) | Achievable Economic TRC Potential | 0 | 0 | 0 | 0 | 0 | 0 | 0 | 0 | 0 | 0 | 0 | 0 | 0 | 0 | 0 | 0 | 0 | 0 | 0 | 0 | 0 | 0
F12_Industrial_Other Industrial_New_Process_Natural Gas_Strategic Energy Management_A_Achievable Economic TRC Potential | F12 | Industrial | Other Industrial | New | Process | Natural Gas | Strategic Energy Management | A | Cumulative Winter Peak Savings (MW) | Achievable Economic TRC Potential | 0 | 0 | 0 | 0 | 0 | 0 | 0 | 0 | 0 | 0 | 0 | 0 | 0 | 0 | 0 | 0 | 0 | 0 | 0 | 0 | 0 | 0
F13_Industrial_Other Industrial_New_Process_Natural Gas_Strategic Energy Management_A_Achievable Economic TRC Potential | F13 | Industrial | Other Industrial | New | Process | Natural Gas | Strategic Energy Management | A | Purchases (Incremental) | Achievable Economic TRC Potential | 0 | 0 | 62.212 | 108.5717 | 154.8176 | 206.6519 | 237.8687 | 274.1072 | 309.889 | 350.138 | 380.1152 | 414.5932 | 448.6138 | 488.0787 | 514.8637 | 547.4171 | 579.9459 | 617.8138 | 642.8266 | 673.6484 | 754.069 | 817.8146
F14_Industrial_Other Industrial_New_Process_Natural Gas_Strategic Energy Management_A_Achievable Economic TRC Potential | F14 | Industrial | Other Industrial | New | Process | Natural Gas | Strategic Energy Management | A | Purchases (Cumulative) | Achievable Economic TRC Potential | 0 | 0 | 62.212 | 170.7837 | 325.6013 | 532.2532 | 770.1219 | 982.0171 | 1183.3344 | 1378.6548 | 1552.1181 | 1728.8426 | 1903.3492 | 2081.5389 | 2246.2646 | 2413.5665 | 2578.9192 | 2685.9072 | 2732.0834 | 2736.0505 | 2736.0505 | 2736.0505
F1_Industrial_Other Industrial_New_Miscellaneous_Natural Gas_Strategic Energy Management_A_Achievable Economic TRC Potential | F1 | Industrial | Other Industrial | New | Miscellaneous | Natural Gas | Strategic Energy Management | A | Original Unit Energy Savings (kWh or therms) | Achievable Economic TRC Potential | 0 | 0 | 0.89787 | 0.89787 | 0.89787 | 0.89787 | 0.89787 | 0.89787 | 0.89787 | 0.89787 | 0.89787 | 0.89787 | 0.89787 | 0.89787 | 0.89787 | 0.89787 | 0.89787 | 0.89787 | 0.89787 | 0.89787 | 0.89787 | 0.89787
F2_Industrial_Other Industrial_New_Miscellaneous_Natural Gas_Strategic Energy Management_A_Achievable Economic TRC Potential | F2 | Industrial | Other Industrial | New | Miscellaneous | Natural Gas | Strategic Energy Management | A | Original Unit Summer Peak Savings (kW) | Achievable Economic TRC Potential | 0 | 0 | 0 | 0 | 0 | 0 | 0 | 0 | 0 | 0 | 0 | 0 | 0 | 0 | 0 | 0 | 0 | 0 | 0 | 0 | 0 | 0
F3_Industrial_Other Industrial_New_Miscellaneous_Natural Gas_Strategic Energy Management_A_Achievable Economic TRC Potential | F3 | Industrial | Other Industrial | New | Miscellaneous | Natural Gas | Strategic Energy Management | A | Original Unit Winter Peak Savings (kW) | Achievable Economic TRC Potential | 0 | 0 | 0 | 0 | 0 | 0 | 0 | 0 | 0 | 0 | 0 | 0 | 0 | 0 | 0 | 0 | 0 | 0 | 0 | 0 | 0 | 0
F4_Industrial_Other Industrial_New_Miscellaneous_Natural Gas_Strategic Energy Management_A_Achievable Economic TRC Potential | F4 | Industrial | Other Industrial | New | Miscellaneous | Natural Gas | Strategic Energy Management | A | Standalone Impact on Baseline Energy (%) | Achievable Economic TRC Potential | 0% | 0% | 0.08224% | 0.1294% | 0.173% | 0.2118% | 0.2663% | 0.2946% | 0.314% | 0.3238% | 0.3358% | 0.3429% | 0.3489% | 0.3507% | 0.3588% | 0.3626% | 0.3657% | 0.3575% | 0.3495% | 0.334% | 0.3198% | 0.3067%
F5_Industrial_Other Industrial_New_Miscellaneous_Natural Gas_Strategic Energy Management_A_Achievable Economic TRC Potential | F5 | Industrial | Other Industrial | New | Miscellaneous | Natural Gas | Strategic Energy Management | A | Standalone Impact on Baseline Summer Peak (%) | Achievable Economic TRC Potential | bar: 2019 to 2040
F6_Industrial_Other Industrial_New_Miscellaneous_Natural Gas_Strategic Energy Management_A_Achievable Economic TRC Potential | F6 | Industrial | Other Industrial | New | Miscellaneous | Natural Gas | Strategic Energy Management | A | Standalone Impact on Baseline Winter Peak (%) | Achievable Economic TRC Potential | bar: 2019 to 2040
F7_Industrial_Other Industrial_New_Miscellaneous_Natural Gas_Strategic Energy Management_A_Achievable Economic TRC Potential | F7 | Industrial | Other Industrial | New | Miscellaneous | Natural Gas | Strategic Energy Management | A | Incremental Energy Savings (MWh or mTherms) | Achievable Economic TRC Potential | 0 | 0 | 0.013965 | 0.024371 | 0.034752 | 0.046387 | 0.053394 | 0.061528 | 0.06956 | 0.078595 | 0.085324 | 0.093063 | 0.1007 | 0.10956 | 0.11557 | 0.12288 | 0.13018 | 0.13868 | 0.14429 | 0.15121 | 0.16926 | 0.18357
F8_Industrial_Other Industrial_New_Miscellaneous_Natural Gas_Strategic Energy Management_A_Achievable Economic TRC Potential | F8 | Industrial | Other Industrial | New | Miscellaneous | Natural Gas | Strategic Energy Management | A | Incremental Summer Peak Savings (MW) | Achievable Economic TRC Potential | 0 | 0 | 0 | 0 | 0 | 0 | 0 | 0 | 0 | 0 | 0 | 0 | 0 | 0 | 0 | 0 | 0 | 0 | 0 | 0 | 0 | 0
F9_Industrial_Other Industrial_New_Miscellaneous_Natural Gas_Strategic Energy Management_A_Achievable Economic TRC Potential | F9 | Industrial | Other Industrial | New | Miscellaneous | Natural Gas | Strategic Energy Management | A | Incremental Winter Peak Savings (MW) | Achievable Economic TRC Potential | 0 | 0 | 0 | 0 | 0 | 0 | 0 | 0 | 0 | 0 | 0 | 0 | 0 | 0 | 0 | 0 | 0 | 0 | 0 | 0 | 0 | 0
F10_Industrial_Other Industrial_New_Miscellaneous_Natural Gas_Strategic Energy Management_A_Achievable Economic TRC Potential | F10 | Industrial | Other Industrial | New | Miscellaneous | Natural Gas | Strategic Energy Management | A | Cumulative Energy Savings (MWh or mTherms) | Achievable Economic TRC Potential | 0 | 0 | 0.013965 | 0.038335 | 0.073087 | 0.11947 | 0.17287 | 0.22043 | 0.26562 | 0.30946 | 0.3484 | 0.38807 | 0.42724 | 0.46724 | 0.50421 | 0.54177 | 0.57888 | 0.6029 | 0.61326 | 0.61415 | 0.61415 | 0.61415
F11_Industrial_Other Industrial_New_Miscellaneous_Natural Gas_Strategic Energy Management_A_Achievable Economic TRC Potential | F11 | Industrial | Other Industrial | New | Miscellaneous | Natural Gas | Strategic Energy Management | A | Cumulative Summer Peak Savings (MW) | Achievable Economic TRC Potential | 0 | 0 | 0 | 0 | 0 | 0 | 0 | 0 | 0 | 0 | 0 | 0 | 0 | 0 | 0 | 0 | 0 | 0 | 0 | 0 | 0 | 0
F12_Industrial_Other Industrial_New_Miscellaneous_Natural Gas_Strategic Energy Management_A_Achievable Economic TRC Potential | F12 | Industrial | Other Industrial | New | Miscellaneous | Natural Gas | Strategic Energy Management | A | Cumulative Winter Peak Savings (MW) | Achievable Economic TRC Potential | 0 | 0 | 0 | 0 | 0 | 0 | 0 | 0 | 0 | 0 | 0 | 0 | 0 | 0 | 0 | 0 | 0 | 0 | 0 | 0 | 0 | 0
F13_Industrial_Other Industrial_New_Miscellaneous_Natural Gas_Strategic Energy Management_A_Achievable Economic TRC Potential | F13 | Industrial | Other Industrial | New | Miscellaneous | Natural Gas | Strategic Energy Management | A | Purchases (Incremental) | Achievable Economic TRC Potential | 0 | 0 | 15.553 | 27.1429 | 38.7044 | 51.663 | 59.4672 | 68.5268 | 77.4723 | 87.5345 | 95.0288 | 103.6483 | 112.1535 | 122.0197 | 128.7159 | 136.8543 | 144.9865 | 154.4534 | 160.7067 | 168.4121 | 188.5173 | 204.4536
F14_Industrial_Other Industrial_New_Miscellaneous_Natural Gas_Strategic Energy Management_A_Achievable Economic TRC Potential | F14 | Industrial | Other Industrial | New | Miscellaneous | Natural Gas | Strategic Energy Management | A | Purchases (Cumulative) | Achievable Economic TRC Potential | 0 | 0 | 15.553 | 42.6959 | 81.4003 | 133.0633 | 192.5305 | 245.5043 | 295.8336 | 344.6637 | 388.0295 | 432.2107 | 475.8373 | 520.3847 | 561.5662 | 603.3916 | 644.7298 | 671.4768 | 683.0208 | 684.0126 | 684.0126 | 684.0126
F1_Industrial_Other Industrial_New_Space Heating_Natural Gas_Commissioning_A_Achievable Economic TRC Potential | F1 | Industrial | Other Industrial | New | Space Heating | Natural Gas | Commissioning | A | Original Unit Energy Savings (kWh or therms) | Achievable Economic TRC Potential | 0 | 0 | 3.6154 | 3.6154 | 3.6154 | 3.6154 | 3.6154 | 3.6154 | 3.6154 | 3.6154 | 3.6154 | 3.6154 | 3.6154 | 3.6154 | 3.6154 | 3.6154 | 3.6154 | 3.6154 | 3.6154 | 3.6154 | 3.6154 | 3.6154
F2_Industrial_Other Industrial_New_Space Heating_Natural Gas_Commissioning_A_Achievable Economic TRC Potential | F2 | Industrial | Other Industrial | New | Space Heating | Natural Gas | Commissioning | A | Original Unit Summer Peak Savings (kW) | Achievable Economic TRC Potential | 0 | 0 | 0 | 0 | 0 | 0 | 0 | 0 | 0 | 0 | 0 | 0 | 0 | 0 | 0 | 0 | 0 | 0 | 0 | 0 | 0 | 0
F3_Industrial_Other Industrial_New_Space Heating_Natural Gas_Commissioning_A_Achievable Economic TRC Potential | F3 | Industrial | Other Industrial | New | Space Heating | Natural Gas | Commissioning | A | Original Unit Winter Peak Savings (kW) | Achievable Economic TRC Potential | 0 | 0 | 0 | 0 | 0 | 0 | 0 | 0 | 0 | 0 | 0 | 0 | 0 | 0 | 0 | 0 | 0 | 0 | 0 | 0 | 0 | 0
F4_Industrial_Other Industrial_New_Space Heating_Natural Gas_Commissioning_A_Achievable Economic TRC Potential | F4 | Industrial | Other Industrial | New | Space Heating | Natural Gas | Commissioning | A | Standalone Impact on Baseline Energy (%) | Achievable Economic TRC Potential | bar: 2019 to 2040
F5_Industrial_Other Industrial_New_Space Heating_Natural Gas_Commissioning_A_Achievable Economic TRC Potential | F5 | Industrial | Other Industrial | New | Space Heating | Natural Gas | Commissioning | A | Standalone Impact on Baseline Summer Peak (%) | Achievable Economic TRC Potential | bar: 2019 to 2040
F6_Industrial_Other Industrial_New_Space Heating_Natural Gas_Commissioning_A_Achievable Economic TRC Potential | F6 | Industrial | Other Industrial | New | Space Heating | Natural Gas | Commissioning | A | Standalone Impact on Baseline Winter Peak (%) | Achievable Economic TRC Potential | bar: 2019 to 2040
F7_Industrial_Other Industrial_New_Space Heating_Natural Gas_Commissioning_A_Achievable Economic TRC Potential | F7 | Industrial | Other Industrial | New | Space Heating | Natural Gas | Commissioning | A | Incremental Energy Savings (MWh or mTherms) | Achievable Economic TRC Potential | 0 | 0 | 0 | 0 | 0 | 0 | 0 | 0 | 0 | 0 | 0 | 0 | 0 | 0 | 0 | 0 | 0 | 0 | 0 | 0 | 0 | 0
F8_Industrial_Other Industrial_New_Space Heating_Natural Gas_Commissioning_A_Achievable Economic TRC Potential | F8 | Industrial | Other Industrial | New | Space Heating | Natural Gas | Commissioning | A | Incremental Summer Peak Savings (MW) | Achievable Economic TRC Potential | 0 | 0 | 0 | 0 | 0 | 0 | 0 | 0 | 0 | 0 | 0 | 0 | 0 | 0 | 0 | 0 | 0 | 0 | 0 | 0 | 0 | 0
F9_Industrial_Other Industrial_New_Space Heating_Natural Gas_Commissioning_A_Achievable Economic TRC Potential | F9 | Industrial | Other Industrial | New | Space Heating | Natural Gas | Commissioning | A | Incremental Winter Peak Savings (MW) | Achievable Economic TRC Potential | 0 | 0 | 0 | 0 | 0 | 0 | 0 | 0 | 0 | 0 | 0 | 0 | 0 | 0 | 0 | 0 | 0 | 0 | 0 | 0 | 0 | 0
F10_Industrial_Other Industrial_New_Space Heating_Natural Gas_Commissioning_A_Achievable Economic TRC Potential | F10 | Industrial | Other Industrial | New | Space Heating | Natural Gas | Commissioning | A | Cumulative Energy Savings (MWh or mTherms) | Achievable Economic TRC Potential | 0 | 0 | 0 | 0 | 0 | 0 | 0 | 0 | 0 | 0 | 0 | 0 | 0 | 0 | 0 | 0 | 0 | 0 | 0 | 0 | 0 | 0
F11_Industrial_Other Industrial_New_Space Heating_Natural Gas_Commissioning_A_Achievable Economic TRC Potential | F11 | Industrial | Other Industrial | New | Space Heating | Natural Gas | Commissioning | A | Cumulative Summer Peak Savings (MW) | Achievable Economic TRC Potential | 0 | 0 | 0 | 0 | 0 | 0 | 0 | 0 | 0 | 0 | 0 | 0 | 0 | 0 | 0 | 0 | 0 | 0 | 0 | 0 | 0 | 0
F12_Industrial_Other Industrial_New_Space Heating_Natural Gas_Commissioning_A_Achievable Economic TRC Potential | F12 | Industrial | Other Industrial | New | Space Heating | Natural Gas | Commissioning | A | Cumulative Winter Peak Savings (MW) | Achievable Economic TRC Potential | 0 | 0 | 0 | 0 | 0 | 0 | 0 | 0 | 0 | 0 | 0 | 0 | 0 | 0 | 0 | 0 | 0 | 0 | 0 | 0 | 0 | 0
F13_Industrial_Other Industrial_New_Space Heating_Natural Gas_Commissioning_A_Achievable Economic TRC Potential | F13 | Industrial | Other Industrial | New | Space Heating | Natural Gas | Commissioning | A | Purchases (Incremental) | Achievable Economic TRC Potential | 0 | 0 | 0 | 0 | 0 | 0 | 0 | 0 | 0 | 0 | 0 | 0 | 0 | 0 | 0 | 0 | 0 | 0 | 0 | 0 | 0 | 0
F14_Industrial_Other Industrial_New_Space Heating_Natural Gas_Commissioning_A_Achievable Economic TRC Potential | F14 | Industrial | Other Industrial | New | Space Heating | Natural Gas | Commissioning | A | Purchases (Cumulative) | Achievable Economic TRC Potential | 0 | 0 | 0 | 0 | 0 | 0 | 0 | 0 | 0 | 0 | 0 | 0 | 0 | 0 | 0 | 0 | 0 | 0 | 0 | 0 | 0 | 0
F1_Industrial_Other Industrial_New_Process_Natural Gas_Commissioning_A_Achievable Economic TRC Potential | F1 | Industrial | Other Industrial | New | Process | Natural Gas | Commissioning | A | Original Unit Energy Savings (kWh or therms) | Achievable Economic TRC Potential | 0 | 0 | 7.8506 | 7.8506 | 7.8506 | 7.8506 | 7.8506 | 7.8506 | 7.8506 | 7.8506 | 7.8506 | 7.8506 | 7.8506 | 7.8506 | 7.8506 | 7.8506 | 7.8506 | 7.8506 | 7.8506 | 7.8506 | 7.8506 | 7.8506
F2_Industrial_Other Industrial_New_Process_Natural Gas_Commissioning_A_Achievable Economic TRC Potential | F2 | Industrial | Other Industrial | New | Process | Natural Gas | Commissioning | A | Original Unit Summer Peak Savings (kW) | Achievable Economic TRC Potential | 0 | 0 | 0 | 0 | 0 | 0 | 0 | 0 | 0 | 0 | 0 | 0 | 0 | 0 | 0 | 0 | 0 | 0 | 0 | 0 | 0 | 0
F3_Industrial_Other Industrial_New_Process_Natural Gas_Commissioning_A_Achievable Economic TRC Potential | F3 | Industrial | Other Industrial | New | Process | Natural Gas | Commissioning | A | Original Unit Winter Peak Savings (kW) | Achievable Economic TRC Potential | 0 | 0 | 0 | 0 | 0 | 0 | 0 | 0 | 0 | 0 | 0 | 0 | 0 | 0 | 0 | 0 | 0 | 0 | 0 | 0 | 0 | 0
F4_Industrial_Other Industrial_New_Process_Natural Gas_Commissioning_A_Achievable Economic TRC Potential | F4 | Industrial | Other Industrial | New | Process | Natural Gas | Commissioning | A | Standalone Impact on Baseline Energy (%) | Achievable Economic TRC Potential | bar: 2019 to 2040
F5_Industrial_Other Industrial_New_Process_Natural Gas_Commissioning_A_Achievable Economic TRC Potential | F5 | Industrial | Other Industrial | New | Process | Natural Gas | Commissioning | A | Standalone Impact on Baseline Summer Peak (%) | Achievable Economic TRC Potential | bar: 2019 to 2040
F6_Industrial_Other Industrial_New_Process_Natural Gas_Commissioning_A_Achievable Economic TRC Potential | F6 | Industrial | Other Industrial | New | Process | Natural Gas | Commissioning | A | Standalone Impact on Baseline Winter Peak (%) | Achievable Economic TRC Potential | bar: 2019 to 2040
F7_Industrial_Other Industrial_New_Process_Natural Gas_Commissioning_A_Achievable Economic TRC Potential | F7 | Industrial | Other Industrial | New | Process | Natural Gas | Commissioning | A | Incremental Energy Savings (MWh or mTherms) | Achievable Economic TRC Potential | 0 | 0 | 0 | 0 | 0 | 0 | 0 | 0 | 0 | 0 | 0 | 0 | 0 | 0 | 0 | 0 | 0 | 0 | 0 | 0 | 0 | 0
F8_Industrial_Other Industrial_New_Process_Natural Gas_Commissioning_A_Achievable Economic TRC Potential | F8 | Industrial | Other Industrial | New | Process | Natural Gas | Commissioning | A | Incremental Summer Peak Savings (MW) | Achievable Economic TRC Potential | 0 | 0 | 0 | 0 | 0 | 0 | 0 | 0 | 0 | 0 | 0 | 0 | 0 | 0 | 0 | 0 | 0 | 0 | 0 | 0 | 0 | 0
F9_Industrial_Other Industrial_New_Process_Natural Gas_Commissioning_A_Achievable Economic TRC Potential | F9 | Industrial | Other Industrial | New | Process | Natural Gas | Commissioning | A | Incremental Winter Peak Savings (MW) | Achievable Economic TRC Potential | 0 | 0 | 0 | 0 | 0 | 0 | 0 | 0 | 0 | 0 | 0 | 0 | 0 | 0 | 0 | 0 | 0 | 0 | 0 | 0 | 0 | 0
F10_Industrial_Other Industrial_New_Process_Natural Gas_Commissioning_A_Achievable Economic TRC Potential | F10 | Industrial | Other Industrial | New | Process | Natural Gas | Commissioning | A | Cumulative Energy Savings (MWh or mTherms) | Achievable Economic TRC Potential | 0 | 0 | 0 | 0 | 0 | 0 | 0 | 0 | 0 | 0 | 0 | 0 | 0 | 0 | 0 | 0 | 0 | 0 | 0 | 0 | 0 | 0
F11_Industrial_Other Industrial_New_Process_Natural Gas_Commissioning_A_Achievable Economic TRC Potential | F11 | Industrial | Other Industrial | New | Process | Natural Gas | Commissioning | A | Cumulative Summer Peak Savings (MW) | Achievable Economic TRC Potential | 0 | 0 | 0 | 0 | 0 | 0 | 0 | 0 | 0 | 0 | 0 | 0 | 0 | 0 | 0 | 0 | 0 | 0 | 0 | 0 | 0 | 0
F12_Industrial_Other Industrial_New_Process_Natural Gas_Commissioning_A_Achievable Economic TRC Potential | F12 | Industrial | Other Industrial | New | Process | Natural Gas | Commissioning | A | Cumulative Winter Peak Savings (MW) | Achievable Economic TRC Potential | 0 | 0 | 0 | 0 | 0 | 0 | 0 | 0 | 0 | 0 | 0 | 0 | 0 | 0 | 0 | 0 | 0 | 0 | 0 | 0 | 0 | 0
F13_Industrial_Other Industrial_New_Process_Natural Gas_Commissioning_A_Achievable Economic TRC Potential | F13 | Industrial | Other Industrial | New | Process | Natural Gas | Commissioning | A | Purchases (Incremental) | Achievable Economic TRC Potential | 0 | 0 | 0 | 0 | 0 | 0 | 0 | 0 | 0 | 0 | 0 | 0 | 0 | 0 | 0 | 0 | 0 | 0 | 0 | 0 | 0 | 0
F14_Industrial_Other Industrial_New_Process_Natural Gas_Commissioning_A_Achievable Economic TRC Potential | F14 | Industrial | Other Industrial | New | Process | Natural Gas | Commissioning | A | Purchases (Cumulative) | Achievable Economic TRC Potential | 0 | 0 | 0 | 0 | 0 | 0 | 0 | 0 | 0 | 0 | 0 | 0 | 0 | 0 | 0 | 0 | 0 | 0 | 0 | 0 | 0 | 0
F1_Industrial_Other Industrial_New_Space Heating_Natural Gas_Retrocommissioning_A_Achievable Economic TRC Potential | F1 | Industrial | Other Industrial | New | Space Heating | Natural Gas | Retrocommissioning | A | Original Unit Energy Savings (kWh or therms) | Achievable Economic TRC Potential | 0 | 0 | 0 | 0 | 0 | 0 | 0 | 0 | 0 | 0 | 0 | 0 | 0 | 0 | 0 | 0 | 0 | 0 | 0 | 0 | 0 | 0
F2_Industrial_Other Industrial_New_Space Heating_Natural Gas_Retrocommissioning_A_Achievable Economic TRC Potential | F2 | Industrial | Other Industrial | New | Space Heating | Natural Gas | Retrocommissioning | A | Original Unit Summer Peak Savings (kW) | Achievable Economic TRC Potential | 0 | 0 | 0 | 0 | 0 | 0 | 0 | 0 | 0 | 0 | 0 | 0 | 0 | 0 | 0 | 0 | 0 | 0 | 0 | 0 | 0 | 0
F3_Industrial_Other Industrial_New_Space Heating_Natural Gas_Retrocommissioning_A_Achievable Economic TRC Potential | F3 | Industrial | Other Industrial | New | Space Heating | Natural Gas | Retrocommissioning | A | Original Unit Winter Peak Savings (kW) | Achievable Economic TRC Potential | 0 | 0 | 0 | 0 | 0 | 0 | 0 | 0 | 0 | 0 | 0 | 0 | 0 | 0 | 0 | 0 | 0 | 0 | 0 | 0 | 0 | 0
F4_Industrial_Other Industrial_New_Space Heating_Natural Gas_Retrocommissioning_A_Achievable Economic TRC Potential | F4 | Industrial | Other Industrial | New | Space Heating | Natural Gas | Retrocommissioning | A | Standalone Impact on Baseline Energy (%) | Achievable Economic TRC Potential | bar: 2019 to 2040
F5_Industrial_Other Industrial_New_Space Heating_Natural Gas_Retrocommissioning_A_Achievable Economic TRC Potential | F5 | Industrial | Other Industrial | New | Space Heating | Natural Gas | Retrocommissioning | A | Standalone Impact on Baseline Summer Peak (%) | Achievable Economic TRC Potential | bar: 2019 to 2040
F6_Industrial_Other Industrial_New_Space Heating_Natural Gas_Retrocommissioning_A_Achievable Economic TRC Potential | F6 | Industrial | Other Industrial | New | Space Heating | Natural Gas | Retrocommissioning | A | Standalone Impact on Baseline Winter Peak (%) | Achievable Economic TRC Potential | bar: 2019 to 2040
F7_Industrial_Other Industrial_New_Space Heating_Natural Gas_Retrocommissioning_A_Achievable Economic TRC Potential | F7 | Industrial | Other Industrial | New | Space Heating | Natural Gas | Retrocommissioning | A | Incremental Energy Savings (MWh or mTherms) | Achievable Economic TRC Potential | 0 | 0 | 0 | 0 | 0 | 0 | 0 | 0 | 0 | 0 | 0 | 0 | 0 | 0 | 0 | 0 | 0 | 0 | 0 | 0 | 0 | 0
F8_Industrial_Other Industrial_New_Space Heating_Natural Gas_Retrocommissioning_A_Achievable Economic TRC Potential | F8 | Industrial | Other Industrial | New | Space Heating | Natural Gas | Retrocommissioning | A | Incremental Summer Peak Savings (MW) | Achievable Economic TRC Potential | 0 | 0 | 0 | 0 | 0 | 0 | 0 | 0 | 0 | 0 | 0 | 0 | 0 | 0 | 0 | 0 | 0 | 0 | 0 | 0 | 0 | 0
F9_Industrial_Other Industrial_New_Space Heating_Natural Gas_Retrocommissioning_A_Achievable Economic TRC Potential | F9 | Industrial | Other Industrial | New | Space Heating | Natural Gas | Retrocommissioning | A | Incremental Winter Peak Savings (MW) | Achievable Economic TRC Potential | 0 | 0 | 0 | 0 | 0 | 0 | 0 | 0 | 0 | 0 | 0 | 0 | 0 | 0 | 0 | 0 | 0 | 0 | 0 | 0 | 0 | 0
F10_Industrial_Other Industrial_New_Space Heating_Natural Gas_Retrocommissioning_A_Achievable Economic TRC Potential | F10 | Industrial | Other Industrial | New | Space Heating | Natural Gas | Retrocommissioning | A | Cumulative Energy Savings (MWh or mTherms) | Achievable Economic TRC Potential | 0 | 0 | 0 | 0 | 0 | 0 | 0 | 0 | 0 | 0 | 0 | 0 | 0 | 0 | 0 | 0 | 0 | 0 | 0 | 0 | 0 | 0
F11_Industrial_Other Industrial_New_Space Heating_Natural Gas_Retrocommissioning_A_Achievable Economic TRC Potential | F11 | Industrial | Other Industrial | New | Space Heating | Natural Gas | Retrocommissioning | A | Cumulative Summer Peak Savings (MW) | Achievable Economic TRC Potential | 0 | 0 | 0 | 0 | 0 | 0 | 0 | 0 | 0 | 0 | 0 | 0 | 0 | 0 | 0 | 0 | 0 | 0 | 0 | 0 | 0 | 0
F12_Industrial_Other Industrial_New_Space Heating_Natural Gas_Retrocommissioning_A_Achievable Economic TRC Potential | F12 | Industrial | Other Industrial | New | Space Heating | Natural Gas | Retrocommissioning | A | Cumulative Winter Peak Savings (MW) | Achievable Economic TRC Potential | 0 | 0 | 0 | 0 | 0 | 0 | 0 | 0 | 0 | 0 | 0 | 0 | 0 | 0 | 0 | 0 | 0 | 0 | 0 | 0 | 0 | 0
F13_Industrial_Other Industrial_New_Space Heating_Natural Gas_Retrocommissioning_A_Achievable Economic TRC Potential | F13 | Industrial | Other Industrial | New | Space Heating | Natural Gas | Retrocommissioning | A | Purchases (Incremental) | Achievable Economic TRC Potential | 0 | 0 | 0 | 0 | 0 | 0 | 0 | 0 | 0 | 0 | 0 | 0 | 0 | 0 | 0 | 0 | 0 | 0 | 0 | 0 | 0 | 0
F14_Industrial_Other Industrial_New_Space Heating_Natural Gas_Retrocommissioning_A_Achievable Economic TRC Potential | F14 | Industrial | Other Industrial | New | Space Heating | Natural Gas | Retrocommissioning | A | Purchases (Cumulative) | Achievable Economic TRC Potential | 0 | 0 | 0 | 0 | 0 | 0 | 0 | 0 | 0 | 0 | 0 | 0 | 0 | 0 | 0 | 0 | 0 | 0 | 0 | 0 | 0 | 0
F1_Industrial_Other Industrial_New_Process_Natural Gas_Retrocommissioning_A_Achievable Economic TRC Potential | F1 | Industrial | Other Industrial | New | Process | Natural Gas | Retrocommissioning | A | Original Unit Energy Savings (kWh or therms) | Achievable Economic TRC Potential | 0 | 0 | 0 | 0 | 0 | 0 | 0 | 0 | 0 | 0 | 0 | 0 | 0 | 0 | 0 | 0 | 0 | 0 | 0 | 0 | 0 | 0
F2_Industrial_Other Industrial_New_Process_Natural Gas_Retrocommissioning_A_Achievable Economic TRC Potential | F2 | Industrial | Other Industrial | New | Process | Natural Gas | Retrocommissioning | A | Original Unit Summer Peak Savings (kW) | Achievable Economic TRC Potential | 0 | 0 | 0 | 0 | 0 | 0 | 0 | 0 | 0 | 0 | 0 | 0 | 0 | 0 | 0 | 0 | 0 | 0 | 0 | 0 | 0 | 0
F3_Industrial_Other Industrial_New_Process_Natural Gas_Retrocommissioning_A_Achievable Economic TRC Potential | F3 | Industrial | Other Industrial | New | Process | Natural Gas | Retrocommissioning | A | Original Unit Winter Peak Savings (kW) | Achievable Economic TRC Potential | 0 | 0 | 0 | 0 | 0 | 0 | 0 | 0 | 0 | 0 | 0 | 0 | 0 | 0 | 0 | 0 | 0 | 0 | 0 | 0 | 0 | 0
F4_Industrial_Other Industrial_New_Process_Natural Gas_Retrocommissioning_A_Achievable Economic TRC Potential | F4 | Industrial | Other Industrial | New | Process | Natural Gas | Retrocommissioning | A | Standalone Impact on Baseline Energy (%) | Achievable Economic TRC Potential | bar: 2019 to 2040
F5_Industrial_Other Industrial_New_Process_Natural Gas_Retrocommissioning_A_Achievable Economic TRC Potential | F5 | Industrial | Other Industrial | New | Process | Natural Gas | Retrocommissioning | A | Standalone Impact on Baseline Summer Peak (%) | Achievable Economic TRC Potential | bar: 2019 to 2040
F6_Industrial_Other Industrial_New_Process_Natural Gas_Retrocommissioning_A_Achievable Economic TRC Potential | F6 | Industrial | Other Industrial | New | Process | Natural Gas | Retrocommissioning | A | Standalone Impact on Baseline Winter Peak (%) | Achievable Economic TRC Potential | bar: 2019 to 2040
F7_Industrial_Other Industrial_New_Process_Natural Gas_Retrocommissioning_A_Achievable Economic TRC Potential | F7 | Industrial | Other Industrial | New | Process | Natural Gas | Retrocommissioning | A | Incremental Energy Savings (MWh or mTherms) | Achievable Economic TRC Potential | 0 | 0 | 0 | 0 | 0 | 0 | 0 | 0 | 0 | 0 | 0 | 0 | 0 | 0 | 0 | 0 | 0 | 0 | 0 | 0 | 0 | 0
F8_Industrial_Other Industrial_New_Process_Natural Gas_Retrocommissioning_A_Achievable Economic TRC Potential | F8 | Industrial | Other Industrial | New | Process | Natural Gas | Retrocommissioning | A | Incremental Summer Peak Savings (MW) | Achievable Economic TRC Potential | 0 | 0 | 0 | 0 | 0 | 0 | 0 | 0 | 0 | 0 | 0 | 0 | 0 | 0 | 0 | 0 | 0 | 0 | 0 | 0 | 0 | 0
F9_Industrial_Other Industrial_New_Process_Natural Gas_Retrocommissioning_A_Achievable Economic TRC Potential | F9 | Industrial | Other Industrial | New | Process | Natural Gas | Retrocommissioning | A | Incremental Winter Peak Savings (MW) | Achievable Economic TRC Potential | 0 | 0 | 0 | 0 | 0 | 0 | 0 | 0 | 0 | 0 | 0 | 0 | 0 | 0 | 0 | 0 | 0 | 0 | 0 | 0 | 0 | 0
F10_Industrial_Other Industrial_New_Process_Natural Gas_Retrocommissioning_A_Achievable Economic TRC Potential | F10 | Industrial | Other Industrial | New | Process | Natural Gas | Retrocommissioning | A | Cumulative Energy Savings (MWh or mTherms) | Achievable Economic TRC Potential | 0 | 0 | 0 | 0 | 0 | 0 | 0 | 0 | 0 | 0 | 0 | 0 | 0 | 0 | 0 | 0 | 0 | 0 | 0 | 0 | 0 | 0
F11_Industrial_Other Industrial_New_Process_Natural Gas_Retrocommissioning_A_Achievable Economic TRC Potential | F11 | Industrial | Other Industrial | New | Process | Natural Gas | Retrocommissioning | A | Cumulative Summer Peak Savings (MW) | Achievable Economic TRC Potential | 0 | 0 | 0 | 0 | 0 | 0 | 0 | 0 | 0 | 0 | 0 | 0 | 0 | 0 | 0 | 0 | 0 | 0 | 0 | 0 | 0 | 0
F12_Industrial_Other Industrial_New_Process_Natural Gas_Retrocommissioning_A_Achievable Economic TRC Potential | F12 | Industrial | Other Industrial | New | Process | Natural Gas | Retrocommissioning | A | Cumulative Winter Peak Savings (MW) | Achievable Economic TRC Potential | 0 | 0 | 0 | 0 | 0 | 0 | 0 | 0 | 0 | 0 | 0 | 0 | 0 | 0 | 0 | 0 | 0 | 0 | 0 | 0 | 0 | 0
F13_Industrial_Other Industrial_New_Process_Natural Gas_Retrocommissioning_A_Achievable Economic TRC Potential | F13 | Industrial | Other Industrial | New | Process | Natural Gas | Retrocommissioning | A | Purchases (Incremental) | Achievable Economic TRC Potential | 0 | 0 | 0 | 0 | 0 | 0 | 0 | 0 | 0 | 0 | 0 | 0 | 0 | 0 | 0 | 0 | 0 | 0 | 0 | 0 | 0 | 0
F14_Industrial_Other Industrial_New_Process_Natural Gas_Retrocommissioning_A_Achievable Economic TRC Potential | F14 | Industrial | Other Industrial | New | Process | Natural Gas | Retrocommissioning | A | Purchases (Cumulative) | Achievable Economic TRC Potential | 0 | 0 | 0 | 0 | 0 | 0 | 0 | 0 | 0 | 0 | 0 | 0 | 0 | 0 | 0 | 0 | 0 | 0 | 0 | 0 | 0 | 0
F1_Industrial_Food Products_Existing_Space Heating_Natural Gas_Condensing RTU_A_Achievable Economic TRC Potential | F1 | Industrial | Food Products | Existing | Space Heating | Natural Gas | Condensing RTU | A | Original Unit Energy Savings (kWh or therms) | Achievable Economic TRC Potential | 0 | 0 | 24.1945 | 24.0607 | 23.9271 | 23.7949 | 23.6649 | 23.5383 | 23.4158 | 23.2984 | 23.1867 | 23.0817 | 22.9828 | 22.8897 | 22.8021 | 22.7197 | 22.6421 | 22.5691 | 22.5004 | 22.4357 | 22.3748 | 22.3175
F2_Industrial_Food Products_Existing_Space Heating_Natural Gas_Condensing RTU_A_Achievable Economic TRC Potential | F2 | Industrial | Food Products | Existing | Space Heating | Natural Gas | Condensing RTU | A | Original Unit Summer Peak Savings (kW) | Achievable Economic TRC Potential | 0 | 0 | 0 | 0 | 0 | 0 | 0 | 0 | 0 | 0 | 0 | 0 | 0 | 0 | 0 | 0 | 0 | 0 | 0 | 0 | 0 | 0
F3_Industrial_Food Products_Existing_Space Heating_Natural Gas_Condensing RTU_A_Achievable Economic TRC Potential | F3 | Industrial | Food Products | Existing | Space Heating | Natural Gas | Condensing RTU | A | Original Unit Winter Peak Savings (kW) | Achievable Economic TRC Potential | 0 | 0 | 0 | 0 | 0 | 0 | 0 | 0 | 0 | 0 | 0 | 0 | 0 | 0 | 0 | 0 | 0 | 0 | 0 | 0 | 0 | 0
F4_Industrial_Food Products_Existing_Space Heating_Natural Gas_Condensing RTU_A_Achievable Economic TRC Potential | F4 | Industrial | Food Products | Existing | Space Heating | Natural Gas | Condensing RTU | A | Standalone Impact on Baseline Energy (%) | Achievable Economic TRC Potential | bar: 2019 to 2040
F5_Industrial_Food Products_Existing_Space Heating_Natural Gas_Condensing RTU_A_Achievable Economic TRC Potential | F5 | Industrial | Food Products | Existing | Space Heating | Natural Gas | Condensing RTU | A | Standalone Impact on Baseline Summer Peak (%) | Achievable Economic TRC Potential | bar: 2019 to 2040
F6_Industrial_Food Products_Existing_Space Heating_Natural Gas_Condensing RTU_A_Achievable Economic TRC Potential | F6 | Industrial | Food Products | Existing | Space Heating | Natural Gas | Condensing RTU | A | Standalone Impact on Baseline Winter Peak (%) | Achievable Economic TRC Potential | bar: 2019 to 2040
F7_Industrial_Food Products_Existing_Space Heating_Natural Gas_Condensing RTU_A_Achievable Economic TRC Potential | F7 | Industrial | Food Products | Existing | Space Heating | Natural Gas | Condensing RTU | A | Incremental Energy Savings (MWh or mTherms) | Achievable Economic TRC Potential | 0 | 0 | 0 | 0 | 0 | 0 | 0 | 0 | 0 | 0 | 0 | 0 | 0 | 0 | 0 | 0 | 0 | 0 | 0 | 0 | 0 | 0
F8_Industrial_Food Products_Existing_Space Heating_Natural Gas_Condensing RTU_A_Achievable Economic TRC Potential | F8 | Industrial | Food Products | Existing | Space Heating | Natural Gas | Condensing RTU | A | Incremental Summer Peak Savings (MW) | Achievable Economic TRC Potential | 0 | 0 | 0 | 0 | 0 | 0 | 0 | 0 | 0 | 0 | 0 | 0 | 0 | 0 | 0 | 0 | 0 | 0 | 0 | 0 | 0 | 0
F9_Industrial_Food Products_Existing_Space Heating_Natural Gas_Condensing RTU_A_Achievable Economic TRC Potential | F9 | Industrial | Food Products | Existing | Space Heating | Natural Gas | Condensing RTU | A | Incremental Winter Peak Savings (MW) | Achievable Economic TRC Potential | 0 | 0 | 0 | 0 | 0 | 0 | 0 | 0 | 0 | 0 | 0 | 0 | 0 | 0 | 0 | 0 | 0 | 0 | 0 | 0 | 0 | 0
F10_Industrial_Food Products_Existing_Space Heating_Natural Gas_Condensing RTU_A_Achievable Economic TRC Potential | F10 | Industrial | Food Products | Existing | Space Heating | Natural Gas | Condensing RTU | A | Cumulative Energy Savings (MWh or mTherms) | Achievable Economic TRC Potential | 0 | 0 | 0 | 0 | 0 | 0 | 0 | 0 | 0 | 0 | 0 | 0 | 0 | 0 | 0 | 0 | 0 | 0 | 0 | 0 | 0 | 0
F11_Industrial_Food Products_Existing_Space Heating_Natural Gas_Condensing RTU_A_Achievable Economic TRC Potential | F11 | Industrial | Food Products | Existing | Space Heating | Natural Gas | Condensing RTU | A | Cumulative Summer Peak Savings (MW) | Achievable Economic TRC Potential | 0 | 0 | 0 | 0 | 0 | 0 | 0 | 0 | 0 | 0 | 0 | 0 | 0 | 0 | 0 | 0 | 0 | 0 | 0 | 0 | 0 | 0
F12_Industrial_Food Products_Existing_Space Heating_Natural Gas_Condensing RTU_A_Achievable Economic TRC Potential | F12 | Industrial | Food Products | Existing | Space Heating | Natural Gas | Condensing RTU | A | Cumulative Winter Peak Savings (MW) | Achievable Economic TRC Potential | 0 | 0 | 0 | 0 | 0 | 0 | 0 | 0 | 0 | 0 | 0 | 0 | 0 | 0 | 0 | 0 | 0 | 0 | 0 | 0 | 0 | 0
F13_Industrial_Food Products_Existing_Space Heating_Natural Gas_Condensing RTU_A_Achievable Economic TRC Potential | F13 | Industrial | Food Products | Existing | Space Heating | Natural Gas | Condensing RTU | A | Purchases (Incremental) | Achievable Economic TRC Potential | 0 | 0 | 0 | 0 | 0 | 0 | 0 | 0 | 0 | 0 | 0 | 0 | 0 | 0 | 0 | 0 | 0 | 0 | 0 | 0 | 0 | 0
F14_Industrial_Food Products_Existing_Space Heating_Natural Gas_Condensing RTU_A_Achievable Economic TRC Potential | F14 | Industrial | Food Products | Existing | Space Heating | Natural Gas | Condensing RTU | A | Purchases (Cumulative) | Achievable Economic TRC Potential | 0 | 0 | 0 | 0 | 0 | 0 | 0 | 0 | 0 | 0 | 0 | 0 | 0 | 0 | 0 | 0 | 0 | 0 | 0 | 0 | 0 | 0
F1_Industrial_Food Products_New_Space Heating_Natural Gas_Condensing RTU_A_Achievable Economic TRC Potential | F1 | Industrial | Food Products | New | Space Heating | Natural Gas | Condensing RTU | A | Original Unit Energy Savings (kWh or therms) | Achievable Economic TRC Potential | 0 | 0 | 21.4021 | 21.4021 | 21.4021 | 21.4021 | 21.4021 | 21.4021 | 21.4021 | 21.4021 | 21.4021 | 21.4021 | 21.4021 | 21.4021 | 21.4021 | 21.4021 | 21.4021 | 21.4021 | 21.4021 | 21.4021 | 21.4021 | 21.4021
F2_Industrial_Food Products_New_Space Heating_Natural Gas_Condensing RTU_A_Achievable Economic TRC Potential | F2 | Industrial | Food Products | New | Space Heating | Natural Gas | Condensing RTU | A | Original Unit Summer Peak Savings (kW) | Achievable Economic TRC Potential | 0 | 0 | 0 | 0 | 0 | 0 | 0 | 0 | 0 | 0 | 0 | 0 | 0 | 0 | 0 | 0 | 0 | 0 | 0 | 0 | 0 | 0
F3_Industrial_Food Products_New_Space Heating_Natural Gas_Condensing RTU_A_Achievable Economic TRC Potential | F3 | Industrial | Food Products | New | Space Heating | Natural Gas | Condensing RTU | A | Original Unit Winter Peak Savings (kW) | Achievable Economic TRC Potential | 0 | 0 | 0 | 0 | 0 | 0 | 0 | 0 | 0 | 0 | 0 | 0 | 0 | 0 | 0 | 0 | 0 | 0 | 0 | 0 | 0 | 0
F4_Industrial_Food Products_New_Space Heating_Natural Gas_Condensing RTU_A_Achievable Economic TRC Potential | F4 | Industrial | Food Products | New | Space Heating | Natural Gas | Condensing RTU | A | Standalone Impact on Baseline Energy (%) | Achievable Economic TRC Potential | bar: 2019 to 2040
F5_Industrial_Food Products_New_Space Heating_Natural Gas_Condensing RTU_A_Achievable Economic TRC Potential | F5 | Industrial | Food Products | New | Space Heating | Natural Gas | Condensing RTU | A | Standalone Impact on Baseline Summer Peak (%) | Achievable Economic TRC Potential | bar: 2019 to 2040
F6_Industrial_Food Products_New_Space Heating_Natural Gas_Condensing RTU_A_Achievable Economic TRC Potential | F6 | Industrial | Food Products | New | Space Heating | Natural Gas | Condensing RTU | A | Standalone Impact on Baseline Winter Peak (%) | Achievable Economic TRC Potential | bar: 2019 to 2040
F7_Industrial_Food Products_New_Space Heating_Natural Gas_Condensing RTU_A_Achievable Economic TRC Potential | F7 | Industrial | Food Products | New | Space Heating | Natural Gas | Condensing RTU | A | Incremental Energy Savings (MWh or mTherms) | Achievable Economic TRC Potential | 0 | 0 | 0 | 0 | 0 | 0 | 0 | 0 | 0 | 0 | 0 | 0 | 0 | 0 | 0 | 0 | 0 | 0 | 0 | 0 | 0 | 0
F8_Industrial_Food Products_New_Space Heating_Natural Gas_Condensing RTU_A_Achievable Economic TRC Potential | F8 | Industrial | Food Products | New | Space Heating | Natural Gas | Condensing RTU | A | Incremental Summer Peak Savings (MW) | Achievable Economic TRC Potential | 0 | 0 | 0 | 0 | 0 | 0 | 0 | 0 | 0 | 0 | 0 | 0 | 0 | 0 | 0 | 0 | 0 | 0 | 0 | 0 | 0 | 0
F9_Industrial_Food Products_New_Space Heating_Natural Gas_Condensing RTU_A_Achievable Economic TRC Potential | F9 | Industrial | Food Products | New | Space Heating | Natural Gas | Condensing RTU | A | Incremental Winter Peak Savings (MW) | Achievable Economic TRC Potential | 0 | 0 | 0 | 0 | 0 | 0 | 0 | 0 | 0 | 0 | 0 | 0 | 0 | 0 | 0 | 0 | 0 | 0 | 0 | 0 | 0 | 0
F10_Industrial_Food Products_New_Space Heating_Natural Gas_Condensing RTU_A_Achievable Economic TRC Potential | F10 | Industrial | Food Products | New | Space Heating | Natural Gas | Condensing RTU | A | Cumulative Energy Savings (MWh or mTherms) | Achievable Economic TRC Potential | 0 | 0 | 0 | 0 | 0 | 0 | 0 | 0 | 0 | 0 | 0 | 0 | 0 | 0 | 0 | 0 | 0 | 0 | 0 | 0 | 0 | 0
F11_Industrial_Food Products_New_Space Heating_Natural Gas_Condensing RTU_A_Achievable Economic TRC Potential | F11 | Industrial | Food Products | New | Space Heating | Natural Gas | Condensing RTU | A | Cumulative Summer Peak Savings (MW) | Achievable Economic TRC Potential | 0 | 0 | 0 | 0 | 0 | 0 | 0 | 0 | 0 | 0 | 0 | 0 | 0 | 0 | 0 | 0 | 0 | 0 | 0 | 0 | 0 | 0
F12_Industrial_Food Products_New_Space Heating_Natural Gas_Condensing RTU_A_Achievable Economic TRC Potential | F12 | Industrial | Food Products | New | Space Heating | Natural Gas | Condensing RTU | A | Cumulative Winter Peak Savings (MW) | Achievable Economic TRC Potential | 0 | 0 | 0 | 0 | 0 | 0 | 0 | 0 | 0 | 0 | 0 | 0 | 0 | 0 | 0 | 0 | 0 | 0 | 0 | 0 | 0 | 0
F13_Industrial_Food Products_New_Space Heating_Natural Gas_Condensing RTU_A_Achievable Economic TRC Potential | F13 | Industrial | Food Products | New | Space Heating | Natural Gas | Condensing RTU | A | Purchases (Incremental) | Achievable Economic TRC Potential | 0 | 0 | 0 | 0 | 0 | 0 | 0 | 0 | 0 | 0 | 0 | 0 | 0 | 0 | 0 | 0 | 0 | 0 | 0 | 0 | 0 | 0
F14_Industrial_Food Products_New_Space Heating_Natural Gas_Condensing RTU_A_Achievable Economic TRC Potential | F14 | Industrial | Food Products | New | Space Heating | Natural Gas | Condensing RTU | A | Purchases (Cumulative) | Achievable Economic TRC Potential | 0 | 0 | 0 | 0 | 0 | 0 | 0 | 0 | 0 | 0 | 0 | 0 | 0 | 0 | 0 | 0 | 0 | 0 | 0 | 0 | 0 | 0
F1_Industrial_Agriculture_Existing_Space Heating_Natural Gas_Condensing RTU_A_Achievable Economic TRC Potential | F1 | Industrial | Agriculture | Existing | Space Heating | Natural Gas | Condensing RTU | A | Original Unit Energy Savings (kWh or therms) | Achievable Economic TRC Potential | 0 | 0 | 11.7068 | 11.6421 | 11.5774 | 11.5135 | 11.4506 | 11.3893 | 11.33 | 11.2732 | 11.2192 | 11.1684 | 11.1205 | 11.0755 | 11.0331 | 10.9932 | 10.9557 | 10.9203 | 10.8871 | 10.8558 | 10.8263 | 10.7986
F2_Industrial_Agriculture_Existing_Space Heating_Natural Gas_Condensing RTU_A_Achievable Economic TRC Potential | F2 | Industrial | Agriculture | Existing | Space Heating | Natural Gas | Condensing RTU | A | Original Unit Summer Peak Savings (kW) | Achievable Economic TRC Potential | 0 | 0 | 0 | 0 | 0 | 0 | 0 | 0 | 0 | 0 | 0 | 0 | 0 | 0 | 0 | 0 | 0 | 0 | 0 | 0 | 0 | 0
F3_Industrial_Agriculture_Existing_Space Heating_Natural Gas_Condensing RTU_A_Achievable Economic TRC Potential | F3 | Industrial | Agriculture | Existing | Space Heating | Natural Gas | Condensing RTU | A | Original Unit Winter Peak Savings (kW) | Achievable Economic TRC Potential | 0 | 0 | 0 | 0 | 0 | 0 | 0 | 0 | 0 | 0 | 0 | 0 | 0 | 0 | 0 | 0 | 0 | 0 | 0 | 0 | 0 | 0
F4_Industrial_Agriculture_Existing_Space Heating_Natural Gas_Condensing RTU_A_Achievable Economic TRC Potential | F4 | Industrial | Agriculture | Existing | Space Heating | Natural Gas | Condensing RTU | A | Standalone Impact on Baseline Energy (%) | Achievable Economic TRC Potential | bar: 2019 to 2040
F5_Industrial_Agriculture_Existing_Space Heating_Natural Gas_Condensing RTU_A_Achievable Economic TRC Potential | F5 | Industrial | Agriculture | Existing | Space Heating | Natural Gas | Condensing RTU | A | Standalone Impact on Baseline Summer Peak (%) | Achievable Economic TRC Potential | bar: 2019 to 2040
F6_Industrial_Agriculture_Existing_Space Heating_Natural Gas_Condensing RTU_A_Achievable Economic TRC Potential | F6 | Industrial | Agriculture | Existing | Space Heating | Natural Gas | Condensing RTU | A | Standalone Impact on Baseline Winter Peak (%) | Achievable Economic TRC Potential | bar: 2019 to 2040
F7_Industrial_Agriculture_Existing_Space Heating_Natural Gas_Condensing RTU_A_Achievable Economic TRC Potential | F7 | Industrial | Agriculture | Existing | Space Heating | Natural Gas | Condensing RTU | A | Incremental Energy Savings (MWh or mTherms) | Achievable Economic TRC Potential | 0 | 0 | 0 | 0 | 0 | 0 | 0 | 0 | 0 | 0 | 0 | 0 | 0 | 0 | 0 | 0 | 0 | 0 | 0 | 0 | 0 | 0
F8_Industrial_Agriculture_Existing_Space Heating_Natural Gas_Condensing RTU_A_Achievable Economic TRC Potential | F8 | Industrial | Agriculture | Existing | Space Heating | Natural Gas | Condensing RTU | A | Incremental Summer Peak Savings (MW) | Achievable Economic TRC Potential | 0 | 0 | 0 | 0 | 0 | 0 | 0 | 0 | 0 | 0 | 0 | 0 | 0 | 0 | 0 | 0 | 0 | 0 | 0 | 0 | 0 | 0
F9_Industrial_Agriculture_Existing_Space Heating_Natural Gas_Condensing RTU_A_Achievable Economic TRC Potential | F9 | Industrial | Agriculture | Existing | Space Heating | Natural Gas | Condensing RTU | A | Incremental Winter Peak Savings (MW) | Achievable Economic TRC Potential | 0 | 0 | 0 | 0 | 0 | 0 | 0 | 0 | 0 | 0 | 0 | 0 | 0 | 0 | 0 | 0 | 0 | 0 | 0 | 0 | 0 | 0
F10_Industrial_Agriculture_Existing_Space Heating_Natural Gas_Condensing RTU_A_Achievable Economic TRC Potential | F10 | Industrial | Agriculture | Existing | Space Heating | Natural Gas | Condensing RTU | A | Cumulative Energy Savings (MWh or mTherms) | Achievable Economic TRC Potential | 0 | 0 | 0 | 0 | 0 | 0 | 0 | 0 | 0 | 0 | 0 | 0 | 0 | 0 | 0 | 0 | 0 | 0 | 0 | 0 | 0 | 0
F11_Industrial_Agriculture_Existing_Space Heating_Natural Gas_Condensing RTU_A_Achievable Economic TRC Potential | F11 | Industrial | Agriculture | Existing | Space Heating | Natural Gas | Condensing RTU | A | Cumulative Summer Peak Savings (MW) | Achievable Economic TRC Potential | 0 | 0 | 0 | 0 | 0 | 0 | 0 | 0 | 0 | 0 | 0 | 0 | 0 | 0 | 0 | 0 | 0 | 0 | 0 | 0 | 0 | 0
F12_Industrial_Agriculture_Existing_Space Heating_Natural Gas_Condensing RTU_A_Achievable Economic TRC Potential | F12 | Industrial | Agriculture | Existing | Space Heating | Natural Gas | Condensing RTU | A | Cumulative Winter Peak Savings (MW) | Achievable Economic TRC Potential | 0 | 0 | 0 | 0 | 0 | 0 | 0 | 0 | 0 | 0 | 0 | 0 | 0 | 0 | 0 | 0 | 0 | 0 | 0 | 0 | 0 | 0
F13_Industrial_Agriculture_Existing_Space Heating_Natural Gas_Condensing RTU_A_Achievable Economic TRC Potential | F13 | Industrial | Agriculture | Existing | Space Heating | Natural Gas | Condensing RTU | A | Purchases (Incremental) | Achievable Economic TRC Potential | 0 | 0 | 0 | 0 | 0 | 0 | 0 | 0 | 0 | 0 | 0 | 0 | 0 | 0 | 0 | 0 | 0 | 0 | 0 | 0 | 0 | 0
F14_Industrial_Agriculture_Existing_Space Heating_Natural Gas_Condensing RTU_A_Achievable Economic TRC Potential | F14 | Industrial | Agriculture | Existing | Space Heating | Natural Gas | Condensing RTU | A | Purchases (Cumulative) | Achievable Economic TRC Potential | 0 | 0 | 0 | 0 | 0 | 0 | 0 | 0 | 0 | 0 | 0 | 0 | 0 | 0 | 0 | 0 | 0 | 0 | 0 | 0 | 0 | 0
F1_Industrial_Agriculture_New_Space Heating_Natural Gas_Condensing RTU_A_Achievable Economic TRC Potential | F1 | Industrial | Agriculture | New | Space Heating | Natural Gas | Condensing RTU | A | Original Unit Energy Savings (kWh or therms) | Achievable Economic TRC Potential | 0 | 0 | 10.3557 | 10.3557 | 10.3557 | 10.3557 | 10.3557 | 10.3557 | 10.3557 | 10.3557 | 10.3557 | 10.3557 | 10.3557 | 10.3557 | 10.3557 | 10.3557 | 10.3557 | 10.3557 | 10.3557 | 10.3557 | 10.3557 | 10.3557
F2_Industrial_Agriculture_New_Space Heating_Natural Gas_Condensing RTU_A_Achievable Economic TRC Potential | F2 | Industrial | Agriculture | New | Space Heating | Natural Gas | Condensing RTU | A | Original Unit Summer Peak Savings (kW) | Achievable Economic TRC Potential | 0 | 0 | 0 | 0 | 0 | 0 | 0 | 0 | 0 | 0 | 0 | 0 | 0 | 0 | 0 | 0 | 0 | 0 | 0 | 0 | 0 | 0
F3_Industrial_Agriculture_New_Space Heating_Natural Gas_Condensing RTU_A_Achievable Economic TRC Potential | F3 | Industrial | Agriculture | New | Space Heating | Natural Gas | Condensing RTU | A | Original Unit Winter Peak Savings (kW) | Achievable Economic TRC Potential | 0 | 0 | 0 | 0 | 0 | 0 | 0 | 0 | 0 | 0 | 0 | 0 | 0 | 0 | 0 | 0 | 0 | 0 | 0 | 0 | 0 | 0
F4_Industrial_Agriculture_New_Space Heating_Natural Gas_Condensing RTU_A_Achievable Economic TRC Potential | F4 | Industrial | Agriculture | New | Space Heating | Natural Gas | Condensing RTU | A | Standalone Impact on Baseline Energy (%) | Achievable Economic TRC Potential | bar: 2019 to 2040
F5_Industrial_Agriculture_New_Space Heating_Natural Gas_Condensing RTU_A_Achievable Economic TRC Potential | F5 | Industrial | Agriculture | New | Space Heating | Natural Gas | Condensing RTU | A | Standalone Impact on Baseline Summer Peak (%) | Achievable Economic TRC Potential | bar: 2019 to 2040
F6_Industrial_Agriculture_New_Space Heating_Natural Gas_Condensing RTU_A_Achievable Economic TRC Potential | F6 | Industrial | Agriculture | New | Space Heating | Natural Gas | Condensing RTU | A | Standalone Impact on Baseline Winter Peak (%) | Achievable Economic TRC Potential | bar: 2019 to 2040
F7_Industrial_Agriculture_New_Space Heating_Natural Gas_Condensing RTU_A_Achievable Economic TRC Potential | F7 | Industrial | Agriculture | New | Space Heating | Natural Gas | Condensing RTU | A | Incremental Energy Savings (MWh or mTherms) | Achievable Economic TRC Potential | 0 | 0 | 0 | 0 | 0 | 0 | 0 | 0 | 0 | 0 | 0 | 0 | 0 | 0 | 0 | 0 | 0 | 0 | 0 | 0 | 0 | 0
F8_Industrial_Agriculture_New_Space Heating_Natural Gas_Condensing RTU_A_Achievable Economic TRC Potential | F8 | Industrial | Agriculture | New | Space Heating | Natural Gas | Condensing RTU | A | Incremental Summer Peak Savings (MW) | Achievable Economic TRC Potential | 0 | 0 | 0 | 0 | 0 | 0 | 0 | 0 | 0 | 0 | 0 | 0 | 0 | 0 | 0 | 0 | 0 | 0 | 0 | 0 | 0 | 0
F9_Industrial_Agriculture_New_Space Heating_Natural Gas_Condensing RTU_A_Achievable Economic TRC Potential | F9 | Industrial | Agriculture | New | Space Heating | Natural Gas | Condensing RTU | A | Incremental Winter Peak Savings (MW) | Achievable Economic TRC Potential | 0 | 0 | 0 | 0 | 0 | 0 | 0 | 0 | 0 | 0 | 0 | 0 | 0 | 0 | 0 | 0 | 0 | 0 | 0 | 0 | 0 | 0
F10_Industrial_Agriculture_New_Space Heating_Natural Gas_Condensing RTU_A_Achievable Economic TRC Potential | F10 | Industrial | Agriculture | New | Space Heating | Natural Gas | Condensing RTU | A | Cumulative Energy Savings (MWh or mTherms) | Achievable Economic TRC Potential | 0 | 0 | 0 | 0 | 0 | 0 | 0 | 0 | 0 | 0 | 0 | 0 | 0 | 0 | 0 | 0 | 0 | 0 | 0 | 0 | 0 | 0
F11_Industrial_Agriculture_New_Space Heating_Natural Gas_Condensing RTU_A_Achievable Economic TRC Potential | F11 | Industrial | Agriculture | New | Space Heating | Natural Gas | Condensing RTU | A | Cumulative Summer Peak Savings (MW) | Achievable Economic TRC Potential | 0 | 0 | 0 | 0 | 0 | 0 | 0 | 0 | 0 | 0 | 0 | 0 | 0 | 0 | 0 | 0 | 0 | 0 | 0 | 0 | 0 | 0
F12_Industrial_Agriculture_New_Space Heating_Natural Gas_Condensing RTU_A_Achievable Economic TRC Potential | F12 | Industrial | Agriculture | New | Space Heating | Natural Gas | Condensing RTU | A | Cumulative Winter Peak Savings (MW) | Achievable Economic TRC Potential | 0 | 0 | 0 | 0 | 0 | 0 | 0 | 0 | 0 | 0 | 0 | 0 | 0 | 0 | 0 | 0 | 0 | 0 | 0 | 0 | 0 | 0
F13_Industrial_Agriculture_New_Space Heating_Natural Gas_Condensing RTU_A_Achievable Economic TRC Potential | F13 | Industrial | Agriculture | New | Space Heating | Natural Gas | Condensing RTU | A | Purchases (Incremental) | Achievable Economic TRC Potential | 0 | 0 | 0 | 0 | 0 | 0 | 0 | 0 | 0 | 0 | 0 | 0 | 0 | 0 | 0 | 0 | 0 | 0 | 0 | 0 | 0 | 0
F14_Industrial_Agriculture_New_Space Heating_Natural Gas_Condensing RTU_A_Achievable Economic TRC Potential | F14 | Industrial | Agriculture | New | Space Heating | Natural Gas | Condensing RTU | A | Purchases (Cumulative) | Achievable Economic TRC Potential | 0 | 0 | 0 | 0 | 0 | 0 | 0 | 0 | 0 | 0 | 0 | 0 | 0 | 0 | 0 | 0 | 0 | 0 | 0 | 0 | 0 | 0
F1_Industrial_Primary Metals_Existing_Space Heating_Natural Gas_Condensing RTU_A_Achievable Economic TRC Potential | F1 | Industrial | Primary Metals | Existing | Space Heating | Natural Gas | Condensing RTU | A | Original Unit Energy Savings (kWh or therms) | Achievable Economic TRC Potential | 0 | 0 | 38.3734 | 38.1612 | 37.9493 | 37.7395 | 37.5335 | 37.3326 | 37.1383 | 36.9521 | 36.775 | 36.6084 | 36.4516 | 36.304 | 36.165 | 36.0343 | 35.9112 | 35.7954 | 35.6864 | 35.5838 | 35.4873 | 35.3964
F2_Industrial_Primary Metals_Existing_Space Heating_Natural Gas_Condensing RTU_A_Achievable Economic TRC Potential | F2 | Industrial | Primary Metals | Existing | Space Heating | Natural Gas | Condensing RTU | A | Original Unit Summer Peak Savings (kW) | Achievable Economic TRC Potential | 0 | 0 | 0 | 0 | 0 | 0 | 0 | 0 | 0 | 0 | 0 | 0 | 0 | 0 | 0 | 0 | 0 | 0 | 0 | 0 | 0 | 0
F3_Industrial_Primary Metals_Existing_Space Heating_Natural Gas_Condensing RTU_A_Achievable Economic TRC Potential | F3 | Industrial | Primary Metals | Existing | Space Heating | Natural Gas | Condensing RTU | A | Original Unit Winter Peak Savings (kW) | Achievable Economic TRC Potential | 0 | 0 | 0 | 0 | 0 | 0 | 0 | 0 | 0 | 0 | 0 | 0 | 0 | 0 | 0 | 0 | 0 | 0 | 0 | 0 | 0 | 0
F4_Industrial_Primary Metals_Existing_Space Heating_Natural Gas_Condensing RTU_A_Achievable Economic TRC Potential | F4 | Industrial | Primary Metals | Existing | Space Heating | Natural Gas | Condensing RTU | A | Standalone Impact on Baseline Energy (%) | Achievable Economic TRC Potential | bar: 2019 to 2040
F5_Industrial_Primary Metals_Existing_Space Heating_Natural Gas_Condensing RTU_A_Achievable Economic TRC Potential | F5 | Industrial | Primary Metals | Existing | Space Heating | Natural Gas | Condensing RTU | A | Standalone Impact on Baseline Summer Peak (%) | Achievable Economic TRC Potential | bar: 2019 to 2040
F6_Industrial_Primary Metals_Existing_Space Heating_Natural Gas_Condensing RTU_A_Achievable Economic TRC Potential | F6 | Industrial | Primary Metals | Existing | Space Heating | Natural Gas | Condensing RTU | A | Standalone Impact on Baseline Winter Peak (%) | Achievable Economic TRC Potential | bar: 2019 to 2040
F7_Industrial_Primary Metals_Existing_Space Heating_Natural Gas_Condensing RTU_A_Achievable Economic TRC Potential | F7 | Industrial | Primary Metals | Existing | Space Heating | Natural Gas | Condensing RTU | A | Incremental Energy Savings (MWh or mTherms) | Achievable Economic TRC Potential | 0 | 0 | 0 | 0 | 0 | 0 | 0 | 0 | 0 | 0 | 0 | 0 | 0 | 0 | 0 | 0 | 0 | 0 | 0 | 0 | 0 | 0
F8_Industrial_Primary Metals_Existing_Space Heating_Natural Gas_Condensing RTU_A_Achievable Economic TRC Potential | F8 | Industrial | Primary Metals | Existing | Space Heating | Natural Gas | Condensing RTU | A | Incremental Summer Peak Savings (MW) | Achievable Economic TRC Potential | 0 | 0 | 0 | 0 | 0 | 0 | 0 | 0 | 0 | 0 | 0 | 0 | 0 | 0 | 0 | 0 | 0 | 0 | 0 | 0 | 0 | 0
F9_Industrial_Primary Metals_Existing_Space Heating_Natural Gas_Condensing RTU_A_Achievable Economic TRC Potential | F9 | Industrial | Primary Metals | Existing | Space Heating | Natural Gas | Condensing RTU | A | Incremental Winter Peak Savings (MW) | Achievable Economic TRC Potential | 0 | 0 | 0 | 0 | 0 | 0 | 0 | 0 | 0 | 0 | 0 | 0 | 0 | 0 | 0 | 0 | 0 | 0 | 0 | 0 | 0 | 0
F10_Industrial_Primary Metals_Existing_Space Heating_Natural Gas_Condensing RTU_A_Achievable Economic TRC Potential | F10 | Industrial | Primary Metals | Existing | Space Heating | Natural Gas | Condensing RTU | A | Cumulative Energy Savings (MWh or mTherms) | Achievable Economic TRC Potential | 0 | 0 | 0 | 0 | 0 | 0 | 0 | 0 | 0 | 0 | 0 | 0 | 0 | 0 | 0 | 0 | 0 | 0 | 0 | 0 | 0 | 0
F11_Industrial_Primary Metals_Existing_Space Heating_Natural Gas_Condensing RTU_A_Achievable Economic TRC Potential | F11 | Industrial | Primary Metals | Existing | Space Heating | Natural Gas | Condensing RTU | A | Cumulative Summer Peak Savings (MW) | Achievable Economic TRC Potential | 0 | 0 | 0 | 0 | 0 | 0 | 0 | 0 | 0 | 0 | 0 | 0 | 0 | 0 | 0 | 0 | 0 | 0 | 0 | 0 | 0 | 0
F12_Industrial_Primary Metals_Existing_Space Heating_Natural Gas_Condensing RTU_A_Achievable Economic TRC Potential | F12 | Industrial | Primary Metals | Existing | Space Heating | Natural Gas | Condensing RTU | A | Cumulative Winter Peak Savings (MW) | Achievable Economic TRC Potential | 0 | 0 | 0 | 0 | 0 | 0 | 0 | 0 | 0 | 0 | 0 | 0 | 0 | 0 | 0 | 0 | 0 | 0 | 0 | 0 | 0 | 0
F13_Industrial_Primary Metals_Existing_Space Heating_Natural Gas_Condensing RTU_A_Achievable Economic TRC Potential | F13 | Industrial | Primary Metals | Existing | Space Heating | Natural Gas | Condensing RTU | A | Purchases (Incremental) | Achievable Economic TRC Potential | 0 | 0 | 0 | 0 | 0 | 0 | 0 | 0 | 0 | 0 | 0 | 0 | 0 | 0 | 0 | 0 | 0 | 0 | 0 | 0 | 0 | 0
F14_Industrial_Primary Metals_Existing_Space Heating_Natural Gas_Condensing RTU_A_Achievable Economic TRC Potential | F14 | Industrial | Primary Metals | Existing | Space Heating | Natural Gas | Condensing RTU | A | Purchases (Cumulative) | Achievable Economic TRC Potential | 0 | 0 | 0 | 0 | 0 | 0 | 0 | 0 | 0 | 0 | 0 | 0 | 0 | 0 | 0 | 0 | 0 | 0 | 0 | 0 | 0 | 0
F1_Industrial_Primary Metals_New_Space Heating_Natural Gas_Condensing RTU_A_Achievable Economic TRC Potential | F1 | Industrial | Primary Metals | New | Space Heating | Natural Gas | Condensing RTU | A | Original Unit Energy Savings (kWh or therms) | Achievable Economic TRC Potential | 0 | 0 | 33.9445 | 33.9445 | 33.9445 | 33.9445 | 33.9445 | 33.9445 | 33.9445 | 33.9445 | 33.9445 | 33.9445 | 33.9445 | 33.9445 | 33.9445 | 33.9445 | 33.9445 | 33.9445 | 33.9445 | 33.9445 | 33.9445 | 33.9445
F2_Industrial_Primary Metals_New_Space Heating_Natural Gas_Condensing RTU_A_Achievable Economic TRC Potential | F2 | Industrial | Primary Metals | New | Space Heating | Natural Gas | Condensing RTU | A | Original Unit Summer Peak Savings (kW) | Achievable Economic TRC Potential | 0 | 0 | 0 | 0 | 0 | 0 | 0 | 0 | 0 | 0 | 0 | 0 | 0 | 0 | 0 | 0 | 0 | 0 | 0 | 0 | 0 | 0
F3_Industrial_Primary Metals_New_Space Heating_Natural Gas_Condensing RTU_A_Achievable Economic TRC Potential | F3 | Industrial | Primary Metals | New | Space Heating | Natural Gas | Condensing RTU | A | Original Unit Winter Peak Savings (kW) | Achievable Economic TRC Potential | 0 | 0 | 0 | 0 | 0 | 0 | 0 | 0 | 0 | 0 | 0 | 0 | 0 | 0 | 0 | 0 | 0 | 0 | 0 | 0 | 0 | 0
F4_Industrial_Primary Metals_New_Space Heating_Natural Gas_Condensing RTU_A_Achievable Economic TRC Potential | F4 | Industrial | Primary Metals | New | Space Heating | Natural Gas | Condensing RTU | A | Standalone Impact on Baseline Energy (%) | Achievable Economic TRC Potential | bar: 2019 to 2040
F5_Industrial_Primary Metals_New_Space Heating_Natural Gas_Condensing RTU_A_Achievable Economic TRC Potential | F5 | Industrial | Primary Metals | New | Space Heating | Natural Gas | Condensing RTU | A | Standalone Impact on Baseline Summer Peak (%) | Achievable Economic TRC Potential | bar: 2019 to 2040
F6_Industrial_Primary Metals_New_Space Heating_Natural Gas_Condensing RTU_A_Achievable Economic TRC Potential | F6 | Industrial | Primary Metals | New | Space Heating | Natural Gas | Condensing RTU | A | Standalone Impact on Baseline Winter Peak (%) | Achievable Economic TRC Potential | bar: 2019 to 2040
F7_Industrial_Primary Metals_New_Space Heating_Natural Gas_Condensing RTU_A_Achievable Economic TRC Potential | F7 | Industrial | Primary Metals | New | Space Heating | Natural Gas | Condensing RTU | A | Incremental Energy Savings (MWh or mTherms) | Achievable Economic TRC Potential | 0 | 0 | 0 | 0 | 0 | 0 | 0 | 0 | 0 | 0 | 0 | 0 | 0 | 0 | 0 | 0 | 0 | 0 | 0 | 0 | 0 | 0
F8_Industrial_Primary Metals_New_Space Heating_Natural Gas_Condensing RTU_A_Achievable Economic TRC Potential | F8 | Industrial | Primary Metals | New | Space Heating | Natural Gas | Condensing RTU | A | Incremental Summer Peak Savings (MW) | Achievable Economic TRC Potential | 0 | 0 | 0 | 0 | 0 | 0 | 0 | 0 | 0 | 0 | 0 | 0 | 0 | 0 | 0 | 0 | 0 | 0 | 0 | 0 | 0 | 0
F9_Industrial_Primary Metals_New_Space Heating_Natural Gas_Condensing RTU_A_Achievable Economic TRC Potential | F9 | Industrial | Primary Metals | New | Space Heating | Natural Gas | Condensing RTU | A | Incremental Winter Peak Savings (MW) | Achievable Economic TRC Potential | 0 | 0 | 0 | 0 | 0 | 0 | 0 | 0 | 0 | 0 | 0 | 0 | 0 | 0 | 0 | 0 | 0 | 0 | 0 | 0 | 0 | 0
F10_Industrial_Primary Metals_New_Space Heating_Natural Gas_Condensing RTU_A_Achievable Economic TRC Potential | F10 | Industrial | Primary Metals | New | Space Heating | Natural Gas | Condensing RTU | A | Cumulative Energy Savings (MWh or mTherms) | Achievable Economic TRC Potential | 0 | 0 | 0 | 0 | 0 | 0 | 0 | 0 | 0 | 0 | 0 | 0 | 0 | 0 | 0 | 0 | 0 | 0 | 0 | 0 | 0 | 0
F11_Industrial_Primary Metals_New_Space Heating_Natural Gas_Condensing RTU_A_Achievable Economic TRC Potential | F11 | Industrial | Primary Metals | New | Space Heating | Natural Gas | Condensing RTU | A | Cumulative Summer Peak Savings (MW) | Achievable Economic TRC Potential | 0 | 0 | 0 | 0 | 0 | 0 | 0 | 0 | 0 | 0 | 0 | 0 | 0 | 0 | 0 | 0 | 0 | 0 | 0 | 0 | 0 | 0
F12_Industrial_Primary Metals_New_Space Heating_Natural Gas_Condensing RTU_A_Achievable Economic TRC Potential | F12 | Industrial | Primary Metals | New | Space Heating | Natural Gas | Condensing RTU | A | Cumulative Winter Peak Savings (MW) | Achievable Economic TRC Potential | 0 | 0 | 0 | 0 | 0 | 0 | 0 | 0 | 0 | 0 | 0 | 0 | 0 | 0 | 0 | 0 | 0 | 0 | 0 | 0 | 0 | 0
F13_Industrial_Primary Metals_New_Space Heating_Natural Gas_Condensing RTU_A_Achievable Economic TRC Potential | F13 | Industrial | Primary Metals | New | Space Heating | Natural Gas | Condensing RTU | A | Purchases (Incremental) | Achievable Economic TRC Potential | 0 | 0 | 0 | 0 | 0 | 0 | 0 | 0 | 0 | 0 | 0 | 0 | 0 | 0 | 0 | 0 | 0 | 0 | 0 | 0 | 0 | 0
F14_Industrial_Primary Metals_New_Space Heating_Natural Gas_Condensing RTU_A_Achievable Economic TRC Potential | F14 | Industrial | Primary Metals | New | Space Heating | Natural Gas | Condensing RTU | A | Purchases (Cumulative) | Achievable Economic TRC Potential | 0 | 0 | 0 | 0 | 0 | 0 | 0 | 0 | 0 | 0 | 0 | 0 | 0 | 0 | 0 | 0 | 0 | 0 | 0 | 0 | 0 | 0
F1_Industrial_Stone, Clay, and Glass_Existing_Space Heating_Natural Gas_Condensing RTU_A_Achievable Economic TRC Potential | F1 | Industrial | Stone, Clay, and Glass | Existing | Space Heating | Natural Gas | Condensing RTU | A | Original Unit Energy Savings (kWh or therms) | Achievable Economic TRC Potential | 0 | 0 | 45.1281 | 44.8785 | 44.6294 | 44.3827 | 44.1403 | 43.9041 | 43.6756 | 43.4566 | 43.2484 | 43.0524 | 42.868 | 42.6944 | 42.531 | 42.3773 | 42.2325 | 42.0963 | 41.9681 | 41.8475 | 41.7339 | 41.6271
F2_Industrial_Stone, Clay, and Glass_Existing_Space Heating_Natural Gas_Condensing RTU_A_Achievable Economic TRC Potential | F2 | Industrial | Stone, Clay, and Glass | Existing | Space Heating | Natural Gas | Condensing RTU | A | Original Unit Summer Peak Savings (kW) | Achievable Economic TRC Potential | 0 | 0 | 0 | 0 | 0 | 0 | 0 | 0 | 0 | 0 | 0 | 0 | 0 | 0 | 0 | 0 | 0 | 0 | 0 | 0 | 0 | 0
F3_Industrial_Stone, Clay, and Glass_Existing_Space Heating_Natural Gas_Condensing RTU_A_Achievable Economic TRC Potential | F3 | Industrial | Stone, Clay, and Glass | Existing | Space Heating | Natural Gas | Condensing RTU | A | Original Unit Winter Peak Savings (kW) | Achievable Economic TRC Potential | 0 | 0 | 0 | 0 | 0 | 0 | 0 | 0 | 0 | 0 | 0 | 0 | 0 | 0 | 0 | 0 | 0 | 0 | 0 | 0 | 0 | 0
F4_Industrial_Stone, Clay, and Glass_Existing_Space Heating_Natural Gas_Condensing RTU_A_Achievable Economic TRC Potential | F4 | Industrial | Stone, Clay, and Glass | Existing | Space Heating | Natural Gas | Condensing RTU | A | Standalone Impact on Baseline Energy (%) | Achievable Economic TRC Potential | bar: 2019 to 2040
F5_Industrial_Stone, Clay, and Glass_Existing_Space Heating_Natural Gas_Condensing RTU_A_Achievable Economic TRC Potential | F5 | Industrial | Stone, Clay, and Glass | Existing | Space Heating | Natural Gas | Condensing RTU | A | Standalone Impact on Baseline Summer Peak (%) | Achievable Economic TRC Potential | bar: 2019 to 2040
F6_Industrial_Stone, Clay, and Glass_Existing_Space Heating_Natural Gas_Condensing RTU_A_Achievable Economic TRC Potential | F6 | Industrial | Stone, Clay, and Glass | Existing | Space Heating | Natural Gas | Condensing RTU | A | Standalone Impact on Baseline Winter Peak (%) | Achievable Economic TRC Potential | bar: 2019 to 2040
F7_Industrial_Stone, Clay, and Glass_Existing_Space Heating_Natural Gas_Condensing RTU_A_Achievable Economic TRC Potential | F7 | Industrial | Stone, Clay, and Glass | Existing | Space Heating | Natural Gas | Condensing RTU | A | Incremental Energy Savings (MWh or mTherms) | Achievable Economic TRC Potential | 0 | 0 | 0 | 0 | 0 | 0 | 0 | 0 | 0 | 0 | 0 | 0 | 0 | 0 | 0 | 0 | 0 | 0 | 0 | 0 | 0 | 0
F8_Industrial_Stone, Clay, and Glass_Existing_Space Heating_Natural Gas_Condensing RTU_A_Achievable Economic TRC Potential | F8 | Industrial | Stone, Clay, and Glass | Existing | Space Heating | Natural Gas | Condensing RTU | A | Incremental Summer Peak Savings (MW) | Achievable Economic TRC Potential | 0 | 0 | 0 | 0 | 0 | 0 | 0 | 0 | 0 | 0 | 0 | 0 | 0 | 0 | 0 | 0 | 0 | 0 | 0 | 0 | 0 | 0
F9_Industrial_Stone, Clay, and Glass_Existing_Space Heating_Natural Gas_Condensing RTU_A_Achievable Economic TRC Potential | F9 | Industrial | Stone, Clay, and Glass | Existing | Space Heating | Natural Gas | Condensing RTU | A | Incremental Winter Peak Savings (MW) | Achievable Economic TRC Potential | 0 | 0 | 0 | 0 | 0 | 0 | 0 | 0 | 0 | 0 | 0 | 0 | 0 | 0 | 0 | 0 | 0 | 0 | 0 | 0 | 0 | 0
F10_Industrial_Stone, Clay, and Glass_Existing_Space Heating_Natural Gas_Condensing RTU_A_Achievable Economic TRC Potential | F10 | Industrial | Stone, Clay, and Glass | Existing | Space Heating | Natural Gas | Condensing RTU | A | Cumulative Energy Savings (MWh or mTherms) | Achievable Economic TRC Potential | 0 | 0 | 0 | 0 | 0 | 0 | 0 | 0 | 0 | 0 | 0 | 0 | 0 | 0 | 0 | 0 | 0 | 0 | 0 | 0 | 0 | 0
F11_Industrial_Stone, Clay, and Glass_Existing_Space Heating_Natural Gas_Condensing RTU_A_Achievable Economic TRC Potential | F11 | Industrial | Stone, Clay, and Glass | Existing | Space Heating | Natural Gas | Condensing RTU | A | Cumulative Summer Peak Savings (MW) | Achievable Economic TRC Potential | 0 | 0 | 0 | 0 | 0 | 0 | 0 | 0 | 0 | 0 | 0 | 0 | 0 | 0 | 0 | 0 | 0 | 0 | 0 | 0 | 0 | 0
F12_Industrial_Stone, Clay, and Glass_Existing_Space Heating_Natural Gas_Condensing RTU_A_Achievable Economic TRC Potential | F12 | Industrial | Stone, Clay, and Glass | Existing | Space Heating | Natural Gas | Condensing RTU | A | Cumulative Winter Peak Savings (MW) | Achievable Economic TRC Potential | 0 | 0 | 0 | 0 | 0 | 0 | 0 | 0 | 0 | 0 | 0 | 0 | 0 | 0 | 0 | 0 | 0 | 0 | 0 | 0 | 0 | 0
F13_Industrial_Stone, Clay, and Glass_Existing_Space Heating_Natural Gas_Condensing RTU_A_Achievable Economic TRC Potential | F13 | Industrial | Stone, Clay, and Glass | Existing | Space Heating | Natural Gas | Condensing RTU | A | Purchases (Incremental) | Achievable Economic TRC Potential | 0 | 0 | 0 | 0 | 0 | 0 | 0 | 0 | 0 | 0 | 0 | 0 | 0 | 0 | 0 | 0 | 0 | 0 | 0 | 0 | 0 | 0
F14_Industrial_Stone, Clay, and Glass_Existing_Space Heating_Natural Gas_Condensing RTU_A_Achievable Economic TRC Potential | F14 | Industrial | Stone, Clay, and Glass | Existing | Space Heating | Natural Gas | Condensing RTU | A | Purchases (Cumulative) | Achievable Economic TRC Potential | 0 | 0 | 0 | 0 | 0 | 0 | 0 | 0 | 0 | 0 | 0 | 0 | 0 | 0 | 0 | 0 | 0 | 0 | 0 | 0 | 0 | 0
F1_Industrial_Stone, Clay, and Glass_New_Space Heating_Natural Gas_Condensing RTU_A_Achievable Economic TRC Potential | F1 | Industrial | Stone, Clay, and Glass | New | Space Heating | Natural Gas | Condensing RTU | A | Original Unit Energy Savings (kWh or therms) | Achievable Economic TRC Potential | 0 | 0 | 39.9196 | 39.9196 | 39.9196 | 39.9196 | 39.9196 | 39.9196 | 39.9196 | 39.9196 | 39.9196 | 39.9196 | 39.9196 | 39.9196 | 39.9196 | 39.9196 | 39.9196 | 39.9196 | 39.9196 | 39.9196 | 39.9196 | 39.9196
F2_Industrial_Stone, Clay, and Glass_New_Space Heating_Natural Gas_Condensing RTU_A_Achievable Economic TRC Potential | F2 | Industrial | Stone, Clay, and Glass | New | Space Heating | Natural Gas | Condensing RTU | A | Original Unit Summer Peak Savings (kW) | Achievable Economic TRC Potential | 0 | 0 | 0 | 0 | 0 | 0 | 0 | 0 | 0 | 0 | 0 | 0 | 0 | 0 | 0 | 0 | 0 | 0 | 0 | 0 | 0 | 0
F3_Industrial_Stone, Clay, and Glass_New_Space Heating_Natural Gas_Condensing RTU_A_Achievable Economic TRC Potential | F3 | Industrial | Stone, Clay, and Glass | New | Space Heating | Natural Gas | Condensing RTU | A | Original Unit Winter Peak Savings (kW) | Achievable Economic TRC Potential | 0 | 0 | 0 | 0 | 0 | 0 | 0 | 0 | 0 | 0 | 0 | 0 | 0 | 0 | 0 | 0 | 0 | 0 | 0 | 0 | 0 | 0
F4_Industrial_Stone, Clay, and Glass_New_Space Heating_Natural Gas_Condensing RTU_A_Achievable Economic TRC Potential | F4 | Industrial | Stone, Clay, and Glass | New | Space Heating | Natural Gas | Condensing RTU | A | Standalone Impact on Baseline Energy (%) | Achievable Economic TRC Potential | bar: 2019 to 2040
F5_Industrial_Stone, Clay, and Glass_New_Space Heating_Natural Gas_Condensing RTU_A_Achievable Economic TRC Potential | F5 | Industrial | Stone, Clay, and Glass | New | Space Heating | Natural Gas | Condensing RTU | A | Standalone Impact on Baseline Summer Peak (%) | Achievable Economic TRC Potential | bar: 2019 to 2040
F6_Industrial_Stone, Clay, and Glass_New_Space Heating_Natural Gas_Condensing RTU_A_Achievable Economic TRC Potential | F6 | Industrial | Stone, Clay, and Glass | New | Space Heating | Natural Gas | Condensing RTU | A | Standalone Impact on Baseline Winter Peak (%) | Achievable Economic TRC Potential | bar: 2019 to 2040
F7_Industrial_Stone, Clay, and Glass_New_Space Heating_Natural Gas_Condensing RTU_A_Achievable Economic TRC Potential | F7 | Industrial | Stone, Clay, and Glass | New | Space Heating | Natural Gas | Condensing RTU | A | Incremental Energy Savings (MWh or mTherms) | Achievable Economic TRC Potential | 0 | 0 | 0 | 0 | 0 | 0 | 0 | 0 | 0 | 0 | 0 | 0 | 0 | 0 | 0 | 0 | 0 | 0 | 0 | 0 | 0 | 0
F8_Industrial_Stone, Clay, and Glass_New_Space Heating_Natural Gas_Condensing RTU_A_Achievable Economic TRC Potential | F8 | Industrial | Stone, Clay, and Glass | New | Space Heating | Natural Gas | Condensing RTU | A | Incremental Summer Peak Savings (MW) | Achievable Economic TRC Potential | 0 | 0 | 0 | 0 | 0 | 0 | 0 | 0 | 0 | 0 | 0 | 0 | 0 | 0 | 0 | 0 | 0 | 0 | 0 | 0 | 0 | 0
F9_Industrial_Stone, Clay, and Glass_New_Space Heating_Natural Gas_Condensing RTU_A_Achievable Economic TRC Potential | F9 | Industrial | Stone, Clay, and Glass | New | Space Heating | Natural Gas | Condensing RTU | A | Incremental Winter Peak Savings (MW) | Achievable Economic TRC Potential | 0 | 0 | 0 | 0 | 0 | 0 | 0 | 0 | 0 | 0 | 0 | 0 | 0 | 0 | 0 | 0 | 0 | 0 | 0 | 0 | 0 | 0
F10_Industrial_Stone, Clay, and Glass_New_Space Heating_Natural Gas_Condensing RTU_A_Achievable Economic TRC Potential | F10 | Industrial | Stone, Clay, and Glass | New | Space Heating | Natural Gas | Condensing RTU | A | Cumulative Energy Savings (MWh or mTherms) | Achievable Economic TRC Potential | 0 | 0 | 0 | 0 | 0 | 0 | 0 | 0 | 0 | 0 | 0 | 0 | 0 | 0 | 0 | 0 | 0 | 0 | 0 | 0 | 0 | 0
F11_Industrial_Stone, Clay, and Glass_New_Space Heating_Natural Gas_Condensing RTU_A_Achievable Economic TRC Potential | F11 | Industrial | Stone, Clay, and Glass | New | Space Heating | Natural Gas | Condensing RTU | A | Cumulative Summer Peak Savings (MW) | Achievable Economic TRC Potential | 0 | 0 | 0 | 0 | 0 | 0 | 0 | 0 | 0 | 0 | 0 | 0 | 0 | 0 | 0 | 0 | 0 | 0 | 0 | 0 | 0 | 0
F12_Industrial_Stone, Clay, and Glass_New_Space Heating_Natural Gas_Condensing RTU_A_Achievable Economic TRC Potential | F12 | Industrial | Stone, Clay, and Glass | New | Space Heating | Natural Gas | Condensing RTU | A | Cumulative Winter Peak Savings (MW) | Achievable Economic TRC Potential | 0 | 0 | 0 | 0 | 0 | 0 | 0 | 0 | 0 | 0 | 0 | 0 | 0 | 0 | 0 | 0 | 0 | 0 | 0 | 0 | 0 | 0
F13_Industrial_Stone, Clay, and Glass_New_Space Heating_Natural Gas_Condensing RTU_A_Achievable Economic TRC Potential | F13 | Industrial | Stone, Clay, and Glass | New | Space Heating | Natural Gas | Condensing RTU | A | Purchases (Incremental) | Achievable Economic TRC Potential | 0 | 0 | 0 | 0 | 0 | 0 | 0 | 0 | 0 | 0 | 0 | 0 | 0 | 0 | 0 | 0 | 0 | 0 | 0 | 0 | 0 | 0
F14_Industrial_Stone, Clay, and Glass_New_Space Heating_Natural Gas_Condensing RTU_A_Achievable Economic TRC Potential | F14 | Industrial | Stone, Clay, and Glass | New | Space Heating | Natural Gas | Condensing RTU | A | Purchases (Cumulative) | Achievable Economic TRC Potential | 0 | 0 | 0 | 0 | 0 | 0 | 0 | 0 | 0 | 0 | 0 | 0 | 0 | 0 | 0 | 0 | 0 | 0 | 0 | 0 | 0 | 0
F1_Industrial_Petroleum_Existing_Space Heating_Natural Gas_Condensing RTU_A_Achievable Economic TRC Potential | F1 | Industrial | Petroleum | Existing | Space Heating | Natural Gas | Condensing RTU | A | Original Unit Energy Savings (kWh or therms) | Achievable Economic TRC Potential | 0 | 0 | 9532.3154 | 9479.5915 | 9426.9629 | 9374.8533 | 9323.6617 | 9273.7636 | 9225.5122 | 9179.2403 | 9135.2607 | 9093.8682 | 9054.9106 | 9018.2446 | 8983.7354 | 8951.2561 | 8920.6874 | 8891.9169 | 8864.8387 | 8839.3534 | 8815.3672 | 8792.792
F2_Industrial_Petroleum_Existing_Space Heating_Natural Gas_Condensing RTU_A_Achievable Economic TRC Potential | F2 | Industrial | Petroleum | Existing | Space Heating | Natural Gas | Condensing RTU | A | Original Unit Summer Peak Savings (kW) | Achievable Economic TRC Potential | 0 | 0 | 0 | 0 | 0 | 0 | 0 | 0 | 0 | 0 | 0 | 0 | 0 | 0 | 0 | 0 | 0 | 0 | 0 | 0 | 0 | 0
F3_Industrial_Petroleum_Existing_Space Heating_Natural Gas_Condensing RTU_A_Achievable Economic TRC Potential | F3 | Industrial | Petroleum | Existing | Space Heating | Natural Gas | Condensing RTU | A | Original Unit Winter Peak Savings (kW) | Achievable Economic TRC Potential | 0 | 0 | 0 | 0 | 0 | 0 | 0 | 0 | 0 | 0 | 0 | 0 | 0 | 0 | 0 | 0 | 0 | 0 | 0 | 0 | 0 | 0
F4_Industrial_Petroleum_Existing_Space Heating_Natural Gas_Condensing RTU_A_Achievable Economic TRC Potential | F4 | Industrial | Petroleum | Existing | Space Heating | Natural Gas | Condensing RTU | A | Standalone Impact on Baseline Energy (%) | Achievable Economic TRC Potential | bar: 2019 to 2040
F5_Industrial_Petroleum_Existing_Space Heating_Natural Gas_Condensing RTU_A_Achievable Economic TRC Potential | F5 | Industrial | Petroleum | Existing | Space Heating | Natural Gas | Condensing RTU | A | Standalone Impact on Baseline Summer Peak (%) | Achievable Economic TRC Potential | bar: 2019 to 2040
F6_Industrial_Petroleum_Existing_Space Heating_Natural Gas_Condensing RTU_A_Achievable Economic TRC Potential | F6 | Industrial | Petroleum | Existing | Space Heating | Natural Gas | Condensing RTU | A | Standalone Impact on Baseline Winter Peak (%) | Achievable Economic TRC Potential | bar: 2019 to 2040
F7_Industrial_Petroleum_Existing_Space Heating_Natural Gas_Condensing RTU_A_Achievable Economic TRC Potential | F7 | Industrial | Petroleum | Existing | Space Heating | Natural Gas | Condensing RTU | A | Incremental Energy Savings (MWh or mTherms) | Achievable Economic TRC Potential | 0 | 0 | 0 | 0 | 0 | 0 | 0 | 0 | 0 | 0 | 0 | 0 | 0 | 0 | 0 | 0 | 0 | 0 | 0 | 0 | 0 | 0
F8_Industrial_Petroleum_Existing_Space Heating_Natural Gas_Condensing RTU_A_Achievable Economic TRC Potential | F8 | Industrial | Petroleum | Existing | Space Heating | Natural Gas | Condensing RTU | A | Incremental Summer Peak Savings (MW) | Achievable Economic TRC Potential | 0 | 0 | 0 | 0 | 0 | 0 | 0 | 0 | 0 | 0 | 0 | 0 | 0 | 0 | 0 | 0 | 0 | 0 | 0 | 0 | 0 | 0
F9_Industrial_Petroleum_Existing_Space Heating_Natural Gas_Condensing RTU_A_Achievable Economic TRC Potential | F9 | Industrial | Petroleum | Existing | Space Heating | Natural Gas | Condensing RTU | A | Incremental Winter Peak Savings (MW) | Achievable Economic TRC Potential | 0 | 0 | 0 | 0 | 0 | 0 | 0 | 0 | 0 | 0 | 0 | 0 | 0 | 0 | 0 | 0 | 0 | 0 | 0 | 0 | 0 | 0
F10_Industrial_Petroleum_Existing_Space Heating_Natural Gas_Condensing RTU_A_Achievable Economic TRC Potential | F10 | Industrial | Petroleum | Existing | Space Heating | Natural Gas | Condensing RTU | A | Cumulative Energy Savings (MWh or mTherms) | Achievable Economic TRC Potential | 0 | 0 | 0 | 0 | 0 | 0 | 0 | 0 | 0 | 0 | 0 | 0 | 0 | 0 | 0 | 0 | 0 | 0 | 0 | 0 | 0 | 0
F11_Industrial_Petroleum_Existing_Space Heating_Natural Gas_Condensing RTU_A_Achievable Economic TRC Potential | F11 | Industrial | Petroleum | Existing | Space Heating | Natural Gas | Condensing RTU | A | Cumulative Summer Peak Savings (MW) | Achievable Economic TRC Potential | 0 | 0 | 0 | 0 | 0 | 0 | 0 | 0 | 0 | 0 | 0 | 0 | 0 | 0 | 0 | 0 | 0 | 0 | 0 | 0 | 0 | 0
F12_Industrial_Petroleum_Existing_Space Heating_Natural Gas_Condensing RTU_A_Achievable Economic TRC Potential | F12 | Industrial | Petroleum | Existing | Space Heating | Natural Gas | Condensing RTU | A | Cumulative Winter Peak Savings (MW) | Achievable Economic TRC Potential | 0 | 0 | 0 | 0 | 0 | 0 | 0 | 0 | 0 | 0 | 0 | 0 | 0 | 0 | 0 | 0 | 0 | 0 | 0 | 0 | 0 | 0
F13_Industrial_Petroleum_Existing_Space Heating_Natural Gas_Condensing RTU_A_Achievable Economic TRC Potential | F13 | Industrial | Petroleum | Existing | Space Heating | Natural Gas | Condensing RTU | A | Purchases (Incremental) | Achievable Economic TRC Potential | 0 | 0 | 0 | 0 | 0 | 0 | 0 | 0 | 0 | 0 | 0 | 0 | 0 | 0 | 0 | 0 | 0 | 0 | 0 | 0 | 0 | 0
F14_Industrial_Petroleum_Existing_Space Heating_Natural Gas_Condensing RTU_A_Achievable Economic TRC Potential | F14 | Industrial | Petroleum | Existing | Space Heating | Natural Gas | Condensing RTU | A | Purchases (Cumulative) | Achievable Economic TRC Potential | 0 | 0 | 0 | 0 | 0 | 0 | 0 | 0 | 0 | 0 | 0 | 0 | 0 | 0 | 0 | 0 | 0 | 0 | 0 | 0 | 0 | 0
F1_Industrial_Petroleum_New_Space Heating_Natural Gas_Condensing RTU_A_Achievable Economic TRC Potential | F1 | Industrial | Petroleum | New | Space Heating | Natural Gas | Condensing RTU | A | Original Unit Energy Savings (kWh or therms) | Achievable Economic TRC Potential | 0 | 0 | 8432.1223 | 8432.1223 | 8432.1223 | 8432.1223 | 8432.1223 | 8432.1223 | 8432.1223 | 8432.1223 | 8432.1223 | 8432.1223 | 8432.1223 | 8432.1223 | 8432.1223 | 8432.1223 | 8432.1223 | 8432.1223 | 8432.1223 | 8432.1223 | 8432.1223 | 8432.1223
F2_Industrial_Petroleum_New_Space Heating_Natural Gas_Condensing RTU_A_Achievable Economic TRC Potential | F2 | Industrial | Petroleum | New | Space Heating | Natural Gas | Condensing RTU | A | Original Unit Summer Peak Savings (kW) | Achievable Economic TRC Potential | 0 | 0 | 0 | 0 | 0 | 0 | 0 | 0 | 0 | 0 | 0 | 0 | 0 | 0 | 0 | 0 | 0 | 0 | 0 | 0 | 0 | 0
F3_Industrial_Petroleum_New_Space Heating_Natural Gas_Condensing RTU_A_Achievable Economic TRC Potential | F3 | Industrial | Petroleum | New | Space Heating | Natural Gas | Condensing RTU | A | Original Unit Winter Peak Savings (kW) | Achievable Economic TRC Potential | 0 | 0 | 0 | 0 | 0 | 0 | 0 | 0 | 0 | 0 | 0 | 0 | 0 | 0 | 0 | 0 | 0 | 0 | 0 | 0 | 0 | 0
F4_Industrial_Petroleum_New_Space Heating_Natural Gas_Condensing RTU_A_Achievable Economic TRC Potential | F4 | Industrial | Petroleum | New | Space Heating | Natural Gas | Condensing RTU | A | Standalone Impact on Baseline Energy (%) | Achievable Economic TRC Potential | bar: 2019 to 2040
F5_Industrial_Petroleum_New_Space Heating_Natural Gas_Condensing RTU_A_Achievable Economic TRC Potential | F5 | Industrial | Petroleum | New | Space Heating | Natural Gas | Condensing RTU | A | Standalone Impact on Baseline Summer Peak (%) | Achievable Economic TRC Potential | bar: 2019 to 2040
F6_Industrial_Petroleum_New_Space Heating_Natural Gas_Condensing RTU_A_Achievable Economic TRC Potential | F6 | Industrial | Petroleum | New | Space Heating | Natural Gas | Condensing RTU | A | Standalone Impact on Baseline Winter Peak (%) | Achievable Economic TRC Potential | bar: 2019 to 2040
F7_Industrial_Petroleum_New_Space Heating_Natural Gas_Condensing RTU_A_Achievable Economic TRC Potential | F7 | Industrial | Petroleum | New | Space Heating | Natural Gas | Condensing RTU | A | Incremental Energy Savings (MWh or mTherms) | Achievable Economic TRC Potential | 0 | 0 | 0 | 0 | 0 | 0 | 0 | 0 | 0 | 0 | 0 | 0 | 0 | 0 | 0 | 0 | 0 | 0 | 0 | 0 | 0 | 0
F8_Industrial_Petroleum_New_Space Heating_Natural Gas_Condensing RTU_A_Achievable Economic TRC Potential | F8 | Industrial | Petroleum | New | Space Heating | Natural Gas | Condensing RTU | A | Incremental Summer Peak Savings (MW) | Achievable Economic TRC Potential | 0 | 0 | 0 | 0 | 0 | 0 | 0 | 0 | 0 | 0 | 0 | 0 | 0 | 0 | 0 | 0 | 0 | 0 | 0 | 0 | 0 | 0
F9_Industrial_Petroleum_New_Space Heating_Natural Gas_Condensing RTU_A_Achievable Economic TRC Potential | F9 | Industrial | Petroleum | New | Space Heating | Natural Gas | Condensing RTU | A | Incremental Winter Peak Savings (MW) | Achievable Economic TRC Potential | 0 | 0 | 0 | 0 | 0 | 0 | 0 | 0 | 0 | 0 | 0 | 0 | 0 | 0 | 0 | 0 | 0 | 0 | 0 | 0 | 0 | 0
F10_Industrial_Petroleum_New_Space Heating_Natural Gas_Condensing RTU_A_Achievable Economic TRC Potential | F10 | Industrial | Petroleum | New | Space Heating | Natural Gas | Condensing RTU | A | Cumulative Energy Savings (MWh or mTherms) | Achievable Economic TRC Potential | 0 | 0 | 0 | 0 | 0 | 0 | 0 | 0 | 0 | 0 | 0 | 0 | 0 | 0 | 0 | 0 | 0 | 0 | 0 | 0 | 0 | 0
F11_Industrial_Petroleum_New_Space Heating_Natural Gas_Condensing RTU_A_Achievable Economic TRC Potential | F11 | Industrial | Petroleum | New | Space Heating | Natural Gas | Condensing RTU | A | Cumulative Summer Peak Savings (MW) | Achievable Economic TRC Potential | 0 | 0 | 0 | 0 | 0 | 0 | 0 | 0 | 0 | 0 | 0 | 0 | 0 | 0 | 0 | 0 | 0 | 0 | 0 | 0 | 0 | 0
F12_Industrial_Petroleum_New_Space Heating_Natural Gas_Condensing RTU_A_Achievable Economic TRC Potential | F12 | Industrial | Petroleum | New | Space Heating | Natural Gas | Condensing RTU | A | Cumulative Winter Peak Savings (MW) | Achievable Economic TRC Potential | 0 | 0 | 0 | 0 | 0 | 0 | 0 | 0 | 0 | 0 | 0 | 0 | 0 | 0 | 0 | 0 | 0 | 0 | 0 | 0 | 0 | 0
F13_Industrial_Petroleum_New_Space Heating_Natural Gas_Condensing RTU_A_Achievable Economic TRC Potential | F13 | Industrial | Petroleum | New | Space Heating | Natural Gas | Condensing RTU | A | Purchases (Incremental) | Achievable Economic TRC Potential | 0 | 0 | 0 | 0 | 0 | 0 | 0 | 0 | 0 | 0 | 0 | 0 | 0 | 0 | 0 | 0 | 0 | 0 | 0 | 0 | 0 | 0
F14_Industrial_Petroleum_New_Space Heating_Natural Gas_Condensing RTU_A_Achievable Economic TRC Potential | F14 | Industrial | Petroleum | New | Space Heating | Natural Gas | Condensing RTU | A | Purchases (Cumulative) | Achievable Economic TRC Potential | 0 | 0 | 0 | 0 | 0 | 0 | 0 | 0 | 0 | 0 | 0 | 0 | 0 | 0 | 0 | 0 | 0 | 0 | 0 | 0 | 0 | 0
F1_Industrial_Paper and Printing_Existing_Space Heating_Natural Gas_Condensing RTU_A_Achievable Economic TRC Potential | F1 | Industrial | Paper and Printing | Existing | Space Heating | Natural Gas | Condensing RTU | A | Original Unit Energy Savings (kWh or therms) | Achievable Economic TRC Potential | 0 | 0 | 135.1704 | 134.4227 | 133.6765 | 132.9375 | 132.2116 | 131.5041 | 130.8198 | 130.1637 | 129.5401 | 128.9531 | 128.4007 | 127.8807 | 127.3914 | 126.9308 | 126.4974 | 126.0894 | 125.7054 | 125.344 | 125.0039 | 124.6838
F2_Industrial_Paper and Printing_Existing_Space Heating_Natural Gas_Condensing RTU_A_Achievable Economic TRC Potential | F2 | Industrial | Paper and Printing | Existing | Space Heating | Natural Gas | Condensing RTU | A | Original Unit Summer Peak Savings (kW) | Achievable Economic TRC Potential | 0 | 0 | 0 | 0 | 0 | 0 | 0 | 0 | 0 | 0 | 0 | 0 | 0 | 0 | 0 | 0 | 0 | 0 | 0 | 0 | 0 | 0
F3_Industrial_Paper and Printing_Existing_Space Heating_Natural Gas_Condensing RTU_A_Achievable Economic TRC Potential | F3 | Industrial | Paper and Printing | Existing | Space Heating | Natural Gas | Condensing RTU | A | Original Unit Winter Peak Savings (kW) | Achievable Economic TRC Potential | 0 | 0 | 0 | 0 | 0 | 0 | 0 | 0 | 0 | 0 | 0 | 0 | 0 | 0 | 0 | 0 | 0 | 0 | 0 | 0 | 0 | 0
F4_Industrial_Paper and Printing_Existing_Space Heating_Natural Gas_Condensing RTU_A_Achievable Economic TRC Potential | F4 | Industrial | Paper and Printing | Existing | Space Heating | Natural Gas | Condensing RTU | A | Standalone Impact on Baseline Energy (%) | Achievable Economic TRC Potential | bar: 2019 to 2040
F5_Industrial_Paper and Printing_Existing_Space Heating_Natural Gas_Condensing RTU_A_Achievable Economic TRC Potential | F5 | Industrial | Paper and Printing | Existing | Space Heating | Natural Gas | Condensing RTU | A | Standalone Impact on Baseline Summer Peak (%) | Achievable Economic TRC Potential | bar: 2019 to 2040
F6_Industrial_Paper and Printing_Existing_Space Heating_Natural Gas_Condensing RTU_A_Achievable Economic TRC Potential | F6 | Industrial | Paper and Printing | Existing | Space Heating | Natural Gas | Condensing RTU | A | Standalone Impact on Baseline Winter Peak (%) | Achievable Economic TRC Potential | bar: 2019 to 2040
F7_Industrial_Paper and Printing_Existing_Space Heating_Natural Gas_Condensing RTU_A_Achievable Economic TRC Potential | F7 | Industrial | Paper and Printing | Existing | Space Heating | Natural Gas | Condensing RTU | A | Incremental Energy Savings (MWh or mTherms) | Achievable Economic TRC Potential | 0 | 0 | 0 | 0 | 0 | 0 | 0 | 0 | 0 | 0 | 0 | 0 | 0 | 0 | 0 | 0 | 0 | 0 | 0 | 0 | 0 | 0
F8_Industrial_Paper and Printing_Existing_Space Heating_Natural Gas_Condensing RTU_A_Achievable Economic TRC Potential | F8 | Industrial | Paper and Printing | Existing | Space Heating | Natural Gas | Condensing RTU | A | Incremental Summer Peak Savings (MW) | Achievable Economic TRC Potential | 0 | 0 | 0 | 0 | 0 | 0 | 0 | 0 | 0 | 0 | 0 | 0 | 0 | 0 | 0 | 0 | 0 | 0 | 0 | 0 | 0 | 0
F9_Industrial_Paper and Printing_Existing_Space Heating_Natural Gas_Condensing RTU_A_Achievable Economic TRC Potential | F9 | Industrial | Paper and Printing | Existing | Space Heating | Natural Gas | Condensing RTU | A | Incremental Winter Peak Savings (MW) | Achievable Economic TRC Potential | 0 | 0 | 0 | 0 | 0 | 0 | 0 | 0 | 0 | 0 | 0 | 0 | 0 | 0 | 0 | 0 | 0 | 0 | 0 | 0 | 0 | 0
F10_Industrial_Paper and Printing_Existing_Space Heating_Natural Gas_Condensing RTU_A_Achievable Economic TRC Potential | F10 | Industrial | Paper and Printing | Existing | Space Heating | Natural Gas | Condensing RTU | A | Cumulative Energy Savings (MWh or mTherms) | Achievable Economic TRC Potential | 0 | 0 | 0 | 0 | 0 | 0 | 0 | 0 | 0 | 0 | 0 | 0 | 0 | 0 | 0 | 0 | 0 | 0 | 0 | 0 | 0 | 0
F11_Industrial_Paper and Printing_Existing_Space Heating_Natural Gas_Condensing RTU_A_Achievable Economic TRC Potential | F11 | Industrial | Paper and Printing | Existing | Space Heating | Natural Gas | Condensing RTU | A | Cumulative Summer Peak Savings (MW) | Achievable Economic TRC Potential | 0 | 0 | 0 | 0 | 0 | 0 | 0 | 0 | 0 | 0 | 0 | 0 | 0 | 0 | 0 | 0 | 0 | 0 | 0 | 0 | 0 | 0
F12_Industrial_Paper and Printing_Existing_Space Heating_Natural Gas_Condensing RTU_A_Achievable Economic TRC Potential | F12 | Industrial | Paper and Printing | Existing | Space Heating | Natural Gas | Condensing RTU | A | Cumulative Winter Peak Savings (MW) | Achievable Economic TRC Potential | 0 | 0 | 0 | 0 | 0 | 0 | 0 | 0 | 0 | 0 | 0 | 0 | 0 | 0 | 0 | 0 | 0 | 0 | 0 | 0 | 0 | 0
F13_Industrial_Paper and Printing_Existing_Space Heating_Natural Gas_Condensing RTU_A_Achievable Economic TRC Potential | F13 | Industrial | Paper and Printing | Existing | Space Heating | Natural Gas | Condensing RTU | A | Purchases (Incremental) | Achievable Economic TRC Potential | 0 | 0 | 0 | 0 | 0 | 0 | 0 | 0 | 0 | 0 | 0 | 0 | 0 | 0 | 0 | 0 | 0 | 0 | 0 | 0 | 0 | 0
F14_Industrial_Paper and Printing_Existing_Space Heating_Natural Gas_Condensing RTU_A_Achievable Economic TRC Potential | F14 | Industrial | Paper and Printing | Existing | Space Heating | Natural Gas | Condensing RTU | A | Purchases (Cumulative) | Achievable Economic TRC Potential | 0 | 0 | 0 | 0 | 0 | 0 | 0 | 0 | 0 | 0 | 0 | 0 | 0 | 0 | 0 | 0 | 0 | 0 | 0 | 0 | 0 | 0
F1_Industrial_Paper and Printing_New_Space Heating_Natural Gas_Condensing RTU_A_Achievable Economic TRC Potential | F1 | Industrial | Paper and Printing | New | Space Heating | Natural Gas | Condensing RTU | A | Original Unit Energy Savings (kWh or therms) | Achievable Economic TRC Potential | 0 | 0 | 119.5694 | 119.5694 | 119.5694 | 119.5694 | 119.5694 | 119.5694 | 119.5694 | 119.5694 | 119.5694 | 119.5694 | 119.5694 | 119.5694 | 119.5694 | 119.5694 | 119.5694 | 119.5694 | 119.5694 | 119.5694 | 119.5694 | 119.5694
F2_Industrial_Paper and Printing_New_Space Heating_Natural Gas_Condensing RTU_A_Achievable Economic TRC Potential | F2 | Industrial | Paper and Printing | New | Space Heating | Natural Gas | Condensing RTU | A | Original Unit Summer Peak Savings (kW) | Achievable Economic TRC Potential | 0 | 0 | 0 | 0 | 0 | 0 | 0 | 0 | 0 | 0 | 0 | 0 | 0 | 0 | 0 | 0 | 0 | 0 | 0 | 0 | 0 | 0
F3_Industrial_Paper and Printing_New_Space Heating_Natural Gas_Condensing RTU_A_Achievable Economic TRC Potential | F3 | Industrial | Paper and Printing | New | Space Heating | Natural Gas | Condensing RTU | A | Original Unit Winter Peak Savings (kW) | Achievable Economic TRC Potential | 0 | 0 | 0 | 0 | 0 | 0 | 0 | 0 | 0 | 0 | 0 | 0 | 0 | 0 | 0 | 0 | 0 | 0 | 0 | 0 | 0 | 0
F4_Industrial_Paper and Printing_New_Space Heating_Natural Gas_Condensing RTU_A_Achievable Economic TRC Potential | F4 | Industrial | Paper and Printing | New | Space Heating | Natural Gas | Condensing RTU | A | Standalone Impact on Baseline Energy (%) | Achievable Economic TRC Potential | bar: 2019 to 2040
F5_Industrial_Paper and Printing_New_Space Heating_Natural Gas_Condensing RTU_A_Achievable Economic TRC Potential | F5 | Industrial | Paper and Printing | New | Space Heating | Natural Gas | Condensing RTU | A | Standalone Impact on Baseline Summer Peak (%) | Achievable Economic TRC Potential | bar: 2019 to 2040
F6_Industrial_Paper and Printing_New_Space Heating_Natural Gas_Condensing RTU_A_Achievable Economic TRC Potential | F6 | Industrial | Paper and Printing | New | Space Heating | Natural Gas | Condensing RTU | A | Standalone Impact on Baseline Winter Peak (%) | Achievable Economic TRC Potential | bar: 2019 to 2040
F7_Industrial_Paper and Printing_New_Space Heating_Natural Gas_Condensing RTU_A_Achievable Economic TRC Potential | F7 | Industrial | Paper and Printing | New | Space Heating | Natural Gas | Condensing RTU | A | Incremental Energy Savings (MWh or mTherms) | Achievable Economic TRC Potential | 0 | 0 | 0 | 0 | 0 | 0 | 0 | 0 | 0 | 0 | 0 | 0 | 0 | 0 | 0 | 0 | 0 | 0 | 0 | 0 | 0 | 0
F8_Industrial_Paper and Printing_New_Space Heating_Natural Gas_Condensing RTU_A_Achievable Economic TRC Potential | F8 | Industrial | Paper and Printing | New | Space Heating | Natural Gas | Condensing RTU | A | Incremental Summer Peak Savings (MW) | Achievable Economic TRC Potential | 0 | 0 | 0 | 0 | 0 | 0 | 0 | 0 | 0 | 0 | 0 | 0 | 0 | 0 | 0 | 0 | 0 | 0 | 0 | 0 | 0 | 0
F9_Industrial_Paper and Printing_New_Space Heating_Natural Gas_Condensing RTU_A_Achievable Economic TRC Potential | F9 | Industrial | Paper and Printing | New | Space Heating | Natural Gas | Condensing RTU | A | Incremental Winter Peak Savings (MW) | Achievable Economic TRC Potential | 0 | 0 | 0 | 0 | 0 | 0 | 0 | 0 | 0 | 0 | 0 | 0 | 0 | 0 | 0 | 0 | 0 | 0 | 0 | 0 | 0 | 0
F10_Industrial_Paper and Printing_New_Space Heating_Natural Gas_Condensing RTU_A_Achievable Economic TRC Potential | F10 | Industrial | Paper and Printing | New | Space Heating | Natural Gas | Condensing RTU | A | Cumulative Energy Savings (MWh or mTherms) | Achievable Economic TRC Potential | 0 | 0 | 0 | 0 | 0 | 0 | 0 | 0 | 0 | 0 | 0 | 0 | 0 | 0 | 0 | 0 | 0 | 0 | 0 | 0 | 0 | 0
F11_Industrial_Paper and Printing_New_Space Heating_Natural Gas_Condensing RTU_A_Achievable Economic TRC Potential | F11 | Industrial | Paper and Printing | New | Space Heating | Natural Gas | Condensing RTU | A | Cumulative Summer Peak Savings (MW) | Achievable Economic TRC Potential | 0 | 0 | 0 | 0 | 0 | 0 | 0 | 0 | 0 | 0 | 0 | 0 | 0 | 0 | 0 | 0 | 0 | 0 | 0 | 0 | 0 | 0
F12_Industrial_Paper and Printing_New_Space Heating_Natural Gas_Condensing RTU_A_Achievable Economic TRC Potential | F12 | Industrial | Paper and Printing | New | Space Heating | Natural Gas | Condensing RTU | A | Cumulative Winter Peak Savings (MW) | Achievable Economic TRC Potential | 0 | 0 | 0 | 0 | 0 | 0 | 0 | 0 | 0 | 0 | 0 | 0 | 0 | 0 | 0 | 0 | 0 | 0 | 0 | 0 | 0 | 0
F13_Industrial_Paper and Printing_New_Space Heating_Natural Gas_Condensing RTU_A_Achievable Economic TRC Potential | F13 | Industrial | Paper and Printing | New | Space Heating | Natural Gas | Condensing RTU | A | Purchases (Incremental) | Achievable Economic TRC Potential | 0 | 0 | 0 | 0 | 0 | 0 | 0 | 0 | 0 | 0 | 0 | 0 | 0 | 0 | 0 | 0 | 0 | 0 | 0 | 0 | 0 | 0
F14_Industrial_Paper and Printing_New_Space Heating_Natural Gas_Condensing RTU_A_Achievable Economic TRC Potential | F14 | Industrial | Paper and Printing | New | Space Heating | Natural Gas | Condensing RTU | A | Purchases (Cumulative) | Achievable Economic TRC Potential | 0 | 0 | 0 | 0 | 0 | 0 | 0 | 0 | 0 | 0 | 0 | 0 | 0 | 0 | 0 | 0 | 0 | 0 | 0 | 0 | 0 | 0
F1_Industrial_Instruments_Existing_Space Heating_Natural Gas_Condensing RTU_A_Achievable Economic TRC Potential | F1 | Industrial | Instruments | Existing | Space Heating | Natural Gas | Condensing RTU | A | Original Unit Energy Savings (kWh or therms) | Achievable Economic TRC Potential | 0 | 0 | 6.9491 | 6.9106 | 6.8723 | 6.8343 | 6.797 | 6.7606 | 6.7254 | 6.6917 | 6.6596 | 6.6294 | 6.601 | 6.5743 | 6.5491 | 6.5255 | 6.5032 | 6.4822 | 6.4625 | 6.4439 | 6.4264 | 6.41
F2_Industrial_Instruments_Existing_Space Heating_Natural Gas_Condensing RTU_A_Achievable Economic TRC Potential | F2 | Industrial | Instruments | Existing | Space Heating | Natural Gas | Condensing RTU | A | Original Unit Summer Peak Savings (kW) | Achievable Economic TRC Potential | 0 | 0 | 0 | 0 | 0 | 0 | 0 | 0 | 0 | 0 | 0 | 0 | 0 | 0 | 0 | 0 | 0 | 0 | 0 | 0 | 0 | 0
F3_Industrial_Instruments_Existing_Space Heating_Natural Gas_Condensing RTU_A_Achievable Economic TRC Potential | F3 | Industrial | Instruments | Existing | Space Heating | Natural Gas | Condensing RTU | A | Original Unit Winter Peak Savings (kW) | Achievable Economic TRC Potential | 0 | 0 | 0 | 0 | 0 | 0 | 0 | 0 | 0 | 0 | 0 | 0 | 0 | 0 | 0 | 0 | 0 | 0 | 0 | 0 | 0 | 0
F4_Industrial_Instruments_Existing_Space Heating_Natural Gas_Condensing RTU_A_Achievable Economic TRC Potential | F4 | Industrial | Instruments | Existing | Space Heating | Natural Gas | Condensing RTU | A | Standalone Impact on Baseline Energy (%) | Achievable Economic TRC Potential | bar: 2019 to 2040
F5_Industrial_Instruments_Existing_Space Heating_Natural Gas_Condensing RTU_A_Achievable Economic TRC Potential | F5 | Industrial | Instruments | Existing | Space Heating | Natural Gas | Condensing RTU | A | Standalone Impact on Baseline Summer Peak (%) | Achievable Economic TRC Potential | bar: 2019 to 2040
F6_Industrial_Instruments_Existing_Space Heating_Natural Gas_Condensing RTU_A_Achievable Economic TRC Potential | F6 | Industrial | Instruments | Existing | Space Heating | Natural Gas | Condensing RTU | A | Standalone Impact on Baseline Winter Peak (%) | Achievable Economic TRC Potential | bar: 2019 to 2040
F7_Industrial_Instruments_Existing_Space Heating_Natural Gas_Condensing RTU_A_Achievable Economic TRC Potential | F7 | Industrial | Instruments | Existing | Space Heating | Natural Gas | Condensing RTU | A | Incremental Energy Savings (MWh or mTherms) | Achievable Economic TRC Potential | 0 | 0 | 0 | 0 | 0 | 0 | 0 | 0 | 0 | 0 | 0 | 0 | 0 | 0 | 0 | 0 | 0 | 0 | 0 | 0 | 0 | 0
F8_Industrial_Instruments_Existing_Space Heating_Natural Gas_Condensing RTU_A_Achievable Economic TRC Potential | F8 | Industrial | Instruments | Existing | Space Heating | Natural Gas | Condensing RTU | A | Incremental Summer Peak Savings (MW) | Achievable Economic TRC Potential | 0 | 0 | 0 | 0 | 0 | 0 | 0 | 0 | 0 | 0 | 0 | 0 | 0 | 0 | 0 | 0 | 0 | 0 | 0 | 0 | 0 | 0
F9_Industrial_Instruments_Existing_Space Heating_Natural Gas_Condensing RTU_A_Achievable Economic TRC Potential | F9 | Industrial | Instruments | Existing | Space Heating | Natural Gas | Condensing RTU | A | Incremental Winter Peak Savings (MW) | Achievable Economic TRC Potential | 0 | 0 | 0 | 0 | 0 | 0 | 0 | 0 | 0 | 0 | 0 | 0 | 0 | 0 | 0 | 0 | 0 | 0 | 0 | 0 | 0 | 0
F10_Industrial_Instruments_Existing_Space Heating_Natural Gas_Condensing RTU_A_Achievable Economic TRC Potential | F10 | Industrial | Instruments | Existing | Space Heating | Natural Gas | Condensing RTU | A | Cumulative Energy Savings (MWh or mTherms) | Achievable Economic TRC Potential | 0 | 0 | 0 | 0 | 0 | 0 | 0 | 0 | 0 | 0 | 0 | 0 | 0 | 0 | 0 | 0 | 0 | 0 | 0 | 0 | 0 | 0
F11_Industrial_Instruments_Existing_Space Heating_Natural Gas_Condensing RTU_A_Achievable Economic TRC Potential | F11 | Industrial | Instruments | Existing | Space Heating | Natural Gas | Condensing RTU | A | Cumulative Summer Peak Savings (MW) | Achievable Economic TRC Potential | 0 | 0 | 0 | 0 | 0 | 0 | 0 | 0 | 0 | 0 | 0 | 0 | 0 | 0 | 0 | 0 | 0 | 0 | 0 | 0 | 0 | 0
F12_Industrial_Instruments_Existing_Space Heating_Natural Gas_Condensing RTU_A_Achievable Economic TRC Potential | F12 | Industrial | Instruments | Existing | Space Heating | Natural Gas | Condensing RTU | A | Cumulative Winter Peak Savings (MW) | Achievable Economic TRC Potential | 0 | 0 | 0 | 0 | 0 | 0 | 0 | 0 | 0 | 0 | 0 | 0 | 0 | 0 | 0 | 0 | 0 | 0 | 0 | 0 | 0 | 0
F13_Industrial_Instruments_Existing_Space Heating_Natural Gas_Condensing RTU_A_Achievable Economic TRC Potential | F13 | Industrial | Instruments | Existing | Space Heating | Natural Gas | Condensing RTU | A | Purchases (Incremental) | Achievable Economic TRC Potential | 0 | 0 | 0 | 0 | 0 | 0 | 0 | 0 | 0 | 0 | 0 | 0 | 0 | 0 | 0 | 0 | 0 | 0 | 0 | 0 | 0 | 0
F14_Industrial_Instruments_Existing_Space Heating_Natural Gas_Condensing RTU_A_Achievable Economic TRC Potential | F14 | Industrial | Instruments | Existing | Space Heating | Natural Gas | Condensing RTU | A | Purchases (Cumulative) | Achievable Economic TRC Potential | 0 | 0 | 0 | 0 | 0 | 0 | 0 | 0 | 0 | 0 | 0 | 0 | 0 | 0 | 0 | 0 | 0 | 0 | 0 | 0 | 0 | 0
F1_Industrial_Instruments_New_Space Heating_Natural Gas_Condensing RTU_A_Achievable Economic TRC Potential | F1 | Industrial | Instruments | New | Space Heating | Natural Gas | Condensing RTU | A | Original Unit Energy Savings (kWh or therms) | Achievable Economic TRC Potential | 0 | 0 | 6.147 | 6.147 | 6.147 | 6.147 | 6.147 | 6.147 | 6.147 | 6.147 | 6.147 | 6.147 | 6.147 | 6.147 | 6.147 | 6.147 | 6.147 | 6.147 | 6.147 | 6.147 | 6.147 | 6.147
F2_Industrial_Instruments_New_Space Heating_Natural Gas_Condensing RTU_A_Achievable Economic TRC Potential | F2 | Industrial | Instruments | New | Space Heating | Natural Gas | Condensing RTU | A | Original Unit Summer Peak Savings (kW) | Achievable Economic TRC Potential | 0 | 0 | 0 | 0 | 0 | 0 | 0 | 0 | 0 | 0 | 0 | 0 | 0 | 0 | 0 | 0 | 0 | 0 | 0 | 0 | 0 | 0
F3_Industrial_Instruments_New_Space Heating_Natural Gas_Condensing RTU_A_Achievable Economic TRC Potential | F3 | Industrial | Instruments | New | Space Heating | Natural Gas | Condensing RTU | A | Original Unit Winter Peak Savings (kW) | Achievable Economic TRC Potential | 0 | 0 | 0 | 0 | 0 | 0 | 0 | 0 | 0 | 0 | 0 | 0 | 0 | 0 | 0 | 0 | 0 | 0 | 0 | 0 | 0 | 0
F4_Industrial_Instruments_New_Space Heating_Natural Gas_Condensing RTU_A_Achievable Economic TRC Potential | F4 | Industrial | Instruments | New | Space Heating | Natural Gas | Condensing RTU | A | Standalone Impact on Baseline Energy (%) | Achievable Economic TRC Potential | bar: 2019 to 2040
F5_Industrial_Instruments_New_Space Heating_Natural Gas_Condensing RTU_A_Achievable Economic TRC Potential | F5 | Industrial | Instruments | New | Space Heating | Natural Gas | Condensing RTU | A | Standalone Impact on Baseline Summer Peak (%) | Achievable Economic TRC Potential | bar: 2019 to 2040
F6_Industrial_Instruments_New_Space Heating_Natural Gas_Condensing RTU_A_Achievable Economic TRC Potential | F6 | Industrial | Instruments | New | Space Heating | Natural Gas | Condensing RTU | A | Standalone Impact on Baseline Winter Peak (%) | Achievable Economic TRC Potential | bar: 2019 to 2040
F7_Industrial_Instruments_New_Space Heating_Natural Gas_Condensing RTU_A_Achievable Economic TRC Potential | F7 | Industrial | Instruments | New | Space Heating | Natural Gas | Condensing RTU | A | Incremental Energy Savings (MWh or mTherms) | Achievable Economic TRC Potential | 0 | 0 | 0 | 0 | 0 | 0 | 0 | 0 | 0 | 0 | 0 | 0 | 0 | 0 | 0 | 0 | 0 | 0 | 0 | 0 | 0 | 0
F8_Industrial_Instruments_New_Space Heating_Natural Gas_Condensing RTU_A_Achievable Economic TRC Potential | F8 | Industrial | Instruments | New | Space Heating | Natural Gas | Condensing RTU | A | Incremental Summer Peak Savings (MW) | Achievable Economic TRC Potential | 0 | 0 | 0 | 0 | 0 | 0 | 0 | 0 | 0 | 0 | 0 | 0 | 0 | 0 | 0 | 0 | 0 | 0 | 0 | 0 | 0 | 0
F9_Industrial_Instruments_New_Space Heating_Natural Gas_Condensing RTU_A_Achievable Economic TRC Potential | F9 | Industrial | Instruments | New | Space Heating | Natural Gas | Condensing RTU | A | Incremental Winter Peak Savings (MW) | Achievable Economic TRC Potential | 0 | 0 | 0 | 0 | 0 | 0 | 0 | 0 | 0 | 0 | 0 | 0 | 0 | 0 | 0 | 0 | 0 | 0 | 0 | 0 | 0 | 0
F10_Industrial_Instruments_New_Space Heating_Natural Gas_Condensing RTU_A_Achievable Economic TRC Potential | F10 | Industrial | Instruments | New | Space Heating | Natural Gas | Condensing RTU | A | Cumulative Energy Savings (MWh or mTherms) | Achievable Economic TRC Potential | 0 | 0 | 0 | 0 | 0 | 0 | 0 | 0 | 0 | 0 | 0 | 0 | 0 | 0 | 0 | 0 | 0 | 0 | 0 | 0 | 0 | 0
F11_Industrial_Instruments_New_Space Heating_Natural Gas_Condensing RTU_A_Achievable Economic TRC Potential | F11 | Industrial | Instruments | New | Space Heating | Natural Gas | Condensing RTU | A | Cumulative Summer Peak Savings (MW) | Achievable Economic TRC Potential | 0 | 0 | 0 | 0 | 0 | 0 | 0 | 0 | 0 | 0 | 0 | 0 | 0 | 0 | 0 | 0 | 0 | 0 | 0 | 0 | 0 | 0
F12_Industrial_Instruments_New_Space Heating_Natural Gas_Condensing RTU_A_Achievable Economic TRC Potential | F12 | Industrial | Instruments | New | Space Heating | Natural Gas | Condensing RTU | A | Cumulative Winter Peak Savings (MW) | Achievable Economic TRC Potential | 0 | 0 | 0 | 0 | 0 | 0 | 0 | 0 | 0 | 0 | 0 | 0 | 0 | 0 | 0 | 0 | 0 | 0 | 0 | 0 | 0 | 0
F13_Industrial_Instruments_New_Space Heating_Natural Gas_Condensing RTU_A_Achievable Economic TRC Potential | F13 | Industrial | Instruments | New | Space Heating | Natural Gas | Condensing RTU | A | Purchases (Incremental) | Achievable Economic TRC Potential | 0 | 0 | 0 | 0 | 0 | 0 | 0 | 0 | 0 | 0 | 0 | 0 | 0 | 0 | 0 | 0 | 0 | 0 | 0 | 0 | 0 | 0
F14_Industrial_Instruments_New_Space Heating_Natural Gas_Condensing RTU_A_Achievable Economic TRC Potential | F14 | Industrial | Instruments | New | Space Heating | Natural Gas | Condensing RTU | A | Purchases (Cumulative) | Achievable Economic TRC Potential | 0 | 0 | 0 | 0 | 0 | 0 | 0 | 0 | 0 | 0 | 0 | 0 | 0 | 0 | 0 | 0 | 0 | 0 | 0 | 0 | 0 | 0
F1_Industrial_Wood and Lumber Products_Existing_Space Heating_Natural Gas_Condensing RTU_A_Achievable Economic TRC Potential | F1 | Industrial | Wood and Lumber Products | Existing | Space Heating | Natural Gas | Condensing RTU | A | Original Unit Energy Savings (kWh or therms) | Achievable Economic TRC Potential | 0 | 0 | 10.7527 | 10.6932 | 10.6338 | 10.5751 | 10.5173 | 10.461 | 10.4066 | 10.3544 | 10.3048 | 10.2581 | 10.2142 | 10.1728 | 10.1339 | 10.0972 | 10.0628 | 10.0303 | 9.9998 | 9.971 | 9.9439 | 9.9185
F2_Industrial_Wood and Lumber Products_Existing_Space Heating_Natural Gas_Condensing RTU_A_Achievable Economic TRC Potential | F2 | Industrial | Wood and Lumber Products | Existing | Space Heating | Natural Gas | Condensing RTU | A | Original Unit Summer Peak Savings (kW) | Achievable Economic TRC Potential | 0 | 0 | 0 | 0 | 0 | 0 | 0 | 0 | 0 | 0 | 0 | 0 | 0 | 0 | 0 | 0 | 0 | 0 | 0 | 0 | 0 | 0
F3_Industrial_Wood and Lumber Products_Existing_Space Heating_Natural Gas_Condensing RTU_A_Achievable Economic TRC Potential | F3 | Industrial | Wood and Lumber Products | Existing | Space Heating | Natural Gas | Condensing RTU | A | Original Unit Winter Peak Savings (kW) | Achievable Economic TRC Potential | 0 | 0 | 0 | 0 | 0 | 0 | 0 | 0 | 0 | 0 | 0 | 0 | 0 | 0 | 0 | 0 | 0 | 0 | 0 | 0 | 0 | 0
F4_Industrial_Wood and Lumber Products_Existing_Space Heating_Natural Gas_Condensing RTU_A_Achievable Economic TRC Potential | F4 | Industrial | Wood and Lumber Products | Existing | Space Heating | Natural Gas | Condensing RTU | A | Standalone Impact on Baseline Energy (%) | Achievable Economic TRC Potential | bar: 2019 to 2040
F5_Industrial_Wood and Lumber Products_Existing_Space Heating_Natural Gas_Condensing RTU_A_Achievable Economic TRC Potential | F5 | Industrial | Wood and Lumber Products | Existing | Space Heating | Natural Gas | Condensing RTU | A | Standalone Impact on Baseline Summer Peak (%) | Achievable Economic TRC Potential | bar: 2019 to 2040
F6_Industrial_Wood and Lumber Products_Existing_Space Heating_Natural Gas_Condensing RTU_A_Achievable Economic TRC Potential | F6 | Industrial | Wood and Lumber Products | Existing | Space Heating | Natural Gas | Condensing RTU | A | Standalone Impact on Baseline Winter Peak (%) | Achievable Economic TRC Potential | bar: 2019 to 2040
F7_Industrial_Wood and Lumber Products_Existing_Space Heating_Natural Gas_Condensing RTU_A_Achievable Economic TRC Potential | F7 | Industrial | Wood and Lumber Products | Existing | Space Heating | Natural Gas | Condensing RTU | A | Incremental Energy Savings (MWh or mTherms) | Achievable Economic TRC Potential | 0 | 0 | 0 | 0 | 0 | 0 | 0 | 0 | 0 | 0 | 0 | 0 | 0 | 0 | 0 | 0 | 0 | 0 | 0 | 0 | 0 | 0
F8_Industrial_Wood and Lumber Products_Existing_Space Heating_Natural Gas_Condensing RTU_A_Achievable Economic TRC Potential | F8 | Industrial | Wood and Lumber Products | Existing | Space Heating | Natural Gas | Condensing RTU | A | Incremental Summer Peak Savings (MW) | Achievable Economic TRC Potential | 0 | 0 | 0 | 0 | 0 | 0 | 0 | 0 | 0 | 0 | 0 | 0 | 0 | 0 | 0 | 0 | 0 | 0 | 0 | 0 | 0 | 0
F9_Industrial_Wood and Lumber Products_Existing_Space Heating_Natural Gas_Condensing RTU_A_Achievable Economic TRC Potential | F9 | Industrial | Wood and Lumber Products | Existing | Space Heating | Natural Gas | Condensing RTU | A | Incremental Winter Peak Savings (MW) | Achievable Economic TRC Potential | 0 | 0 | 0 | 0 | 0 | 0 | 0 | 0 | 0 | 0 | 0 | 0 | 0 | 0 | 0 | 0 | 0 | 0 | 0 | 0 | 0 | 0
F10_Industrial_Wood and Lumber Products_Existing_Space Heating_Natural Gas_Condensing RTU_A_Achievable Economic TRC Potential | F10 | Industrial | Wood and Lumber Products | Existing | Space Heating | Natural Gas | Condensing RTU | A | Cumulative Energy Savings (MWh or mTherms) | Achievable Economic TRC Potential | 0 | 0 | 0 | 0 | 0 | 0 | 0 | 0 | 0 | 0 | 0 | 0 | 0 | 0 | 0 | 0 | 0 | 0 | 0 | 0 | 0 | 0
F11_Industrial_Wood and Lumber Products_Existing_Space Heating_Natural Gas_Condensing RTU_A_Achievable Economic TRC Potential | F11 | Industrial | Wood and Lumber Products | Existing | Space Heating | Natural Gas | Condensing RTU | A | Cumulative Summer Peak Savings (MW) | Achievable Economic TRC Potential | 0 | 0 | 0 | 0 | 0 | 0 | 0 | 0 | 0 | 0 | 0 | 0 | 0 | 0 | 0 | 0 | 0 | 0 | 0 | 0 | 0 | 0
F12_Industrial_Wood and Lumber Products_Existing_Space Heating_Natural Gas_Condensing RTU_A_Achievable Economic TRC Potential | F12 | Industrial | Wood and Lumber Products | Existing | Space Heating | Natural Gas | Condensing RTU | A | Cumulative Winter Peak Savings (MW) | Achievable Economic TRC Potential | 0 | 0 | 0 | 0 | 0 | 0 | 0 | 0 | 0 | 0 | 0 | 0 | 0 | 0 | 0 | 0 | 0 | 0 | 0 | 0 | 0 | 0
F13_Industrial_Wood and Lumber Products_Existing_Space Heating_Natural Gas_Condensing RTU_A_Achievable Economic TRC Potential | F13 | Industrial | Wood and Lumber Products | Existing | Space Heating | Natural Gas | Condensing RTU | A | Purchases (Incremental) | Achievable Economic TRC Potential | 0 | 0 | 0 | 0 | 0 | 0 | 0 | 0 | 0 | 0 | 0 | 0 | 0 | 0 | 0 | 0 | 0 | 0 | 0 | 0 | 0 | 0
F14_Industrial_Wood and Lumber Products_Existing_Space Heating_Natural Gas_Condensing RTU_A_Achievable Economic TRC Potential | F14 | Industrial | Wood and Lumber Products | Existing | Space Heating | Natural Gas | Condensing RTU | A | Purchases (Cumulative) | Achievable Economic TRC Potential | 0 | 0 | 0 | 0 | 0 | 0 | 0 | 0 | 0 | 0 | 0 | 0 | 0 | 0 | 0 | 0 | 0 | 0 | 0 | 0 | 0 | 0
F1_Industrial_Wood and Lumber Products_New_Space Heating_Natural Gas_Condensing RTU_A_Achievable Economic TRC Potential | F1 | Industrial | Wood and Lumber Products | New | Space Heating | Natural Gas | Condensing RTU | A | Original Unit Energy Savings (kWh or therms) | Achievable Economic TRC Potential | 0 | 0 | 9.5116 | 9.5116 | 9.5116 | 9.5116 | 9.5116 | 9.5116 | 9.5116 | 9.5116 | 9.5116 | 9.5116 | 9.5116 | 9.5116 | 9.5116 | 9.5116 | 9.5116 | 9.5116 | 9.5116 | 9.5116 | 9.5116 | 9.5116
F2_Industrial_Wood and Lumber Products_New_Space Heating_Natural Gas_Condensing RTU_A_Achievable Economic TRC Potential | F2 | Industrial | Wood and Lumber Products | New | Space Heating | Natural Gas | Condensing RTU | A | Original Unit Summer Peak Savings (kW) | Achievable Economic TRC Potential | 0 | 0 | 0 | 0 | 0 | 0 | 0 | 0 | 0 | 0 | 0 | 0 | 0 | 0 | 0 | 0 | 0 | 0 | 0 | 0 | 0 | 0
F3_Industrial_Wood and Lumber Products_New_Space Heating_Natural Gas_Condensing RTU_A_Achievable Economic TRC Potential | F3 | Industrial | Wood and Lumber Products | New | Space Heating | Natural Gas | Condensing RTU | A | Original Unit Winter Peak Savings (kW) | Achievable Economic TRC Potential | 0 | 0 | 0 | 0 | 0 | 0 | 0 | 0 | 0 | 0 | 0 | 0 | 0 | 0 | 0 | 0 | 0 | 0 | 0 | 0 | 0 | 0
F4_Industrial_Wood and Lumber Products_New_Space Heating_Natural Gas_Condensing RTU_A_Achievable Economic TRC Potential | F4 | Industrial | Wood and Lumber Products | New | Space Heating | Natural Gas | Condensing RTU | A | Standalone Impact on Baseline Energy (%) | Achievable Economic TRC Potential | bar: 2019 to 2040
F5_Industrial_Wood and Lumber Products_New_Space Heating_Natural Gas_Condensing RTU_A_Achievable Economic TRC Potential | F5 | Industrial | Wood and Lumber Products | New | Space Heating | Natural Gas | Condensing RTU | A | Standalone Impact on Baseline Summer Peak (%) | Achievable Economic TRC Potential | bar: 2019 to 2040
F6_Industrial_Wood and Lumber Products_New_Space Heating_Natural Gas_Condensing RTU_A_Achievable Economic TRC Potential | F6 | Industrial | Wood and Lumber Products | New | Space Heating | Natural Gas | Condensing RTU | A | Standalone Impact on Baseline Winter Peak (%) | Achievable Economic TRC Potential | bar: 2019 to 2040
F7_Industrial_Wood and Lumber Products_New_Space Heating_Natural Gas_Condensing RTU_A_Achievable Economic TRC Potential | F7 | Industrial | Wood and Lumber Products | New | Space Heating | Natural Gas | Condensing RTU | A | Incremental Energy Savings (MWh or mTherms) | Achievable Economic TRC Potential | 0 | 0 | 0 | 0 | 0 | 0 | 0 | 0 | 0 | 0 | 0 | 0 | 0 | 0 | 0 | 0 | 0 | 0 | 0 | 0 | 0 | 0
F8_Industrial_Wood and Lumber Products_New_Space Heating_Natural Gas_Condensing RTU_A_Achievable Economic TRC Potential | F8 | Industrial | Wood and Lumber Products | New | Space Heating | Natural Gas | Condensing RTU | A | Incremental Summer Peak Savings (MW) | Achievable Economic TRC Potential | 0 | 0 | 0 | 0 | 0 | 0 | 0 | 0 | 0 | 0 | 0 | 0 | 0 | 0 | 0 | 0 | 0 | 0 | 0 | 0 | 0 | 0
F9_Industrial_Wood and Lumber Products_New_Space Heating_Natural Gas_Condensing RTU_A_Achievable Economic TRC Potential | F9 | Industrial | Wood and Lumber Products | New | Space Heating | Natural Gas | Condensing RTU | A | Incremental Winter Peak Savings (MW) | Achievable Economic TRC Potential | 0 | 0 | 0 | 0 | 0 | 0 | 0 | 0 | 0 | 0 | 0 | 0 | 0 | 0 | 0 | 0 | 0 | 0 | 0 | 0 | 0 | 0
F10_Industrial_Wood and Lumber Products_New_Space Heating_Natural Gas_Condensing RTU_A_Achievable Economic TRC Potential | F10 | Industrial | Wood and Lumber Products | New | Space Heating | Natural Gas | Condensing RTU | A | Cumulative Energy Savings (MWh or mTherms) | Achievable Economic TRC Potential | 0 | 0 | 0 | 0 | 0 | 0 | 0 | 0 | 0 | 0 | 0 | 0 | 0 | 0 | 0 | 0 | 0 | 0 | 0 | 0 | 0 | 0
F11_Industrial_Wood and Lumber Products_New_Space Heating_Natural Gas_Condensing RTU_A_Achievable Economic TRC Potential | F11 | Industrial | Wood and Lumber Products | New | Space Heating | Natural Gas | Condensing RTU | A | Cumulative Summer Peak Savings (MW) | Achievable Economic TRC Potential | 0 | 0 | 0 | 0 | 0 | 0 | 0 | 0 | 0 | 0 | 0 | 0 | 0 | 0 | 0 | 0 | 0 | 0 | 0 | 0 | 0 | 0
F12_Industrial_Wood and Lumber Products_New_Space Heating_Natural Gas_Condensing RTU_A_Achievable Economic TRC Potential | F12 | Industrial | Wood and Lumber Products | New | Space Heating | Natural Gas | Condensing RTU | A | Cumulative Winter Peak Savings (MW) | Achievable Economic TRC Potential | 0 | 0 | 0 | 0 | 0 | 0 | 0 | 0 | 0 | 0 | 0 | 0 | 0 | 0 | 0 | 0 | 0 | 0 | 0 | 0 | 0 | 0
F13_Industrial_Wood and Lumber Products_New_Space Heating_Natural Gas_Condensing RTU_A_Achievable Economic TRC Potential | F13 | Industrial | Wood and Lumber Products | New | Space Heating | Natural Gas | Condensing RTU | A | Purchases (Incremental) | Achievable Economic TRC Potential | 0 | 0 | 0 | 0 | 0 | 0 | 0 | 0 | 0 | 0 | 0 | 0 | 0 | 0 | 0 | 0 | 0 | 0 | 0 | 0 | 0 | 0
F14_Industrial_Wood and Lumber Products_New_Space Heating_Natural Gas_Condensing RTU_A_Achievable Economic TRC Potential | F14 | Industrial | Wood and Lumber Products | New | Space Heating | Natural Gas | Condensing RTU | A | Purchases (Cumulative) | Achievable Economic TRC Potential | 0 | 0 | 0 | 0 | 0 | 0 | 0 | 0 | 0 | 0 | 0 | 0 | 0 | 0 | 0 | 0 | 0 | 0 | 0 | 0 | 0 | 0
F1_Industrial_Other Industrial_Existing_Space Heating_Natural Gas_Condensing RTU_A_Achievable Economic TRC Potential | F1 | Industrial | Other Industrial | Existing | Space Heating | Natural Gas | Condensing RTU | A | Original Unit Energy Savings (kWh or therms) | Achievable Economic TRC Potential | 0 | 0 | 6.1344 | 6.1005 | 6.0666 | 6.0331 | 6.0002 | 5.9681 | 5.937 | 5.9072 | 5.8789 | 5.8523 | 5.8272 | 5.8036 | 5.7814 | 5.7605 | 5.7408 | 5.7223 | 5.7049 | 5.6885 | 5.6731 | 5.6585
F2_Industrial_Other Industrial_Existing_Space Heating_Natural Gas_Condensing RTU_A_Achievable Economic TRC Potential | F2 | Industrial | Other Industrial | Existing | Space Heating | Natural Gas | Condensing RTU | A | Original Unit Summer Peak Savings (kW) | Achievable Economic TRC Potential | 0 | 0 | 0 | 0 | 0 | 0 | 0 | 0 | 0 | 0 | 0 | 0 | 0 | 0 | 0 | 0 | 0 | 0 | 0 | 0 | 0 | 0
F3_Industrial_Other Industrial_Existing_Space Heating_Natural Gas_Condensing RTU_A_Achievable Economic TRC Potential | F3 | Industrial | Other Industrial | Existing | Space Heating | Natural Gas | Condensing RTU | A | Original Unit Winter Peak Savings (kW) | Achievable Economic TRC Potential | 0 | 0 | 0 | 0 | 0 | 0 | 0 | 0 | 0 | 0 | 0 | 0 | 0 | 0 | 0 | 0 | 0 | 0 | 0 | 0 | 0 | 0
F4_Industrial_Other Industrial_Existing_Space Heating_Natural Gas_Condensing RTU_A_Achievable Economic TRC Potential | F4 | Industrial | Other Industrial | Existing | Space Heating | Natural Gas | Condensing RTU | A | Standalone Impact on Baseline Energy (%) | Achievable Economic TRC Potential | bar: 2019 to 2040
F5_Industrial_Other Industrial_Existing_Space Heating_Natural Gas_Condensing RTU_A_Achievable Economic TRC Potential | F5 | Industrial | Other Industrial | Existing | Space Heating | Natural Gas | Condensing RTU | A | Standalone Impact on Baseline Summer Peak (%) | Achievable Economic TRC Potential | bar: 2019 to 2040
F6_Industrial_Other Industrial_Existing_Space Heating_Natural Gas_Condensing RTU_A_Achievable Economic TRC Potential | F6 | Industrial | Other Industrial | Existing | Space Heating | Natural Gas | Condensing RTU | A | Standalone Impact on Baseline Winter Peak (%) | Achievable Economic TRC Potential | bar: 2019 to 2040
F7_Industrial_Other Industrial_Existing_Space Heating_Natural Gas_Condensing RTU_A_Achievable Economic TRC Potential | F7 | Industrial | Other Industrial | Existing | Space Heating | Natural Gas | Condensing RTU | A | Incremental Energy Savings (MWh or mTherms) | Achievable Economic TRC Potential | 0 | 0 | 0 | 0 | 0 | 0 | 0 | 0 | 0 | 0 | 0 | 0 | 0 | 0 | 0 | 0 | 0 | 0 | 0 | 0 | 0 | 0
F8_Industrial_Other Industrial_Existing_Space Heating_Natural Gas_Condensing RTU_A_Achievable Economic TRC Potential | F8 | Industrial | Other Industrial | Existing | Space Heating | Natural Gas | Condensing RTU | A | Incremental Summer Peak Savings (MW) | Achievable Economic TRC Potential | 0 | 0 | 0 | 0 | 0 | 0 | 0 | 0 | 0 | 0 | 0 | 0 | 0 | 0 | 0 | 0 | 0 | 0 | 0 | 0 | 0 | 0
F9_Industrial_Other Industrial_Existing_Space Heating_Natural Gas_Condensing RTU_A_Achievable Economic TRC Potential | F9 | Industrial | Other Industrial | Existing | Space Heating | Natural Gas | Condensing RTU | A | Incremental Winter Peak Savings (MW) | Achievable Economic TRC Potential | 0 | 0 | 0 | 0 | 0 | 0 | 0 | 0 | 0 | 0 | 0 | 0 | 0 | 0 | 0 | 0 | 0 | 0 | 0 | 0 | 0 | 0
F10_Industrial_Other Industrial_Existing_Space Heating_Natural Gas_Condensing RTU_A_Achievable Economic TRC Potential | F10 | Industrial | Other Industrial | Existing | Space Heating | Natural Gas | Condensing RTU | A | Cumulative Energy Savings (MWh or mTherms) | Achievable Economic TRC Potential | 0 | 0 | 0 | 0 | 0 | 0 | 0 | 0 | 0 | 0 | 0 | 0 | 0 | 0 | 0 | 0 | 0 | 0 | 0 | 0 | 0 | 0
F11_Industrial_Other Industrial_Existing_Space Heating_Natural Gas_Condensing RTU_A_Achievable Economic TRC Potential | F11 | Industrial | Other Industrial | Existing | Space Heating | Natural Gas | Condensing RTU | A | Cumulative Summer Peak Savings (MW) | Achievable Economic TRC Potential | 0 | 0 | 0 | 0 | 0 | 0 | 0 | 0 | 0 | 0 | 0 | 0 | 0 | 0 | 0 | 0 | 0 | 0 | 0 | 0 | 0 | 0
F12_Industrial_Other Industrial_Existing_Space Heating_Natural Gas_Condensing RTU_A_Achievable Economic TRC Potential | F12 | Industrial | Other Industrial | Existing | Space Heating | Natural Gas | Condensing RTU | A | Cumulative Winter Peak Savings (MW) | Achievable Economic TRC Potential | 0 | 0 | 0 | 0 | 0 | 0 | 0 | 0 | 0 | 0 | 0 | 0 | 0 | 0 | 0 | 0 | 0 | 0 | 0 | 0 | 0 | 0
F13_Industrial_Other Industrial_Existing_Space Heating_Natural Gas_Condensing RTU_A_Achievable Economic TRC Potential | F13 | Industrial | Other Industrial | Existing | Space Heating | Natural Gas | Condensing RTU | A | Purchases (Incremental) | Achievable Economic TRC Potential | 0 | 0 | 0 | 0 | 0 | 0 | 0 | 0 | 0 | 0 | 0 | 0 | 0 | 0 | 0 | 0 | 0 | 0 | 0 | 0 | 0 | 0
F14_Industrial_Other Industrial_Existing_Space Heating_Natural Gas_Condensing RTU_A_Achievable Economic TRC Potential | F14 | Industrial | Other Industrial | Existing | Space Heating | Natural Gas | Condensing RTU | A | Purchases (Cumulative) | Achievable Economic TRC Potential | 0 | 0 | 0 | 0 | 0 | 0 | 0 | 0 | 0 | 0 | 0 | 0 | 0 | 0 | 0 | 0 | 0 | 0 | 0 | 0 | 0 | 0
F1_Industrial_Other Industrial_New_Space Heating_Natural Gas_Condensing RTU_A_Achievable Economic TRC Potential | F1 | Industrial | Other Industrial | New | Space Heating | Natural Gas | Condensing RTU | A | Original Unit Energy Savings (kWh or therms) | Achievable Economic TRC Potential | 0 | 0 | 5.4264 | 5.4264 | 5.4264 | 5.4264 | 5.4264 | 5.4264 | 5.4264 | 5.4264 | 5.4264 | 5.4264 | 5.4264 | 5.4264 | 5.4264 | 5.4264 | 5.4264 | 5.4264 | 5.4264 | 5.4264 | 5.4264 | 5.4264
F2_Industrial_Other Industrial_New_Space Heating_Natural Gas_Condensing RTU_A_Achievable Economic TRC Potential | F2 | Industrial | Other Industrial | New | Space Heating | Natural Gas | Condensing RTU | A | Original Unit Summer Peak Savings (kW) | Achievable Economic TRC Potential | 0 | 0 | 0 | 0 | 0 | 0 | 0 | 0 | 0 | 0 | 0 | 0 | 0 | 0 | 0 | 0 | 0 | 0 | 0 | 0 | 0 | 0
F3_Industrial_Other Industrial_New_Space Heating_Natural Gas_Condensing RTU_A_Achievable Economic TRC Potential | F3 | Industrial | Other Industrial | New | Space Heating | Natural Gas | Condensing RTU | A | Original Unit Winter Peak Savings (kW) | Achievable Economic TRC Potential | 0 | 0 | 0 | 0 | 0 | 0 | 0 | 0 | 0 | 0 | 0 | 0 | 0 | 0 | 0 | 0 | 0 | 0 | 0 | 0 | 0 | 0
F4_Industrial_Other Industrial_New_Space Heating_Natural Gas_Condensing RTU_A_Achievable Economic TRC Potential | F4 | Industrial | Other Industrial | New | Space Heating | Natural Gas | Condensing RTU | A | Standalone Impact on Baseline Energy (%) | Achievable Economic TRC Potential | bar: 2019 to 2040
F5_Industrial_Other Industrial_New_Space Heating_Natural Gas_Condensing RTU_A_Achievable Economic TRC Potential | F5 | Industrial | Other Industrial | New | Space Heating | Natural Gas | Condensing RTU | A | Standalone Impact on Baseline Summer Peak (%) | Achievable Economic TRC Potential | bar: 2019 to 2040
F6_Industrial_Other Industrial_New_Space Heating_Natural Gas_Condensing RTU_A_Achievable Economic TRC Potential | F6 | Industrial | Other Industrial | New | Space Heating | Natural Gas | Condensing RTU | A | Standalone Impact on Baseline Winter Peak (%) | Achievable Economic TRC Potential | bar: 2019 to 2040
F7_Industrial_Other Industrial_New_Space Heating_Natural Gas_Condensing RTU_A_Achievable Economic TRC Potential | F7 | Industrial | Other Industrial | New | Space Heating | Natural Gas | Condensing RTU | A | Incremental Energy Savings (MWh or mTherms) | Achievable Economic TRC Potential | 0 | 0 | 0 | 0 | 0 | 0 | 0 | 0 | 0 | 0 | 0 | 0 | 0 | 0 | 0 | 0 | 0 | 0 | 0 | 0 | 0 | 0
F8_Industrial_Other Industrial_New_Space Heating_Natural Gas_Condensing RTU_A_Achievable Economic TRC Potential | F8 | Industrial | Other Industrial | New | Space Heating | Natural Gas | Condensing RTU | A | Incremental Summer Peak Savings (MW) | Achievable Economic TRC Potential | 0 | 0 | 0 | 0 | 0 | 0 | 0 | 0 | 0 | 0 | 0 | 0 | 0 | 0 | 0 | 0 | 0 | 0 | 0 | 0 | 0 | 0
F9_Industrial_Other Industrial_New_Space Heating_Natural Gas_Condensing RTU_A_Achievable Economic TRC Potential | F9 | Industrial | Other Industrial | New | Space Heating | Natural Gas | Condensing RTU | A | Incremental Winter Peak Savings (MW) | Achievable Economic TRC Potential | 0 | 0 | 0 | 0 | 0 | 0 | 0 | 0 | 0 | 0 | 0 | 0 | 0 | 0 | 0 | 0 | 0 | 0 | 0 | 0 | 0 | 0
F10_Industrial_Other Industrial_New_Space Heating_Natural Gas_Condensing RTU_A_Achievable Economic TRC Potential | F10 | Industrial | Other Industrial | New | Space Heating | Natural Gas | Condensing RTU | A | Cumulative Energy Savings (MWh or mTherms) | Achievable Economic TRC Potential | 0 | 0 | 0 | 0 | 0 | 0 | 0 | 0 | 0 | 0 | 0 | 0 | 0 | 0 | 0 | 0 | 0 | 0 | 0 | 0 | 0 | 0
F11_Industrial_Other Industrial_New_Space Heating_Natural Gas_Condensing RTU_A_Achievable Economic TRC Potential | F11 | Industrial | Other Industrial | New | Space Heating | Natural Gas | Condensing RTU | A | Cumulative Summer Peak Savings (MW) | Achievable Economic TRC Potential | 0 | 0 | 0 | 0 | 0 | 0 | 0 | 0 | 0 | 0 | 0 | 0 | 0 | 0 | 0 | 0 | 0 | 0 | 0 | 0 | 0 | 0
F12_Industrial_Other Industrial_New_Space Heating_Natural Gas_Condensing RTU_A_Achievable Economic TRC Potential | F12 | Industrial | Other Industrial | New | Space Heating | Natural Gas | Condensing RTU | A | Cumulative Winter Peak Savings (MW) | Achievable Economic TRC Potential | 0 | 0 | 0 | 0 | 0 | 0 | 0 | 0 | 0 | 0 | 0 | 0 | 0 | 0 | 0 | 0 | 0 | 0 | 0 | 0 | 0 | 0
F13_Industrial_Other Industrial_New_Space Heating_Natural Gas_Condensing RTU_A_Achievable Economic TRC Potential | F13 | Industrial | Other Industrial | New | Space Heating | Natural Gas | Condensing RTU | A | Purchases (Incremental) | Achievable Economic TRC Potential | 0 | 0 | 0 | 0 | 0 | 0 | 0 | 0 | 0 | 0 | 0 | 0 | 0 | 0 | 0 | 0 | 0 | 0 | 0 | 0 | 0 | 0
F14_Industrial_Other Industrial_New_Space Heating_Natural Gas_Condensing RTU_A_Achievable Economic TRC Potential | F14 | Industrial | Other Industrial | New | Space Heating | Natural Gas | Condensing RTU | A | Purchases (Cumulative) | Achievable Economic TRC Potential | 0 | 0 | 0 | 0 | 0 | 0 | 0 | 0 | 0 | 0 | 0 | 0 | 0 | 0 | 0 | 0 | 0 | 0 | 0 | 0 | 0 | 0
F1_Industrial_Food Products_Existing_Space Heating_Natural Gas_Furnace_A_Achievable Economic UCT Potential | F1 | Industrial | Food Products | Existing | Space Heating | Natural Gas | Furnace | A | Original Unit Energy Savings (kWh or therms) | Achievable Economic UCT Potential | 0 | 1443.5459 | 1443.5459 | 1443.5459 | 1443.5459 | 1443.5459 | 1443.5459 | 1443.5459 | 1443.5459 | 1443.5459 | 1443.5459 | 1443.5459 | 1443.5459 | 1443.5459 | 1443.5459 | 1443.5459 | 1443.5459 | 1443.5459 | 1443.5459 | 1443.5459 | 1443.5459 | 1443.5459
F2_Industrial_Food Products_Existing_Space Heating_Natural Gas_Furnace_A_Achievable Economic UCT Potential | F2 | Industrial | Food Products | Existing | Space Heating | Natural Gas | Furnace | A | Original Unit Summer Peak Savings (kW) | Achievable Economic UCT Potential | 0 | 0 | 0 | 0 | 0 | 0 | 0 | 0 | 0 | 0 | 0 | 0 | 0 | 0 | 0 | 0 | 0 | 0 | 0 | 0 | 0 | 0
F3_Industrial_Food Products_Existing_Space Heating_Natural Gas_Furnace_A_Achievable Economic UCT Potential | F3 | Industrial | Food Products | Existing | Space Heating | Natural Gas | Furnace | A | Original Unit Winter Peak Savings (kW) | Achievable Economic UCT Potential | 0 | 0 | 0 | 0 | 0 | 0 | 0 | 0 | 0 | 0 | 0 | 0 | 0 | 0 | 0 | 0 | 0 | 0 | 0 | 0 | 0 | 0
F4_Industrial_Food Products_Existing_Space Heating_Natural Gas_Furnace_A_Achievable Economic UCT Potential | F4 | Industrial | Food Products | Existing | Space Heating | Natural Gas | Furnace | A | Standalone Impact on Baseline Energy (%) | Achievable Economic UCT Potential | 0% | 0% | 0.00132% | 0.004149% | 0.008663% | 0.01503% | 0.02342% | 0.03382% | 0.04604% | 0.05991% | 0.07531% | 0.0921% | 0.1089% | 0.1255% | 0.1419% | 0.158% | 0.1738% | 0.1893% | 0.2044% | 0.22% | 0.2361% | 0.2528%
F5_Industrial_Food Products_Existing_Space Heating_Natural Gas_Furnace_A_Achievable Economic UCT Potential | F5 | Industrial | Food Products | Existing | Space Heating | Natural Gas | Furnace | A | Standalone Impact on Baseline Summer Peak (%) | Achievable Economic UCT Potential | bar: 2019 to 2040
F6_Industrial_Food Products_Existing_Space Heating_Natural Gas_Furnace_A_Achievable Economic UCT Potential | F6 | Industrial | Food Products | Existing | Space Heating | Natural Gas | Furnace | A | Standalone Impact on Baseline Winter Peak (%) | Achievable Economic UCT Potential | bar: 2019 to 2040
F7_Industrial_Food Products_Existing_Space Heating_Natural Gas_Furnace_A_Achievable Economic UCT Potential | F7 | Industrial | Food Products | Existing | Space Heating | Natural Gas | Furnace | A | Incremental Energy Savings (MWh or mTherms) | Achievable Economic UCT Potential | 0 | 0 | 0.0054214 | 0.011278 | 0.01749 | 0.023983 | 0.030693 | 0.036937 | 0.042125 | 0.046403 | 0.049904 | 0.052743 | 0.050577 | 0.048108 | 0.045479 | 0.042792 | 0.040118 | 0.037505 | 0.034693 | 0.034742 | 0.034867 | 0.035049
F8_Industrial_Food Products_Existing_Space Heating_Natural Gas_Furnace_A_Achievable Economic UCT Potential | F8 | Industrial | Food Products | Existing | Space Heating | Natural Gas | Furnace | A | Incremental Summer Peak Savings (MW) | Achievable Economic UCT Potential | 0 | 0 | 0 | 0 | 0 | 0 | 0 | 0 | 0 | 0 | 0 | 0 | 0 | 0 | 0 | 0 | 0 | 0 | 0 | 0 | 0 | 0
F9_Industrial_Food Products_Existing_Space Heating_Natural Gas_Furnace_A_Achievable Economic UCT Potential | F9 | Industrial | Food Products | Existing | Space Heating | Natural Gas | Furnace | A | Incremental Winter Peak Savings (MW) | Achievable Economic UCT Potential | 0 | 0 | 0 | 0 | 0 | 0 | 0 | 0 | 0 | 0 | 0 | 0 | 0 | 0 | 0 | 0 | 0 | 0 | 0 | 0 | 0 | 0
F10_Industrial_Food Products_Existing_Space Heating_Natural Gas_Furnace_A_Achievable Economic UCT Potential | F10 | Industrial | Food Products | Existing | Space Heating | Natural Gas | Furnace | A | Cumulative Energy Savings (MWh or mTherms) | Achievable Economic UCT Potential | 0 | 0 | 0.0054214 | 0.0167 | 0.03419 | 0.058172 | 0.088865 | 0.1258 | 0.16793 | 0.21433 | 0.26423 | 0.31698 | 0.36756 | 0.41566 | 0.46114 | 0.50393 | 0.54405 | 0.58156 | 0.61625 | 0.65099 | 0.68586 | 0.72091
F11_Industrial_Food Products_Existing_Space Heating_Natural Gas_Furnace_A_Achievable Economic UCT Potential | F11 | Industrial | Food Products | Existing | Space Heating | Natural Gas | Furnace | A | Cumulative Summer Peak Savings (MW) | Achievable Economic UCT Potential | 0 | 0 | 0 | 0 | 0 | 0 | 0 | 0 | 0 | 0 | 0 | 0 | 0 | 0 | 0 | 0 | 0 | 0 | 0 | 0 | 0 | 0
F12_Industrial_Food Products_Existing_Space Heating_Natural Gas_Furnace_A_Achievable Economic UCT Potential | F12 | Industrial | Food Products | Existing | Space Heating | Natural Gas | Furnace | A | Cumulative Winter Peak Savings (MW) | Achievable Economic UCT Potential | 0 | 0 | 0 | 0 | 0 | 0 | 0 | 0 | 0 | 0 | 0 | 0 | 0 | 0 | 0 | 0 | 0 | 0 | 0 | 0 | 0 | 0
F13_Industrial_Food Products_Existing_Space Heating_Natural Gas_Furnace_A_Achievable Economic UCT Potential | F13 | Industrial | Food Products | Existing | Space Heating | Natural Gas | Furnace | A | Purchases (Incremental) | Achievable Economic UCT Potential | 0 | 0 | 0.0037556 | 0.007813 | 0.012116 | 0.016614 | 0.021262 | 0.025588 | 0.029182 | 0.032145 | 0.03457 | 0.036537 | 0.035037 | 0.033326 | 0.031505 | 0.029644 | 0.027791 | 0.025981 | 0.024033 | 0.024067 | 0.024154 | 0.02428
F14_Industrial_Food Products_Existing_Space Heating_Natural Gas_Furnace_A_Achievable Economic UCT Potential | F14 | Industrial | Food Products | Existing | Space Heating | Natural Gas | Furnace | A | Purchases (Cumulative) | Achievable Economic UCT Potential | 0 | 0 | 0.0037556 | 0.011569 | 0.023684 | 0.040298 | 0.06156 | 0.087148 | 0.11633 | 0.14848 | 0.18305 | 0.21958 | 0.25462 | 0.28795 | 0.31945 | 0.34909 | 0.37689 | 0.40287 | 0.4269 | 0.45097 | 0.47512 | 0.4994
F1_Industrial_Food Products_Existing_Space Heating_Natural Gas_Boiler_A_Achievable Economic UCT Potential | F1 | Industrial | Food Products | Existing | Space Heating | Natural Gas | Boiler | A | Original Unit Energy Savings (kWh or therms) | Achievable Economic UCT Potential | 0 | 6227.3193 | 6227.3193 | 6227.3193 | 6227.3193 | 6227.3193 | 6227.3193 | 6227.3193 | 6227.3193 | 6227.3193 | 6227.3193 | 6227.3193 | 6227.3193 | 6227.3193 | 6227.3193 | 6227.3193 | 6227.3193 | 6227.3193 | 6227.3193 | 6227.3193 | 6227.3193 | 6227.3193
F2_Industrial_Food Products_Existing_Space Heating_Natural Gas_Boiler_A_Achievable Economic UCT Potential | F2 | Industrial | Food Products | Existing | Space Heating | Natural Gas | Boiler | A | Original Unit Summer Peak Savings (kW) | Achievable Economic UCT Potential | 0 | 0 | 0 | 0 | 0 | 0 | 0 | 0 | 0 | 0 | 0 | 0 | 0 | 0 | 0 | 0 | 0 | 0 | 0 | 0 | 0 | 0
F3_Industrial_Food Products_Existing_Space Heating_Natural Gas_Boiler_A_Achievable Economic UCT Potential | F3 | Industrial | Food Products | Existing | Space Heating | Natural Gas | Boiler | A | Original Unit Winter Peak Savings (kW) | Achievable Economic UCT Potential | 0 | 0 | 0 | 0 | 0 | 0 | 0 | 0 | 0 | 0 | 0 | 0 | 0 | 0 | 0 | 0 | 0 | 0 | 0 | 0 | 0 | 0
F4_Industrial_Food Products_Existing_Space Heating_Natural Gas_Boiler_A_Achievable Economic UCT Potential | F4 | Industrial | Food Products | Existing | Space Heating | Natural Gas | Boiler | A | Standalone Impact on Baseline Energy (%) | Achievable Economic UCT Potential | 0% | 0% | 0.01982% | 0.0496% | 0.08655% | 0.1286% | 0.1746% | 0.2232% | 0.2737% | 0.3257% | 0.3791% | 0.4338% | 0.4897% | 0.5469% | 0.6053% | 0.665% | 0.7259% | 0.7881% | 0.8516% | 0.9163% | 0.9823% | 1.05%
F5_Industrial_Food Products_Existing_Space Heating_Natural Gas_Boiler_A_Achievable Economic UCT Potential | F5 | Industrial | Food Products | Existing | Space Heating | Natural Gas | Boiler | A | Standalone Impact on Baseline Summer Peak (%) | Achievable Economic UCT Potential | bar: 2019 to 2040
F6_Industrial_Food Products_Existing_Space Heating_Natural Gas_Boiler_A_Achievable Economic UCT Potential | F6 | Industrial | Food Products | Existing | Space Heating | Natural Gas | Boiler | A | Standalone Impact on Baseline Winter Peak (%) | Achievable Economic UCT Potential | bar: 2019 to 2040
F7_Industrial_Food Products_Existing_Space Heating_Natural Gas_Boiler_A_Achievable Economic UCT Potential | F7 | Industrial | Food Products | Existing | Space Heating | Natural Gas | Boiler | A | Incremental Energy Savings (MWh or mTherms) | Achievable Economic UCT Potential | 0 | 0 | 0.081386 | 0.11827 | 0.14193 | 0.1562 | 0.16477 | 0.16791 | 0.16807 | 0.16679 | 0.16489 | 0.16268 | 0.1604 | 0.15811 | 0.1558 | 0.15349 | 0.15118 | 0.14888 | 0.14658 | 0.14429 | 0.14202 | 0.13976
F8_Industrial_Food Products_Existing_Space Heating_Natural Gas_Boiler_A_Achievable Economic UCT Potential | F8 | Industrial | Food Products | Existing | Space Heating | Natural Gas | Boiler | A | Incremental Summer Peak Savings (MW) | Achievable Economic UCT Potential | 0 | 0 | 0 | 0 | 0 | 0 | 0 | 0 | 0 | 0 | 0 | 0 | 0 | 0 | 0 | 0 | 0 | 0 | 0 | 0 | 0 | 0
F9_Industrial_Food Products_Existing_Space Heating_Natural Gas_Boiler_A_Achievable Economic UCT Potential | F9 | Industrial | Food Products | Existing | Space Heating | Natural Gas | Boiler | A | Incremental Winter Peak Savings (MW) | Achievable Economic UCT Potential | 0 | 0 | 0 | 0 | 0 | 0 | 0 | 0 | 0 | 0 | 0 | 0 | 0 | 0 | 0 | 0 | 0 | 0 | 0 | 0 | 0 | 0
F10_Industrial_Food Products_Existing_Space Heating_Natural Gas_Boiler_A_Achievable Economic UCT Potential | F10 | Industrial | Food Products | Existing | Space Heating | Natural Gas | Boiler | A | Cumulative Energy Savings (MWh or mTherms) | Achievable Economic UCT Potential | 0 | 0 | 0.081386 | 0.19966 | 0.34158 | 0.49778 | 0.66255 | 0.83046 | 0.99853 | 1.1653 | 1.3302 | 1.4929 | 1.6533 | 1.8114 | 1.9672 | 2.1207 | 2.2719 | 2.4207 | 2.5673 | 2.7116 | 2.8536 | 2.9934
F11_Industrial_Food Products_Existing_Space Heating_Natural Gas_Boiler_A_Achievable Economic UCT Potential | F11 | Industrial | Food Products | Existing | Space Heating | Natural Gas | Boiler | A | Cumulative Summer Peak Savings (MW) | Achievable Economic UCT Potential | 0 | 0 | 0 | 0 | 0 | 0 | 0 | 0 | 0 | 0 | 0 | 0 | 0 | 0 | 0 | 0 | 0 | 0 | 0 | 0 | 0 | 0
F12_Industrial_Food Products_Existing_Space Heating_Natural Gas_Boiler_A_Achievable Economic UCT Potential | F12 | Industrial | Food Products | Existing | Space Heating | Natural Gas | Boiler | A | Cumulative Winter Peak Savings (MW) | Achievable Economic UCT Potential | 0 | 0 | 0 | 0 | 0 | 0 | 0 | 0 | 0 | 0 | 0 | 0 | 0 | 0 | 0 | 0 | 0 | 0 | 0 | 0 | 0 | 0
F13_Industrial_Food Products_Existing_Space Heating_Natural Gas_Boiler_A_Achievable Economic UCT Potential | F13 | Industrial | Food Products | Existing | Space Heating | Natural Gas | Boiler | A | Purchases (Incremental) | Achievable Economic UCT Potential | 0 | 0 | 0.013069 | 0.018992 | 0.022791 | 0.025084 | 0.026459 | 0.026963 | 0.026989 | 0.026783 | 0.026479 | 0.026123 | 0.025758 | 0.025389 | 0.025019 | 0.024648 | 0.024277 | 0.023907 | 0.023538 | 0.023171 | 0.022805 | 0.022443
F14_Industrial_Food Products_Existing_Space Heating_Natural Gas_Boiler_A_Achievable Economic UCT Potential | F14 | Industrial | Food Products | Existing | Space Heating | Natural Gas | Boiler | A | Purchases (Cumulative) | Achievable Economic UCT Potential | 0 | 0 | 0.013069 | 0.032061 | 0.054852 | 0.079936 | 0.10639 | 0.13336 | 0.16035 | 0.18713 | 0.21361 | 0.23973 | 0.26549 | 0.29088 | 0.3159 | 0.34055 | 0.36482 | 0.38873 | 0.41227 | 0.43544 | 0.45824 | 0.48069
F1_Industrial_Food Products_Existing_Space Heating_Natural Gas_Unit Heater_A_Achievable Economic UCT Potential | F1 | Industrial | Food Products | Existing | Space Heating | Natural Gas | Unit Heater | A | Original Unit Energy Savings (kWh or therms) | Achievable Economic UCT Potential | 0 | 43660.7244 | 43660.7244 | 43660.7244 | 43660.7244 | 43660.7244 | 43660.7244 | 43660.7244 | 43660.7244 | 43660.7244 | 43660.7244 | 43660.7244 | 43660.7244 | 43660.7244 | 43660.7244 | 43660.7244 | 43660.7244 | 43660.7244 | 43660.7244 | 43660.7244 | 43660.7244 | 43660.7244
F2_Industrial_Food Products_Existing_Space Heating_Natural Gas_Unit Heater_A_Achievable Economic UCT Potential | F2 | Industrial | Food Products | Existing | Space Heating | Natural Gas | Unit Heater | A | Original Unit Summer Peak Savings (kW) | Achievable Economic UCT Potential | 0 | 0 | 0 | 0 | 0 | 0 | 0 | 0 | 0 | 0 | 0 | 0 | 0 | 0 | 0 | 0 | 0 | 0 | 0 | 0 | 0 | 0
F3_Industrial_Food Products_Existing_Space Heating_Natural Gas_Unit Heater_A_Achievable Economic UCT Potential | F3 | Industrial | Food Products | Existing | Space Heating | Natural Gas | Unit Heater | A | Original Unit Winter Peak Savings (kW) | Achievable Economic UCT Potential | 0 | 0 | 0 | 0 | 0 | 0 | 0 | 0 | 0 | 0 | 0 | 0 | 0 | 0 | 0 | 0 | 0 | 0 | 0 | 0 | 0 | 0
F4_Industrial_Food Products_Existing_Space Heating_Natural Gas_Unit Heater_A_Achievable Economic UCT Potential | F4 | Industrial | Food Products | Existing | Space Heating | Natural Gas | Unit Heater | A | Standalone Impact on Baseline Energy (%) | Achievable Economic UCT Potential | 0% | 0% | 0.001758% | 0.008631% | 0.02544% | 0.05832% | 0.1147% | 0.2015% | 0.3244% | 0.4883% | 0.693% | 0.9373% | 1.221% | 1.543% | 1.903% | 2.297% | 2.722% | 3.121% | 3.489% | 3.822% | 4.121% | 4.383%
F5_Industrial_Food Products_Existing_Space Heating_Natural Gas_Unit Heater_A_Achievable Economic UCT Potential | F5 | Industrial | Food Products | Existing | Space Heating | Natural Gas | Unit Heater | A | Standalone Impact on Baseline Summer Peak (%) | Achievable Economic UCT Potential | bar: 2019 to 2040
F6_Industrial_Food Products_Existing_Space Heating_Natural Gas_Unit Heater_A_Achievable Economic UCT Potential | F6 | Industrial | Food Products | Existing | Space Heating | Natural Gas | Unit Heater | A | Standalone Impact on Baseline Winter Peak (%) | Achievable Economic UCT Potential | bar: 2019 to 2040
F7_Industrial_Food Products_Existing_Space Heating_Natural Gas_Unit Heater_A_Achievable Economic UCT Potential | F7 | Industrial | Food Products | Existing | Space Heating | Natural Gas | Unit Heater | A | Incremental Energy Savings (MWh or mTherms) | Achievable Economic UCT Potential | 0 | 0 | 0.0072174 | 0.027526 | 0.065642 | 0.12529 | 0.20935 | 0.31463 | 0.43378 | 0.56352 | 0.68446 | 0.79418 | 0.89521 | 0.99008 | 1.0738 | 1.1422 | 1.192 | 1.068 | 0.93062 | 0.79321 | 0.66035 | 0.52953
F8_Industrial_Food Products_Existing_Space Heating_Natural Gas_Unit Heater_A_Achievable Economic UCT Potential | F8 | Industrial | Food Products | Existing | Space Heating | Natural Gas | Unit Heater | A | Incremental Summer Peak Savings (MW) | Achievable Economic UCT Potential | 0 | 0 | 0 | 0 | 0 | 0 | 0 | 0 | 0 | 0 | 0 | 0 | 0 | 0 | 0 | 0 | 0 | 0 | 0 | 0 | 0 | 0
F9_Industrial_Food Products_Existing_Space Heating_Natural Gas_Unit Heater_A_Achievable Economic UCT Potential | F9 | Industrial | Food Products | Existing | Space Heating | Natural Gas | Unit Heater | A | Incremental Winter Peak Savings (MW) | Achievable Economic UCT Potential | 0 | 0 | 0 | 0 | 0 | 0 | 0 | 0 | 0 | 0 | 0 | 0 | 0 | 0 | 0 | 0 | 0 | 0 | 0 | 0 | 0 | 0
F10_Industrial_Food Products_Existing_Space Heating_Natural Gas_Unit Heater_A_Achievable Economic UCT Potential | F10 | Industrial | Food Products | Existing | Space Heating | Natural Gas | Unit Heater | A | Cumulative Energy Savings (MWh or mTherms) | Achievable Economic UCT Potential | 0 | 0 | 0.0072174 | 0.034743 | 0.10038 | 0.22568 | 0.43502 | 0.74966 | 1.1834 | 1.747 | 2.4314 | 3.2256 | 4.1208 | 5.1109 | 6.1847 | 7.3269 | 8.5189 | 9.5868 | 10.5175 | 11.3107 | 11.971 | 12.5006
F11_Industrial_Food Products_Existing_Space Heating_Natural Gas_Unit Heater_A_Achievable Economic UCT Potential | F11 | Industrial | Food Products | Existing | Space Heating | Natural Gas | Unit Heater | A | Cumulative Summer Peak Savings (MW) | Achievable Economic UCT Potential | 0 | 0 | 0 | 0 | 0 | 0 | 0 | 0 | 0 | 0 | 0 | 0 | 0 | 0 | 0 | 0 | 0 | 0 | 0 | 0 | 0 | 0
F12_Industrial_Food Products_Existing_Space Heating_Natural Gas_Unit Heater_A_Achievable Economic UCT Potential | F12 | Industrial | Food Products | Existing | Space Heating | Natural Gas | Unit Heater | A | Cumulative Winter Peak Savings (MW) | Achievable Economic UCT Potential | 0 | 0 | 0 | 0 | 0 | 0 | 0 | 0 | 0 | 0 | 0 | 0 | 0 | 0 | 0 | 0 | 0 | 0 | 0 | 0 | 0 | 0
F13_Industrial_Food Products_Existing_Space Heating_Natural Gas_Unit Heater_A_Achievable Economic UCT Potential | F13 | Industrial | Food Products | Existing | Space Heating | Natural Gas | Unit Heater | A | Purchases (Incremental) | Achievable Economic UCT Potential | 0 | 0 | 0.00016531 | 0.00063044 | 0.0015034 | 0.0028697 | 0.0047949 | 0.0072063 | 0.0099351 | 0.012907 | 0.015677 | 0.01819 | 0.020504 | 0.022677 | 0.024759 | 0.026792 | 0.028804 | 0.027331 | 0.02611 | 0.025374 | 0.02506 | 0.025035
F14_Industrial_Food Products_Existing_Space Heating_Natural Gas_Unit Heater_A_Achievable Economic UCT Potential | F14 | Industrial | Food Products | Existing | Space Heating | Natural Gas | Unit Heater | A | Purchases (Cumulative) | Achievable Economic UCT Potential | 0 | 0 | 0.00016531 | 0.00079575 | 0.0022992 | 0.0051688 | 0.0099638 | 0.01717 | 0.027105 | 0.040012 | 0.055689 | 0.073879 | 0.094383 | 0.11706 | 0.14165 | 0.16781 | 0.19511 | 0.21958 | 0.24089 | 0.25906 | 0.27418 | 0.28631
F1_Industrial_Food Products_New_Space Heating_Natural Gas_Furnace_A_Achievable Economic UCT Potential | F1 | Industrial | Food Products | New | Space Heating | Natural Gas | Furnace | A | Original Unit Energy Savings (kWh or therms) | Achievable Economic UCT Potential | 0 | 1443.5073 | 1443.5073 | 1443.5073 | 1443.5073 | 1443.5073 | 1443.5073 | 1443.5073 | 1443.5073 | 1443.5073 | 1443.5073 | 1443.5073 | 1443.5073 | 1443.5073 | 1443.5073 | 1443.5073 | 1443.5073 | 1443.5073 | 1443.5073 | 1443.5073 | 1443.5073 | 1443.5073
F2_Industrial_Food Products_New_Space Heating_Natural Gas_Furnace_A_Achievable Economic UCT Potential | F2 | Industrial | Food Products | New | Space Heating | Natural Gas | Furnace | A | Original Unit Summer Peak Savings (kW) | Achievable Economic UCT Potential | 0 | 0 | 0 | 0 | 0 | 0 | 0 | 0 | 0 | 0 | 0 | 0 | 0 | 0 | 0 | 0 | 0 | 0 | 0 | 0 | 0 | 0
F3_Industrial_Food Products_New_Space Heating_Natural Gas_Furnace_A_Achievable Economic UCT Potential | F3 | Industrial | Food Products | New | Space Heating | Natural Gas | Furnace | A | Original Unit Winter Peak Savings (kW) | Achievable Economic UCT Potential | 0 | 0 | 0 | 0 | 0 | 0 | 0 | 0 | 0 | 0 | 0 | 0 | 0 | 0 | 0 | 0 | 0 | 0 | 0 | 0 | 0 | 0
F4_Industrial_Food Products_New_Space Heating_Natural Gas_Furnace_A_Achievable Economic UCT Potential | F4 | Industrial | Food Products | New | Space Heating | Natural Gas | Furnace | A | Standalone Impact on Baseline Energy (%) | Achievable Economic UCT Potential | 0% | 0% | 0.001165% | 0.0432% | 0.07493% | 0.1061% | 0.1249% | 0.1472% | 0.1683% | 0.1901% | 0.2052% | 0.2214% | 0.236% | 0.2514% | 0.261% | 0.2718% | 0.2818% | 0.2923% | 0.2986% | 0.3089% | 0.3179% | 0.3282%
F5_Industrial_Food Products_New_Space Heating_Natural Gas_Furnace_A_Achievable Economic UCT Potential | F5 | Industrial | Food Products | New | Space Heating | Natural Gas | Furnace | A | Standalone Impact on Baseline Summer Peak (%) | Achievable Economic UCT Potential | bar: 2019 to 2040
F6_Industrial_Food Products_New_Space Heating_Natural Gas_Furnace_A_Achievable Economic UCT Potential | F6 | Industrial | Food Products | New | Space Heating | Natural Gas | Furnace | A | Standalone Impact on Baseline Winter Peak (%) | Achievable Economic UCT Potential | bar: 2019 to 2040
F7_Industrial_Food Products_New_Space Heating_Natural Gas_Furnace_A_Achievable Economic UCT Potential | F7 | Industrial | Food Products | New | Space Heating | Natural Gas | Furnace | A | Incremental Energy Savings (MWh or mTherms) | Achievable Economic UCT Potential | 0 | 0 | 0.00025157 | 0.016034 | 0.023992 | 0.035856 | 0.026992 | 0.036975 | 0.040964 | 0.050087 | 0.039693 | 0.047851 | 0.048951 | 0.058395 | 0.040507 | 0.050081 | 0.050723 | 0.059681 | 0.039424 | 0.055947 | 0.054234 | 0.059179
F8_Industrial_Food Products_New_Space Heating_Natural Gas_Furnace_A_Achievable Economic UCT Potential | F8 | Industrial | Food Products | New | Space Heating | Natural Gas | Furnace | A | Incremental Summer Peak Savings (MW) | Achievable Economic UCT Potential | 0 | 0 | 0 | 0 | 0 | 0 | 0 | 0 | 0 | 0 | 0 | 0 | 0 | 0 | 0 | 0 | 0 | 0 | 0 | 0 | 0 | 0
F9_Industrial_Food Products_New_Space Heating_Natural Gas_Furnace_A_Achievable Economic UCT Potential | F9 | Industrial | Food Products | New | Space Heating | Natural Gas | Furnace | A | Incremental Winter Peak Savings (MW) | Achievable Economic UCT Potential | 0 | 0 | 0 | 0 | 0 | 0 | 0 | 0 | 0 | 0 | 0 | 0 | 0 | 0 | 0 | 0 | 0 | 0 | 0 | 0 | 0 | 0
F10_Industrial_Food Products_New_Space Heating_Natural Gas_Furnace_A_Achievable Economic UCT Potential | F10 | Industrial | Food Products | New | Space Heating | Natural Gas | Furnace | A | Cumulative Energy Savings (MWh or mTherms) | Achievable Economic UCT Potential | 0 | 0 | 0.00025157 | 0.016286 | 0.040278 | 0.076134 | 0.10313 | 0.1401 | 0.18106 | 0.23115 | 0.27085 | 0.3187 | 0.36765 | 0.42604 | 0.46655 | 0.51663 | 0.56735 | 0.62703 | 0.66646 | 0.72241 | 0.77664 | 0.83582
F11_Industrial_Food Products_New_Space Heating_Natural Gas_Furnace_A_Achievable Economic UCT Potential | F11 | Industrial | Food Products | New | Space Heating | Natural Gas | Furnace | A | Cumulative Summer Peak Savings (MW) | Achievable Economic UCT Potential | 0 | 0 | 0 | 0 | 0 | 0 | 0 | 0 | 0 | 0 | 0 | 0 | 0 | 0 | 0 | 0 | 0 | 0 | 0 | 0 | 0 | 0
F12_Industrial_Food Products_New_Space Heating_Natural Gas_Furnace_A_Achievable Economic UCT Potential | F12 | Industrial | Food Products | New | Space Heating | Natural Gas | Furnace | A | Cumulative Winter Peak Savings (MW) | Achievable Economic UCT Potential | 0 | 0 | 0 | 0 | 0 | 0 | 0 | 0 | 0 | 0 | 0 | 0 | 0 | 0 | 0 | 0 | 0 | 0 | 0 | 0 | 0 | 0
F13_Industrial_Food Products_New_Space Heating_Natural Gas_Furnace_A_Achievable Economic UCT Potential | F13 | Industrial | Food Products | New | Space Heating | Natural Gas | Furnace | A | Purchases (Incremental) | Achievable Economic UCT Potential | 0 | 0 | 0.00017428 | 0.011108 | 0.016621 | 0.024839 | 0.018699 | 0.025614 | 0.028378 | 0.034698 | 0.027498 | 0.033149 | 0.033911 | 0.040454 | 0.028062 | 0.034694 | 0.035138 | 0.041344 | 0.027311 | 0.038758 | 0.037571 | 0.040997
F14_Industrial_Food Products_New_Space Heating_Natural Gas_Furnace_A_Achievable Economic UCT Potential | F14 | Industrial | Food Products | New | Space Heating | Natural Gas | Furnace | A | Purchases (Cumulative) | Achievable Economic UCT Potential | 0 | 0 | 0.00017428 | 0.011282 | 0.027903 | 0.052742 | 0.071441 | 0.097056 | 0.12543 | 0.16013 | 0.18763 | 0.22078 | 0.25469 | 0.29514 | 0.32321 | 0.3579 | 0.39304 | 0.43438 | 0.46169 | 0.50045 | 0.53802 | 0.57902
F1_Industrial_Food Products_New_Space Heating_Natural Gas_Boiler_A_Achievable Economic UCT Potential | F1 | Industrial | Food Products | New | Space Heating | Natural Gas | Boiler | A | Original Unit Energy Savings (kWh or therms) | Achievable Economic UCT Potential | 0 | 6223.5803 | 6223.5803 | 6223.5803 | 6223.5803 | 6223.5803 | 6223.5803 | 6223.5803 | 6223.5803 | 6223.5803 | 6223.5803 | 6223.5803 | 6223.5803 | 6223.5803 | 6223.5803 | 6223.5803 | 6223.5803 | 6223.5803 | 6223.5803 | 6223.5803 | 6223.5803 | 6223.5803
F2_Industrial_Food Products_New_Space Heating_Natural Gas_Boiler_A_Achievable Economic UCT Potential | F2 | Industrial | Food Products | New | Space Heating | Natural Gas | Boiler | A | Original Unit Summer Peak Savings (kW) | Achievable Economic UCT Potential | 0 | 0 | 0 | 0 | 0 | 0 | 0 | 0 | 0 | 0 | 0 | 0 | 0 | 0 | 0 | 0 | 0 | 0 | 0 | 0 | 0 | 0
F3_Industrial_Food Products_New_Space Heating_Natural Gas_Boiler_A_Achievable Economic UCT Potential | F3 | Industrial | Food Products | New | Space Heating | Natural Gas | Boiler | A | Original Unit Winter Peak Savings (kW) | Achievable Economic UCT Potential | 0 | 0 | 0 | 0 | 0 | 0 | 0 | 0 | 0 | 0 | 0 | 0 | 0 | 0 | 0 | 0 | 0 | 0 | 0 | 0 | 0 | 0
F4_Industrial_Food Products_New_Space Heating_Natural Gas_Boiler_A_Achievable Economic UCT Potential | F4 | Industrial | Food Products | New | Space Heating | Natural Gas | Boiler | A | Standalone Impact on Baseline Energy (%) | Achievable Economic UCT Potential | 0% | 0% | 0.01593% | 0.4357% | 0.6673% | 0.8378% | 0.9165% | 0.9913% | 1.05% | 1.103% | 1.136% | 1.167% | 1.193% | 1.219% | 1.235% | 1.251% | 1.266% | 1.281% | 1.29% | 1.3% | 1.309% | 1.318%
F5_Industrial_Food Products_New_Space Heating_Natural Gas_Boiler_A_Achievable Economic UCT Potential | F5 | Industrial | Food Products | New | Space Heating | Natural Gas | Boiler | A | Standalone Impact on Baseline Summer Peak (%) | Achievable Economic UCT Potential | bar: 2019 to 2040
F6_Industrial_Food Products_New_Space Heating_Natural Gas_Boiler_A_Achievable Economic UCT Potential | F6 | Industrial | Food Products | New | Space Heating | Natural Gas | Boiler | A | Standalone Impact on Baseline Winter Peak (%) | Achievable Economic UCT Potential | bar: 2019 to 2040
F7_Industrial_Food Products_New_Space Heating_Natural Gas_Boiler_A_Achievable Economic UCT Potential | F7 | Industrial | Food Products | New | Space Heating | Natural Gas | Boiler | A | Incremental Energy Savings (MWh or mTherms) | Achievable Economic UCT Potential | 0 | 0 | 0.0034406 | 0.16081 | 0.19445 | 0.24246 | 0.15579 | 0.18652 | 0.18666 | 0.21108 | 0.15752 | 0.18121 | 0.1788 | 0.20742 | 0.14078 | 0.17109 | 0.17096 | 0.19902 | 0.13146 | 0.16199 | 0.15758 | 0.15711
F8_Industrial_Food Products_New_Space Heating_Natural Gas_Boiler_A_Achievable Economic UCT Potential | F8 | Industrial | Food Products | New | Space Heating | Natural Gas | Boiler | A | Incremental Summer Peak Savings (MW) | Achievable Economic UCT Potential | 0 | 0 | 0 | 0 | 0 | 0 | 0 | 0 | 0 | 0 | 0 | 0 | 0 | 0 | 0 | 0 | 0 | 0 | 0 | 0 | 0 | 0
F9_Industrial_Food Products_New_Space Heating_Natural Gas_Boiler_A_Achievable Economic UCT Potential | F9 | Industrial | Food Products | New | Space Heating | Natural Gas | Boiler | A | Incremental Winter Peak Savings (MW) | Achievable Economic UCT Potential | 0 | 0 | 0 | 0 | 0 | 0 | 0 | 0 | 0 | 0 | 0 | 0 | 0 | 0 | 0 | 0 | 0 | 0 | 0 | 0 | 0 | 0
F10_Industrial_Food Products_New_Space Heating_Natural Gas_Boiler_A_Achievable Economic UCT Potential | F10 | Industrial | Food Products | New | Space Heating | Natural Gas | Boiler | A | Cumulative Energy Savings (MWh or mTherms) | Achievable Economic UCT Potential | 0 | 0 | 0.0034406 | 0.16425 | 0.3587 | 0.60116 | 0.75695 | 0.94347 | 1.1301 | 1.3412 | 1.4987 | 1.6799 | 1.8587 | 2.0662 | 2.2069 | 2.378 | 2.549 | 2.748 | 2.8795 | 3.0415 | 3.199 | 3.3562
F11_Industrial_Food Products_New_Space Heating_Natural Gas_Boiler_A_Achievable Economic UCT Potential | F11 | Industrial | Food Products | New | Space Heating | Natural Gas | Boiler | A | Cumulative Summer Peak Savings (MW) | Achievable Economic UCT Potential | 0 | 0 | 0 | 0 | 0 | 0 | 0 | 0 | 0 | 0 | 0 | 0 | 0 | 0 | 0 | 0 | 0 | 0 | 0 | 0 | 0 | 0
F12_Industrial_Food Products_New_Space Heating_Natural Gas_Boiler_A_Achievable Economic UCT Potential | F12 | Industrial | Food Products | New | Space Heating | Natural Gas | Boiler | A | Cumulative Winter Peak Savings (MW) | Achievable Economic UCT Potential | 0 | 0 | 0 | 0 | 0 | 0 | 0 | 0 | 0 | 0 | 0 | 0 | 0 | 0 | 0 | 0 | 0 | 0 | 0 | 0 | 0 | 0
F13_Industrial_Food Products_New_Space Heating_Natural Gas_Boiler_A_Achievable Economic UCT Potential | F13 | Industrial | Food Products | New | Space Heating | Natural Gas | Boiler | A | Purchases (Incremental) | Achievable Economic UCT Potential | 0 | 0 | 0.00055283 | 0.025839 | 0.031243 | 0.038959 | 0.025032 | 0.02997 | 0.029992 | 0.033916 | 0.025309 | 0.029116 | 0.02873 | 0.033328 | 0.02262 | 0.027491 | 0.02747 | 0.031979 | 0.021123 | 0.026029 | 0.02532 | 0.025245
F14_Industrial_Food Products_New_Space Heating_Natural Gas_Boiler_A_Achievable Economic UCT Potential | F14 | Industrial | Food Products | New | Space Heating | Natural Gas | Boiler | A | Purchases (Cumulative) | Achievable Economic UCT Potential | 0 | 0 | 0.00055283 | 0.026392 | 0.057635 | 0.096594 | 0.12163 | 0.1516 | 0.18159 | 0.2155 | 0.24081 | 0.26993 | 0.29866 | 0.33199 | 0.35461 | 0.3821 | 0.40957 | 0.44155 | 0.46267 | 0.4887 | 0.51402 | 0.53927
F1_Industrial_Food Products_New_Space Heating_Natural Gas_Unit Heater_A_Achievable Economic UCT Potential | F1 | Industrial | Food Products | New | Space Heating | Natural Gas | Unit Heater | A | Original Unit Energy Savings (kWh or therms) | Achievable Economic UCT Potential | 0 | 43660.7244 | 43660.7244 | 43660.7244 | 43660.7244 | 43660.7244 | 43660.7244 | 43660.7244 | 43660.7244 | 43660.7244 | 43660.7244 | 43660.7244 | 43660.7244 | 43660.7244 | 43660.7244 | 43660.7244 | 43660.7244 | 43660.7244 | 43660.7244 | 43660.7244 | 43660.7244 | 43660.7244
F2_Industrial_Food Products_New_Space Heating_Natural Gas_Unit Heater_A_Achievable Economic UCT Potential | F2 | Industrial | Food Products | New | Space Heating | Natural Gas | Unit Heater | A | Original Unit Summer Peak Savings (kW) | Achievable Economic UCT Potential | 0 | 0 | 0 | 0 | 0 | 0 | 0 | 0 | 0 | 0 | 0 | 0 | 0 | 0 | 0 | 0 | 0 | 0 | 0 | 0 | 0 | 0
F3_Industrial_Food Products_New_Space Heating_Natural Gas_Unit Heater_A_Achievable Economic UCT Potential | F3 | Industrial | Food Products | New | Space Heating | Natural Gas | Unit Heater | A | Original Unit Winter Peak Savings (kW) | Achievable Economic UCT Potential | 0 | 0 | 0 | 0 | 0 | 0 | 0 | 0 | 0 | 0 | 0 | 0 | 0 | 0 | 0 | 0 | 0 | 0 | 0 | 0 | 0 | 0
F4_Industrial_Food Products_New_Space Heating_Natural Gas_Unit Heater_A_Achievable Economic UCT Potential | F4 | Industrial | Food Products | New | Space Heating | Natural Gas | Unit Heater | A | Standalone Impact on Baseline Energy (%) | Achievable Economic UCT Potential | 0% | 0% | 0.01765% | 0.6547% | 1.136% | 1.608% | 1.892% | 2.231% | 2.55% | 2.881% | 3.11% | 3.355% | 3.747% | 4.099% | 4.448% | 4.738% | 5.012% | 5.377% | 5.55% | 5.793% | 5.986% | 6.102%
F5_Industrial_Food Products_New_Space Heating_Natural Gas_Unit Heater_A_Achievable Economic UCT Potential | F5 | Industrial | Food Products | New | Space Heating | Natural Gas | Unit Heater | A | Standalone Impact on Baseline Summer Peak (%) | Achievable Economic UCT Potential | bar: 2019 to 2040
F6_Industrial_Food Products_New_Space Heating_Natural Gas_Unit Heater_A_Achievable Economic UCT Potential | F6 | Industrial | Food Products | New | Space Heating | Natural Gas | Unit Heater | A | Standalone Impact on Baseline Winter Peak (%) | Achievable Economic UCT Potential | bar: 2019 to 2040
F7_Industrial_Food Products_New_Space Heating_Natural Gas_Unit Heater_A_Achievable Economic UCT Potential | F7 | Industrial | Food Products | New | Space Heating | Natural Gas | Unit Heater | A | Incremental Energy Savings (MWh or mTherms) | Achievable Economic UCT Potential | 0 | 0 | 0.0038124 | 0.24299 | 0.36359 | 0.54337 | 0.40905 | 0.56032 | 0.62078 | 0.75903 | 0.60153 | 0.72515 | 1.0068 | 1.1094 | 1.0061 | 1.0539 | 1.0863 | 1.4413 | 0.85448 | 1.1609 | 1.075 | 0.91687
F8_Industrial_Food Products_New_Space Heating_Natural Gas_Unit Heater_A_Achievable Economic UCT Potential | F8 | Industrial | Food Products | New | Space Heating | Natural Gas | Unit Heater | A | Incremental Summer Peak Savings (MW) | Achievable Economic UCT Potential | 0 | 0 | 0 | 0 | 0 | 0 | 0 | 0 | 0 | 0 | 0 | 0 | 0 | 0 | 0 | 0 | 0 | 0 | 0 | 0 | 0 | 0
F9_Industrial_Food Products_New_Space Heating_Natural Gas_Unit Heater_A_Achievable Economic UCT Potential | F9 | Industrial | Food Products | New | Space Heating | Natural Gas | Unit Heater | A | Incremental Winter Peak Savings (MW) | Achievable Economic UCT Potential | 0 | 0 | 0 | 0 | 0 | 0 | 0 | 0 | 0 | 0 | 0 | 0 | 0 | 0 | 0 | 0 | 0 | 0 | 0 | 0 | 0 | 0
F10_Industrial_Food Products_New_Space Heating_Natural Gas_Unit Heater_A_Achievable Economic UCT Potential | F10 | Industrial | Food Products | New | Space Heating | Natural Gas | Unit Heater | A | Cumulative Energy Savings (MWh or mTherms) | Achievable Economic UCT Potential | 0 | 0 | 0.0038124 | 0.2468 | 0.61039 | 1.1538 | 1.5628 | 2.1231 | 2.7439 | 3.5029 | 4.1045 | 4.8296 | 5.8364 | 6.9458 | 7.9519 | 9.0058 | 10.0921 | 11.5334 | 12.3879 | 13.5488 | 14.6237 | 15.5406
F11_Industrial_Food Products_New_Space Heating_Natural Gas_Unit Heater_A_Achievable Economic UCT Potential | F11 | Industrial | Food Products | New | Space Heating | Natural Gas | Unit Heater | A | Cumulative Summer Peak Savings (MW) | Achievable Economic UCT Potential | 0 | 0 | 0 | 0 | 0 | 0 | 0 | 0 | 0 | 0 | 0 | 0 | 0 | 0 | 0 | 0 | 0 | 0 | 0 | 0 | 0 | 0
F12_Industrial_Food Products_New_Space Heating_Natural Gas_Unit Heater_A_Achievable Economic UCT Potential | F12 | Industrial | Food Products | New | Space Heating | Natural Gas | Unit Heater | A | Cumulative Winter Peak Savings (MW) | Achievable Economic UCT Potential | 0 | 0 | 0 | 0 | 0 | 0 | 0 | 0 | 0 | 0 | 0 | 0 | 0 | 0 | 0 | 0 | 0 | 0 | 0 | 0 | 0 | 0
F13_Industrial_Food Products_New_Space Heating_Natural Gas_Unit Heater_A_Achievable Economic UCT Potential | F13 | Industrial | Food Products | New | Space Heating | Natural Gas | Unit Heater | A | Purchases (Incremental) | Achievable Economic UCT Potential | 0 | 0 | 8.7318e-05 | 0.0055654 | 0.0083276 | 0.012445 | 0.0093688 | 0.012834 | 0.014218 | 0.017385 | 0.013777 | 0.016609 | 0.023059 | 0.02541 | 0.023131 | 0.029704 | 0.033207 | 0.045458 | 0.02894 | 0.039422 | 0.038839 | 0.038385
F14_Industrial_Food Products_New_Space Heating_Natural Gas_Unit Heater_A_Achievable Economic UCT Potential | F14 | Industrial | Food Products | New | Space Heating | Natural Gas | Unit Heater | A | Purchases (Cumulative) | Achievable Economic UCT Potential | 0 | 0 | 8.7318e-05 | 0.0056527 | 0.01398 | 0.026425 | 0.035794 | 0.048628 | 0.062846 | 0.080231 | 0.094008 | 0.11062 | 0.13368 | 0.15909 | 0.18213 | 0.20627 | 0.23115 | 0.26416 | 0.28373 | 0.31032 | 0.33494 | 0.35594
F1_Industrial_Agriculture_Existing_Space Heating_Natural Gas_Furnace_A_Achievable Economic UCT Potential | F1 | Industrial | Agriculture | Existing | Space Heating | Natural Gas | Furnace | A | Original Unit Energy Savings (kWh or therms) | Achievable Economic UCT Potential | 0 | 1443.5459 | 1443.5459 | 1443.5459 | 1443.5459 | 1443.5459 | 1443.5459 | 1443.5459 | 1443.5459 | 1443.5459 | 1443.5459 | 1443.5459 | 1443.5459 | 1443.5459 | 1443.5459 | 1443.5459 | 1443.5459 | 1443.5459 | 1443.5459 | 1443.5459 | 1443.5459 | 1443.5459
F2_Industrial_Agriculture_Existing_Space Heating_Natural Gas_Furnace_A_Achievable Economic UCT Potential | F2 | Industrial | Agriculture | Existing | Space Heating | Natural Gas | Furnace | A | Original Unit Summer Peak Savings (kW) | Achievable Economic UCT Potential | 0 | 0 | 0 | 0 | 0 | 0 | 0 | 0 | 0 | 0 | 0 | 0 | 0 | 0 | 0 | 0 | 0 | 0 | 0 | 0 | 0 | 0
F3_Industrial_Agriculture_Existing_Space Heating_Natural Gas_Furnace_A_Achievable Economic UCT Potential | F3 | Industrial | Agriculture | Existing | Space Heating | Natural Gas | Furnace | A | Original Unit Winter Peak Savings (kW) | Achievable Economic UCT Potential | 0 | 0 | 0 | 0 | 0 | 0 | 0 | 0 | 0 | 0 | 0 | 0 | 0 | 0 | 0 | 0 | 0 | 0 | 0 | 0 | 0 | 0
F4_Industrial_Agriculture_Existing_Space Heating_Natural Gas_Furnace_A_Achievable Economic UCT Potential | F4 | Industrial | Agriculture | Existing | Space Heating | Natural Gas | Furnace | A | Standalone Impact on Baseline Energy (%) | Achievable Economic UCT Potential | 0% | 0% | 0.00132% | 0.004149% | 0.008663% | 0.01503% | 0.02342% | 0.03382% | 0.04604% | 0.05991% | 0.07531% | 0.0921% | 0.1089% | 0.1255% | 0.1419% | 0.158% | 0.1738% | 0.1893% | 0.2044% | 0.22% | 0.2361% | 0.2528%
F5_Industrial_Agriculture_Existing_Space Heating_Natural Gas_Furnace_A_Achievable Economic UCT Potential | F5 | Industrial | Agriculture | Existing | Space Heating | Natural Gas | Furnace | A | Standalone Impact on Baseline Summer Peak (%) | Achievable Economic UCT Potential | bar: 2019 to 2040
F6_Industrial_Agriculture_Existing_Space Heating_Natural Gas_Furnace_A_Achievable Economic UCT Potential | F6 | Industrial | Agriculture | Existing | Space Heating | Natural Gas | Furnace | A | Standalone Impact on Baseline Winter Peak (%) | Achievable Economic UCT Potential | bar: 2019 to 2040
F7_Industrial_Agriculture_Existing_Space Heating_Natural Gas_Furnace_A_Achievable Economic UCT Potential | F7 | Industrial | Agriculture | Existing | Space Heating | Natural Gas | Furnace | A | Incremental Energy Savings (MWh or mTherms) | Achievable Economic UCT Potential | 0 | 0 | 0.013961 | 0.029044 | 0.045039 | 0.061759 | 0.079039 | 0.09512 | 0.10848 | 0.1195 | 0.12851 | 0.13582 | 0.13025 | 0.12389 | 0.11712 | 0.1102 | 0.10331 | 0.096581 | 0.089339 | 0.089467 | 0.089789 | 0.090258
F8_Industrial_Agriculture_Existing_Space Heating_Natural Gas_Furnace_A_Achievable Economic UCT Potential | F8 | Industrial | Agriculture | Existing | Space Heating | Natural Gas | Furnace | A | Incremental Summer Peak Savings (MW) | Achievable Economic UCT Potential | 0 | 0 | 0 | 0 | 0 | 0 | 0 | 0 | 0 | 0 | 0 | 0 | 0 | 0 | 0 | 0 | 0 | 0 | 0 | 0 | 0 | 0
F9_Industrial_Agriculture_Existing_Space Heating_Natural Gas_Furnace_A_Achievable Economic UCT Potential | F9 | Industrial | Agriculture | Existing | Space Heating | Natural Gas | Furnace | A | Incremental Winter Peak Savings (MW) | Achievable Economic UCT Potential | 0 | 0 | 0 | 0 | 0 | 0 | 0 | 0 | 0 | 0 | 0 | 0 | 0 | 0 | 0 | 0 | 0 | 0 | 0 | 0 | 0 | 0
F10_Industrial_Agriculture_Existing_Space Heating_Natural Gas_Furnace_A_Achievable Economic UCT Potential | F10 | Industrial | Agriculture | Existing | Space Heating | Natural Gas | Furnace | A | Cumulative Energy Savings (MWh or mTherms) | Achievable Economic UCT Potential | 0 | 0 | 0.013961 | 0.043005 | 0.088044 | 0.1498 | 0.22884 | 0.32396 | 0.43244 | 0.55194 | 0.68045 | 0.81627 | 0.94652 | 1.0704 | 1.1875 | 1.2977 | 1.401 | 1.4976 | 1.5869 | 1.6764 | 1.7662 | 1.8565
F11_Industrial_Agriculture_Existing_Space Heating_Natural Gas_Furnace_A_Achievable Economic UCT Potential | F11 | Industrial | Agriculture | Existing | Space Heating | Natural Gas | Furnace | A | Cumulative Summer Peak Savings (MW) | Achievable Economic UCT Potential | 0 | 0 | 0 | 0 | 0 | 0 | 0 | 0 | 0 | 0 | 0 | 0 | 0 | 0 | 0 | 0 | 0 | 0 | 0 | 0 | 0 | 0
F12_Industrial_Agriculture_Existing_Space Heating_Natural Gas_Furnace_A_Achievable Economic UCT Potential | F12 | Industrial | Agriculture | Existing | Space Heating | Natural Gas | Furnace | A | Cumulative Winter Peak Savings (MW) | Achievable Economic UCT Potential | 0 | 0 | 0 | 0 | 0 | 0 | 0 | 0 | 0 | 0 | 0 | 0 | 0 | 0 | 0 | 0 | 0 | 0 | 0 | 0 | 0 | 0
F13_Industrial_Agriculture_Existing_Space Heating_Natural Gas_Furnace_A_Achievable Economic UCT Potential | F13 | Industrial | Agriculture | Existing | Space Heating | Natural Gas | Furnace | A | Purchases (Incremental) | Achievable Economic UCT Potential | 0 | 0 | 0.0096714 | 0.02012 | 0.0312 | 0.042783 | 0.054754 | 0.065893 | 0.075148 | 0.08278 | 0.089025 | 0.094089 | 0.090226 | 0.085821 | 0.081131 | 0.076338 | 0.071567 | 0.066906 | 0.061889 | 0.061977 | 0.0622 | 0.062525
F14_Industrial_Agriculture_Existing_Space Heating_Natural Gas_Furnace_A_Achievable Economic UCT Potential | F14 | Industrial | Agriculture | Existing | Space Heating | Natural Gas | Furnace | A | Purchases (Cumulative) | Achievable Economic UCT Potential | 0 | 0 | 0.0096714 | 0.029791 | 0.060991 | 0.10377 | 0.15853 | 0.22442 | 0.29957 | 0.38235 | 0.47137 | 0.56546 | 0.65569 | 0.74151 | 0.82264 | 0.89898 | 0.97055 | 1.0375 | 1.0993 | 1.1613 | 1.2235 | 1.286
F1_Industrial_Agriculture_Existing_Space Heating_Natural Gas_Boiler_A_Achievable Economic UCT Potential | F1 | Industrial | Agriculture | Existing | Space Heating | Natural Gas | Boiler | A | Original Unit Energy Savings (kWh or therms) | Achievable Economic UCT Potential | 0 | 6227.3193 | 6227.3193 | 6227.3193 | 6227.3193 | 6227.3193 | 6227.3193 | 6227.3193 | 6227.3193 | 6227.3193 | 6227.3193 | 6227.3193 | 6227.3193 | 6227.3193 | 6227.3193 | 6227.3193 | 6227.3193 | 6227.3193 | 6227.3193 | 6227.3193 | 6227.3193 | 6227.3193
F2_Industrial_Agriculture_Existing_Space Heating_Natural Gas_Boiler_A_Achievable Economic UCT Potential | F2 | Industrial | Agriculture | Existing | Space Heating | Natural Gas | Boiler | A | Original Unit Summer Peak Savings (kW) | Achievable Economic UCT Potential | 0 | 0 | 0 | 0 | 0 | 0 | 0 | 0 | 0 | 0 | 0 | 0 | 0 | 0 | 0 | 0 | 0 | 0 | 0 | 0 | 0 | 0
F3_Industrial_Agriculture_Existing_Space Heating_Natural Gas_Boiler_A_Achievable Economic UCT Potential | F3 | Industrial | Agriculture | Existing | Space Heating | Natural Gas | Boiler | A | Original Unit Winter Peak Savings (kW) | Achievable Economic UCT Potential | 0 | 0 | 0 | 0 | 0 | 0 | 0 | 0 | 0 | 0 | 0 | 0 | 0 | 0 | 0 | 0 | 0 | 0 | 0 | 0 | 0 | 0
F4_Industrial_Agriculture_Existing_Space Heating_Natural Gas_Boiler_A_Achievable Economic UCT Potential | F4 | Industrial | Agriculture | Existing | Space Heating | Natural Gas | Boiler | A | Standalone Impact on Baseline Energy (%) | Achievable Economic UCT Potential | 0% | 0% | 0.01982% | 0.0496% | 0.08655% | 0.1286% | 0.1746% | 0.2232% | 0.2737% | 0.3257% | 0.3791% | 0.4338% | 0.4897% | 0.5469% | 0.6053% | 0.665% | 0.7259% | 0.7881% | 0.8516% | 0.9163% | 0.9823% | 1.05%
F5_Industrial_Agriculture_Existing_Space Heating_Natural Gas_Boiler_A_Achievable Economic UCT Potential | F5 | Industrial | Agriculture | Existing | Space Heating | Natural Gas | Boiler | A | Standalone Impact on Baseline Summer Peak (%) | Achievable Economic UCT Potential | bar: 2019 to 2040
F6_Industrial_Agriculture_Existing_Space Heating_Natural Gas_Boiler_A_Achievable Economic UCT Potential | F6 | Industrial | Agriculture | Existing | Space Heating | Natural Gas | Boiler | A | Standalone Impact on Baseline Winter Peak (%) | Achievable Economic UCT Potential | bar: 2019 to 2040
F7_Industrial_Agriculture_Existing_Space Heating_Natural Gas_Boiler_A_Achievable Economic UCT Potential | F7 | Industrial | Agriculture | Existing | Space Heating | Natural Gas | Boiler | A | Incremental Energy Savings (MWh or mTherms) | Achievable Economic UCT Potential | 0 | 0 | 0.20958 | 0.30456 | 0.36548 | 0.40225 | 0.4243 | 0.4324 | 0.4328 | 0.42951 | 0.42462 | 0.41892 | 0.41306 | 0.40715 | 0.40122 | 0.39527 | 0.38932 | 0.38338 | 0.37746 | 0.37157 | 0.36572 | 0.35991
F8_Industrial_Agriculture_Existing_Space Heating_Natural Gas_Boiler_A_Achievable Economic UCT Potential | F8 | Industrial | Agriculture | Existing | Space Heating | Natural Gas | Boiler | A | Incremental Summer Peak Savings (MW) | Achievable Economic UCT Potential | 0 | 0 | 0 | 0 | 0 | 0 | 0 | 0 | 0 | 0 | 0 | 0 | 0 | 0 | 0 | 0 | 0 | 0 | 0 | 0 | 0 | 0
F9_Industrial_Agriculture_Existing_Space Heating_Natural Gas_Boiler_A_Achievable Economic UCT Potential | F9 | Industrial | Agriculture | Existing | Space Heating | Natural Gas | Boiler | A | Incremental Winter Peak Savings (MW) | Achievable Economic UCT Potential | 0 | 0 | 0 | 0 | 0 | 0 | 0 | 0 | 0 | 0 | 0 | 0 | 0 | 0 | 0 | 0 | 0 | 0 | 0 | 0 | 0 | 0
F10_Industrial_Agriculture_Existing_Space Heating_Natural Gas_Boiler_A_Achievable Economic UCT Potential | F10 | Industrial | Agriculture | Existing | Space Heating | Natural Gas | Boiler | A | Cumulative Energy Savings (MWh or mTherms) | Achievable Economic UCT Potential | 0 | 0 | 0.20958 | 0.51415 | 0.87963 | 1.2819 | 1.7062 | 2.1386 | 2.5714 | 3.0009 | 3.4255 | 3.8444 | 4.2575 | 4.6646 | 5.0659 | 5.4611 | 5.8505 | 6.2338 | 6.6113 | 6.9829 | 7.3486 | 7.7085
F11_Industrial_Agriculture_Existing_Space Heating_Natural Gas_Boiler_A_Achievable Economic UCT Potential | F11 | Industrial | Agriculture | Existing | Space Heating | Natural Gas | Boiler | A | Cumulative Summer Peak Savings (MW) | Achievable Economic UCT Potential | 0 | 0 | 0 | 0 | 0 | 0 | 0 | 0 | 0 | 0 | 0 | 0 | 0 | 0 | 0 | 0 | 0 | 0 | 0 | 0 | 0 | 0
F12_Industrial_Agriculture_Existing_Space Heating_Natural Gas_Boiler_A_Achievable Economic UCT Potential | F12 | Industrial | Agriculture | Existing | Space Heating | Natural Gas | Boiler | A | Cumulative Winter Peak Savings (MW) | Achievable Economic UCT Potential | 0 | 0 | 0 | 0 | 0 | 0 | 0 | 0 | 0 | 0 | 0 | 0 | 0 | 0 | 0 | 0 | 0 | 0 | 0 | 0 | 0 | 0
F13_Industrial_Agriculture_Existing_Space Heating_Natural Gas_Boiler_A_Achievable Economic UCT Potential | F13 | Industrial | Agriculture | Existing | Space Heating | Natural Gas | Boiler | A | Purchases (Incremental) | Achievable Economic UCT Potential | 0 | 0 | 0.033655 | 0.048908 | 0.05869 | 0.064595 | 0.068135 | 0.069436 | 0.0695 | 0.068972 | 0.068187 | 0.067272 | 0.06633 | 0.065382 | 0.064429 | 0.063473 | 0.062518 | 0.061564 | 0.060614 | 0.059668 | 0.058728 | 0.057795
F14_Industrial_Agriculture_Existing_Space Heating_Natural Gas_Boiler_A_Achievable Economic UCT Potential | F14 | Industrial | Agriculture | Existing | Space Heating | Natural Gas | Boiler | A | Purchases (Cumulative) | Achievable Economic UCT Potential | 0 | 0 | 0.033655 | 0.082563 | 0.14125 | 0.20585 | 0.27398 | 0.34342 | 0.41292 | 0.48189 | 0.55008 | 0.61735 | 0.68368 | 0.74906 | 0.81349 | 0.87696 | 0.93948 | 1.001 | 1.0617 | 1.1213 | 1.1801 | 1.2379
F1_Industrial_Agriculture_Existing_Space Heating_Natural Gas_Unit Heater_A_Achievable Economic UCT Potential | F1 | Industrial | Agriculture | Existing | Space Heating | Natural Gas | Unit Heater | A | Original Unit Energy Savings (kWh or therms) | Achievable Economic UCT Potential | 0 | 43660.7244 | 43660.7244 | 43660.7244 | 43660.7244 | 43660.7244 | 43660.7244 | 43660.7244 | 43660.7244 | 43660.7244 | 43660.7244 | 43660.7244 | 43660.7244 | 43660.7244 | 43660.7244 | 43660.7244 | 43660.7244 | 43660.7244 | 43660.7244 | 43660.7244 | 43660.7244 | 43660.7244
F2_Industrial_Agriculture_Existing_Space Heating_Natural Gas_Unit Heater_A_Achievable Economic UCT Potential | F2 | Industrial | Agriculture | Existing | Space Heating | Natural Gas | Unit Heater | A | Original Unit Summer Peak Savings (kW) | Achievable Economic UCT Potential | 0 | 0 | 0 | 0 | 0 | 0 | 0 | 0 | 0 | 0 | 0 | 0 | 0 | 0 | 0 | 0 | 0 | 0 | 0 | 0 | 0 | 0
F3_Industrial_Agriculture_Existing_Space Heating_Natural Gas_Unit Heater_A_Achievable Economic UCT Potential | F3 | Industrial | Agriculture | Existing | Space Heating | Natural Gas | Unit Heater | A | Original Unit Winter Peak Savings (kW) | Achievable Economic UCT Potential | 0 | 0 | 0 | 0 | 0 | 0 | 0 | 0 | 0 | 0 | 0 | 0 | 0 | 0 | 0 | 0 | 0 | 0 | 0 | 0 | 0 | 0
F4_Industrial_Agriculture_Existing_Space Heating_Natural Gas_Unit Heater_A_Achievable Economic UCT Potential | F4 | Industrial | Agriculture | Existing | Space Heating | Natural Gas | Unit Heater | A | Standalone Impact on Baseline Energy (%) | Achievable Economic UCT Potential | 0% | 0% | 0.001758% | 0.008631% | 0.02544% | 0.05832% | 0.1147% | 0.2015% | 0.3244% | 0.4883% | 0.693% | 0.9373% | 1.221% | 1.543% | 1.903% | 2.297% | 2.722% | 3.121% | 3.489% | 3.822% | 4.121% | 4.383%
F5_Industrial_Agriculture_Existing_Space Heating_Natural Gas_Unit Heater_A_Achievable Economic UCT Potential | F5 | Industrial | Agriculture | Existing | Space Heating | Natural Gas | Unit Heater | A | Standalone Impact on Baseline Summer Peak (%) | Achievable Economic UCT Potential | bar: 2019 to 2040
F6_Industrial_Agriculture_Existing_Space Heating_Natural Gas_Unit Heater_A_Achievable Economic UCT Potential | F6 | Industrial | Agriculture | Existing | Space Heating | Natural Gas | Unit Heater | A | Standalone Impact on Baseline Winter Peak (%) | Achievable Economic UCT Potential | bar: 2019 to 2040
F7_Industrial_Agriculture_Existing_Space Heating_Natural Gas_Unit Heater_A_Achievable Economic UCT Potential | F7 | Industrial | Agriculture | Existing | Space Heating | Natural Gas | Unit Heater | A | Incremental Energy Savings (MWh or mTherms) | Achievable Economic UCT Potential | 0 | 0 | 0.018586 | 0.070883 | 0.16904 | 0.32265 | 0.53911 | 0.81023 | 1.117 | 1.4512 | 1.7626 | 2.0452 | 2.3053 | 2.5496 | 2.7652 | 2.9414 | 3.0695 | 2.7503 | 2.3965 | 2.0427 | 1.7005 | 1.3636
F8_Industrial_Agriculture_Existing_Space Heating_Natural Gas_Unit Heater_A_Achievable Economic UCT Potential | F8 | Industrial | Agriculture | Existing | Space Heating | Natural Gas | Unit Heater | A | Incremental Summer Peak Savings (MW) | Achievable Economic UCT Potential | 0 | 0 | 0 | 0 | 0 | 0 | 0 | 0 | 0 | 0 | 0 | 0 | 0 | 0 | 0 | 0 | 0 | 0 | 0 | 0 | 0 | 0
F9_Industrial_Agriculture_Existing_Space Heating_Natural Gas_Unit Heater_A_Achievable Economic UCT Potential | F9 | Industrial | Agriculture | Existing | Space Heating | Natural Gas | Unit Heater | A | Incremental Winter Peak Savings (MW) | Achievable Economic UCT Potential | 0 | 0 | 0 | 0 | 0 | 0 | 0 | 0 | 0 | 0 | 0 | 0 | 0 | 0 | 0 | 0 | 0 | 0 | 0 | 0 | 0 | 0
F10_Industrial_Agriculture_Existing_Space Heating_Natural Gas_Unit Heater_A_Achievable Economic UCT Potential | F10 | Industrial | Agriculture | Existing | Space Heating | Natural Gas | Unit Heater | A | Cumulative Energy Savings (MWh or mTherms) | Achievable Economic UCT Potential | 0 | 0 | 0.018586 | 0.089469 | 0.25851 | 0.58115 | 1.1203 | 1.9305 | 3.0475 | 4.4987 | 6.2613 | 8.3065 | 10.6118 | 13.1614 | 15.9266 | 18.868 | 21.9375 | 24.6878 | 27.0843 | 29.127 | 30.8275 | 32.1911
F11_Industrial_Agriculture_Existing_Space Heating_Natural Gas_Unit Heater_A_Achievable Economic UCT Potential | F11 | Industrial | Agriculture | Existing | Space Heating | Natural Gas | Unit Heater | A | Cumulative Summer Peak Savings (MW) | Achievable Economic UCT Potential | 0 | 0 | 0 | 0 | 0 | 0 | 0 | 0 | 0 | 0 | 0 | 0 | 0 | 0 | 0 | 0 | 0 | 0 | 0 | 0 | 0 | 0
F12_Industrial_Agriculture_Existing_Space Heating_Natural Gas_Unit Heater_A_Achievable Economic UCT Potential | F12 | Industrial | Agriculture | Existing | Space Heating | Natural Gas | Unit Heater | A | Cumulative Winter Peak Savings (MW) | Achievable Economic UCT Potential | 0 | 0 | 0 | 0 | 0 | 0 | 0 | 0 | 0 | 0 | 0 | 0 | 0 | 0 | 0 | 0 | 0 | 0 | 0 | 0 | 0 | 0
F13_Industrial_Agriculture_Existing_Space Heating_Natural Gas_Unit Heater_A_Achievable Economic UCT Potential | F13 | Industrial | Agriculture | Existing | Space Heating | Natural Gas | Unit Heater | A | Purchases (Incremental) | Achievable Economic UCT Potential | 0 | 0 | 0.00042569 | 0.0016235 | 0.0038716 | 0.0073898 | 0.012348 | 0.018558 | 0.025585 | 0.033237 | 0.04037 | 0.046842 | 0.052801 | 0.058396 | 0.063759 | 0.068993 | 0.074176 | 0.070381 | 0.067237 | 0.065342 | 0.064533 | 0.06447
F14_Industrial_Agriculture_Existing_Space Heating_Natural Gas_Unit Heater_A_Achievable Economic UCT Potential | F14 | Industrial | Agriculture | Existing | Space Heating | Natural Gas | Unit Heater | A | Purchases (Cumulative) | Achievable Economic UCT Potential | 0 | 0 | 0.00042569 | 0.0020492 | 0.0059208 | 0.013311 | 0.025658 | 0.044216 | 0.069801 | 0.10304 | 0.14341 | 0.19025 | 0.24305 | 0.30145 | 0.36478 | 0.43215 | 0.50245 | 0.56545 | 0.62034 | 0.66712 | 0.70607 | 0.7373
F1_Industrial_Agriculture_New_Space Heating_Natural Gas_Furnace_A_Achievable Economic UCT Potential | F1 | Industrial | Agriculture | New | Space Heating | Natural Gas | Furnace | A | Original Unit Energy Savings (kWh or therms) | Achievable Economic UCT Potential | 0 | 1443.5073 | 1443.5073 | 1443.5073 | 1443.5073 | 1443.5073 | 1443.5073 | 1443.5073 | 1443.5073 | 1443.5073 | 1443.5073 | 1443.5073 | 1443.5073 | 1443.5073 | 1443.5073 | 1443.5073 | 1443.5073 | 1443.5073 | 1443.5073 | 1443.5073 | 1443.5073 | 1443.5073
F2_Industrial_Agriculture_New_Space Heating_Natural Gas_Furnace_A_Achievable Economic UCT Potential | F2 | Industrial | Agriculture | New | Space Heating | Natural Gas | Furnace | A | Original Unit Summer Peak Savings (kW) | Achievable Economic UCT Potential | 0 | 0 | 0 | 0 | 0 | 0 | 0 | 0 | 0 | 0 | 0 | 0 | 0 | 0 | 0 | 0 | 0 | 0 | 0 | 0 | 0 | 0
F3_Industrial_Agriculture_New_Space Heating_Natural Gas_Furnace_A_Achievable Economic UCT Potential | F3 | Industrial | Agriculture | New | Space Heating | Natural Gas | Furnace | A | Original Unit Winter Peak Savings (kW) | Achievable Economic UCT Potential | 0 | 0 | 0 | 0 | 0 | 0 | 0 | 0 | 0 | 0 | 0 | 0 | 0 | 0 | 0 | 0 | 0 | 0 | 0 | 0 | 0 | 0
F4_Industrial_Agriculture_New_Space Heating_Natural Gas_Furnace_A_Achievable Economic UCT Potential | F4 | Industrial | Agriculture | New | Space Heating | Natural Gas | Furnace | A | Standalone Impact on Baseline Energy (%) | Achievable Economic UCT Potential | 0% | 0% | 0.001165% | 0.0432% | 0.07493% | 0.1061% | 0.1249% | 0.1472% | 0.1683% | 0.1901% | 0.2052% | 0.2214% | 0.236% | 0.2514% | 0.261% | 0.2718% | 0.2818% | 0.2923% | 0.2986% | 0.3089% | 0.3179% | 0.3282%
F5_Industrial_Agriculture_New_Space Heating_Natural Gas_Furnace_A_Achievable Economic UCT Potential | F5 | Industrial | Agriculture | New | Space Heating | Natural Gas | Furnace | A | Standalone Impact on Baseline Summer Peak (%) | Achievable Economic UCT Potential | bar: 2019 to 2040
F6_Industrial_Agriculture_New_Space Heating_Natural Gas_Furnace_A_Achievable Economic UCT Potential | F6 | Industrial | Agriculture | New | Space Heating | Natural Gas | Furnace | A | Standalone Impact on Baseline Winter Peak (%) | Achievable Economic UCT Potential | bar: 2019 to 2040
F7_Industrial_Agriculture_New_Space Heating_Natural Gas_Furnace_A_Achievable Economic UCT Potential | F7 | Industrial | Agriculture | New | Space Heating | Natural Gas | Furnace | A | Incremental Energy Savings (MWh or mTherms) | Achievable Economic UCT Potential | 0 | 0 | 0.00064784 | 0.041291 | 0.061785 | 0.092335 | 0.06951 | 0.095216 | 0.10549 | 0.12898 | 0.10222 | 0.12322 | 0.12606 | 0.15038 | 0.10431 | 0.12897 | 0.13062 | 0.15369 | 0.10152 | 0.14407 | 0.13966 | 0.1524
F8_Industrial_Agriculture_New_Space Heating_Natural Gas_Furnace_A_Achievable Economic UCT Potential | F8 | Industrial | Agriculture | New | Space Heating | Natural Gas | Furnace | A | Incremental Summer Peak Savings (MW) | Achievable Economic UCT Potential | 0 | 0 | 0 | 0 | 0 | 0 | 0 | 0 | 0 | 0 | 0 | 0 | 0 | 0 | 0 | 0 | 0 | 0 | 0 | 0 | 0 | 0
F9_Industrial_Agriculture_New_Space Heating_Natural Gas_Furnace_A_Achievable Economic UCT Potential | F9 | Industrial | Agriculture | New | Space Heating | Natural Gas | Furnace | A | Incremental Winter Peak Savings (MW) | Achievable Economic UCT Potential | 0 | 0 | 0 | 0 | 0 | 0 | 0 | 0 | 0 | 0 | 0 | 0 | 0 | 0 | 0 | 0 | 0 | 0 | 0 | 0 | 0 | 0
F10_Industrial_Agriculture_New_Space Heating_Natural Gas_Furnace_A_Achievable Economic UCT Potential | F10 | Industrial | Agriculture | New | Space Heating | Natural Gas | Furnace | A | Cumulative Energy Savings (MWh or mTherms) | Achievable Economic UCT Potential | 0 | 0 | 0.00064784 | 0.041939 | 0.10372 | 0.19606 | 0.26557 | 0.36078 | 0.46627 | 0.59526 | 0.69747 | 0.8207 | 0.94676 | 1.0971 | 1.2014 | 1.3304 | 1.461 | 1.6147 | 1.7162 | 1.8603 | 2 | 2.1524
F11_Industrial_Agriculture_New_Space Heating_Natural Gas_Furnace_A_Achievable Economic UCT Potential | F11 | Industrial | Agriculture | New | Space Heating | Natural Gas | Furnace | A | Cumulative Summer Peak Savings (MW) | Achievable Economic UCT Potential | 0 | 0 | 0 | 0 | 0 | 0 | 0 | 0 | 0 | 0 | 0 | 0 | 0 | 0 | 0 | 0 | 0 | 0 | 0 | 0 | 0 | 0
F12_Industrial_Agriculture_New_Space Heating_Natural Gas_Furnace_A_Achievable Economic UCT Potential | F12 | Industrial | Agriculture | New | Space Heating | Natural Gas | Furnace | A | Cumulative Winter Peak Savings (MW) | Achievable Economic UCT Potential | 0 | 0 | 0 | 0 | 0 | 0 | 0 | 0 | 0 | 0 | 0 | 0 | 0 | 0 | 0 | 0 | 0 | 0 | 0 | 0 | 0 | 0
F13_Industrial_Agriculture_New_Space Heating_Natural Gas_Furnace_A_Achievable Economic UCT Potential | F13 | Industrial | Agriculture | New | Space Heating | Natural Gas | Furnace | A | Purchases (Incremental) | Achievable Economic UCT Potential | 0 | 0 | 0.0004488 | 0.028605 | 0.042802 | 0.063965 | 0.048153 | 0.065961 | 0.073078 | 0.089354 | 0.070812 | 0.085365 | 0.087328 | 0.10418 | 0.072264 | 0.089343 | 0.090488 | 0.10647 | 0.070331 | 0.099808 | 0.096752 | 0.10557
F14_Industrial_Agriculture_New_Space Heating_Natural Gas_Furnace_A_Achievable Economic UCT Potential | F14 | Industrial | Agriculture | New | Space Heating | Natural Gas | Furnace | A | Purchases (Cumulative) | Achievable Economic UCT Potential | 0 | 0 | 0.0004488 | 0.029054 | 0.071855 | 0.13582 | 0.18397 | 0.24994 | 0.32301 | 0.41237 | 0.48318 | 0.56854 | 0.65587 | 0.76005 | 0.83231 | 0.92165 | 1.0121 | 1.1186 | 1.1889 | 1.2887 | 1.3855 | 1.4911
F1_Industrial_Agriculture_New_Space Heating_Natural Gas_Boiler_A_Achievable Economic UCT Potential | F1 | Industrial | Agriculture | New | Space Heating | Natural Gas | Boiler | A | Original Unit Energy Savings (kWh or therms) | Achievable Economic UCT Potential | 0 | 6223.5803 | 6223.5803 | 6223.5803 | 6223.5803 | 6223.5803 | 6223.5803 | 6223.5803 | 6223.5803 | 6223.5803 | 6223.5803 | 6223.5803 | 6223.5803 | 6223.5803 | 6223.5803 | 6223.5803 | 6223.5803 | 6223.5803 | 6223.5803 | 6223.5803 | 6223.5803 | 6223.5803
F2_Industrial_Agriculture_New_Space Heating_Natural Gas_Boiler_A_Achievable Economic UCT Potential | F2 | Industrial | Agriculture | New | Space Heating | Natural Gas | Boiler | A | Original Unit Summer Peak Savings (kW) | Achievable Economic UCT Potential | 0 | 0 | 0 | 0 | 0 | 0 | 0 | 0 | 0 | 0 | 0 | 0 | 0 | 0 | 0 | 0 | 0 | 0 | 0 | 0 | 0 | 0
F3_Industrial_Agriculture_New_Space Heating_Natural Gas_Boiler_A_Achievable Economic UCT Potential | F3 | Industrial | Agriculture | New | Space Heating | Natural Gas | Boiler | A | Original Unit Winter Peak Savings (kW) | Achievable Economic UCT Potential | 0 | 0 | 0 | 0 | 0 | 0 | 0 | 0 | 0 | 0 | 0 | 0 | 0 | 0 | 0 | 0 | 0 | 0 | 0 | 0 | 0 | 0
F4_Industrial_Agriculture_New_Space Heating_Natural Gas_Boiler_A_Achievable Economic UCT Potential | F4 | Industrial | Agriculture | New | Space Heating | Natural Gas | Boiler | A | Standalone Impact on Baseline Energy (%) | Achievable Economic UCT Potential | 0% | 0% | 0.01593% | 0.4357% | 0.6673% | 0.8378% | 0.9165% | 0.9913% | 1.05% | 1.103% | 1.136% | 1.167% | 1.193% | 1.219% | 1.235% | 1.251% | 1.266% | 1.281% | 1.29% | 1.3% | 1.309% | 1.318%
F5_Industrial_Agriculture_New_Space Heating_Natural Gas_Boiler_A_Achievable Economic UCT Potential | F5 | Industrial | Agriculture | New | Space Heating | Natural Gas | Boiler | A | Standalone Impact on Baseline Summer Peak (%) | Achievable Economic UCT Potential | bar: 2019 to 2040
F6_Industrial_Agriculture_New_Space Heating_Natural Gas_Boiler_A_Achievable Economic UCT Potential | F6 | Industrial | Agriculture | New | Space Heating | Natural Gas | Boiler | A | Standalone Impact on Baseline Winter Peak (%) | Achievable Economic UCT Potential | bar: 2019 to 2040
F7_Industrial_Agriculture_New_Space Heating_Natural Gas_Boiler_A_Achievable Economic UCT Potential | F7 | Industrial | Agriculture | New | Space Heating | Natural Gas | Boiler | A | Incremental Energy Savings (MWh or mTherms) | Achievable Economic UCT Potential | 0 | 0 | 0.0088601 | 0.41412 | 0.50073 | 0.62438 | 0.40118 | 0.48032 | 0.48068 | 0.54357 | 0.40563 | 0.46664 | 0.46045 | 0.53414 | 0.36252 | 0.44059 | 0.44026 | 0.51252 | 0.33854 | 0.41716 | 0.4058 | 0.4046
F8_Industrial_Agriculture_New_Space Heating_Natural Gas_Boiler_A_Achievable Economic UCT Potential | F8 | Industrial | Agriculture | New | Space Heating | Natural Gas | Boiler | A | Incremental Summer Peak Savings (MW) | Achievable Economic UCT Potential | 0 | 0 | 0 | 0 | 0 | 0 | 0 | 0 | 0 | 0 | 0 | 0 | 0 | 0 | 0 | 0 | 0 | 0 | 0 | 0 | 0 | 0
F9_Industrial_Agriculture_New_Space Heating_Natural Gas_Boiler_A_Achievable Economic UCT Potential | F9 | Industrial | Agriculture | New | Space Heating | Natural Gas | Boiler | A | Incremental Winter Peak Savings (MW) | Achievable Economic UCT Potential | 0 | 0 | 0 | 0 | 0 | 0 | 0 | 0 | 0 | 0 | 0 | 0 | 0 | 0 | 0 | 0 | 0 | 0 | 0 | 0 | 0 | 0
F10_Industrial_Agriculture_New_Space Heating_Natural Gas_Boiler_A_Achievable Economic UCT Potential | F10 | Industrial | Agriculture | New | Space Heating | Natural Gas | Boiler | A | Cumulative Energy Savings (MWh or mTherms) | Achievable Economic UCT Potential | 0 | 0 | 0.0088601 | 0.42298 | 0.92371 | 1.5481 | 1.9493 | 2.4296 | 2.9103 | 3.4538 | 3.8595 | 4.3261 | 4.7866 | 5.3207 | 5.6832 | 6.1238 | 6.5641 | 7.0766 | 7.4151 | 7.8323 | 8.2381 | 8.6427
F11_Industrial_Agriculture_New_Space Heating_Natural Gas_Boiler_A_Achievable Economic UCT Potential | F11 | Industrial | Agriculture | New | Space Heating | Natural Gas | Boiler | A | Cumulative Summer Peak Savings (MW) | Achievable Economic UCT Potential | 0 | 0 | 0 | 0 | 0 | 0 | 0 | 0 | 0 | 0 | 0 | 0 | 0 | 0 | 0 | 0 | 0 | 0 | 0 | 0 | 0 | 0
F12_Industrial_Agriculture_New_Space Heating_Natural Gas_Boiler_A_Achievable Economic UCT Potential | F12 | Industrial | Agriculture | New | Space Heating | Natural Gas | Boiler | A | Cumulative Winter Peak Savings (MW) | Achievable Economic UCT Potential | 0 | 0 | 0 | 0 | 0 | 0 | 0 | 0 | 0 | 0 | 0 | 0 | 0 | 0 | 0 | 0 | 0 | 0 | 0 | 0 | 0 | 0
F13_Industrial_Agriculture_New_Space Heating_Natural Gas_Boiler_A_Achievable Economic UCT Potential | F13 | Industrial | Agriculture | New | Space Heating | Natural Gas | Boiler | A | Purchases (Incremental) | Achievable Economic UCT Potential | 0 | 0 | 0.0014236 | 0.066541 | 0.080457 | 0.10033 | 0.064462 | 0.077178 | 0.077235 | 0.08734 | 0.065176 | 0.07498 | 0.073985 | 0.085825 | 0.05825 | 0.070794 | 0.070741 | 0.082352 | 0.054396 | 0.067028 | 0.065203 | 0.06501
F14_Industrial_Agriculture_New_Space Heating_Natural Gas_Boiler_A_Achievable Economic UCT Potential | F14 | Industrial | Agriculture | New | Space Heating | Natural Gas | Boiler | A | Purchases (Cumulative) | Achievable Economic UCT Potential | 0 | 0 | 0.0014236 | 0.067964 | 0.14842 | 0.24875 | 0.31321 | 0.39039 | 0.46762 | 0.55496 | 0.62014 | 0.69512 | 0.7691 | 0.85493 | 0.91318 | 0.98397 | 1.0547 | 1.1371 | 1.1915 | 1.2585 | 1.3237 | 1.3887
F1_Industrial_Agriculture_New_Space Heating_Natural Gas_Unit Heater_A_Achievable Economic UCT Potential | F1 | Industrial | Agriculture | New | Space Heating | Natural Gas | Unit Heater | A | Original Unit Energy Savings (kWh or therms) | Achievable Economic UCT Potential | 0 | 43660.7244 | 43660.7244 | 43660.7244 | 43660.7244 | 43660.7244 | 43660.7244 | 43660.7244 | 43660.7244 | 43660.7244 | 43660.7244 | 43660.7244 | 43660.7244 | 43660.7244 | 43660.7244 | 43660.7244 | 43660.7244 | 43660.7244 | 43660.7244 | 43660.7244 | 43660.7244 | 43660.7244
F2_Industrial_Agriculture_New_Space Heating_Natural Gas_Unit Heater_A_Achievable Economic UCT Potential | F2 | Industrial | Agriculture | New | Space Heating | Natural Gas | Unit Heater | A | Original Unit Summer Peak Savings (kW) | Achievable Economic UCT Potential | 0 | 0 | 0 | 0 | 0 | 0 | 0 | 0 | 0 | 0 | 0 | 0 | 0 | 0 | 0 | 0 | 0 | 0 | 0 | 0 | 0 | 0
F3_Industrial_Agriculture_New_Space Heating_Natural Gas_Unit Heater_A_Achievable Economic UCT Potential | F3 | Industrial | Agriculture | New | Space Heating | Natural Gas | Unit Heater | A | Original Unit Winter Peak Savings (kW) | Achievable Economic UCT Potential | 0 | 0 | 0 | 0 | 0 | 0 | 0 | 0 | 0 | 0 | 0 | 0 | 0 | 0 | 0 | 0 | 0 | 0 | 0 | 0 | 0 | 0
F4_Industrial_Agriculture_New_Space Heating_Natural Gas_Unit Heater_A_Achievable Economic UCT Potential | F4 | Industrial | Agriculture | New | Space Heating | Natural Gas | Unit Heater | A | Standalone Impact on Baseline Energy (%) | Achievable Economic UCT Potential | 0% | 0% | 0.01765% | 0.6547% | 1.136% | 1.608% | 1.892% | 2.231% | 2.55% | 2.881% | 3.11% | 3.355% | 3.747% | 4.099% | 4.448% | 4.738% | 5.012% | 5.377% | 5.55% | 5.793% | 5.986% | 6.102%
F5_Industrial_Agriculture_New_Space Heating_Natural Gas_Unit Heater_A_Achievable Economic UCT Potential | F5 | Industrial | Agriculture | New | Space Heating | Natural Gas | Unit Heater | A | Standalone Impact on Baseline Summer Peak (%) | Achievable Economic UCT Potential | bar: 2019 to 2040
F6_Industrial_Agriculture_New_Space Heating_Natural Gas_Unit Heater_A_Achievable Economic UCT Potential | F6 | Industrial | Agriculture | New | Space Heating | Natural Gas | Unit Heater | A | Standalone Impact on Baseline Winter Peak (%) | Achievable Economic UCT Potential | bar: 2019 to 2040
F7_Industrial_Agriculture_New_Space Heating_Natural Gas_Unit Heater_A_Achievable Economic UCT Potential | F7 | Industrial | Agriculture | New | Space Heating | Natural Gas | Unit Heater | A | Incremental Energy Savings (MWh or mTherms) | Achievable Economic UCT Potential | 0 | 0 | 0.0098175 | 0.62574 | 0.9363 | 1.3993 | 1.0534 | 1.4429 | 1.5986 | 1.9546 | 1.549 | 1.8674 | 2.5926 | 2.857 | 2.5909 | 2.714 | 2.7973 | 3.7117 | 2.2004 | 2.9895 | 2.7682 | 2.3611
F8_Industrial_Agriculture_New_Space Heating_Natural Gas_Unit Heater_A_Achievable Economic UCT Potential | F8 | Industrial | Agriculture | New | Space Heating | Natural Gas | Unit Heater | A | Incremental Summer Peak Savings (MW) | Achievable Economic UCT Potential | 0 | 0 | 0 | 0 | 0 | 0 | 0 | 0 | 0 | 0 | 0 | 0 | 0 | 0 | 0 | 0 | 0 | 0 | 0 | 0 | 0 | 0
F9_Industrial_Agriculture_New_Space Heating_Natural Gas_Unit Heater_A_Achievable Economic UCT Potential | F9 | Industrial | Agriculture | New | Space Heating | Natural Gas | Unit Heater | A | Incremental Winter Peak Savings (MW) | Achievable Economic UCT Potential | 0 | 0 | 0 | 0 | 0 | 0 | 0 | 0 | 0 | 0 | 0 | 0 | 0 | 0 | 0 | 0 | 0 | 0 | 0 | 0 | 0 | 0
F10_Industrial_Agriculture_New_Space Heating_Natural Gas_Unit Heater_A_Achievable Economic UCT Potential | F10 | Industrial | Agriculture | New | Space Heating | Natural Gas | Unit Heater | A | Cumulative Energy Savings (MWh or mTherms) | Achievable Economic UCT Potential | 0 | 0 | 0.0098175 | 0.63555 | 1.5719 | 2.9711 | 4.0245 | 5.4674 | 7.066 | 9.0207 | 10.5697 | 12.4371 | 15.0297 | 17.8867 | 20.4776 | 23.1916 | 25.9889 | 29.7006 | 31.901 | 34.8905 | 37.6587 | 40.0198
F11_Industrial_Agriculture_New_Space Heating_Natural Gas_Unit Heater_A_Achievable Economic UCT Potential | F11 | Industrial | Agriculture | New | Space Heating | Natural Gas | Unit Heater | A | Cumulative Summer Peak Savings (MW) | Achievable Economic UCT Potential | 0 | 0 | 0 | 0 | 0 | 0 | 0 | 0 | 0 | 0 | 0 | 0 | 0 | 0 | 0 | 0 | 0 | 0 | 0 | 0 | 0 | 0
F12_Industrial_Agriculture_New_Space Heating_Natural Gas_Unit Heater_A_Achievable Economic UCT Potential | F12 | Industrial | Agriculture | New | Space Heating | Natural Gas | Unit Heater | A | Cumulative Winter Peak Savings (MW) | Achievable Economic UCT Potential | 0 | 0 | 0 | 0 | 0 | 0 | 0 | 0 | 0 | 0 | 0 | 0 | 0 | 0 | 0 | 0 | 0 | 0 | 0 | 0 | 0 | 0
F13_Industrial_Agriculture_New_Space Heating_Natural Gas_Unit Heater_A_Achievable Economic UCT Potential | F13 | Industrial | Agriculture | New | Space Heating | Natural Gas | Unit Heater | A | Purchases (Incremental) | Achievable Economic UCT Potential | 0 | 0 | 0.00022486 | 0.014332 | 0.021445 | 0.032049 | 0.024126 | 0.033049 | 0.036614 | 0.044769 | 0.035479 | 0.04277 | 0.059382 | 0.065436 | 0.059566 | 0.076492 | 0.085514 | 0.11706 | 0.074525 | 0.10152 | 0.10002 | 0.098847
F14_Industrial_Agriculture_New_Space Heating_Natural Gas_Unit Heater_A_Achievable Economic UCT Potential | F14 | Industrial | Agriculture | New | Space Heating | Natural Gas | Unit Heater | A | Purchases (Cumulative) | Achievable Economic UCT Potential | 0 | 0 | 0.00022486 | 0.014557 | 0.036002 | 0.06805 | 0.092176 | 0.12522 | 0.16184 | 0.20661 | 0.24209 | 0.28486 | 0.34424 | 0.40967 | 0.46902 | 0.53118 | 0.59525 | 0.68026 | 0.73066 | 0.79913 | 0.86253 | 0.91661
F1_Industrial_Primary Metals_Existing_Space Heating_Natural Gas_Furnace_A_Achievable Economic UCT Potential | F1 | Industrial | Primary Metals | Existing | Space Heating | Natural Gas | Furnace | A | Original Unit Energy Savings (kWh or therms) | Achievable Economic UCT Potential | 0 | 1443.5459 | 1443.5459 | 1443.5459 | 1443.5459 | 1443.5459 | 1443.5459 | 1443.5459 | 1443.5459 | 1443.5459 | 1443.5459 | 1443.5459 | 1443.5459 | 1443.5459 | 1443.5459 | 1443.5459 | 1443.5459 | 1443.5459 | 1443.5459 | 1443.5459 | 1443.5459 | 1443.5459
F2_Industrial_Primary Metals_Existing_Space Heating_Natural Gas_Furnace_A_Achievable Economic UCT Potential | F2 | Industrial | Primary Metals | Existing | Space Heating | Natural Gas | Furnace | A | Original Unit Summer Peak Savings (kW) | Achievable Economic UCT Potential | 0 | 0 | 0 | 0 | 0 | 0 | 0 | 0 | 0 | 0 | 0 | 0 | 0 | 0 | 0 | 0 | 0 | 0 | 0 | 0 | 0 | 0
F3_Industrial_Primary Metals_Existing_Space Heating_Natural Gas_Furnace_A_Achievable Economic UCT Potential | F3 | Industrial | Primary Metals | Existing | Space Heating | Natural Gas | Furnace | A | Original Unit Winter Peak Savings (kW) | Achievable Economic UCT Potential | 0 | 0 | 0 | 0 | 0 | 0 | 0 | 0 | 0 | 0 | 0 | 0 | 0 | 0 | 0 | 0 | 0 | 0 | 0 | 0 | 0 | 0
F4_Industrial_Primary Metals_Existing_Space Heating_Natural Gas_Furnace_A_Achievable Economic UCT Potential | F4 | Industrial | Primary Metals | Existing | Space Heating | Natural Gas | Furnace | A | Standalone Impact on Baseline Energy (%) | Achievable Economic UCT Potential | 0% | 0% | 0.00132% | 0.004149% | 0.008663% | 0.01503% | 0.02342% | 0.03382% | 0.04604% | 0.05991% | 0.07531% | 0.0921% | 0.1089% | 0.1255% | 0.1419% | 0.158% | 0.1738% | 0.1893% | 0.2044% | 0.22% | 0.2361% | 0.2528%
F5_Industrial_Primary Metals_Existing_Space Heating_Natural Gas_Furnace_A_Achievable Economic UCT Potential | F5 | Industrial | Primary Metals | Existing | Space Heating | Natural Gas | Furnace | A | Standalone Impact on Baseline Summer Peak (%) | Achievable Economic UCT Potential | bar: 2019 to 2040
F6_Industrial_Primary Metals_Existing_Space Heating_Natural Gas_Furnace_A_Achievable Economic UCT Potential | F6 | Industrial | Primary Metals | Existing | Space Heating | Natural Gas | Furnace | A | Standalone Impact on Baseline Winter Peak (%) | Achievable Economic UCT Potential | bar: 2019 to 2040
F7_Industrial_Primary Metals_Existing_Space Heating_Natural Gas_Furnace_A_Achievable Economic UCT Potential | F7 | Industrial | Primary Metals | Existing | Space Heating | Natural Gas | Furnace | A | Incremental Energy Savings (MWh or mTherms) | Achievable Economic UCT Potential | 0 | 0 | 0.0012652 | 0.0026321 | 0.0040817 | 0.005597 | 0.007163 | 0.0086203 | 0.009831 | 0.010829 | 0.011646 | 0.012309 | 0.011804 | 0.011227 | 0.010614 | 0.0099866 | 0.0093626 | 0.0087527 | 0.0080964 | 0.008108 | 0.0081372 | 0.0081797
F8_Industrial_Primary Metals_Existing_Space Heating_Natural Gas_Furnace_A_Achievable Economic UCT Potential | F8 | Industrial | Primary Metals | Existing | Space Heating | Natural Gas | Furnace | A | Incremental Summer Peak Savings (MW) | Achievable Economic UCT Potential | 0 | 0 | 0 | 0 | 0 | 0 | 0 | 0 | 0 | 0 | 0 | 0 | 0 | 0 | 0 | 0 | 0 | 0 | 0 | 0 | 0 | 0
F9_Industrial_Primary Metals_Existing_Space Heating_Natural Gas_Furnace_A_Achievable Economic UCT Potential | F9 | Industrial | Primary Metals | Existing | Space Heating | Natural Gas | Furnace | A | Incremental Winter Peak Savings (MW) | Achievable Economic UCT Potential | 0 | 0 | 0 | 0 | 0 | 0 | 0 | 0 | 0 | 0 | 0 | 0 | 0 | 0 | 0 | 0 | 0 | 0 | 0 | 0 | 0 | 0
F10_Industrial_Primary Metals_Existing_Space Heating_Natural Gas_Furnace_A_Achievable Economic UCT Potential | F10 | Industrial | Primary Metals | Existing | Space Heating | Natural Gas | Furnace | A | Cumulative Energy Savings (MWh or mTherms) | Achievable Economic UCT Potential | 0 | 0 | 0.0012652 | 0.0038973 | 0.007979 | 0.013576 | 0.020739 | 0.029359 | 0.03919 | 0.05002 | 0.061666 | 0.073975 | 0.085779 | 0.097006 | 0.10762 | 0.11761 | 0.12697 | 0.13572 | 0.14382 | 0.15193 | 0.16006 | 0.16824
F11_Industrial_Primary Metals_Existing_Space Heating_Natural Gas_Furnace_A_Achievable Economic UCT Potential | F11 | Industrial | Primary Metals | Existing | Space Heating | Natural Gas | Furnace | A | Cumulative Summer Peak Savings (MW) | Achievable Economic UCT Potential | 0 | 0 | 0 | 0 | 0 | 0 | 0 | 0 | 0 | 0 | 0 | 0 | 0 | 0 | 0 | 0 | 0 | 0 | 0 | 0 | 0 | 0
F12_Industrial_Primary Metals_Existing_Space Heating_Natural Gas_Furnace_A_Achievable Economic UCT Potential | F12 | Industrial | Primary Metals | Existing | Space Heating | Natural Gas | Furnace | A | Cumulative Winter Peak Savings (MW) | Achievable Economic UCT Potential | 0 | 0 | 0 | 0 | 0 | 0 | 0 | 0 | 0 | 0 | 0 | 0 | 0 | 0 | 0 | 0 | 0 | 0 | 0 | 0 | 0 | 0
F13_Industrial_Primary Metals_Existing_Space Heating_Natural Gas_Furnace_A_Achievable Economic UCT Potential | F13 | Industrial | Primary Metals | Existing | Space Heating | Natural Gas | Furnace | A | Purchases (Incremental) | Achievable Economic UCT Potential | 0 | 0 | 0.00087648 | 0.0018234 | 0.0028275 | 0.0038772 | 0.0049621 | 0.0059716 | 0.0068103 | 0.007502 | 0.0080679 | 0.0085269 | 0.0081768 | 0.0077775 | 0.0073525 | 0.0069181 | 0.0064858 | 0.0060633 | 0.0056087 | 0.0056167 | 0.0056369 | 0.0056664
F14_Industrial_Primary Metals_Existing_Space Heating_Natural Gas_Furnace_A_Achievable Economic UCT Potential | F14 | Industrial | Primary Metals | Existing | Space Heating | Natural Gas | Furnace | A | Purchases (Cumulative) | Achievable Economic UCT Potential | 0 | 0 | 0.00087648 | 0.0026998 | 0.0055274 | 0.0094046 | 0.014367 | 0.020338 | 0.027149 | 0.034651 | 0.042718 | 0.051245 | 0.059422 | 0.0672 | 0.074552 | 0.08147 | 0.087956 | 0.094019 | 0.099628 | 0.10524 | 0.11088 | 0.11655
F1_Industrial_Primary Metals_Existing_Space Heating_Natural Gas_Boiler_A_Achievable Economic UCT Potential | F1 | Industrial | Primary Metals | Existing | Space Heating | Natural Gas | Boiler | A | Original Unit Energy Savings (kWh or therms) | Achievable Economic UCT Potential | 0 | 6227.3193 | 6227.3193 | 6227.3193 | 6227.3193 | 6227.3193 | 6227.3193 | 6227.3193 | 6227.3193 | 6227.3193 | 6227.3193 | 6227.3193 | 6227.3193 | 6227.3193 | 6227.3193 | 6227.3193 | 6227.3193 | 6227.3193 | 6227.3193 | 6227.3193 | 6227.3193 | 6227.3193
F2_Industrial_Primary Metals_Existing_Space Heating_Natural Gas_Boiler_A_Achievable Economic UCT Potential | F2 | Industrial | Primary Metals | Existing | Space Heating | Natural Gas | Boiler | A | Original Unit Summer Peak Savings (kW) | Achievable Economic UCT Potential | 0 | 0 | 0 | 0 | 0 | 0 | 0 | 0 | 0 | 0 | 0 | 0 | 0 | 0 | 0 | 0 | 0 | 0 | 0 | 0 | 0 | 0
F3_Industrial_Primary Metals_Existing_Space Heating_Natural Gas_Boiler_A_Achievable Economic UCT Potential | F3 | Industrial | Primary Metals | Existing | Space Heating | Natural Gas | Boiler | A | Original Unit Winter Peak Savings (kW) | Achievable Economic UCT Potential | 0 | 0 | 0 | 0 | 0 | 0 | 0 | 0 | 0 | 0 | 0 | 0 | 0 | 0 | 0 | 0 | 0 | 0 | 0 | 0 | 0 | 0
F4_Industrial_Primary Metals_Existing_Space Heating_Natural Gas_Boiler_A_Achievable Economic UCT Potential | F4 | Industrial | Primary Metals | Existing | Space Heating | Natural Gas | Boiler | A | Standalone Impact on Baseline Energy (%) | Achievable Economic UCT Potential | 0% | 0% | 0.01982% | 0.0496% | 0.08655% | 0.1286% | 0.1746% | 0.2232% | 0.2737% | 0.3257% | 0.3791% | 0.4338% | 0.4897% | 0.5469% | 0.6053% | 0.665% | 0.7259% | 0.7881% | 0.8516% | 0.9163% | 0.9823% | 1.05%
F5_Industrial_Primary Metals_Existing_Space Heating_Natural Gas_Boiler_A_Achievable Economic UCT Potential | F5 | Industrial | Primary Metals | Existing | Space Heating | Natural Gas | Boiler | A | Standalone Impact on Baseline Summer Peak (%) | Achievable Economic UCT Potential | bar: 2019 to 2040
F6_Industrial_Primary Metals_Existing_Space Heating_Natural Gas_Boiler_A_Achievable Economic UCT Potential | F6 | Industrial | Primary Metals | Existing | Space Heating | Natural Gas | Boiler | A | Standalone Impact on Baseline Winter Peak (%) | Achievable Economic UCT Potential | bar: 2019 to 2040
F7_Industrial_Primary Metals_Existing_Space Heating_Natural Gas_Boiler_A_Achievable Economic UCT Potential | F7 | Industrial | Primary Metals | Existing | Space Heating | Natural Gas | Boiler | A | Incremental Energy Savings (MWh or mTherms) | Achievable Economic UCT Potential | 0 | 0 | 0.018994 | 0.027601 | 0.033122 | 0.036454 | 0.038452 | 0.039186 | 0.039223 | 0.038924 | 0.038481 | 0.037965 | 0.037434 | 0.036898 | 0.03636 | 0.035821 | 0.035282 | 0.034744 | 0.034208 | 0.033674 | 0.033143 | 0.032617
F8_Industrial_Primary Metals_Existing_Space Heating_Natural Gas_Boiler_A_Achievable Economic UCT Potential | F8 | Industrial | Primary Metals | Existing | Space Heating | Natural Gas | Boiler | A | Incremental Summer Peak Savings (MW) | Achievable Economic UCT Potential | 0 | 0 | 0 | 0 | 0 | 0 | 0 | 0 | 0 | 0 | 0 | 0 | 0 | 0 | 0 | 0 | 0 | 0 | 0 | 0 | 0 | 0
F9_Industrial_Primary Metals_Existing_Space Heating_Natural Gas_Boiler_A_Achievable Economic UCT Potential | F9 | Industrial | Primary Metals | Existing | Space Heating | Natural Gas | Boiler | A | Incremental Winter Peak Savings (MW) | Achievable Economic UCT Potential | 0 | 0 | 0 | 0 | 0 | 0 | 0 | 0 | 0 | 0 | 0 | 0 | 0 | 0 | 0 | 0 | 0 | 0 | 0 | 0 | 0 | 0
F10_Industrial_Primary Metals_Existing_Space Heating_Natural Gas_Boiler_A_Achievable Economic UCT Potential | F10 | Industrial | Primary Metals | Existing | Space Heating | Natural Gas | Boiler | A | Cumulative Energy Savings (MWh or mTherms) | Achievable Economic UCT Potential | 0 | 0 | 0.018994 | 0.046595 | 0.079717 | 0.11617 | 0.15462 | 0.19381 | 0.23303 | 0.27196 | 0.31044 | 0.3484 | 0.38584 | 0.42273 | 0.4591 | 0.49492 | 0.5302 | 0.56494 | 0.59915 | 0.63282 | 0.66597 | 0.69858
F11_Industrial_Primary Metals_Existing_Space Heating_Natural Gas_Boiler_A_Achievable Economic UCT Potential | F11 | Industrial | Primary Metals | Existing | Space Heating | Natural Gas | Boiler | A | Cumulative Summer Peak Savings (MW) | Achievable Economic UCT Potential | 0 | 0 | 0 | 0 | 0 | 0 | 0 | 0 | 0 | 0 | 0 | 0 | 0 | 0 | 0 | 0 | 0 | 0 | 0 | 0 | 0 | 0
F12_Industrial_Primary Metals_Existing_Space Heating_Natural Gas_Boiler_A_Achievable Economic UCT Potential | F12 | Industrial | Primary Metals | Existing | Space Heating | Natural Gas | Boiler | A | Cumulative Winter Peak Savings (MW) | Achievable Economic UCT Potential | 0 | 0 | 0 | 0 | 0 | 0 | 0 | 0 | 0 | 0 | 0 | 0 | 0 | 0 | 0 | 0 | 0 | 0 | 0 | 0 | 0 | 0
F13_Industrial_Primary Metals_Existing_Space Heating_Natural Gas_Boiler_A_Achievable Economic UCT Potential | F13 | Industrial | Primary Metals | Existing | Space Heating | Natural Gas | Boiler | A | Purchases (Incremental) | Achievable Economic UCT Potential | 0 | 0 | 0.00305 | 0.0044323 | 0.0053188 | 0.0058539 | 0.0061748 | 0.0062926 | 0.0062985 | 0.0062506 | 0.0061795 | 0.0060965 | 0.0060112 | 0.0059252 | 0.0058389 | 0.0057523 | 0.0056657 | 0.0055793 | 0.0054932 | 0.0054074 | 0.0053222 | 0.0052377
F14_Industrial_Primary Metals_Existing_Space Heating_Natural Gas_Boiler_A_Achievable Economic UCT Potential | F14 | Industrial | Primary Metals | Existing | Space Heating | Natural Gas | Boiler | A | Purchases (Cumulative) | Achievable Economic UCT Potential | 0 | 0 | 0.00305 | 0.0074823 | 0.012801 | 0.018655 | 0.02483 | 0.031122 | 0.037421 | 0.043672 | 0.049851 | 0.055948 | 0.061959 | 0.067884 | 0.073723 | 0.079475 | 0.085141 | 0.09072 | 0.096213 | 0.10162 | 0.10694 | 0.11218
F1_Industrial_Primary Metals_Existing_Space Heating_Natural Gas_Unit Heater_A_Achievable Economic UCT Potential | F1 | Industrial | Primary Metals | Existing | Space Heating | Natural Gas | Unit Heater | A | Original Unit Energy Savings (kWh or therms) | Achievable Economic UCT Potential | 0 | 43660.7244 | 43660.7244 | 43660.7244 | 43660.7244 | 43660.7244 | 43660.7244 | 43660.7244 | 43660.7244 | 43660.7244 | 43660.7244 | 43660.7244 | 43660.7244 | 43660.7244 | 43660.7244 | 43660.7244 | 43660.7244 | 43660.7244 | 43660.7244 | 43660.7244 | 43660.7244 | 43660.7244
F2_Industrial_Primary Metals_Existing_Space Heating_Natural Gas_Unit Heater_A_Achievable Economic UCT Potential | F2 | Industrial | Primary Metals | Existing | Space Heating | Natural Gas | Unit Heater | A | Original Unit Summer Peak Savings (kW) | Achievable Economic UCT Potential | 0 | 0 | 0 | 0 | 0 | 0 | 0 | 0 | 0 | 0 | 0 | 0 | 0 | 0 | 0 | 0 | 0 | 0 | 0 | 0 | 0 | 0
F3_Industrial_Primary Metals_Existing_Space Heating_Natural Gas_Unit Heater_A_Achievable Economic UCT Potential | F3 | Industrial | Primary Metals | Existing | Space Heating | Natural Gas | Unit Heater | A | Original Unit Winter Peak Savings (kW) | Achievable Economic UCT Potential | 0 | 0 | 0 | 0 | 0 | 0 | 0 | 0 | 0 | 0 | 0 | 0 | 0 | 0 | 0 | 0 | 0 | 0 | 0 | 0 | 0 | 0
F4_Industrial_Primary Metals_Existing_Space Heating_Natural Gas_Unit Heater_A_Achievable Economic UCT Potential | F4 | Industrial | Primary Metals | Existing | Space Heating | Natural Gas | Unit Heater | A | Standalone Impact on Baseline Energy (%) | Achievable Economic UCT Potential | 0% | 0% | 0.001758% | 0.008631% | 0.02544% | 0.05832% | 0.1147% | 0.2015% | 0.3244% | 0.4883% | 0.693% | 0.9373% | 1.221% | 1.543% | 1.903% | 2.297% | 2.722% | 3.121% | 3.489% | 3.822% | 4.121% | 4.383%
F5_Industrial_Primary Metals_Existing_Space Heating_Natural Gas_Unit Heater_A_Achievable Economic UCT Potential | F5 | Industrial | Primary Metals | Existing | Space Heating | Natural Gas | Unit Heater | A | Standalone Impact on Baseline Summer Peak (%) | Achievable Economic UCT Potential | bar: 2019 to 2040
F6_Industrial_Primary Metals_Existing_Space Heating_Natural Gas_Unit Heater_A_Achievable Economic UCT Potential | F6 | Industrial | Primary Metals | Existing | Space Heating | Natural Gas | Unit Heater | A | Standalone Impact on Baseline Winter Peak (%) | Achievable Economic UCT Potential | bar: 2019 to 2040
F7_Industrial_Primary Metals_Existing_Space Heating_Natural Gas_Unit Heater_A_Achievable Economic UCT Potential | F7 | Industrial | Primary Metals | Existing | Space Heating | Natural Gas | Unit Heater | A | Incremental Energy Savings (MWh or mTherms) | Achievable Economic UCT Potential | 0 | 0 | 0.0016844 | 0.0064238 | 0.015319 | 0.02924 | 0.048857 | 0.073428 | 0.10123 | 0.13151 | 0.15974 | 0.18534 | 0.20892 | 0.23106 | 0.2506 | 0.26657 | 0.27818 | 0.24924 | 0.21718 | 0.18512 | 0.15411 | 0.12358
F8_Industrial_Primary Metals_Existing_Space Heating_Natural Gas_Unit Heater_A_Achievable Economic UCT Potential | F8 | Industrial | Primary Metals | Existing | Space Heating | Natural Gas | Unit Heater | A | Incremental Summer Peak Savings (MW) | Achievable Economic UCT Potential | 0 | 0 | 0 | 0 | 0 | 0 | 0 | 0 | 0 | 0 | 0 | 0 | 0 | 0 | 0 | 0 | 0 | 0 | 0 | 0 | 0 | 0
F9_Industrial_Primary Metals_Existing_Space Heating_Natural Gas_Unit Heater_A_Achievable Economic UCT Potential | F9 | Industrial | Primary Metals | Existing | Space Heating | Natural Gas | Unit Heater | A | Incremental Winter Peak Savings (MW) | Achievable Economic UCT Potential | 0 | 0 | 0 | 0 | 0 | 0 | 0 | 0 | 0 | 0 | 0 | 0 | 0 | 0 | 0 | 0 | 0 | 0 | 0 | 0 | 0 | 0
F10_Industrial_Primary Metals_Existing_Space Heating_Natural Gas_Unit Heater_A_Achievable Economic UCT Potential | F10 | Industrial | Primary Metals | Existing | Space Heating | Natural Gas | Unit Heater | A | Cumulative Energy Savings (MWh or mTherms) | Achievable Economic UCT Potential | 0 | 0 | 0.0016844 | 0.0081082 | 0.023427 | 0.052667 | 0.10152 | 0.17495 | 0.27618 | 0.4077 | 0.56743 | 0.75278 | 0.9617 | 1.1928 | 1.4434 | 1.7099 | 1.9881 | 2.2373 | 2.4545 | 2.6396 | 2.7937 | 2.9173
F11_Industrial_Primary Metals_Existing_Space Heating_Natural Gas_Unit Heater_A_Achievable Economic UCT Potential | F11 | Industrial | Primary Metals | Existing | Space Heating | Natural Gas | Unit Heater | A | Cumulative Summer Peak Savings (MW) | Achievable Economic UCT Potential | 0 | 0 | 0 | 0 | 0 | 0 | 0 | 0 | 0 | 0 | 0 | 0 | 0 | 0 | 0 | 0 | 0 | 0 | 0 | 0 | 0 | 0
F12_Industrial_Primary Metals_Existing_Space Heating_Natural Gas_Unit Heater_A_Achievable Economic UCT Potential | F12 | Industrial | Primary Metals | Existing | Space Heating | Natural Gas | Unit Heater | A | Cumulative Winter Peak Savings (MW) | Achievable Economic UCT Potential | 0 | 0 | 0 | 0 | 0 | 0 | 0 | 0 | 0 | 0 | 0 | 0 | 0 | 0 | 0 | 0 | 0 | 0 | 0 | 0 | 0 | 0
F13_Industrial_Primary Metals_Existing_Space Heating_Natural Gas_Unit Heater_A_Achievable Economic UCT Potential | F13 | Industrial | Primary Metals | Existing | Space Heating | Natural Gas | Unit Heater | A | Purchases (Incremental) | Achievable Economic UCT Potential | 0 | 0 | 3.8579e-05 | 0.00014713 | 0.00035087 | 0.00066971 | 0.001119 | 0.0016818 | 0.0023186 | 0.0030121 | 0.0036586 | 0.0042451 | 0.0047851 | 0.0052922 | 0.0057782 | 0.0062526 | 0.0067222 | 0.0063783 | 0.0060934 | 0.0059217 | 0.0058483 | 0.0058426
F14_Industrial_Primary Metals_Existing_Space Heating_Natural Gas_Unit Heater_A_Achievable Economic UCT Potential | F14 | Industrial | Primary Metals | Existing | Space Heating | Natural Gas | Unit Heater | A | Purchases (Cumulative) | Achievable Economic UCT Potential | 0 | 0 | 3.8579e-05 | 0.00018571 | 0.00053658 | 0.0012063 | 0.0023253 | 0.0040071 | 0.0063257 | 0.0093379 | 0.012996 | 0.017242 | 0.022027 | 0.027319 | 0.033058 | 0.039164 | 0.045535 | 0.051244 | 0.056218 | 0.060458 | 0.063988 | 0.066818
F1_Industrial_Primary Metals_New_Space Heating_Natural Gas_Furnace_A_Achievable Economic UCT Potential | F1 | Industrial | Primary Metals | New | Space Heating | Natural Gas | Furnace | A | Original Unit Energy Savings (kWh or therms) | Achievable Economic UCT Potential | 0 | 1443.5073 | 1443.5073 | 1443.5073 | 1443.5073 | 1443.5073 | 1443.5073 | 1443.5073 | 1443.5073 | 1443.5073 | 1443.5073 | 1443.5073 | 1443.5073 | 1443.5073 | 1443.5073 | 1443.5073 | 1443.5073 | 1443.5073 | 1443.5073 | 1443.5073 | 1443.5073 | 1443.5073
F2_Industrial_Primary Metals_New_Space Heating_Natural Gas_Furnace_A_Achievable Economic UCT Potential | F2 | Industrial | Primary Metals | New | Space Heating | Natural Gas | Furnace | A | Original Unit Summer Peak Savings (kW) | Achievable Economic UCT Potential | 0 | 0 | 0 | 0 | 0 | 0 | 0 | 0 | 0 | 0 | 0 | 0 | 0 | 0 | 0 | 0 | 0 | 0 | 0 | 0 | 0 | 0
F3_Industrial_Primary Metals_New_Space Heating_Natural Gas_Furnace_A_Achievable Economic UCT Potential | F3 | Industrial | Primary Metals | New | Space Heating | Natural Gas | Furnace | A | Original Unit Winter Peak Savings (kW) | Achievable Economic UCT Potential | 0 | 0 | 0 | 0 | 0 | 0 | 0 | 0 | 0 | 0 | 0 | 0 | 0 | 0 | 0 | 0 | 0 | 0 | 0 | 0 | 0 | 0
F4_Industrial_Primary Metals_New_Space Heating_Natural Gas_Furnace_A_Achievable Economic UCT Potential | F4 | Industrial | Primary Metals | New | Space Heating | Natural Gas | Furnace | A | Standalone Impact on Baseline Energy (%) | Achievable Economic UCT Potential | 0% | 0% | 0.001165% | 0.0432% | 0.07493% | 0.1061% | 0.1249% | 0.1472% | 0.1683% | 0.1901% | 0.2052% | 0.2214% | 0.236% | 0.2514% | 0.261% | 0.2718% | 0.2818% | 0.2923% | 0.2986% | 0.3089% | 0.3179% | 0.3282%
F5_Industrial_Primary Metals_New_Space Heating_Natural Gas_Furnace_A_Achievable Economic UCT Potential | F5 | Industrial | Primary Metals | New | Space Heating | Natural Gas | Furnace | A | Standalone Impact on Baseline Summer Peak (%) | Achievable Economic UCT Potential | bar: 2019 to 2040
F6_Industrial_Primary Metals_New_Space Heating_Natural Gas_Furnace_A_Achievable Economic UCT Potential | F6 | Industrial | Primary Metals | New | Space Heating | Natural Gas | Furnace | A | Standalone Impact on Baseline Winter Peak (%) | Achievable Economic UCT Potential | bar: 2019 to 2040
F7_Industrial_Primary Metals_New_Space Heating_Natural Gas_Furnace_A_Achievable Economic UCT Potential | F7 | Industrial | Primary Metals | New | Space Heating | Natural Gas | Furnace | A | Incremental Energy Savings (MWh or mTherms) | Achievable Economic UCT Potential | 0 | 0 | 5.8711e-05 | 0.003742 | 0.0055993 | 0.0083679 | 0.0062993 | 0.008629 | 0.00956 | 0.011689 | 0.0092635 | 0.011167 | 0.011424 | 0.013628 | 0.0094534 | 0.011688 | 0.011837 | 0.013928 | 0.0092006 | 0.013057 | 0.012657 | 0.013811
F8_Industrial_Primary Metals_New_Space Heating_Natural Gas_Furnace_A_Achievable Economic UCT Potential | F8 | Industrial | Primary Metals | New | Space Heating | Natural Gas | Furnace | A | Incremental Summer Peak Savings (MW) | Achievable Economic UCT Potential | 0 | 0 | 0 | 0 | 0 | 0 | 0 | 0 | 0 | 0 | 0 | 0 | 0 | 0 | 0 | 0 | 0 | 0 | 0 | 0 | 0 | 0
F9_Industrial_Primary Metals_New_Space Heating_Natural Gas_Furnace_A_Achievable Economic UCT Potential | F9 | Industrial | Primary Metals | New | Space Heating | Natural Gas | Furnace | A | Incremental Winter Peak Savings (MW) | Achievable Economic UCT Potential | 0 | 0 | 0 | 0 | 0 | 0 | 0 | 0 | 0 | 0 | 0 | 0 | 0 | 0 | 0 | 0 | 0 | 0 | 0 | 0 | 0 | 0
F10_Industrial_Primary Metals_New_Space Heating_Natural Gas_Furnace_A_Achievable Economic UCT Potential | F10 | Industrial | Primary Metals | New | Space Heating | Natural Gas | Furnace | A | Cumulative Energy Savings (MWh or mTherms) | Achievable Economic UCT Potential | 0 | 0 | 5.8711e-05 | 0.0038007 | 0.0094 | 0.017768 | 0.024067 | 0.032696 | 0.042256 | 0.053945 | 0.063209 | 0.074376 | 0.0858 | 0.099428 | 0.10888 | 0.12057 | 0.13241 | 0.14633 | 0.15554 | 0.16859 | 0.18125 | 0.19506
F11_Industrial_Primary Metals_New_Space Heating_Natural Gas_Furnace_A_Achievable Economic UCT Potential | F11 | Industrial | Primary Metals | New | Space Heating | Natural Gas | Furnace | A | Cumulative Summer Peak Savings (MW) | Achievable Economic UCT Potential | 0 | 0 | 0 | 0 | 0 | 0 | 0 | 0 | 0 | 0 | 0 | 0 | 0 | 0 | 0 | 0 | 0 | 0 | 0 | 0 | 0 | 0
F12_Industrial_Primary Metals_New_Space Heating_Natural Gas_Furnace_A_Achievable Economic UCT Potential | F12 | Industrial | Primary Metals | New | Space Heating | Natural Gas | Furnace | A | Cumulative Winter Peak Savings (MW) | Achievable Economic UCT Potential | 0 | 0 | 0 | 0 | 0 | 0 | 0 | 0 | 0 | 0 | 0 | 0 | 0 | 0 | 0 | 0 | 0 | 0 | 0 | 0 | 0 | 0
F13_Industrial_Primary Metals_New_Space Heating_Natural Gas_Furnace_A_Achievable Economic UCT Potential | F13 | Industrial | Primary Metals | New | Space Heating | Natural Gas | Furnace | A | Purchases (Incremental) | Achievable Economic UCT Potential | 0 | 0 | 4.0672e-05 | 0.0025923 | 0.0038789 | 0.0057969 | 0.0043639 | 0.0059778 | 0.0066227 | 0.0080977 | 0.0064174 | 0.0077362 | 0.0079141 | 0.0094409 | 0.0065489 | 0.0080967 | 0.0082005 | 0.0096488 | 0.0063738 | 0.0090451 | 0.0087682 | 0.0095677
F14_Industrial_Primary Metals_New_Space Heating_Natural Gas_Furnace_A_Achievable Economic UCT Potential | F14 | Industrial | Primary Metals | New | Space Heating | Natural Gas | Furnace | A | Purchases (Cumulative) | Achievable Economic UCT Potential | 0 | 0 | 4.0672e-05 | 0.002633 | 0.0065119 | 0.012309 | 0.016673 | 0.02265 | 0.029273 | 0.037371 | 0.043788 | 0.051525 | 0.059439 | 0.06888 | 0.075428 | 0.083525 | 0.091726 | 0.10137 | 0.10775 | 0.11679 | 0.12556 | 0.13513
F1_Industrial_Primary Metals_New_Space Heating_Natural Gas_Boiler_A_Achievable Economic UCT Potential | F1 | Industrial | Primary Metals | New | Space Heating | Natural Gas | Boiler | A | Original Unit Energy Savings (kWh or therms) | Achievable Economic UCT Potential | 0 | 6223.5803 | 6223.5803 | 6223.5803 | 6223.5803 | 6223.5803 | 6223.5803 | 6223.5803 | 6223.5803 | 6223.5803 | 6223.5803 | 6223.5803 | 6223.5803 | 6223.5803 | 6223.5803 | 6223.5803 | 6223.5803 | 6223.5803 | 6223.5803 | 6223.5803 | 6223.5803 | 6223.5803
F2_Industrial_Primary Metals_New_Space Heating_Natural Gas_Boiler_A_Achievable Economic UCT Potential | F2 | Industrial | Primary Metals | New | Space Heating | Natural Gas | Boiler | A | Original Unit Summer Peak Savings (kW) | Achievable Economic UCT Potential | 0 | 0 | 0 | 0 | 0 | 0 | 0 | 0 | 0 | 0 | 0 | 0 | 0 | 0 | 0 | 0 | 0 | 0 | 0 | 0 | 0 | 0
F3_Industrial_Primary Metals_New_Space Heating_Natural Gas_Boiler_A_Achievable Economic UCT Potential | F3 | Industrial | Primary Metals | New | Space Heating | Natural Gas | Boiler | A | Original Unit Winter Peak Savings (kW) | Achievable Economic UCT Potential | 0 | 0 | 0 | 0 | 0 | 0 | 0 | 0 | 0 | 0 | 0 | 0 | 0 | 0 | 0 | 0 | 0 | 0 | 0 | 0 | 0 | 0
F4_Industrial_Primary Metals_New_Space Heating_Natural Gas_Boiler_A_Achievable Economic UCT Potential | F4 | Industrial | Primary Metals | New | Space Heating | Natural Gas | Boiler | A | Standalone Impact on Baseline Energy (%) | Achievable Economic UCT Potential | 0% | 0% | 0.01593% | 0.4357% | 0.6673% | 0.8378% | 0.9165% | 0.9913% | 1.05% | 1.103% | 1.136% | 1.167% | 1.193% | 1.219% | 1.235% | 1.251% | 1.266% | 1.281% | 1.29% | 1.3% | 1.309% | 1.318%
F5_Industrial_Primary Metals_New_Space Heating_Natural Gas_Boiler_A_Achievable Economic UCT Potential | F5 | Industrial | Primary Metals | New | Space Heating | Natural Gas | Boiler | A | Standalone Impact on Baseline Summer Peak (%) | Achievable Economic UCT Potential | bar: 2019 to 2040
F6_Industrial_Primary Metals_New_Space Heating_Natural Gas_Boiler_A_Achievable Economic UCT Potential | F6 | Industrial | Primary Metals | New | Space Heating | Natural Gas | Boiler | A | Standalone Impact on Baseline Winter Peak (%) | Achievable Economic UCT Potential | bar: 2019 to 2040
F7_Industrial_Primary Metals_New_Space Heating_Natural Gas_Boiler_A_Achievable Economic UCT Potential | F7 | Industrial | Primary Metals | New | Space Heating | Natural Gas | Boiler | A | Incremental Energy Savings (MWh or mTherms) | Achievable Economic UCT Potential | 0 | 0 | 0.00080294 | 0.03753 | 0.045379 | 0.056585 | 0.036357 | 0.043529 | 0.043561 | 0.049261 | 0.03676 | 0.04229 | 0.041729 | 0.048406 | 0.032854 | 0.039929 | 0.039899 | 0.046448 | 0.03068 | 0.037805 | 0.036775 | 0.036667
F8_Industrial_Primary Metals_New_Space Heating_Natural Gas_Boiler_A_Achievable Economic UCT Potential | F8 | Industrial | Primary Metals | New | Space Heating | Natural Gas | Boiler | A | Incremental Summer Peak Savings (MW) | Achievable Economic UCT Potential | 0 | 0 | 0 | 0 | 0 | 0 | 0 | 0 | 0 | 0 | 0 | 0 | 0 | 0 | 0 | 0 | 0 | 0 | 0 | 0 | 0 | 0
F9_Industrial_Primary Metals_New_Space Heating_Natural Gas_Boiler_A_Achievable Economic UCT Potential | F9 | Industrial | Primary Metals | New | Space Heating | Natural Gas | Boiler | A | Incremental Winter Peak Savings (MW) | Achievable Economic UCT Potential | 0 | 0 | 0 | 0 | 0 | 0 | 0 | 0 | 0 | 0 | 0 | 0 | 0 | 0 | 0 | 0 | 0 | 0 | 0 | 0 | 0 | 0
F10_Industrial_Primary Metals_New_Space Heating_Natural Gas_Boiler_A_Achievable Economic UCT Potential | F10 | Industrial | Primary Metals | New | Space Heating | Natural Gas | Boiler | A | Cumulative Energy Savings (MWh or mTherms) | Achievable Economic UCT Potential | 0 | 0 | 0.00080294 | 0.038333 | 0.083712 | 0.1403 | 0.17665 | 0.22018 | 0.26374 | 0.31301 | 0.34977 | 0.39206 | 0.43378 | 0.48219 | 0.51504 | 0.55497 | 0.59487 | 0.64132 | 0.672 | 0.7098 | 0.74658 | 0.78325
F11_Industrial_Primary Metals_New_Space Heating_Natural Gas_Boiler_A_Achievable Economic UCT Potential | F11 | Industrial | Primary Metals | New | Space Heating | Natural Gas | Boiler | A | Cumulative Summer Peak Savings (MW) | Achievable Economic UCT Potential | 0 | 0 | 0 | 0 | 0 | 0 | 0 | 0 | 0 | 0 | 0 | 0 | 0 | 0 | 0 | 0 | 0 | 0 | 0 | 0 | 0 | 0
F12_Industrial_Primary Metals_New_Space Heating_Natural Gas_Boiler_A_Achievable Economic UCT Potential | F12 | Industrial | Primary Metals | New | Space Heating | Natural Gas | Boiler | A | Cumulative Winter Peak Savings (MW) | Achievable Economic UCT Potential | 0 | 0 | 0 | 0 | 0 | 0 | 0 | 0 | 0 | 0 | 0 | 0 | 0 | 0 | 0 | 0 | 0 | 0 | 0 | 0 | 0 | 0
F13_Industrial_Primary Metals_New_Space Heating_Natural Gas_Boiler_A_Achievable Economic UCT Potential | F13 | Industrial | Primary Metals | New | Space Heating | Natural Gas | Boiler | A | Purchases (Incremental) | Achievable Economic UCT Potential | 0 | 0 | 0.00012902 | 0.0060303 | 0.0072915 | 0.009092 | 0.0058419 | 0.0069943 | 0.0069994 | 0.0079153 | 0.0059066 | 0.006795 | 0.0067049 | 0.0077779 | 0.0052789 | 0.0064158 | 0.0064109 | 0.0074632 | 0.0049296 | 0.0060745 | 0.005909 | 0.0058916
F14_Industrial_Primary Metals_New_Space Heating_Natural Gas_Boiler_A_Achievable Economic UCT Potential | F14 | Industrial | Primary Metals | New | Space Heating | Natural Gas | Boiler | A | Purchases (Cumulative) | Achievable Economic UCT Potential | 0 | 0 | 0.00012902 | 0.0061593 | 0.013451 | 0.022543 | 0.028385 | 0.035379 | 0.042378 | 0.050294 | 0.0562 | 0.062995 | 0.0697 | 0.077478 | 0.082757 | 0.089173 | 0.095584 | 0.10305 | 0.10798 | 0.11405 | 0.11996 | 0.12585
F1_Industrial_Primary Metals_New_Space Heating_Natural Gas_Unit Heater_A_Achievable Economic UCT Potential | F1 | Industrial | Primary Metals | New | Space Heating | Natural Gas | Unit Heater | A | Original Unit Energy Savings (kWh or therms) | Achievable Economic UCT Potential | 0 | 43660.7244 | 43660.7244 | 43660.7244 | 43660.7244 | 43660.7244 | 43660.7244 | 43660.7244 | 43660.7244 | 43660.7244 | 43660.7244 | 43660.7244 | 43660.7244 | 43660.7244 | 43660.7244 | 43660.7244 | 43660.7244 | 43660.7244 | 43660.7244 | 43660.7244 | 43660.7244 | 43660.7244
F2_Industrial_Primary Metals_New_Space Heating_Natural Gas_Unit Heater_A_Achievable Economic UCT Potential | F2 | Industrial | Primary Metals | New | Space Heating | Natural Gas | Unit Heater | A | Original Unit Summer Peak Savings (kW) | Achievable Economic UCT Potential | 0 | 0 | 0 | 0 | 0 | 0 | 0 | 0 | 0 | 0 | 0 | 0 | 0 | 0 | 0 | 0 | 0 | 0 | 0 | 0 | 0 | 0
F3_Industrial_Primary Metals_New_Space Heating_Natural Gas_Unit Heater_A_Achievable Economic UCT Potential | F3 | Industrial | Primary Metals | New | Space Heating | Natural Gas | Unit Heater | A | Original Unit Winter Peak Savings (kW) | Achievable Economic UCT Potential | 0 | 0 | 0 | 0 | 0 | 0 | 0 | 0 | 0 | 0 | 0 | 0 | 0 | 0 | 0 | 0 | 0 | 0 | 0 | 0 | 0 | 0
F4_Industrial_Primary Metals_New_Space Heating_Natural Gas_Unit Heater_A_Achievable Economic UCT Potential | F4 | Industrial | Primary Metals | New | Space Heating | Natural Gas | Unit Heater | A | Standalone Impact on Baseline Energy (%) | Achievable Economic UCT Potential | 0% | 0% | 0.01765% | 0.6547% | 1.136% | 1.608% | 1.892% | 2.231% | 2.55% | 2.881% | 3.11% | 3.355% | 3.747% | 4.099% | 4.448% | 4.738% | 5.012% | 5.377% | 5.55% | 5.793% | 5.986% | 6.102%
F5_Industrial_Primary Metals_New_Space Heating_Natural Gas_Unit Heater_A_Achievable Economic UCT Potential | F5 | Industrial | Primary Metals | New | Space Heating | Natural Gas | Unit Heater | A | Standalone Impact on Baseline Summer Peak (%) | Achievable Economic UCT Potential | bar: 2019 to 2040
F6_Industrial_Primary Metals_New_Space Heating_Natural Gas_Unit Heater_A_Achievable Economic UCT Potential | F6 | Industrial | Primary Metals | New | Space Heating | Natural Gas | Unit Heater | A | Standalone Impact on Baseline Winter Peak (%) | Achievable Economic UCT Potential | bar: 2019 to 2040
F7_Industrial_Primary Metals_New_Space Heating_Natural Gas_Unit Heater_A_Achievable Economic UCT Potential | F7 | Industrial | Primary Metals | New | Space Heating | Natural Gas | Unit Heater | A | Incremental Energy Savings (MWh or mTherms) | Achievable Economic UCT Potential | 0 | 0 | 0.00088972 | 0.056708 | 0.084853 | 0.12681 | 0.095462 | 0.13077 | 0.14487 | 0.17714 | 0.14038 | 0.16923 | 0.23496 | 0.25892 | 0.2348 | 0.24596 | 0.2535 | 0.33637 | 0.19942 | 0.27092 | 0.25087 | 0.21398
F8_Industrial_Primary Metals_New_Space Heating_Natural Gas_Unit Heater_A_Achievable Economic UCT Potential | F8 | Industrial | Primary Metals | New | Space Heating | Natural Gas | Unit Heater | A | Incremental Summer Peak Savings (MW) | Achievable Economic UCT Potential | 0 | 0 | 0 | 0 | 0 | 0 | 0 | 0 | 0 | 0 | 0 | 0 | 0 | 0 | 0 | 0 | 0 | 0 | 0 | 0 | 0 | 0
F9_Industrial_Primary Metals_New_Space Heating_Natural Gas_Unit Heater_A_Achievable Economic UCT Potential | F9 | Industrial | Primary Metals | New | Space Heating | Natural Gas | Unit Heater | A | Incremental Winter Peak Savings (MW) | Achievable Economic UCT Potential | 0 | 0 | 0 | 0 | 0 | 0 | 0 | 0 | 0 | 0 | 0 | 0 | 0 | 0 | 0 | 0 | 0 | 0 | 0 | 0 | 0 | 0
F10_Industrial_Primary Metals_New_Space Heating_Natural Gas_Unit Heater_A_Achievable Economic UCT Potential | F10 | Industrial | Primary Metals | New | Space Heating | Natural Gas | Unit Heater | A | Cumulative Energy Savings (MWh or mTherms) | Achievable Economic UCT Potential | 0 | 0 | 0.00088972 | 0.057597 | 0.14245 | 0.26926 | 0.36472 | 0.49549 | 0.64036 | 0.8175 | 0.95788 | 1.1271 | 1.3621 | 1.621 | 1.8558 | 2.1017 | 2.3552 | 2.6916 | 2.891 | 3.162 | 3.4128 | 3.6268
F11_Industrial_Primary Metals_New_Space Heating_Natural Gas_Unit Heater_A_Achievable Economic UCT Potential | F11 | Industrial | Primary Metals | New | Space Heating | Natural Gas | Unit Heater | A | Cumulative Summer Peak Savings (MW) | Achievable Economic UCT Potential | 0 | 0 | 0 | 0 | 0 | 0 | 0 | 0 | 0 | 0 | 0 | 0 | 0 | 0 | 0 | 0 | 0 | 0 | 0 | 0 | 0 | 0
F12_Industrial_Primary Metals_New_Space Heating_Natural Gas_Unit Heater_A_Achievable Economic UCT Potential | F12 | Industrial | Primary Metals | New | Space Heating | Natural Gas | Unit Heater | A | Cumulative Winter Peak Savings (MW) | Achievable Economic UCT Potential | 0 | 0 | 0 | 0 | 0 | 0 | 0 | 0 | 0 | 0 | 0 | 0 | 0 | 0 | 0 | 0 | 0 | 0 | 0 | 0 | 0 | 0
F13_Industrial_Primary Metals_New_Space Heating_Natural Gas_Unit Heater_A_Achievable Economic UCT Potential | F13 | Industrial | Primary Metals | New | Space Heating | Natural Gas | Unit Heater | A | Purchases (Incremental) | Achievable Economic UCT Potential | 0 | 0 | 2.0378e-05 | 0.0012988 | 0.0019435 | 0.0029044 | 0.0021864 | 0.002995 | 0.0033182 | 0.0040572 | 0.0032153 | 0.0038761 | 0.0053815 | 0.0059302 | 0.0053982 | 0.0069322 | 0.0077497 | 0.010609 | 0.0067538 | 0.0092002 | 0.009064 | 0.0089581
F14_Industrial_Primary Metals_New_Space Heating_Natural Gas_Unit Heater_A_Achievable Economic UCT Potential | F14 | Industrial | Primary Metals | New | Space Heating | Natural Gas | Unit Heater | A | Purchases (Cumulative) | Achievable Economic UCT Potential | 0 | 0 | 2.0378e-05 | 0.0013192 | 0.0032627 | 0.0061671 | 0.0083535 | 0.011349 | 0.014667 | 0.018724 | 0.021939 | 0.025815 | 0.031197 | 0.037127 | 0.042505 | 0.048138 | 0.053944 | 0.061649 | 0.066216 | 0.072421 | 0.078167 | 0.083068
F1_Industrial_Stone, Clay, and Glass_Existing_Space Heating_Natural Gas_Furnace_A_Achievable Economic UCT Potential | F1 | Industrial | Stone, Clay, and Glass | Existing | Space Heating | Natural Gas | Furnace | A | Original Unit Energy Savings (kWh or therms) | Achievable Economic UCT Potential | 0 | 1443.5459 | 1443.5459 | 1443.5459 | 1443.5459 | 1443.5459 | 1443.5459 | 1443.5459 | 1443.5459 | 1443.5459 | 1443.5459 | 1443.5459 | 1443.5459 | 1443.5459 | 1443.5459 | 1443.5459 | 1443.5459 | 1443.5459 | 1443.5459 | 1443.5459 | 1443.5459 | 1443.5459
F2_Industrial_Stone, Clay, and Glass_Existing_Space Heating_Natural Gas_Furnace_A_Achievable Economic UCT Potential | F2 | Industrial | Stone, Clay, and Glass | Existing | Space Heating | Natural Gas | Furnace | A | Original Unit Summer Peak Savings (kW) | Achievable Economic UCT Potential | 0 | 0 | 0 | 0 | 0 | 0 | 0 | 0 | 0 | 0 | 0 | 0 | 0 | 0 | 0 | 0 | 0 | 0 | 0 | 0 | 0 | 0
F3_Industrial_Stone, Clay, and Glass_Existing_Space Heating_Natural Gas_Furnace_A_Achievable Economic UCT Potential | F3 | Industrial | Stone, Clay, and Glass | Existing | Space Heating | Natural Gas | Furnace | A | Original Unit Winter Peak Savings (kW) | Achievable Economic UCT Potential | 0 | 0 | 0 | 0 | 0 | 0 | 0 | 0 | 0 | 0 | 0 | 0 | 0 | 0 | 0 | 0 | 0 | 0 | 0 | 0 | 0 | 0
F4_Industrial_Stone, Clay, and Glass_Existing_Space Heating_Natural Gas_Furnace_A_Achievable Economic UCT Potential | F4 | Industrial | Stone, Clay, and Glass | Existing | Space Heating | Natural Gas | Furnace | A | Standalone Impact on Baseline Energy (%) | Achievable Economic UCT Potential | 0% | 0% | 0.00132% | 0.004149% | 0.008663% | 0.01503% | 0.02342% | 0.03382% | 0.04604% | 0.05991% | 0.07531% | 0.0921% | 0.1089% | 0.1255% | 0.1419% | 0.158% | 0.1738% | 0.1893% | 0.2044% | 0.22% | 0.2361% | 0.2528%
F5_Industrial_Stone, Clay, and Glass_Existing_Space Heating_Natural Gas_Furnace_A_Achievable Economic UCT Potential | F5 | Industrial | Stone, Clay, and Glass | Existing | Space Heating | Natural Gas | Furnace | A | Standalone Impact on Baseline Summer Peak (%) | Achievable Economic UCT Potential | bar: 2019 to 2040
F6_Industrial_Stone, Clay, and Glass_Existing_Space Heating_Natural Gas_Furnace_A_Achievable Economic UCT Potential | F6 | Industrial | Stone, Clay, and Glass | Existing | Space Heating | Natural Gas | Furnace | A | Standalone Impact on Baseline Winter Peak (%) | Achievable Economic UCT Potential | bar: 2019 to 2040
F7_Industrial_Stone, Clay, and Glass_Existing_Space Heating_Natural Gas_Furnace_A_Achievable Economic UCT Potential | F7 | Industrial | Stone, Clay, and Glass | Existing | Space Heating | Natural Gas | Furnace | A | Incremental Energy Savings (MWh or mTherms) | Achievable Economic UCT Potential | 0 | 0 | 0.0012947 | 0.0026934 | 0.0041767 | 0.0057273 | 0.0073298 | 0.008821 | 0.01006 | 0.011082 | 0.011918 | 0.012596 | 0.012078 | 0.011489 | 0.010861 | 0.010219 | 0.0095806 | 0.0089566 | 0.008285 | 0.0082968 | 0.0083267 | 0.0083702
F8_Industrial_Stone, Clay, and Glass_Existing_Space Heating_Natural Gas_Furnace_A_Achievable Economic UCT Potential | F8 | Industrial | Stone, Clay, and Glass | Existing | Space Heating | Natural Gas | Furnace | A | Incremental Summer Peak Savings (MW) | Achievable Economic UCT Potential | 0 | 0 | 0 | 0 | 0 | 0 | 0 | 0 | 0 | 0 | 0 | 0 | 0 | 0 | 0 | 0 | 0 | 0 | 0 | 0 | 0 | 0
F9_Industrial_Stone, Clay, and Glass_Existing_Space Heating_Natural Gas_Furnace_A_Achievable Economic UCT Potential | F9 | Industrial | Stone, Clay, and Glass | Existing | Space Heating | Natural Gas | Furnace | A | Incremental Winter Peak Savings (MW) | Achievable Economic UCT Potential | 0 | 0 | 0 | 0 | 0 | 0 | 0 | 0 | 0 | 0 | 0 | 0 | 0 | 0 | 0 | 0 | 0 | 0 | 0 | 0 | 0 | 0
F10_Industrial_Stone, Clay, and Glass_Existing_Space Heating_Natural Gas_Furnace_A_Achievable Economic UCT Potential | F10 | Industrial | Stone, Clay, and Glass | Existing | Space Heating | Natural Gas | Furnace | A | Cumulative Energy Savings (MWh or mTherms) | Achievable Economic UCT Potential | 0 | 0 | 0.0012947 | 0.0039881 | 0.0081649 | 0.013892 | 0.021222 | 0.030043 | 0.040103 | 0.051185 | 0.063102 | 0.075698 | 0.087776 | 0.099265 | 0.11013 | 0.12035 | 0.12993 | 0.13888 | 0.14717 | 0.15546 | 0.16379 | 0.17216
F11_Industrial_Stone, Clay, and Glass_Existing_Space Heating_Natural Gas_Furnace_A_Achievable Economic UCT Potential | F11 | Industrial | Stone, Clay, and Glass | Existing | Space Heating | Natural Gas | Furnace | A | Cumulative Summer Peak Savings (MW) | Achievable Economic UCT Potential | 0 | 0 | 0 | 0 | 0 | 0 | 0 | 0 | 0 | 0 | 0 | 0 | 0 | 0 | 0 | 0 | 0 | 0 | 0 | 0 | 0 | 0
F12_Industrial_Stone, Clay, and Glass_Existing_Space Heating_Natural Gas_Furnace_A_Achievable Economic UCT Potential | F12 | Industrial | Stone, Clay, and Glass | Existing | Space Heating | Natural Gas | Furnace | A | Cumulative Winter Peak Savings (MW) | Achievable Economic UCT Potential | 0 | 0 | 0 | 0 | 0 | 0 | 0 | 0 | 0 | 0 | 0 | 0 | 0 | 0 | 0 | 0 | 0 | 0 | 0 | 0 | 0 | 0
F13_Industrial_Stone, Clay, and Glass_Existing_Space Heating_Natural Gas_Furnace_A_Achievable Economic UCT Potential | F13 | Industrial | Stone, Clay, and Glass | Existing | Space Heating | Natural Gas | Furnace | A | Purchases (Incremental) | Achievable Economic UCT Potential | 0 | 0 | 0.00089689 | 0.0018658 | 0.0028934 | 0.0039675 | 0.0050776 | 0.0061107 | 0.0069689 | 0.0076767 | 0.0082558 | 0.0087255 | 0.0083672 | 0.0079587 | 0.0075238 | 0.0070793 | 0.0066369 | 0.0062046 | 0.0057393 | 0.0057475 | 0.0057682 | 0.0057983
F14_Industrial_Stone, Clay, and Glass_Existing_Space Heating_Natural Gas_Furnace_A_Achievable Economic UCT Potential | F14 | Industrial | Stone, Clay, and Glass | Existing | Space Heating | Natural Gas | Furnace | A | Purchases (Cumulative) | Achievable Economic UCT Potential | 0 | 0 | 0.00089689 | 0.0027627 | 0.0056561 | 0.0096236 | 0.014701 | 0.020812 | 0.027781 | 0.035458 | 0.043713 | 0.052439 | 0.060806 | 0.068765 | 0.076289 | 0.083368 | 0.090005 | 0.096209 | 0.10195 | 0.1077 | 0.11346 | 0.11926
F1_Industrial_Stone, Clay, and Glass_Existing_Space Heating_Natural Gas_Boiler_A_Achievable Economic UCT Potential | F1 | Industrial | Stone, Clay, and Glass | Existing | Space Heating | Natural Gas | Boiler | A | Original Unit Energy Savings (kWh or therms) | Achievable Economic UCT Potential | 0 | 6227.3193 | 6227.3193 | 6227.3193 | 6227.3193 | 6227.3193 | 6227.3193 | 6227.3193 | 6227.3193 | 6227.3193 | 6227.3193 | 6227.3193 | 6227.3193 | 6227.3193 | 6227.3193 | 6227.3193 | 6227.3193 | 6227.3193 | 6227.3193 | 6227.3193 | 6227.3193 | 6227.3193
F2_Industrial_Stone, Clay, and Glass_Existing_Space Heating_Natural Gas_Boiler_A_Achievable Economic UCT Potential | F2 | Industrial | Stone, Clay, and Glass | Existing | Space Heating | Natural Gas | Boiler | A | Original Unit Summer Peak Savings (kW) | Achievable Economic UCT Potential | 0 | 0 | 0 | 0 | 0 | 0 | 0 | 0 | 0 | 0 | 0 | 0 | 0 | 0 | 0 | 0 | 0 | 0 | 0 | 0 | 0 | 0
F3_Industrial_Stone, Clay, and Glass_Existing_Space Heating_Natural Gas_Boiler_A_Achievable Economic UCT Potential | F3 | Industrial | Stone, Clay, and Glass | Existing | Space Heating | Natural Gas | Boiler | A | Original Unit Winter Peak Savings (kW) | Achievable Economic UCT Potential | 0 | 0 | 0 | 0 | 0 | 0 | 0 | 0 | 0 | 0 | 0 | 0 | 0 | 0 | 0 | 0 | 0 | 0 | 0 | 0 | 0 | 0
F4_Industrial_Stone, Clay, and Glass_Existing_Space Heating_Natural Gas_Boiler_A_Achievable Economic UCT Potential | F4 | Industrial | Stone, Clay, and Glass | Existing | Space Heating | Natural Gas | Boiler | A | Standalone Impact on Baseline Energy (%) | Achievable Economic UCT Potential | 0% | 0% | 0.01982% | 0.0496% | 0.08655% | 0.1286% | 0.1746% | 0.2232% | 0.2737% | 0.3257% | 0.3791% | 0.4338% | 0.4897% | 0.5469% | 0.6053% | 0.665% | 0.7259% | 0.7881% | 0.8516% | 0.9163% | 0.9823% | 1.05%
F5_Industrial_Stone, Clay, and Glass_Existing_Space Heating_Natural Gas_Boiler_A_Achievable Economic UCT Potential | F5 | Industrial | Stone, Clay, and Glass | Existing | Space Heating | Natural Gas | Boiler | A | Standalone Impact on Baseline Summer Peak (%) | Achievable Economic UCT Potential | bar: 2019 to 2040
F6_Industrial_Stone, Clay, and Glass_Existing_Space Heating_Natural Gas_Boiler_A_Achievable Economic UCT Potential | F6 | Industrial | Stone, Clay, and Glass | Existing | Space Heating | Natural Gas | Boiler | A | Standalone Impact on Baseline Winter Peak (%) | Achievable Economic UCT Potential | bar: 2019 to 2040
F7_Industrial_Stone, Clay, and Glass_Existing_Space Heating_Natural Gas_Boiler_A_Achievable Economic UCT Potential | F7 | Industrial | Stone, Clay, and Glass | Existing | Space Heating | Natural Gas | Boiler | A | Incremental Energy Savings (MWh or mTherms) | Achievable Economic UCT Potential | 0 | 0 | 0.019436 | 0.028244 | 0.033893 | 0.037303 | 0.039348 | 0.040099 | 0.040136 | 0.039831 | 0.039378 | 0.038849 | 0.038306 | 0.037758 | 0.037207 | 0.036656 | 0.036104 | 0.035553 | 0.035004 | 0.034458 | 0.033915 | 0.033376
F8_Industrial_Stone, Clay, and Glass_Existing_Space Heating_Natural Gas_Boiler_A_Achievable Economic UCT Potential | F8 | Industrial | Stone, Clay, and Glass | Existing | Space Heating | Natural Gas | Boiler | A | Incremental Summer Peak Savings (MW) | Achievable Economic UCT Potential | 0 | 0 | 0 | 0 | 0 | 0 | 0 | 0 | 0 | 0 | 0 | 0 | 0 | 0 | 0 | 0 | 0 | 0 | 0 | 0 | 0 | 0
F9_Industrial_Stone, Clay, and Glass_Existing_Space Heating_Natural Gas_Boiler_A_Achievable Economic UCT Potential | F9 | Industrial | Stone, Clay, and Glass | Existing | Space Heating | Natural Gas | Boiler | A | Incremental Winter Peak Savings (MW) | Achievable Economic UCT Potential | 0 | 0 | 0 | 0 | 0 | 0 | 0 | 0 | 0 | 0 | 0 | 0 | 0 | 0 | 0 | 0 | 0 | 0 | 0 | 0 | 0 | 0
F10_Industrial_Stone, Clay, and Glass_Existing_Space Heating_Natural Gas_Boiler_A_Achievable Economic UCT Potential | F10 | Industrial | Stone, Clay, and Glass | Existing | Space Heating | Natural Gas | Boiler | A | Cumulative Energy Savings (MWh or mTherms) | Achievable Economic UCT Potential | 0 | 0 | 0.019436 | 0.04768 | 0.081573 | 0.11888 | 0.15822 | 0.19832 | 0.23846 | 0.27829 | 0.31767 | 0.35652 | 0.39482 | 0.43258 | 0.46979 | 0.50644 | 0.54255 | 0.5781 | 0.61311 | 0.64756 | 0.68148 | 0.71486
F11_Industrial_Stone, Clay, and Glass_Existing_Space Heating_Natural Gas_Boiler_A_Achievable Economic UCT Potential | F11 | Industrial | Stone, Clay, and Glass | Existing | Space Heating | Natural Gas | Boiler | A | Cumulative Summer Peak Savings (MW) | Achievable Economic UCT Potential | 0 | 0 | 0 | 0 | 0 | 0 | 0 | 0 | 0 | 0 | 0 | 0 | 0 | 0 | 0 | 0 | 0 | 0 | 0 | 0 | 0 | 0
F12_Industrial_Stone, Clay, and Glass_Existing_Space Heating_Natural Gas_Boiler_A_Achievable Economic UCT Potential | F12 | Industrial | Stone, Clay, and Glass | Existing | Space Heating | Natural Gas | Boiler | A | Cumulative Winter Peak Savings (MW) | Achievable Economic UCT Potential | 0 | 0 | 0 | 0 | 0 | 0 | 0 | 0 | 0 | 0 | 0 | 0 | 0 | 0 | 0 | 0 | 0 | 0 | 0 | 0 | 0 | 0
F13_Industrial_Stone, Clay, and Glass_Existing_Space Heating_Natural Gas_Boiler_A_Achievable Economic UCT Potential | F13 | Industrial | Stone, Clay, and Glass | Existing | Space Heating | Natural Gas | Boiler | A | Purchases (Incremental) | Achievable Economic UCT Potential | 0 | 0 | 0.0031211 | 0.0045355 | 0.0054427 | 0.0059903 | 0.0063186 | 0.0064392 | 0.0064452 | 0.0063962 | 0.0063234 | 0.0062385 | 0.0061512 | 0.0060632 | 0.0059749 | 0.0058863 | 0.0057977 | 0.0057093 | 0.0056211 | 0.0055334 | 0.0054462 | 0.0053597
F14_Industrial_Stone, Clay, and Glass_Existing_Space Heating_Natural Gas_Boiler_A_Achievable Economic UCT Potential | F14 | Industrial | Stone, Clay, and Glass | Existing | Space Heating | Natural Gas | Boiler | A | Purchases (Cumulative) | Achievable Economic UCT Potential | 0 | 0 | 0.0031211 | 0.0076566 | 0.013099 | 0.01909 | 0.025408 | 0.031847 | 0.038293 | 0.044689 | 0.051012 | 0.057251 | 0.063402 | 0.069465 | 0.07544 | 0.081326 | 0.087124 | 0.092833 | 0.098454 | 0.10399 | 0.10943 | 0.11479
F1_Industrial_Stone, Clay, and Glass_Existing_Space Heating_Natural Gas_Unit Heater_A_Achievable Economic UCT Potential | F1 | Industrial | Stone, Clay, and Glass | Existing | Space Heating | Natural Gas | Unit Heater | A | Original Unit Energy Savings (kWh or therms) | Achievable Economic UCT Potential | 0 | 43660.7244 | 43660.7244 | 43660.7244 | 43660.7244 | 43660.7244 | 43660.7244 | 43660.7244 | 43660.7244 | 43660.7244 | 43660.7244 | 43660.7244 | 43660.7244 | 43660.7244 | 43660.7244 | 43660.7244 | 43660.7244 | 43660.7244 | 43660.7244 | 43660.7244 | 43660.7244 | 43660.7244
F2_Industrial_Stone, Clay, and Glass_Existing_Space Heating_Natural Gas_Unit Heater_A_Achievable Economic UCT Potential | F2 | Industrial | Stone, Clay, and Glass | Existing | Space Heating | Natural Gas | Unit Heater | A | Original Unit Summer Peak Savings (kW) | Achievable Economic UCT Potential | 0 | 0 | 0 | 0 | 0 | 0 | 0 | 0 | 0 | 0 | 0 | 0 | 0 | 0 | 0 | 0 | 0 | 0 | 0 | 0 | 0 | 0
F3_Industrial_Stone, Clay, and Glass_Existing_Space Heating_Natural Gas_Unit Heater_A_Achievable Economic UCT Potential | F3 | Industrial | Stone, Clay, and Glass | Existing | Space Heating | Natural Gas | Unit Heater | A | Original Unit Winter Peak Savings (kW) | Achievable Economic UCT Potential | 0 | 0 | 0 | 0 | 0 | 0 | 0 | 0 | 0 | 0 | 0 | 0 | 0 | 0 | 0 | 0 | 0 | 0 | 0 | 0 | 0 | 0
F4_Industrial_Stone, Clay, and Glass_Existing_Space Heating_Natural Gas_Unit Heater_A_Achievable Economic UCT Potential | F4 | Industrial | Stone, Clay, and Glass | Existing | Space Heating | Natural Gas | Unit Heater | A | Standalone Impact on Baseline Energy (%) | Achievable Economic UCT Potential | 0% | 0% | 0.001758% | 0.008631% | 0.02544% | 0.05832% | 0.1147% | 0.2015% | 0.3244% | 0.4883% | 0.693% | 0.9373% | 1.221% | 1.543% | 1.903% | 2.297% | 2.722% | 3.121% | 3.489% | 3.822% | 4.121% | 4.383%
F5_Industrial_Stone, Clay, and Glass_Existing_Space Heating_Natural Gas_Unit Heater_A_Achievable Economic UCT Potential | F5 | Industrial | Stone, Clay, and Glass | Existing | Space Heating | Natural Gas | Unit Heater | A | Standalone Impact on Baseline Summer Peak (%) | Achievable Economic UCT Potential | bar: 2019 to 2040
F6_Industrial_Stone, Clay, and Glass_Existing_Space Heating_Natural Gas_Unit Heater_A_Achievable Economic UCT Potential | F6 | Industrial | Stone, Clay, and Glass | Existing | Space Heating | Natural Gas | Unit Heater | A | Standalone Impact on Baseline Winter Peak (%) | Achievable Economic UCT Potential | bar: 2019 to 2040
F7_Industrial_Stone, Clay, and Glass_Existing_Space Heating_Natural Gas_Unit Heater_A_Achievable Economic UCT Potential | F7 | Industrial | Stone, Clay, and Glass | Existing | Space Heating | Natural Gas | Unit Heater | A | Incremental Energy Savings (MWh or mTherms) | Achievable Economic UCT Potential | 0 | 0 | 0.0017236 | 0.0065734 | 0.015676 | 0.029921 | 0.049995 | 0.075138 | 0.10359 | 0.13458 | 0.16346 | 0.18966 | 0.21379 | 0.23644 | 0.25643 | 0.27278 | 0.28466 | 0.25505 | 0.22224 | 0.18943 | 0.1577 | 0.12646
F8_Industrial_Stone, Clay, and Glass_Existing_Space Heating_Natural Gas_Unit Heater_A_Achievable Economic UCT Potential | F8 | Industrial | Stone, Clay, and Glass | Existing | Space Heating | Natural Gas | Unit Heater | A | Incremental Summer Peak Savings (MW) | Achievable Economic UCT Potential | 0 | 0 | 0 | 0 | 0 | 0 | 0 | 0 | 0 | 0 | 0 | 0 | 0 | 0 | 0 | 0 | 0 | 0 | 0 | 0 | 0 | 0
F9_Industrial_Stone, Clay, and Glass_Existing_Space Heating_Natural Gas_Unit Heater_A_Achievable Economic UCT Potential | F9 | Industrial | Stone, Clay, and Glass | Existing | Space Heating | Natural Gas | Unit Heater | A | Incremental Winter Peak Savings (MW) | Achievable Economic UCT Potential | 0 | 0 | 0 | 0 | 0 | 0 | 0 | 0 | 0 | 0 | 0 | 0 | 0 | 0 | 0 | 0 | 0 | 0 | 0 | 0 | 0 | 0
F10_Industrial_Stone, Clay, and Glass_Existing_Space Heating_Natural Gas_Unit Heater_A_Achievable Economic UCT Potential | F10 | Industrial | Stone, Clay, and Glass | Existing | Space Heating | Natural Gas | Unit Heater | A | Cumulative Energy Savings (MWh or mTherms) | Achievable Economic UCT Potential | 0 | 0 | 0.0017236 | 0.008297 | 0.023973 | 0.053894 | 0.10389 | 0.17903 | 0.28262 | 0.41719 | 0.58065 | 0.77031 | 0.9841 | 1.2205 | 1.477 | 1.7497 | 2.0344 | 2.2895 | 2.5117 | 2.7011 | 2.8588 | 2.9853
F11_Industrial_Stone, Clay, and Glass_Existing_Space Heating_Natural Gas_Unit Heater_A_Achievable Economic UCT Potential | F11 | Industrial | Stone, Clay, and Glass | Existing | Space Heating | Natural Gas | Unit Heater | A | Cumulative Summer Peak Savings (MW) | Achievable Economic UCT Potential | 0 | 0 | 0 | 0 | 0 | 0 | 0 | 0 | 0 | 0 | 0 | 0 | 0 | 0 | 0 | 0 | 0 | 0 | 0 | 0 | 0 | 0
F12_Industrial_Stone, Clay, and Glass_Existing_Space Heating_Natural Gas_Unit Heater_A_Achievable Economic UCT Potential | F12 | Industrial | Stone, Clay, and Glass | Existing | Space Heating | Natural Gas | Unit Heater | A | Cumulative Winter Peak Savings (MW) | Achievable Economic UCT Potential | 0 | 0 | 0 | 0 | 0 | 0 | 0 | 0 | 0 | 0 | 0 | 0 | 0 | 0 | 0 | 0 | 0 | 0 | 0 | 0 | 0 | 0
F13_Industrial_Stone, Clay, and Glass_Existing_Space Heating_Natural Gas_Unit Heater_A_Achievable Economic UCT Potential | F13 | Industrial | Stone, Clay, and Glass | Existing | Space Heating | Natural Gas | Unit Heater | A | Purchases (Incremental) | Achievable Economic UCT Potential | 0 | 0 | 3.9477e-05 | 0.00015056 | 0.00035904 | 0.00068531 | 0.0011451 | 0.001721 | 0.0023726 | 0.0030823 | 0.0037438 | 0.004344 | 0.0048965 | 0.0054154 | 0.0059128 | 0.0063982 | 0.0068788 | 0.0065269 | 0.0062353 | 0.0060596 | 0.0059845 | 0.0059787
F14_Industrial_Stone, Clay, and Glass_Existing_Space Heating_Natural Gas_Unit Heater_A_Achievable Economic UCT Potential | F14 | Industrial | Stone, Clay, and Glass | Existing | Space Heating | Natural Gas | Unit Heater | A | Purchases (Cumulative) | Achievable Economic UCT Potential | 0 | 0 | 3.9477e-05 | 0.00019003 | 0.00054908 | 0.0012344 | 0.0023795 | 0.0041004 | 0.006473 | 0.0095553 | 0.013299 | 0.017643 | 0.02254 | 0.027955 | 0.033828 | 0.040076 | 0.046596 | 0.052437 | 0.057528 | 0.061866 | 0.065478 | 0.068374
F1_Industrial_Stone, Clay, and Glass_New_Space Heating_Natural Gas_Furnace_A_Achievable Economic UCT Potential | F1 | Industrial | Stone, Clay, and Glass | New | Space Heating | Natural Gas | Furnace | A | Original Unit Energy Savings (kWh or therms) | Achievable Economic UCT Potential | 0 | 1443.5073 | 1443.5073 | 1443.5073 | 1443.5073 | 1443.5073 | 1443.5073 | 1443.5073 | 1443.5073 | 1443.5073 | 1443.5073 | 1443.5073 | 1443.5073 | 1443.5073 | 1443.5073 | 1443.5073 | 1443.5073 | 1443.5073 | 1443.5073 | 1443.5073 | 1443.5073 | 1443.5073
F2_Industrial_Stone, Clay, and Glass_New_Space Heating_Natural Gas_Furnace_A_Achievable Economic UCT Potential | F2 | Industrial | Stone, Clay, and Glass | New | Space Heating | Natural Gas | Furnace | A | Original Unit Summer Peak Savings (kW) | Achievable Economic UCT Potential | 0 | 0 | 0 | 0 | 0 | 0 | 0 | 0 | 0 | 0 | 0 | 0 | 0 | 0 | 0 | 0 | 0 | 0 | 0 | 0 | 0 | 0
F3_Industrial_Stone, Clay, and Glass_New_Space Heating_Natural Gas_Furnace_A_Achievable Economic UCT Potential | F3 | Industrial | Stone, Clay, and Glass | New | Space Heating | Natural Gas | Furnace | A | Original Unit Winter Peak Savings (kW) | Achievable Economic UCT Potential | 0 | 0 | 0 | 0 | 0 | 0 | 0 | 0 | 0 | 0 | 0 | 0 | 0 | 0 | 0 | 0 | 0 | 0 | 0 | 0 | 0 | 0
F4_Industrial_Stone, Clay, and Glass_New_Space Heating_Natural Gas_Furnace_A_Achievable Economic UCT Potential | F4 | Industrial | Stone, Clay, and Glass | New | Space Heating | Natural Gas | Furnace | A | Standalone Impact on Baseline Energy (%) | Achievable Economic UCT Potential | 0% | 0% | 0.001165% | 0.0432% | 0.07493% | 0.1061% | 0.1249% | 0.1472% | 0.1683% | 0.1901% | 0.2052% | 0.2214% | 0.236% | 0.2514% | 0.261% | 0.2718% | 0.2818% | 0.2923% | 0.2986% | 0.3089% | 0.3179% | 0.3282%
F5_Industrial_Stone, Clay, and Glass_New_Space Heating_Natural Gas_Furnace_A_Achievable Economic UCT Potential | F5 | Industrial | Stone, Clay, and Glass | New | Space Heating | Natural Gas | Furnace | A | Standalone Impact on Baseline Summer Peak (%) | Achievable Economic UCT Potential | bar: 2019 to 2040
F6_Industrial_Stone, Clay, and Glass_New_Space Heating_Natural Gas_Furnace_A_Achievable Economic UCT Potential | F6 | Industrial | Stone, Clay, and Glass | New | Space Heating | Natural Gas | Furnace | A | Standalone Impact on Baseline Winter Peak (%) | Achievable Economic UCT Potential | bar: 2019 to 2040
F7_Industrial_Stone, Clay, and Glass_New_Space Heating_Natural Gas_Furnace_A_Achievable Economic UCT Potential | F7 | Industrial | Stone, Clay, and Glass | New | Space Heating | Natural Gas | Furnace | A | Incremental Energy Savings (MWh or mTherms) | Achievable Economic UCT Potential | 0 | 0 | 6.0078e-05 | 0.0038292 | 0.0057297 | 0.0085628 | 0.0064461 | 0.00883 | 0.0097826 | 0.011961 | 0.0094793 | 0.011427 | 0.01169 | 0.013945 | 0.0096736 | 0.01196 | 0.012113 | 0.014252 | 0.0094149 | 0.013361 | 0.012952 | 0.014133
F8_Industrial_Stone, Clay, and Glass_New_Space Heating_Natural Gas_Furnace_A_Achievable Economic UCT Potential | F8 | Industrial | Stone, Clay, and Glass | New | Space Heating | Natural Gas | Furnace | A | Incremental Summer Peak Savings (MW) | Achievable Economic UCT Potential | 0 | 0 | 0 | 0 | 0 | 0 | 0 | 0 | 0 | 0 | 0 | 0 | 0 | 0 | 0 | 0 | 0 | 0 | 0 | 0 | 0 | 0
F9_Industrial_Stone, Clay, and Glass_New_Space Heating_Natural Gas_Furnace_A_Achievable Economic UCT Potential | F9 | Industrial | Stone, Clay, and Glass | New | Space Heating | Natural Gas | Furnace | A | Incremental Winter Peak Savings (MW) | Achievable Economic UCT Potential | 0 | 0 | 0 | 0 | 0 | 0 | 0 | 0 | 0 | 0 | 0 | 0 | 0 | 0 | 0 | 0 | 0 | 0 | 0 | 0 | 0 | 0
F10_Industrial_Stone, Clay, and Glass_New_Space Heating_Natural Gas_Furnace_A_Achievable Economic UCT Potential | F10 | Industrial | Stone, Clay, and Glass | New | Space Heating | Natural Gas | Furnace | A | Cumulative Energy Savings (MWh or mTherms) | Achievable Economic UCT Potential | 0 | 0 | 6.0078e-05 | 0.0038893 | 0.0096189 | 0.018182 | 0.024628 | 0.033458 | 0.04324 | 0.055202 | 0.064681 | 0.076108 | 0.087799 | 0.10174 | 0.11142 | 0.12338 | 0.13549 | 0.14974 | 0.15916 | 0.17252 | 0.18547 | 0.1996
F11_Industrial_Stone, Clay, and Glass_New_Space Heating_Natural Gas_Furnace_A_Achievable Economic UCT Potential | F11 | Industrial | Stone, Clay, and Glass | New | Space Heating | Natural Gas | Furnace | A | Cumulative Summer Peak Savings (MW) | Achievable Economic UCT Potential | 0 | 0 | 0 | 0 | 0 | 0 | 0 | 0 | 0 | 0 | 0 | 0 | 0 | 0 | 0 | 0 | 0 | 0 | 0 | 0 | 0 | 0
F12_Industrial_Stone, Clay, and Glass_New_Space Heating_Natural Gas_Furnace_A_Achievable Economic UCT Potential | F12 | Industrial | Stone, Clay, and Glass | New | Space Heating | Natural Gas | Furnace | A | Cumulative Winter Peak Savings (MW) | Achievable Economic UCT Potential | 0 | 0 | 0 | 0 | 0 | 0 | 0 | 0 | 0 | 0 | 0 | 0 | 0 | 0 | 0 | 0 | 0 | 0 | 0 | 0 | 0 | 0
F13_Industrial_Stone, Clay, and Glass_New_Space Heating_Natural Gas_Furnace_A_Achievable Economic UCT Potential | F13 | Industrial | Stone, Clay, and Glass | New | Space Heating | Natural Gas | Furnace | A | Purchases (Incremental) | Achievable Economic UCT Potential | 0 | 0 | 4.162e-05 | 0.0026527 | 0.0039693 | 0.0059319 | 0.0044656 | 0.006117 | 0.006777 | 0.0082864 | 0.0065668 | 0.0079164 | 0.0080984 | 0.0096608 | 0.0067015 | 0.0082853 | 0.0083915 | 0.0098735 | 0.0065222 | 0.0092558 | 0.0089724 | 0.0097905
F14_Industrial_Stone, Clay, and Glass_New_Space Heating_Natural Gas_Furnace_A_Achievable Economic UCT Potential | F14 | Industrial | Stone, Clay, and Glass | New | Space Heating | Natural Gas | Furnace | A | Purchases (Cumulative) | Achievable Economic UCT Potential | 0 | 0 | 4.162e-05 | 0.0026943 | 0.0066636 | 0.012596 | 0.017061 | 0.023178 | 0.029955 | 0.038241 | 0.044808 | 0.052725 | 0.060823 | 0.070484 | 0.077185 | 0.085471 | 0.093862 | 0.10374 | 0.11026 | 0.11951 | 0.12849 | 0.13828
F1_Industrial_Stone, Clay, and Glass_New_Space Heating_Natural Gas_Boiler_A_Achievable Economic UCT Potential | F1 | Industrial | Stone, Clay, and Glass | New | Space Heating | Natural Gas | Boiler | A | Original Unit Energy Savings (kWh or therms) | Achievable Economic UCT Potential | 0 | 6223.5803 | 6223.5803 | 6223.5803 | 6223.5803 | 6223.5803 | 6223.5803 | 6223.5803 | 6223.5803 | 6223.5803 | 6223.5803 | 6223.5803 | 6223.5803 | 6223.5803 | 6223.5803 | 6223.5803 | 6223.5803 | 6223.5803 | 6223.5803 | 6223.5803 | 6223.5803 | 6223.5803
F2_Industrial_Stone, Clay, and Glass_New_Space Heating_Natural Gas_Boiler_A_Achievable Economic UCT Potential | F2 | Industrial | Stone, Clay, and Glass | New | Space Heating | Natural Gas | Boiler | A | Original Unit Summer Peak Savings (kW) | Achievable Economic UCT Potential | 0 | 0 | 0 | 0 | 0 | 0 | 0 | 0 | 0 | 0 | 0 | 0 | 0 | 0 | 0 | 0 | 0 | 0 | 0 | 0 | 0 | 0
F3_Industrial_Stone, Clay, and Glass_New_Space Heating_Natural Gas_Boiler_A_Achievable Economic UCT Potential | F3 | Industrial | Stone, Clay, and Glass | New | Space Heating | Natural Gas | Boiler | A | Original Unit Winter Peak Savings (kW) | Achievable Economic UCT Potential | 0 | 0 | 0 | 0 | 0 | 0 | 0 | 0 | 0 | 0 | 0 | 0 | 0 | 0 | 0 | 0 | 0 | 0 | 0 | 0 | 0 | 0
F4_Industrial_Stone, Clay, and Glass_New_Space Heating_Natural Gas_Boiler_A_Achievable Economic UCT Potential | F4 | Industrial | Stone, Clay, and Glass | New | Space Heating | Natural Gas | Boiler | A | Standalone Impact on Baseline Energy (%) | Achievable Economic UCT Potential | 0% | 0% | 0.01593% | 0.4357% | 0.6673% | 0.8378% | 0.9165% | 0.9913% | 1.05% | 1.103% | 1.136% | 1.167% | 1.193% | 1.219% | 1.235% | 1.251% | 1.266% | 1.281% | 1.29% | 1.3% | 1.309% | 1.318%
F5_Industrial_Stone, Clay, and Glass_New_Space Heating_Natural Gas_Boiler_A_Achievable Economic UCT Potential | F5 | Industrial | Stone, Clay, and Glass | New | Space Heating | Natural Gas | Boiler | A | Standalone Impact on Baseline Summer Peak (%) | Achievable Economic UCT Potential | bar: 2019 to 2040
F6_Industrial_Stone, Clay, and Glass_New_Space Heating_Natural Gas_Boiler_A_Achievable Economic UCT Potential | F6 | Industrial | Stone, Clay, and Glass | New | Space Heating | Natural Gas | Boiler | A | Standalone Impact on Baseline Winter Peak (%) | Achievable Economic UCT Potential | bar: 2019 to 2040
F7_Industrial_Stone, Clay, and Glass_New_Space Heating_Natural Gas_Boiler_A_Achievable Economic UCT Potential | F7 | Industrial | Stone, Clay, and Glass | New | Space Heating | Natural Gas | Boiler | A | Incremental Energy Savings (MWh or mTherms) | Achievable Economic UCT Potential | 0 | 0 | 0.00082165 | 0.038404 | 0.046436 | 0.057903 | 0.037204 | 0.044543 | 0.044576 | 0.050409 | 0.037616 | 0.043275 | 0.042701 | 0.049534 | 0.033619 | 0.040859 | 0.040828 | 0.047529 | 0.031395 | 0.038686 | 0.037632 | 0.037521
F8_Industrial_Stone, Clay, and Glass_New_Space Heating_Natural Gas_Boiler_A_Achievable Economic UCT Potential | F8 | Industrial | Stone, Clay, and Glass | New | Space Heating | Natural Gas | Boiler | A | Incremental Summer Peak Savings (MW) | Achievable Economic UCT Potential | 0 | 0 | 0 | 0 | 0 | 0 | 0 | 0 | 0 | 0 | 0 | 0 | 0 | 0 | 0 | 0 | 0 | 0 | 0 | 0 | 0 | 0
F9_Industrial_Stone, Clay, and Glass_New_Space Heating_Natural Gas_Boiler_A_Achievable Economic UCT Potential | F9 | Industrial | Stone, Clay, and Glass | New | Space Heating | Natural Gas | Boiler | A | Incremental Winter Peak Savings (MW) | Achievable Economic UCT Potential | 0 | 0 | 0 | 0 | 0 | 0 | 0 | 0 | 0 | 0 | 0 | 0 | 0 | 0 | 0 | 0 | 0 | 0 | 0 | 0 | 0 | 0
F10_Industrial_Stone, Clay, and Glass_New_Space Heating_Natural Gas_Boiler_A_Achievable Economic UCT Potential | F10 | Industrial | Stone, Clay, and Glass | New | Space Heating | Natural Gas | Boiler | A | Cumulative Energy Savings (MWh or mTherms) | Achievable Economic UCT Potential | 0 | 0 | 0.00082165 | 0.039226 | 0.085662 | 0.14356 | 0.18077 | 0.22531 | 0.26989 | 0.3203 | 0.35791 | 0.40119 | 0.44389 | 0.49342 | 0.52704 | 0.5679 | 0.60873 | 0.65626 | 0.68765 | 0.72634 | 0.76397 | 0.80149
F11_Industrial_Stone, Clay, and Glass_New_Space Heating_Natural Gas_Boiler_A_Achievable Economic UCT Potential | F11 | Industrial | Stone, Clay, and Glass | New | Space Heating | Natural Gas | Boiler | A | Cumulative Summer Peak Savings (MW) | Achievable Economic UCT Potential | 0 | 0 | 0 | 0 | 0 | 0 | 0 | 0 | 0 | 0 | 0 | 0 | 0 | 0 | 0 | 0 | 0 | 0 | 0 | 0 | 0 | 0
F12_Industrial_Stone, Clay, and Glass_New_Space Heating_Natural Gas_Boiler_A_Achievable Economic UCT Potential | F12 | Industrial | Stone, Clay, and Glass | New | Space Heating | Natural Gas | Boiler | A | Cumulative Winter Peak Savings (MW) | Achievable Economic UCT Potential | 0 | 0 | 0 | 0 | 0 | 0 | 0 | 0 | 0 | 0 | 0 | 0 | 0 | 0 | 0 | 0 | 0 | 0 | 0 | 0 | 0 | 0
F13_Industrial_Stone, Clay, and Glass_New_Space Heating_Natural Gas_Boiler_A_Achievable Economic UCT Potential | F13 | Industrial | Stone, Clay, and Glass | New | Space Heating | Natural Gas | Boiler | A | Purchases (Incremental) | Achievable Economic UCT Potential | 0 | 0 | 0.00013202 | 0.0061707 | 0.0074613 | 0.0093038 | 0.005978 | 0.0071572 | 0.0071625 | 0.0080996 | 0.0060442 | 0.0069533 | 0.0068611 | 0.0079591 | 0.0054018 | 0.0065652 | 0.0065602 | 0.007637 | 0.0050445 | 0.006216 | 0.0060467 | 0.0060288
F14_Industrial_Stone, Clay, and Glass_New_Space Heating_Natural Gas_Boiler_A_Achievable Economic UCT Potential | F14 | Industrial | Stone, Clay, and Glass | New | Space Heating | Natural Gas | Boiler | A | Purchases (Cumulative) | Achievable Economic UCT Potential | 0 | 0 | 0.00013202 | 0.0063027 | 0.013764 | 0.023068 | 0.029046 | 0.036203 | 0.043365 | 0.051465 | 0.057509 | 0.064462 | 0.071324 | 0.079283 | 0.084684 | 0.09125 | 0.09781 | 0.10545 | 0.11049 | 0.11671 | 0.12275 | 0.12878
F1_Industrial_Stone, Clay, and Glass_New_Space Heating_Natural Gas_Unit Heater_A_Achievable Economic UCT Potential | F1 | Industrial | Stone, Clay, and Glass | New | Space Heating | Natural Gas | Unit Heater | A | Original Unit Energy Savings (kWh or therms) | Achievable Economic UCT Potential | 0 | 43660.7244 | 43660.7244 | 43660.7244 | 43660.7244 | 43660.7244 | 43660.7244 | 43660.7244 | 43660.7244 | 43660.7244 | 43660.7244 | 43660.7244 | 43660.7244 | 43660.7244 | 43660.7244 | 43660.7244 | 43660.7244 | 43660.7244 | 43660.7244 | 43660.7244 | 43660.7244 | 43660.7244
F2_Industrial_Stone, Clay, and Glass_New_Space Heating_Natural Gas_Unit Heater_A_Achievable Economic UCT Potential | F2 | Industrial | Stone, Clay, and Glass | New | Space Heating | Natural Gas | Unit Heater | A | Original Unit Summer Peak Savings (kW) | Achievable Economic UCT Potential | 0 | 0 | 0 | 0 | 0 | 0 | 0 | 0 | 0 | 0 | 0 | 0 | 0 | 0 | 0 | 0 | 0 | 0 | 0 | 0 | 0 | 0
F3_Industrial_Stone, Clay, and Glass_New_Space Heating_Natural Gas_Unit Heater_A_Achievable Economic UCT Potential | F3 | Industrial | Stone, Clay, and Glass | New | Space Heating | Natural Gas | Unit Heater | A | Original Unit Winter Peak Savings (kW) | Achievable Economic UCT Potential | 0 | 0 | 0 | 0 | 0 | 0 | 0 | 0 | 0 | 0 | 0 | 0 | 0 | 0 | 0 | 0 | 0 | 0 | 0 | 0 | 0 | 0
F4_Industrial_Stone, Clay, and Glass_New_Space Heating_Natural Gas_Unit Heater_A_Achievable Economic UCT Potential | F4 | Industrial | Stone, Clay, and Glass | New | Space Heating | Natural Gas | Unit Heater | A | Standalone Impact on Baseline Energy (%) | Achievable Economic UCT Potential | 0% | 0% | 0.01765% | 0.6547% | 1.136% | 1.608% | 1.892% | 2.231% | 2.55% | 2.881% | 3.11% | 3.355% | 3.747% | 4.099% | 4.448% | 4.738% | 5.012% | 5.377% | 5.55% | 5.793% | 5.986% | 6.102%
F5_Industrial_Stone, Clay, and Glass_New_Space Heating_Natural Gas_Unit Heater_A_Achievable Economic UCT Potential | F5 | Industrial | Stone, Clay, and Glass | New | Space Heating | Natural Gas | Unit Heater | A | Standalone Impact on Baseline Summer Peak (%) | Achievable Economic UCT Potential | bar: 2019 to 2040
F6_Industrial_Stone, Clay, and Glass_New_Space Heating_Natural Gas_Unit Heater_A_Achievable Economic UCT Potential | F6 | Industrial | Stone, Clay, and Glass | New | Space Heating | Natural Gas | Unit Heater | A | Standalone Impact on Baseline Winter Peak (%) | Achievable Economic UCT Potential | bar: 2019 to 2040
F7_Industrial_Stone, Clay, and Glass_New_Space Heating_Natural Gas_Unit Heater_A_Achievable Economic UCT Potential | F7 | Industrial | Stone, Clay, and Glass | New | Space Heating | Natural Gas | Unit Heater | A | Incremental Energy Savings (MWh or mTherms) | Achievable Economic UCT Potential | 0 | 0 | 0.00091044 | 0.058028 | 0.086829 | 0.12976 | 0.097685 | 0.13381 | 0.14825 | 0.18127 | 0.14365 | 0.17317 | 0.24043 | 0.26495 | 0.24027 | 0.25168 | 0.25941 | 0.34421 | 0.20406 | 0.27723 | 0.25671 | 0.21896
F8_Industrial_Stone, Clay, and Glass_New_Space Heating_Natural Gas_Unit Heater_A_Achievable Economic UCT Potential | F8 | Industrial | Stone, Clay, and Glass | New | Space Heating | Natural Gas | Unit Heater | A | Incremental Summer Peak Savings (MW) | Achievable Economic UCT Potential | 0 | 0 | 0 | 0 | 0 | 0 | 0 | 0 | 0 | 0 | 0 | 0 | 0 | 0 | 0 | 0 | 0 | 0 | 0 | 0 | 0 | 0
F9_Industrial_Stone, Clay, and Glass_New_Space Heating_Natural Gas_Unit Heater_A_Achievable Economic UCT Potential | F9 | Industrial | Stone, Clay, and Glass | New | Space Heating | Natural Gas | Unit Heater | A | Incremental Winter Peak Savings (MW) | Achievable Economic UCT Potential | 0 | 0 | 0 | 0 | 0 | 0 | 0 | 0 | 0 | 0 | 0 | 0 | 0 | 0 | 0 | 0 | 0 | 0 | 0 | 0 | 0 | 0
F10_Industrial_Stone, Clay, and Glass_New_Space Heating_Natural Gas_Unit Heater_A_Achievable Economic UCT Potential | F10 | Industrial | Stone, Clay, and Glass | New | Space Heating | Natural Gas | Unit Heater | A | Cumulative Energy Savings (MWh or mTherms) | Achievable Economic UCT Potential | 0 | 0 | 0.00091044 | 0.058939 | 0.14577 | 0.27553 | 0.37322 | 0.50703 | 0.65528 | 0.83654 | 0.98019 | 1.1534 | 1.3938 | 1.6587 | 1.899 | 2.1507 | 2.4101 | 2.7543 | 2.9584 | 3.2356 | 3.4923 | 3.7113
F11_Industrial_Stone, Clay, and Glass_New_Space Heating_Natural Gas_Unit Heater_A_Achievable Economic UCT Potential | F11 | Industrial | Stone, Clay, and Glass | New | Space Heating | Natural Gas | Unit Heater | A | Cumulative Summer Peak Savings (MW) | Achievable Economic UCT Potential | 0 | 0 | 0 | 0 | 0 | 0 | 0 | 0 | 0 | 0 | 0 | 0 | 0 | 0 | 0 | 0 | 0 | 0 | 0 | 0 | 0 | 0
F12_Industrial_Stone, Clay, and Glass_New_Space Heating_Natural Gas_Unit Heater_A_Achievable Economic UCT Potential | F12 | Industrial | Stone, Clay, and Glass | New | Space Heating | Natural Gas | Unit Heater | A | Cumulative Winter Peak Savings (MW) | Achievable Economic UCT Potential | 0 | 0 | 0 | 0 | 0 | 0 | 0 | 0 | 0 | 0 | 0 | 0 | 0 | 0 | 0 | 0 | 0 | 0 | 0 | 0 | 0 | 0
F13_Industrial_Stone, Clay, and Glass_New_Space Heating_Natural Gas_Unit Heater_A_Achievable Economic UCT Potential | F13 | Industrial | Stone, Clay, and Glass | New | Space Heating | Natural Gas | Unit Heater | A | Purchases (Incremental) | Achievable Economic UCT Potential | 0 | 0 | 2.0853e-05 | 0.0013291 | 0.0019887 | 0.0029721 | 0.0022374 | 0.0030648 | 0.0033955 | 0.0041517 | 0.0032902 | 0.0039663 | 0.0055068 | 0.0060683 | 0.005524 | 0.0070936 | 0.0079302 | 0.010856 | 0.0069112 | 0.0094145 | 0.0092752 | 0.0091667
F14_Industrial_Stone, Clay, and Glass_New_Space Heating_Natural Gas_Unit Heater_A_Achievable Economic UCT Potential | F14 | Industrial | Stone, Clay, and Glass | New | Space Heating | Natural Gas | Unit Heater | A | Purchases (Cumulative) | Achievable Economic UCT Potential | 0 | 0 | 2.0853e-05 | 0.0013499 | 0.0033387 | 0.0063107 | 0.0085481 | 0.011613 | 0.015008 | 0.01916 | 0.02245 | 0.026417 | 0.031923 | 0.037992 | 0.043495 | 0.049259 | 0.055201 | 0.063085 | 0.067758 | 0.074108 | 0.079988 | 0.085003
F1_Industrial_Petroleum_Existing_Space Heating_Natural Gas_Furnace_A_Achievable Economic UCT Potential | F1 | Industrial | Petroleum | Existing | Space Heating | Natural Gas | Furnace | A | Original Unit Energy Savings (kWh or therms) | Achievable Economic UCT Potential | 0 | 1443.5459 | 1443.5459 | 1443.5459 | 1443.5459 | 1443.5459 | 1443.5459 | 1443.5459 | 1443.5459 | 1443.5459 | 1443.5459 | 1443.5459 | 1443.5459 | 1443.5459 | 1443.5459 | 1443.5459 | 1443.5459 | 1443.5459 | 1443.5459 | 1443.5459 | 1443.5459 | 1443.5459
F2_Industrial_Petroleum_Existing_Space Heating_Natural Gas_Furnace_A_Achievable Economic UCT Potential | F2 | Industrial | Petroleum | Existing | Space Heating | Natural Gas | Furnace | A | Original Unit Summer Peak Savings (kW) | Achievable Economic UCT Potential | 0 | 0 | 0 | 0 | 0 | 0 | 0 | 0 | 0 | 0 | 0 | 0 | 0 | 0 | 0 | 0 | 0 | 0 | 0 | 0 | 0 | 0
F3_Industrial_Petroleum_Existing_Space Heating_Natural Gas_Furnace_A_Achievable Economic UCT Potential | F3 | Industrial | Petroleum | Existing | Space Heating | Natural Gas | Furnace | A | Original Unit Winter Peak Savings (kW) | Achievable Economic UCT Potential | 0 | 0 | 0 | 0 | 0 | 0 | 0 | 0 | 0 | 0 | 0 | 0 | 0 | 0 | 0 | 0 | 0 | 0 | 0 | 0 | 0 | 0
F4_Industrial_Petroleum_Existing_Space Heating_Natural Gas_Furnace_A_Achievable Economic UCT Potential | F4 | Industrial | Petroleum | Existing | Space Heating | Natural Gas | Furnace | A | Standalone Impact on Baseline Energy (%) | Achievable Economic UCT Potential | 0% | 0% | 0.002721% | 0.008572% | 0.01795% | 0.03122% | 0.04877% | 0.07058% | 0.09631% | 0.1256% | 0.1583% | 0.194% | 0.2297% | 0.2653% | 0.3005% | 0.3352% | 0.3694% | 0.4029% | 0.4356% | 0.4694% | 0.5044% | 0.5407%
F5_Industrial_Petroleum_Existing_Space Heating_Natural Gas_Furnace_A_Achievable Economic UCT Potential | F5 | Industrial | Petroleum | Existing | Space Heating | Natural Gas | Furnace | A | Standalone Impact on Baseline Summer Peak (%) | Achievable Economic UCT Potential | bar: 2019 to 2040
F6_Industrial_Petroleum_Existing_Space Heating_Natural Gas_Furnace_A_Achievable Economic UCT Potential | F6 | Industrial | Petroleum | Existing | Space Heating | Natural Gas | Furnace | A | Standalone Impact on Baseline Winter Peak (%) | Achievable Economic UCT Potential | bar: 2019 to 2040
F7_Industrial_Petroleum_Existing_Space Heating_Natural Gas_Furnace_A_Achievable Economic UCT Potential | F7 | Industrial | Petroleum | Existing | Space Heating | Natural Gas | Furnace | A | Incremental Energy Savings (MWh or mTherms) | Achievable Economic UCT Potential | 0 | 0 | 0.00014778 | 0.00030743 | 0.00047674 | 0.00065373 | 0.00083664 | 0.0010069 | 0.0011483 | 0.0012649 | 0.0013603 | 0.0014377 | 0.0013787 | 0.0013113 | 0.0012397 | 0.0011664 | 0.0010936 | 0.0010223 | 0.00094567 | 0.00094702 | 0.00095043 | 0.00095539
F8_Industrial_Petroleum_Existing_Space Heating_Natural Gas_Furnace_A_Achievable Economic UCT Potential | F8 | Industrial | Petroleum | Existing | Space Heating | Natural Gas | Furnace | A | Incremental Summer Peak Savings (MW) | Achievable Economic UCT Potential | 0 | 0 | 0 | 0 | 0 | 0 | 0 | 0 | 0 | 0 | 0 | 0 | 0 | 0 | 0 | 0 | 0 | 0 | 0 | 0 | 0 | 0
F9_Industrial_Petroleum_Existing_Space Heating_Natural Gas_Furnace_A_Achievable Economic UCT Potential | F9 | Industrial | Petroleum | Existing | Space Heating | Natural Gas | Furnace | A | Incremental Winter Peak Savings (MW) | Achievable Economic UCT Potential | 0 | 0 | 0 | 0 | 0 | 0 | 0 | 0 | 0 | 0 | 0 | 0 | 0 | 0 | 0 | 0 | 0 | 0 | 0 | 0 | 0 | 0
F10_Industrial_Petroleum_Existing_Space Heating_Natural Gas_Furnace_A_Achievable Economic UCT Potential | F10 | Industrial | Petroleum | Existing | Space Heating | Natural Gas | Furnace | A | Cumulative Energy Savings (MWh or mTherms) | Achievable Economic UCT Potential | 0 | 0 | 0.00014778 | 0.00045521 | 0.00093195 | 0.0015857 | 0.0024223 | 0.0034292 | 0.0045774 | 0.0058423 | 0.0072026 | 0.0086403 | 0.010019 | 0.01133 | 0.01257 | 0.013736 | 0.01483 | 0.015852 | 0.016798 | 0.017745 | 0.018695 | 0.019651
F11_Industrial_Petroleum_Existing_Space Heating_Natural Gas_Furnace_A_Achievable Economic UCT Potential | F11 | Industrial | Petroleum | Existing | Space Heating | Natural Gas | Furnace | A | Cumulative Summer Peak Savings (MW) | Achievable Economic UCT Potential | 0 | 0 | 0 | 0 | 0 | 0 | 0 | 0 | 0 | 0 | 0 | 0 | 0 | 0 | 0 | 0 | 0 | 0 | 0 | 0 | 0 | 0
F12_Industrial_Petroleum_Existing_Space Heating_Natural Gas_Furnace_A_Achievable Economic UCT Potential | F12 | Industrial | Petroleum | Existing | Space Heating | Natural Gas | Furnace | A | Cumulative Winter Peak Savings (MW) | Achievable Economic UCT Potential | 0 | 0 | 0 | 0 | 0 | 0 | 0 | 0 | 0 | 0 | 0 | 0 | 0 | 0 | 0 | 0 | 0 | 0 | 0 | 0 | 0 | 0
F13_Industrial_Petroleum_Existing_Space Heating_Natural Gas_Furnace_A_Achievable Economic UCT Potential | F13 | Industrial | Petroleum | Existing | Space Heating | Natural Gas | Furnace | A | Purchases (Incremental) | Achievable Economic UCT Potential | 0 | 0 | 0.00010237 | 0.00021297 | 0.00033026 | 0.00045286 | 0.00057957 | 0.00069749 | 0.00079545 | 0.00087624 | 0.00094234 | 0.00099595 | 0.00095505 | 0.00090842 | 0.00085878 | 0.00080804 | 0.00075755 | 0.0007082 | 0.0006551 | 0.00065604 | 0.0006584 | 0.00066184
F14_Industrial_Petroleum_Existing_Space Heating_Natural Gas_Furnace_A_Achievable Economic UCT Potential | F14 | Industrial | Petroleum | Existing | Space Heating | Natural Gas | Furnace | A | Purchases (Cumulative) | Achievable Economic UCT Potential | 0 | 0 | 0.00010237 | 0.00031534 | 0.0006456 | 0.0010985 | 0.001678 | 0.0023755 | 0.003171 | 0.0040472 | 0.0049895 | 0.0059855 | 0.0069405 | 0.007849 | 0.0087077 | 0.0095158 | 0.010273 | 0.010982 | 0.011637 | 0.012293 | 0.012951 | 0.013613
F1_Industrial_Petroleum_Existing_Space Heating_Natural Gas_Boiler_A_Achievable Economic UCT Potential | F1 | Industrial | Petroleum | Existing | Space Heating | Natural Gas | Boiler | A | Original Unit Energy Savings (kWh or therms) | Achievable Economic UCT Potential | 0 | 6227.3193 | 6227.3193 | 6227.3193 | 6227.3193 | 6227.3193 | 6227.3193 | 6227.3193 | 6227.3193 | 6227.3193 | 6227.3193 | 6227.3193 | 6227.3193 | 6227.3193 | 6227.3193 | 6227.3193 | 6227.3193 | 6227.3193 | 6227.3193 | 6227.3193 | 6227.3193 | 6227.3193
F2_Industrial_Petroleum_Existing_Space Heating_Natural Gas_Boiler_A_Achievable Economic UCT Potential | F2 | Industrial | Petroleum | Existing | Space Heating | Natural Gas | Boiler | A | Original Unit Summer Peak Savings (kW) | Achievable Economic UCT Potential | 0 | 0 | 0 | 0 | 0 | 0 | 0 | 0 | 0 | 0 | 0 | 0 | 0 | 0 | 0 | 0 | 0 | 0 | 0 | 0 | 0 | 0
F3_Industrial_Petroleum_Existing_Space Heating_Natural Gas_Boiler_A_Achievable Economic UCT Potential | F3 | Industrial | Petroleum | Existing | Space Heating | Natural Gas | Boiler | A | Original Unit Winter Peak Savings (kW) | Achievable Economic UCT Potential | 0 | 0 | 0 | 0 | 0 | 0 | 0 | 0 | 0 | 0 | 0 | 0 | 0 | 0 | 0 | 0 | 0 | 0 | 0 | 0 | 0 | 0
F4_Industrial_Petroleum_Existing_Space Heating_Natural Gas_Boiler_A_Achievable Economic UCT Potential | F4 | Industrial | Petroleum | Existing | Space Heating | Natural Gas | Boiler | A | Standalone Impact on Baseline Energy (%) | Achievable Economic UCT Potential | 0% | 0% | 0.04085% | 0.1025% | 0.1793% | 0.2672% | 0.3636% | 0.4659% | 0.5727% | 0.683% | 0.7967% | 0.9135% | 1.033% | 1.156% | 1.282% | 1.411% | 1.542% | 1.677% | 1.815% | 1.955% | 2.099% | 2.245%
F5_Industrial_Petroleum_Existing_Space Heating_Natural Gas_Boiler_A_Achievable Economic UCT Potential | F5 | Industrial | Petroleum | Existing | Space Heating | Natural Gas | Boiler | A | Standalone Impact on Baseline Summer Peak (%) | Achievable Economic UCT Potential | bar: 2019 to 2040
F6_Industrial_Petroleum_Existing_Space Heating_Natural Gas_Boiler_A_Achievable Economic UCT Potential | F6 | Industrial | Petroleum | Existing | Space Heating | Natural Gas | Boiler | A | Standalone Impact on Baseline Winter Peak (%) | Achievable Economic UCT Potential | bar: 2019 to 2040
F7_Industrial_Petroleum_Existing_Space Heating_Natural Gas_Boiler_A_Achievable Economic UCT Potential | F7 | Industrial | Petroleum | Existing | Space Heating | Natural Gas | Boiler | A | Incremental Energy Savings (MWh or mTherms) | Achievable Economic UCT Potential | 0 | 0 | 0.0022185 | 0.0032238 | 0.0038687 | 0.0042579 | 0.0044913 | 0.004577 | 0.0045812 | 0.0045464 | 0.0044947 | 0.0044343 | 0.0043723 | 0.0043097 | 0.0042469 | 0.004184 | 0.004121 | 0.0040581 | 0.0039955 | 0.0039331 | 0.0038712 | 0.0038096
F8_Industrial_Petroleum_Existing_Space Heating_Natural Gas_Boiler_A_Achievable Economic UCT Potential | F8 | Industrial | Petroleum | Existing | Space Heating | Natural Gas | Boiler | A | Incremental Summer Peak Savings (MW) | Achievable Economic UCT Potential | 0 | 0 | 0 | 0 | 0 | 0 | 0 | 0 | 0 | 0 | 0 | 0 | 0 | 0 | 0 | 0 | 0 | 0 | 0 | 0 | 0 | 0
F9_Industrial_Petroleum_Existing_Space Heating_Natural Gas_Boiler_A_Achievable Economic UCT Potential | F9 | Industrial | Petroleum | Existing | Space Heating | Natural Gas | Boiler | A | Incremental Winter Peak Savings (MW) | Achievable Economic UCT Potential | 0 | 0 | 0 | 0 | 0 | 0 | 0 | 0 | 0 | 0 | 0 | 0 | 0 | 0 | 0 | 0 | 0 | 0 | 0 | 0 | 0 | 0
F10_Industrial_Petroleum_Existing_Space Heating_Natural Gas_Boiler_A_Achievable Economic UCT Potential | F10 | Industrial | Petroleum | Existing | Space Heating | Natural Gas | Boiler | A | Cumulative Energy Savings (MWh or mTherms) | Achievable Economic UCT Potential | 0 | 0 | 0.0022185 | 0.0054423 | 0.009311 | 0.013569 | 0.01806 | 0.022637 | 0.027218 | 0.031765 | 0.036259 | 0.040694 | 0.045066 | 0.049376 | 0.053623 | 0.057807 | 0.061928 | 0.065986 | 0.069981 | 0.073914 | 0.077786 | 0.081595
F11_Industrial_Petroleum_Existing_Space Heating_Natural Gas_Boiler_A_Achievable Economic UCT Potential | F11 | Industrial | Petroleum | Existing | Space Heating | Natural Gas | Boiler | A | Cumulative Summer Peak Savings (MW) | Achievable Economic UCT Potential | 0 | 0 | 0 | 0 | 0 | 0 | 0 | 0 | 0 | 0 | 0 | 0 | 0 | 0 | 0 | 0 | 0 | 0 | 0 | 0 | 0 | 0
F12_Industrial_Petroleum_Existing_Space Heating_Natural Gas_Boiler_A_Achievable Economic UCT Potential | F12 | Industrial | Petroleum | Existing | Space Heating | Natural Gas | Boiler | A | Cumulative Winter Peak Savings (MW) | Achievable Economic UCT Potential | 0 | 0 | 0 | 0 | 0 | 0 | 0 | 0 | 0 | 0 | 0 | 0 | 0 | 0 | 0 | 0 | 0 | 0 | 0 | 0 | 0 | 0
F13_Industrial_Petroleum_Existing_Space Heating_Natural Gas_Boiler_A_Achievable Economic UCT Potential | F13 | Industrial | Petroleum | Existing | Space Heating | Natural Gas | Boiler | A | Purchases (Incremental) | Achievable Economic UCT Potential | 0 | 0 | 0.00035625 | 0.00051769 | 0.00062124 | 0.00068374 | 0.00072122 | 0.00073498 | 0.00073567 | 0.00073007 | 0.00072176 | 0.00071208 | 0.00070211 | 0.00069207 | 0.00068198 | 0.00067187 | 0.00066176 | 0.00065167 | 0.00064161 | 0.00063159 | 0.00062164 | 0.00061176
F14_Industrial_Petroleum_Existing_Space Heating_Natural Gas_Boiler_A_Achievable Economic UCT Potential | F14 | Industrial | Petroleum | Existing | Space Heating | Natural Gas | Boiler | A | Purchases (Cumulative) | Achievable Economic UCT Potential | 0 | 0 | 0.00035625 | 0.00087394 | 0.0014952 | 0.0021789 | 0.0029001 | 0.0036351 | 0.0043708 | 0.0051009 | 0.0058226 | 0.0065347 | 0.0072368 | 0.0079289 | 0.0086109 | 0.0092827 | 0.0099445 | 0.010596 | 0.011238 | 0.011869 | 0.012491 | 0.013103
F1_Industrial_Petroleum_Existing_Space Heating_Natural Gas_Unit Heater_A_Achievable Economic UCT Potential | F1 | Industrial | Petroleum | Existing | Space Heating | Natural Gas | Unit Heater | A | Original Unit Energy Savings (kWh or therms) | Achievable Economic UCT Potential | 0 | 0 | 0 | 0 | 0 | 0 | 0 | 0 | 0 | 0 | 0 | 0 | 0 | 0 | 0 | 0 | 0 | 0 | 0 | 0 | 0 | 0
F2_Industrial_Petroleum_Existing_Space Heating_Natural Gas_Unit Heater_A_Achievable Economic UCT Potential | F2 | Industrial | Petroleum | Existing | Space Heating | Natural Gas | Unit Heater | A | Original Unit Summer Peak Savings (kW) | Achievable Economic UCT Potential | 0 | 0 | 0 | 0 | 0 | 0 | 0 | 0 | 0 | 0 | 0 | 0 | 0 | 0 | 0 | 0 | 0 | 0 | 0 | 0 | 0 | 0
F3_Industrial_Petroleum_Existing_Space Heating_Natural Gas_Unit Heater_A_Achievable Economic UCT Potential | F3 | Industrial | Petroleum | Existing | Space Heating | Natural Gas | Unit Heater | A | Original Unit Winter Peak Savings (kW) | Achievable Economic UCT Potential | 0 | 0 | 0 | 0 | 0 | 0 | 0 | 0 | 0 | 0 | 0 | 0 | 0 | 0 | 0 | 0 | 0 | 0 | 0 | 0 | 0 | 0
F4_Industrial_Petroleum_Existing_Space Heating_Natural Gas_Unit Heater_A_Achievable Economic UCT Potential | F4 | Industrial | Petroleum | Existing | Space Heating | Natural Gas | Unit Heater | A | Standalone Impact on Baseline Energy (%) | Achievable Economic UCT Potential | bar: 2019 to 2040
F5_Industrial_Petroleum_Existing_Space Heating_Natural Gas_Unit Heater_A_Achievable Economic UCT Potential | F5 | Industrial | Petroleum | Existing | Space Heating | Natural Gas | Unit Heater | A | Standalone Impact on Baseline Summer Peak (%) | Achievable Economic UCT Potential | bar: 2019 to 2040
F6_Industrial_Petroleum_Existing_Space Heating_Natural Gas_Unit Heater_A_Achievable Economic UCT Potential | F6 | Industrial | Petroleum | Existing | Space Heating | Natural Gas | Unit Heater | A | Standalone Impact on Baseline Winter Peak (%) | Achievable Economic UCT Potential | bar: 2019 to 2040
F7_Industrial_Petroleum_Existing_Space Heating_Natural Gas_Unit Heater_A_Achievable Economic UCT Potential | F7 | Industrial | Petroleum | Existing | Space Heating | Natural Gas | Unit Heater | A | Incremental Energy Savings (MWh or mTherms) | Achievable Economic UCT Potential | 0 | 0 | 0 | 0 | 0 | 0 | 0 | 0 | 0 | 0 | 0 | 0 | 0 | 0 | 0 | 0 | 0 | 0 | 0 | 0 | 0 | 0
F8_Industrial_Petroleum_Existing_Space Heating_Natural Gas_Unit Heater_A_Achievable Economic UCT Potential | F8 | Industrial | Petroleum | Existing | Space Heating | Natural Gas | Unit Heater | A | Incremental Summer Peak Savings (MW) | Achievable Economic UCT Potential | 0 | 0 | 0 | 0 | 0 | 0 | 0 | 0 | 0 | 0 | 0 | 0 | 0 | 0 | 0 | 0 | 0 | 0 | 0 | 0 | 0 | 0
F9_Industrial_Petroleum_Existing_Space Heating_Natural Gas_Unit Heater_A_Achievable Economic UCT Potential | F9 | Industrial | Petroleum | Existing | Space Heating | Natural Gas | Unit Heater | A | Incremental Winter Peak Savings (MW) | Achievable Economic UCT Potential | 0 | 0 | 0 | 0 | 0 | 0 | 0 | 0 | 0 | 0 | 0 | 0 | 0 | 0 | 0 | 0 | 0 | 0 | 0 | 0 | 0 | 0
F10_Industrial_Petroleum_Existing_Space Heating_Natural Gas_Unit Heater_A_Achievable Economic UCT Potential | F10 | Industrial | Petroleum | Existing | Space Heating | Natural Gas | Unit Heater | A | Cumulative Energy Savings (MWh or mTherms) | Achievable Economic UCT Potential | 0 | 0 | 0 | 0 | 0 | 0 | 0 | 0 | 0 | 0 | 0 | 0 | 0 | 0 | 0 | 0 | 0 | 0 | 0 | 0 | 0 | 0
F11_Industrial_Petroleum_Existing_Space Heating_Natural Gas_Unit Heater_A_Achievable Economic UCT Potential | F11 | Industrial | Petroleum | Existing | Space Heating | Natural Gas | Unit Heater | A | Cumulative Summer Peak Savings (MW) | Achievable Economic UCT Potential | 0 | 0 | 0 | 0 | 0 | 0 | 0 | 0 | 0 | 0 | 0 | 0 | 0 | 0 | 0 | 0 | 0 | 0 | 0 | 0 | 0 | 0
F12_Industrial_Petroleum_Existing_Space Heating_Natural Gas_Unit Heater_A_Achievable Economic UCT Potential | F12 | Industrial | Petroleum | Existing | Space Heating | Natural Gas | Unit Heater | A | Cumulative Winter Peak Savings (MW) | Achievable Economic UCT Potential | 0 | 0 | 0 | 0 | 0 | 0 | 0 | 0 | 0 | 0 | 0 | 0 | 0 | 0 | 0 | 0 | 0 | 0 | 0 | 0 | 0 | 0
F13_Industrial_Petroleum_Existing_Space Heating_Natural Gas_Unit Heater_A_Achievable Economic UCT Potential | F13 | Industrial | Petroleum | Existing | Space Heating | Natural Gas | Unit Heater | A | Purchases (Incremental) | Achievable Economic UCT Potential | 0 | 0 | 0 | 0 | 0 | 0 | 0 | 0 | 0 | 0 | 0 | 0 | 0 | 0 | 0 | 0 | 0 | 0 | 0 | 0 | 0 | 0
F14_Industrial_Petroleum_Existing_Space Heating_Natural Gas_Unit Heater_A_Achievable Economic UCT Potential | F14 | Industrial | Petroleum | Existing | Space Heating | Natural Gas | Unit Heater | A | Purchases (Cumulative) | Achievable Economic UCT Potential | 0 | 0 | 0 | 0 | 0 | 0 | 0 | 0 | 0 | 0 | 0 | 0 | 0 | 0 | 0 | 0 | 0 | 0 | 0 | 0 | 0 | 0
F1_Industrial_Petroleum_New_Space Heating_Natural Gas_Furnace_A_Achievable Economic UCT Potential | F1 | Industrial | Petroleum | New | Space Heating | Natural Gas | Furnace | A | Original Unit Energy Savings (kWh or therms) | Achievable Economic UCT Potential | 0 | 1443.5073 | 1443.5073 | 1443.5073 | 1443.5073 | 1443.5073 | 1443.5073 | 1443.5073 | 1443.5073 | 1443.5073 | 1443.5073 | 1443.5073 | 1443.5073 | 1443.5073 | 1443.5073 | 1443.5073 | 1443.5073 | 1443.5073 | 1443.5073 | 1443.5073 | 1443.5073 | 1443.5073
F2_Industrial_Petroleum_New_Space Heating_Natural Gas_Furnace_A_Achievable Economic UCT Potential | F2 | Industrial | Petroleum | New | Space Heating | Natural Gas | Furnace | A | Original Unit Summer Peak Savings (kW) | Achievable Economic UCT Potential | 0 | 0 | 0 | 0 | 0 | 0 | 0 | 0 | 0 | 0 | 0 | 0 | 0 | 0 | 0 | 0 | 0 | 0 | 0 | 0 | 0 | 0
F3_Industrial_Petroleum_New_Space Heating_Natural Gas_Furnace_A_Achievable Economic UCT Potential | F3 | Industrial | Petroleum | New | Space Heating | Natural Gas | Furnace | A | Original Unit Winter Peak Savings (kW) | Achievable Economic UCT Potential | 0 | 0 | 0 | 0 | 0 | 0 | 0 | 0 | 0 | 0 | 0 | 0 | 0 | 0 | 0 | 0 | 0 | 0 | 0 | 0 | 0 | 0
F4_Industrial_Petroleum_New_Space Heating_Natural Gas_Furnace_A_Achievable Economic UCT Potential | F4 | Industrial | Petroleum | New | Space Heating | Natural Gas | Furnace | A | Standalone Impact on Baseline Energy (%) | Achievable Economic UCT Potential | 0% | 0% | 0.002539% | 0.09417% | 0.1633% | 0.2313% | 0.2722% | 0.3209% | 0.3668% | 0.4145% | 0.4473% | 0.4826% | 0.5145% | 0.548% | 0.5689% | 0.5925% | 0.6142% | 0.6372% | 0.6509% | 0.6733% | 0.693% | 0.7154%
F5_Industrial_Petroleum_New_Space Heating_Natural Gas_Furnace_A_Achievable Economic UCT Potential | F5 | Industrial | Petroleum | New | Space Heating | Natural Gas | Furnace | A | Standalone Impact on Baseline Summer Peak (%) | Achievable Economic UCT Potential | bar: 2019 to 2040
F6_Industrial_Petroleum_New_Space Heating_Natural Gas_Furnace_A_Achievable Economic UCT Potential | F6 | Industrial | Petroleum | New | Space Heating | Natural Gas | Furnace | A | Standalone Impact on Baseline Winter Peak (%) | Achievable Economic UCT Potential | bar: 2019 to 2040
F7_Industrial_Petroleum_New_Space Heating_Natural Gas_Furnace_A_Achievable Economic UCT Potential | F7 | Industrial | Petroleum | New | Space Heating | Natural Gas | Furnace | A | Incremental Energy Savings (MWh or mTherms) | Achievable Economic UCT Potential | 0 | 0 | 6.8575e-06 | 0.00043707 | 0.000654 | 0.00097737 | 0.00073577 | 0.0010079 | 0.0011166 | 0.0013653 | 0.001082 | 0.0013043 | 0.0013343 | 0.0015918 | 0.0011042 | 0.0013651 | 0.0013826 | 0.0016268 | 0.0010746 | 0.001525 | 0.0014783 | 0.0016131
F8_Industrial_Petroleum_New_Space Heating_Natural Gas_Furnace_A_Achievable Economic UCT Potential | F8 | Industrial | Petroleum | New | Space Heating | Natural Gas | Furnace | A | Incremental Summer Peak Savings (MW) | Achievable Economic UCT Potential | 0 | 0 | 0 | 0 | 0 | 0 | 0 | 0 | 0 | 0 | 0 | 0 | 0 | 0 | 0 | 0 | 0 | 0 | 0 | 0 | 0 | 0
F9_Industrial_Petroleum_New_Space Heating_Natural Gas_Furnace_A_Achievable Economic UCT Potential | F9 | Industrial | Petroleum | New | Space Heating | Natural Gas | Furnace | A | Incremental Winter Peak Savings (MW) | Achievable Economic UCT Potential | 0 | 0 | 0 | 0 | 0 | 0 | 0 | 0 | 0 | 0 | 0 | 0 | 0 | 0 | 0 | 0 | 0 | 0 | 0 | 0 | 0 | 0
F10_Industrial_Petroleum_New_Space Heating_Natural Gas_Furnace_A_Achievable Economic UCT Potential | F10 | Industrial | Petroleum | New | Space Heating | Natural Gas | Furnace | A | Cumulative Energy Savings (MWh or mTherms) | Achievable Economic UCT Potential | 0 | 0 | 6.8575e-06 | 0.00044393 | 0.0010979 | 0.0020753 | 0.0028111 | 0.0038189 | 0.0049355 | 0.0063008 | 0.0073828 | 0.0086872 | 0.010022 | 0.011613 | 0.012717 | 0.014083 | 0.015465 | 0.017092 | 0.018167 | 0.019692 | 0.02117 | 0.022783
F11_Industrial_Petroleum_New_Space Heating_Natural Gas_Furnace_A_Achievable Economic UCT Potential | F11 | Industrial | Petroleum | New | Space Heating | Natural Gas | Furnace | A | Cumulative Summer Peak Savings (MW) | Achievable Economic UCT Potential | 0 | 0 | 0 | 0 | 0 | 0 | 0 | 0 | 0 | 0 | 0 | 0 | 0 | 0 | 0 | 0 | 0 | 0 | 0 | 0 | 0 | 0
F12_Industrial_Petroleum_New_Space Heating_Natural Gas_Furnace_A_Achievable Economic UCT Potential | F12 | Industrial | Petroleum | New | Space Heating | Natural Gas | Furnace | A | Cumulative Winter Peak Savings (MW) | Achievable Economic UCT Potential | 0 | 0 | 0 | 0 | 0 | 0 | 0 | 0 | 0 | 0 | 0 | 0 | 0 | 0 | 0 | 0 | 0 | 0 | 0 | 0 | 0 | 0
F13_Industrial_Petroleum_New_Space Heating_Natural Gas_Furnace_A_Achievable Economic UCT Potential | F13 | Industrial | Petroleum | New | Space Heating | Natural Gas | Furnace | A | Purchases (Incremental) | Achievable Economic UCT Potential | 0 | 0 | 4.7506e-06 | 0.00030278 | 0.00045306 | 0.00067708 | 0.00050971 | 0.00069821 | 0.00077354 | 0.00094582 | 0.00074955 | 0.00090359 | 0.00092437 | 0.0011027 | 0.00076492 | 0.0009457 | 0.00095782 | 0.001127 | 0.00074446 | 0.0010565 | 0.0010241 | 0.0011175
F14_Industrial_Petroleum_New_Space Heating_Natural Gas_Furnace_A_Achievable Economic UCT Potential | F14 | Industrial | Petroleum | New | Space Heating | Natural Gas | Furnace | A | Purchases (Cumulative) | Achievable Economic UCT Potential | 0 | 0 | 4.7506e-06 | 0.00030754 | 0.0007606 | 0.0014377 | 0.0019474 | 0.0026456 | 0.0034191 | 0.004365 | 0.0051145 | 0.0060181 | 0.0069425 | 0.0080452 | 0.0088101 | 0.0097558 | 0.010714 | 0.011841 | 0.012585 | 0.013642 | 0.014666 | 0.015783
F1_Industrial_Petroleum_New_Space Heating_Natural Gas_Boiler_A_Achievable Economic UCT Potential | F1 | Industrial | Petroleum | New | Space Heating | Natural Gas | Boiler | A | Original Unit Energy Savings (kWh or therms) | Achievable Economic UCT Potential | 0 | 6223.5803 | 6223.5803 | 6223.5803 | 6223.5803 | 6223.5803 | 6223.5803 | 6223.5803 | 6223.5803 | 6223.5803 | 6223.5803 | 6223.5803 | 6223.5803 | 6223.5803 | 6223.5803 | 6223.5803 | 6223.5803 | 6223.5803 | 6223.5803 | 6223.5803 | 6223.5803 | 6223.5803
F2_Industrial_Petroleum_New_Space Heating_Natural Gas_Boiler_A_Achievable Economic UCT Potential | F2 | Industrial | Petroleum | New | Space Heating | Natural Gas | Boiler | A | Original Unit Summer Peak Savings (kW) | Achievable Economic UCT Potential | 0 | 0 | 0 | 0 | 0 | 0 | 0 | 0 | 0 | 0 | 0 | 0 | 0 | 0 | 0 | 0 | 0 | 0 | 0 | 0 | 0 | 0
F3_Industrial_Petroleum_New_Space Heating_Natural Gas_Boiler_A_Achievable Economic UCT Potential | F3 | Industrial | Petroleum | New | Space Heating | Natural Gas | Boiler | A | Original Unit Winter Peak Savings (kW) | Achievable Economic UCT Potential | 0 | 0 | 0 | 0 | 0 | 0 | 0 | 0 | 0 | 0 | 0 | 0 | 0 | 0 | 0 | 0 | 0 | 0 | 0 | 0 | 0 | 0
F4_Industrial_Petroleum_New_Space Heating_Natural Gas_Boiler_A_Achievable Economic UCT Potential | F4 | Industrial | Petroleum | New | Space Heating | Natural Gas | Boiler | A | Standalone Impact on Baseline Energy (%) | Achievable Economic UCT Potential | 0% | 0% | 0.03472% | 0.9498% | 1.455% | 1.826% | 1.998% | 2.161% | 2.29% | 2.405% | 2.475% | 2.544% | 2.601% | 2.658% | 2.691% | 2.727% | 2.759% | 2.793% | 2.812% | 2.835% | 2.854% | 2.873%
F5_Industrial_Petroleum_New_Space Heating_Natural Gas_Boiler_A_Achievable Economic UCT Potential | F5 | Industrial | Petroleum | New | Space Heating | Natural Gas | Boiler | A | Standalone Impact on Baseline Summer Peak (%) | Achievable Economic UCT Potential | bar: 2019 to 2040
F6_Industrial_Petroleum_New_Space Heating_Natural Gas_Boiler_A_Achievable Economic UCT Potential | F6 | Industrial | Petroleum | New | Space Heating | Natural Gas | Boiler | A | Standalone Impact on Baseline Winter Peak (%) | Achievable Economic UCT Potential | bar: 2019 to 2040
F7_Industrial_Petroleum_New_Space Heating_Natural Gas_Boiler_A_Achievable Economic UCT Potential | F7 | Industrial | Petroleum | New | Space Heating | Natural Gas | Boiler | A | Incremental Energy Savings (MWh or mTherms) | Achievable Economic UCT Potential | 0 | 0 | 9.3785e-05 | 0.0043835 | 0.0053003 | 0.0066091 | 0.0042466 | 0.0050843 | 0.005088 | 0.0057537 | 0.0042936 | 0.0049394 | 0.0048739 | 0.0056539 | 0.0038373 | 0.0046637 | 0.0046602 | 0.0054251 | 0.0035834 | 0.0044156 | 0.0042954 | 0.0042827
F8_Industrial_Petroleum_New_Space Heating_Natural Gas_Boiler_A_Achievable Economic UCT Potential | F8 | Industrial | Petroleum | New | Space Heating | Natural Gas | Boiler | A | Incremental Summer Peak Savings (MW) | Achievable Economic UCT Potential | 0 | 0 | 0 | 0 | 0 | 0 | 0 | 0 | 0 | 0 | 0 | 0 | 0 | 0 | 0 | 0 | 0 | 0 | 0 | 0 | 0 | 0
F9_Industrial_Petroleum_New_Space Heating_Natural Gas_Boiler_A_Achievable Economic UCT Potential | F9 | Industrial | Petroleum | New | Space Heating | Natural Gas | Boiler | A | Incremental Winter Peak Savings (MW) | Achievable Economic UCT Potential | 0 | 0 | 0 | 0 | 0 | 0 | 0 | 0 | 0 | 0 | 0 | 0 | 0 | 0 | 0 | 0 | 0 | 0 | 0 | 0 | 0 | 0
F10_Industrial_Petroleum_New_Space Heating_Natural Gas_Boiler_A_Achievable Economic UCT Potential | F10 | Industrial | Petroleum | New | Space Heating | Natural Gas | Boiler | A | Cumulative Energy Savings (MWh or mTherms) | Achievable Economic UCT Potential | 0 | 0 | 9.3785e-05 | 0.0044773 | 0.0097776 | 0.016387 | 0.020633 | 0.025718 | 0.030806 | 0.036559 | 0.040853 | 0.045792 | 0.050666 | 0.05632 | 0.060158 | 0.064821 | 0.069481 | 0.074907 | 0.07849 | 0.082906 | 0.087201 | 0.091484
F11_Industrial_Petroleum_New_Space Heating_Natural Gas_Boiler_A_Achievable Economic UCT Potential | F11 | Industrial | Petroleum | New | Space Heating | Natural Gas | Boiler | A | Cumulative Summer Peak Savings (MW) | Achievable Economic UCT Potential | 0 | 0 | 0 | 0 | 0 | 0 | 0 | 0 | 0 | 0 | 0 | 0 | 0 | 0 | 0 | 0 | 0 | 0 | 0 | 0 | 0 | 0
F12_Industrial_Petroleum_New_Space Heating_Natural Gas_Boiler_A_Achievable Economic UCT Potential | F12 | Industrial | Petroleum | New | Space Heating | Natural Gas | Boiler | A | Cumulative Winter Peak Savings (MW) | Achievable Economic UCT Potential | 0 | 0 | 0 | 0 | 0 | 0 | 0 | 0 | 0 | 0 | 0 | 0 | 0 | 0 | 0 | 0 | 0 | 0 | 0 | 0 | 0 | 0
F13_Industrial_Petroleum_New_Space Heating_Natural Gas_Boiler_A_Achievable Economic UCT Potential | F13 | Industrial | Petroleum | New | Space Heating | Natural Gas | Boiler | A | Purchases (Incremental) | Achievable Economic UCT Potential | 0 | 0 | 1.5069e-05 | 0.00070434 | 0.00085165 | 0.001062 | 0.00068234 | 0.00081694 | 0.00081754 | 0.00092451 | 0.0006899 | 0.00079367 | 0.00078314 | 0.00090846 | 0.00061658 | 0.00074937 | 0.0007488 | 0.0008717 | 0.00057578 | 0.0007095 | 0.00069018 | 0.00068814
F14_Industrial_Petroleum_New_Space Heating_Natural Gas_Boiler_A_Achievable Economic UCT Potential | F14 | Industrial | Petroleum | New | Space Heating | Natural Gas | Boiler | A | Purchases (Cumulative) | Achievable Economic UCT Potential | 0 | 0 | 1.5069e-05 | 0.00071941 | 0.0015711 | 0.002633 | 0.0033153 | 0.0041323 | 0.0049498 | 0.0058743 | 0.0065642 | 0.0073579 | 0.008141 | 0.0090495 | 0.0096661 | 0.010415 | 0.011164 | 0.012036 | 0.012612 | 0.013321 | 0.014011 | 0.0147
F1_Industrial_Petroleum_New_Space Heating_Natural Gas_Unit Heater_A_Achievable Economic UCT Potential | F1 | Industrial | Petroleum | New | Space Heating | Natural Gas | Unit Heater | A | Original Unit Energy Savings (kWh or therms) | Achievable Economic UCT Potential | 0 | 0 | 0 | 0 | 0 | 0 | 0 | 0 | 0 | 0 | 0 | 0 | 0 | 0 | 0 | 0 | 0 | 0 | 0 | 0 | 0 | 0
F2_Industrial_Petroleum_New_Space Heating_Natural Gas_Unit Heater_A_Achievable Economic UCT Potential | F2 | Industrial | Petroleum | New | Space Heating | Natural Gas | Unit Heater | A | Original Unit Summer Peak Savings (kW) | Achievable Economic UCT Potential | 0 | 0 | 0 | 0 | 0 | 0 | 0 | 0 | 0 | 0 | 0 | 0 | 0 | 0 | 0 | 0 | 0 | 0 | 0 | 0 | 0 | 0
F3_Industrial_Petroleum_New_Space Heating_Natural Gas_Unit Heater_A_Achievable Economic UCT Potential | F3 | Industrial | Petroleum | New | Space Heating | Natural Gas | Unit Heater | A | Original Unit Winter Peak Savings (kW) | Achievable Economic UCT Potential | 0 | 0 | 0 | 0 | 0 | 0 | 0 | 0 | 0 | 0 | 0 | 0 | 0 | 0 | 0 | 0 | 0 | 0 | 0 | 0 | 0 | 0
F4_Industrial_Petroleum_New_Space Heating_Natural Gas_Unit Heater_A_Achievable Economic UCT Potential | F4 | Industrial | Petroleum | New | Space Heating | Natural Gas | Unit Heater | A | Standalone Impact on Baseline Energy (%) | Achievable Economic UCT Potential | bar: 2019 to 2040
F5_Industrial_Petroleum_New_Space Heating_Natural Gas_Unit Heater_A_Achievable Economic UCT Potential | F5 | Industrial | Petroleum | New | Space Heating | Natural Gas | Unit Heater | A | Standalone Impact on Baseline Summer Peak (%) | Achievable Economic UCT Potential | bar: 2019 to 2040
F6_Industrial_Petroleum_New_Space Heating_Natural Gas_Unit Heater_A_Achievable Economic UCT Potential | F6 | Industrial | Petroleum | New | Space Heating | Natural Gas | Unit Heater | A | Standalone Impact on Baseline Winter Peak (%) | Achievable Economic UCT Potential | bar: 2019 to 2040
F7_Industrial_Petroleum_New_Space Heating_Natural Gas_Unit Heater_A_Achievable Economic UCT Potential | F7 | Industrial | Petroleum | New | Space Heating | Natural Gas | Unit Heater | A | Incremental Energy Savings (MWh or mTherms) | Achievable Economic UCT Potential | 0 | 0 | 0 | 0 | 0 | 0 | 0 | 0 | 0 | 0 | 0 | 0 | 0 | 0 | 0 | 0 | 0 | 0 | 0 | 0 | 0 | 0
F8_Industrial_Petroleum_New_Space Heating_Natural Gas_Unit Heater_A_Achievable Economic UCT Potential | F8 | Industrial | Petroleum | New | Space Heating | Natural Gas | Unit Heater | A | Incremental Summer Peak Savings (MW) | Achievable Economic UCT Potential | 0 | 0 | 0 | 0 | 0 | 0 | 0 | 0 | 0 | 0 | 0 | 0 | 0 | 0 | 0 | 0 | 0 | 0 | 0 | 0 | 0 | 0
F9_Industrial_Petroleum_New_Space Heating_Natural Gas_Unit Heater_A_Achievable Economic UCT Potential | F9 | Industrial | Petroleum | New | Space Heating | Natural Gas | Unit Heater | A | Incremental Winter Peak Savings (MW) | Achievable Economic UCT Potential | 0 | 0 | 0 | 0 | 0 | 0 | 0 | 0 | 0 | 0 | 0 | 0 | 0 | 0 | 0 | 0 | 0 | 0 | 0 | 0 | 0 | 0
F10_Industrial_Petroleum_New_Space Heating_Natural Gas_Unit Heater_A_Achievable Economic UCT Potential | F10 | Industrial | Petroleum | New | Space Heating | Natural Gas | Unit Heater | A | Cumulative Energy Savings (MWh or mTherms) | Achievable Economic UCT Potential | 0 | 0 | 0 | 0 | 0 | 0 | 0 | 0 | 0 | 0 | 0 | 0 | 0 | 0 | 0 | 0 | 0 | 0 | 0 | 0 | 0 | 0
F11_Industrial_Petroleum_New_Space Heating_Natural Gas_Unit Heater_A_Achievable Economic UCT Potential | F11 | Industrial | Petroleum | New | Space Heating | Natural Gas | Unit Heater | A | Cumulative Summer Peak Savings (MW) | Achievable Economic UCT Potential | 0 | 0 | 0 | 0 | 0 | 0 | 0 | 0 | 0 | 0 | 0 | 0 | 0 | 0 | 0 | 0 | 0 | 0 | 0 | 0 | 0 | 0
F12_Industrial_Petroleum_New_Space Heating_Natural Gas_Unit Heater_A_Achievable Economic UCT Potential | F12 | Industrial | Petroleum | New | Space Heating | Natural Gas | Unit Heater | A | Cumulative Winter Peak Savings (MW) | Achievable Economic UCT Potential | 0 | 0 | 0 | 0 | 0 | 0 | 0 | 0 | 0 | 0 | 0 | 0 | 0 | 0 | 0 | 0 | 0 | 0 | 0 | 0 | 0 | 0
F13_Industrial_Petroleum_New_Space Heating_Natural Gas_Unit Heater_A_Achievable Economic UCT Potential | F13 | Industrial | Petroleum | New | Space Heating | Natural Gas | Unit Heater | A | Purchases (Incremental) | Achievable Economic UCT Potential | 0 | 0 | 0 | 0 | 0 | 0 | 0 | 0 | 0 | 0 | 0 | 0 | 0 | 0 | 0 | 0 | 0 | 0 | 0 | 0 | 0 | 0
F14_Industrial_Petroleum_New_Space Heating_Natural Gas_Unit Heater_A_Achievable Economic UCT Potential | F14 | Industrial | Petroleum | New | Space Heating | Natural Gas | Unit Heater | A | Purchases (Cumulative) | Achievable Economic UCT Potential | 0 | 0 | 0 | 0 | 0 | 0 | 0 | 0 | 0 | 0 | 0 | 0 | 0 | 0 | 0 | 0 | 0 | 0 | 0 | 0 | 0 | 0
F1_Industrial_Paper and Printing_Existing_Space Heating_Natural Gas_Furnace_A_Achievable Economic UCT Potential | F1 | Industrial | Paper and Printing | Existing | Space Heating | Natural Gas | Furnace | A | Original Unit Energy Savings (kWh or therms) | Achievable Economic UCT Potential | 0 | 1443.5459 | 1443.5459 | 1443.5459 | 1443.5459 | 1443.5459 | 1443.5459 | 1443.5459 | 1443.5459 | 1443.5459 | 1443.5459 | 1443.5459 | 1443.5459 | 1443.5459 | 1443.5459 | 1443.5459 | 1443.5459 | 1443.5459 | 1443.5459 | 1443.5459 | 1443.5459 | 1443.5459
F2_Industrial_Paper and Printing_Existing_Space Heating_Natural Gas_Furnace_A_Achievable Economic UCT Potential | F2 | Industrial | Paper and Printing | Existing | Space Heating | Natural Gas | Furnace | A | Original Unit Summer Peak Savings (kW) | Achievable Economic UCT Potential | 0 | 0 | 0 | 0 | 0 | 0 | 0 | 0 | 0 | 0 | 0 | 0 | 0 | 0 | 0 | 0 | 0 | 0 | 0 | 0 | 0 | 0
F3_Industrial_Paper and Printing_Existing_Space Heating_Natural Gas_Furnace_A_Achievable Economic UCT Potential | F3 | Industrial | Paper and Printing | Existing | Space Heating | Natural Gas | Furnace | A | Original Unit Winter Peak Savings (kW) | Achievable Economic UCT Potential | 0 | 0 | 0 | 0 | 0 | 0 | 0 | 0 | 0 | 0 | 0 | 0 | 0 | 0 | 0 | 0 | 0 | 0 | 0 | 0 | 0 | 0
F4_Industrial_Paper and Printing_Existing_Space Heating_Natural Gas_Furnace_A_Achievable Economic UCT Potential | F4 | Industrial | Paper and Printing | Existing | Space Heating | Natural Gas | Furnace | A | Standalone Impact on Baseline Energy (%) | Achievable Economic UCT Potential | 0% | 0% | 0.00132% | 0.004149% | 0.008663% | 0.01503% | 0.02342% | 0.03382% | 0.04604% | 0.05991% | 0.07531% | 0.0921% | 0.1089% | 0.1255% | 0.1419% | 0.158% | 0.1738% | 0.1893% | 0.2044% | 0.22% | 0.2361% | 0.2528%
F5_Industrial_Paper and Printing_Existing_Space Heating_Natural Gas_Furnace_A_Achievable Economic UCT Potential | F5 | Industrial | Paper and Printing | Existing | Space Heating | Natural Gas | Furnace | A | Standalone Impact on Baseline Summer Peak (%) | Achievable Economic UCT Potential | bar: 2019 to 2040
F6_Industrial_Paper and Printing_Existing_Space Heating_Natural Gas_Furnace_A_Achievable Economic UCT Potential | F6 | Industrial | Paper and Printing | Existing | Space Heating | Natural Gas | Furnace | A | Standalone Impact on Baseline Winter Peak (%) | Achievable Economic UCT Potential | bar: 2019 to 2040
F7_Industrial_Paper and Printing_Existing_Space Heating_Natural Gas_Furnace_A_Achievable Economic UCT Potential | F7 | Industrial | Paper and Printing | Existing | Space Heating | Natural Gas | Furnace | A | Incremental Energy Savings (MWh or mTherms) | Achievable Economic UCT Potential | 0 | 0 | 0.00090884 | 0.0018907 | 0.0029319 | 0.0040204 | 0.0051453 | 0.0061921 | 0.0070618 | 0.007779 | 0.0083658 | 0.0088417 | 0.0084787 | 0.0080647 | 0.007624 | 0.0071736 | 0.0067253 | 0.0062872 | 0.0058158 | 0.0058241 | 0.0058451 | 0.0058756
F8_Industrial_Paper and Printing_Existing_Space Heating_Natural Gas_Furnace_A_Achievable Economic UCT Potential | F8 | Industrial | Paper and Printing | Existing | Space Heating | Natural Gas | Furnace | A | Incremental Summer Peak Savings (MW) | Achievable Economic UCT Potential | 0 | 0 | 0 | 0 | 0 | 0 | 0 | 0 | 0 | 0 | 0 | 0 | 0 | 0 | 0 | 0 | 0 | 0 | 0 | 0 | 0 | 0
F9_Industrial_Paper and Printing_Existing_Space Heating_Natural Gas_Furnace_A_Achievable Economic UCT Potential | F9 | Industrial | Paper and Printing | Existing | Space Heating | Natural Gas | Furnace | A | Incremental Winter Peak Savings (MW) | Achievable Economic UCT Potential | 0 | 0 | 0 | 0 | 0 | 0 | 0 | 0 | 0 | 0 | 0 | 0 | 0 | 0 | 0 | 0 | 0 | 0 | 0 | 0 | 0 | 0
F10_Industrial_Paper and Printing_Existing_Space Heating_Natural Gas_Furnace_A_Achievable Economic UCT Potential | F10 | Industrial | Paper and Printing | Existing | Space Heating | Natural Gas | Furnace | A | Cumulative Energy Savings (MWh or mTherms) | Achievable Economic UCT Potential | 0 | 0 | 0.00090884 | 0.0027995 | 0.0057315 | 0.0097518 | 0.014897 | 0.021089 | 0.028151 | 0.03593 | 0.044296 | 0.053137 | 0.061616 | 0.069681 | 0.077305 | 0.084478 | 0.091204 | 0.097491 | 0.10331 | 0.10913 | 0.11498 | 0.12085
F11_Industrial_Paper and Printing_Existing_Space Heating_Natural Gas_Furnace_A_Achievable Economic UCT Potential | F11 | Industrial | Paper and Printing | Existing | Space Heating | Natural Gas | Furnace | A | Cumulative Summer Peak Savings (MW) | Achievable Economic UCT Potential | 0 | 0 | 0 | 0 | 0 | 0 | 0 | 0 | 0 | 0 | 0 | 0 | 0 | 0 | 0 | 0 | 0 | 0 | 0 | 0 | 0 | 0
F12_Industrial_Paper and Printing_Existing_Space Heating_Natural Gas_Furnace_A_Achievable Economic UCT Potential | F12 | Industrial | Paper and Printing | Existing | Space Heating | Natural Gas | Furnace | A | Cumulative Winter Peak Savings (MW) | Achievable Economic UCT Potential | 0 | 0 | 0 | 0 | 0 | 0 | 0 | 0 | 0 | 0 | 0 | 0 | 0 | 0 | 0 | 0 | 0 | 0 | 0 | 0 | 0 | 0
F13_Industrial_Paper and Printing_Existing_Space Heating_Natural Gas_Furnace_A_Achievable Economic UCT Potential | F13 | Industrial | Paper and Printing | Existing | Space Heating | Natural Gas | Furnace | A | Purchases (Incremental) | Achievable Economic UCT Potential | 0 | 0 | 0.00062959 | 0.0013098 | 0.0020311 | 0.0027851 | 0.0035643 | 0.0042895 | 0.004892 | 0.0053888 | 0.0057953 | 0.006125 | 0.0058735 | 0.0055867 | 0.0052814 | 0.0049694 | 0.0046589 | 0.0043554 | 0.0040288 | 0.0040346 | 0.0040491 | 0.0040702
F14_Industrial_Paper and Printing_Existing_Space Heating_Natural Gas_Furnace_A_Achievable Economic UCT Potential | F14 | Industrial | Paper and Printing | Existing | Space Heating | Natural Gas | Furnace | A | Purchases (Cumulative) | Achievable Economic UCT Potential | 0 | 0 | 0.00062959 | 0.0019393 | 0.0039704 | 0.0067555 | 0.01032 | 0.014609 | 0.019501 | 0.02489 | 0.030685 | 0.03681 | 0.042684 | 0.048271 | 0.053552 | 0.058521 | 0.06318 | 0.067536 | 0.071565 | 0.075599 | 0.079648 | 0.083718
F1_Industrial_Paper and Printing_Existing_Space Heating_Natural Gas_Boiler_A_Achievable Economic UCT Potential | F1 | Industrial | Paper and Printing | Existing | Space Heating | Natural Gas | Boiler | A | Original Unit Energy Savings (kWh or therms) | Achievable Economic UCT Potential | 0 | 6227.3193 | 6227.3193 | 6227.3193 | 6227.3193 | 6227.3193 | 6227.3193 | 6227.3193 | 6227.3193 | 6227.3193 | 6227.3193 | 6227.3193 | 6227.3193 | 6227.3193 | 6227.3193 | 6227.3193 | 6227.3193 | 6227.3193 | 6227.3193 | 6227.3193 | 6227.3193 | 6227.3193
F2_Industrial_Paper and Printing_Existing_Space Heating_Natural Gas_Boiler_A_Achievable Economic UCT Potential | F2 | Industrial | Paper and Printing | Existing | Space Heating | Natural Gas | Boiler | A | Original Unit Summer Peak Savings (kW) | Achievable Economic UCT Potential | 0 | 0 | 0 | 0 | 0 | 0 | 0 | 0 | 0 | 0 | 0 | 0 | 0 | 0 | 0 | 0 | 0 | 0 | 0 | 0 | 0 | 0
F3_Industrial_Paper and Printing_Existing_Space Heating_Natural Gas_Boiler_A_Achievable Economic UCT Potential | F3 | Industrial | Paper and Printing | Existing | Space Heating | Natural Gas | Boiler | A | Original Unit Winter Peak Savings (kW) | Achievable Economic UCT Potential | 0 | 0 | 0 | 0 | 0 | 0 | 0 | 0 | 0 | 0 | 0 | 0 | 0 | 0 | 0 | 0 | 0 | 0 | 0 | 0 | 0 | 0
F4_Industrial_Paper and Printing_Existing_Space Heating_Natural Gas_Boiler_A_Achievable Economic UCT Potential | F4 | Industrial | Paper and Printing | Existing | Space Heating | Natural Gas | Boiler | A | Standalone Impact on Baseline Energy (%) | Achievable Economic UCT Potential | 0% | 0% | 0.01982% | 0.0496% | 0.08655% | 0.1286% | 0.1746% | 0.2232% | 0.2737% | 0.3257% | 0.3791% | 0.4338% | 0.4897% | 0.5469% | 0.6053% | 0.665% | 0.7259% | 0.7881% | 0.8516% | 0.9163% | 0.9823% | 1.05%
F5_Industrial_Paper and Printing_Existing_Space Heating_Natural Gas_Boiler_A_Achievable Economic UCT Potential | F5 | Industrial | Paper and Printing | Existing | Space Heating | Natural Gas | Boiler | A | Standalone Impact on Baseline Summer Peak (%) | Achievable Economic UCT Potential | bar: 2019 to 2040
F6_Industrial_Paper and Printing_Existing_Space Heating_Natural Gas_Boiler_A_Achievable Economic UCT Potential | F6 | Industrial | Paper and Printing | Existing | Space Heating | Natural Gas | Boiler | A | Standalone Impact on Baseline Winter Peak (%) | Achievable Economic UCT Potential | bar: 2019 to 2040
F7_Industrial_Paper and Printing_Existing_Space Heating_Natural Gas_Boiler_A_Achievable Economic UCT Potential | F7 | Industrial | Paper and Printing | Existing | Space Heating | Natural Gas | Boiler | A | Incremental Energy Savings (MWh or mTherms) | Achievable Economic UCT Potential | 0 | 0 | 0.013643 | 0.019826 | 0.023792 | 0.026186 | 0.027621 | 0.028148 | 0.028174 | 0.02796 | 0.027642 | 0.027271 | 0.026889 | 0.026505 | 0.026118 | 0.025731 | 0.025344 | 0.024957 | 0.024572 | 0.024189 | 0.023807 | 0.023429
F8_Industrial_Paper and Printing_Existing_Space Heating_Natural Gas_Boiler_A_Achievable Economic UCT Potential | F8 | Industrial | Paper and Printing | Existing | Space Heating | Natural Gas | Boiler | A | Incremental Summer Peak Savings (MW) | Achievable Economic UCT Potential | 0 | 0 | 0 | 0 | 0 | 0 | 0 | 0 | 0 | 0 | 0 | 0 | 0 | 0 | 0 | 0 | 0 | 0 | 0 | 0 | 0 | 0
F9_Industrial_Paper and Printing_Existing_Space Heating_Natural Gas_Boiler_A_Achievable Economic UCT Potential | F9 | Industrial | Paper and Printing | Existing | Space Heating | Natural Gas | Boiler | A | Incremental Winter Peak Savings (MW) | Achievable Economic UCT Potential | 0 | 0 | 0 | 0 | 0 | 0 | 0 | 0 | 0 | 0 | 0 | 0 | 0 | 0 | 0 | 0 | 0 | 0 | 0 | 0 | 0 | 0
F10_Industrial_Paper and Printing_Existing_Space Heating_Natural Gas_Boiler_A_Achievable Economic UCT Potential | F10 | Industrial | Paper and Printing | Existing | Space Heating | Natural Gas | Boiler | A | Cumulative Energy Savings (MWh or mTherms) | Achievable Economic UCT Potential | 0 | 0 | 0.013643 | 0.03347 | 0.057262 | 0.083447 | 0.11107 | 0.13922 | 0.16739 | 0.19535 | 0.22299 | 0.25026 | 0.27715 | 0.30366 | 0.32978 | 0.35551 | 0.38085 | 0.40581 | 0.43038 | 0.45457 | 0.47838 | 0.5018
F11_Industrial_Paper and Printing_Existing_Space Heating_Natural Gas_Boiler_A_Achievable Economic UCT Potential | F11 | Industrial | Paper and Printing | Existing | Space Heating | Natural Gas | Boiler | A | Cumulative Summer Peak Savings (MW) | Achievable Economic UCT Potential | 0 | 0 | 0 | 0 | 0 | 0 | 0 | 0 | 0 | 0 | 0 | 0 | 0 | 0 | 0 | 0 | 0 | 0 | 0 | 0 | 0 | 0
F12_Industrial_Paper and Printing_Existing_Space Heating_Natural Gas_Boiler_A_Achievable Economic UCT Potential | F12 | Industrial | Paper and Printing | Existing | Space Heating | Natural Gas | Boiler | A | Cumulative Winter Peak Savings (MW) | Achievable Economic UCT Potential | 0 | 0 | 0 | 0 | 0 | 0 | 0 | 0 | 0 | 0 | 0 | 0 | 0 | 0 | 0 | 0 | 0 | 0 | 0 | 0 | 0 | 0
F13_Industrial_Paper and Printing_Existing_Space Heating_Natural Gas_Boiler_A_Achievable Economic UCT Potential | F13 | Industrial | Paper and Printing | Existing | Space Heating | Natural Gas | Boiler | A | Purchases (Incremental) | Achievable Economic UCT Potential | 0 | 0 | 0.0021909 | 0.0031838 | 0.0038206 | 0.004205 | 0.0044355 | 0.0045201 | 0.0045243 | 0.0044899 | 0.0044388 | 0.0043792 | 0.0043179 | 0.0042562 | 0.0041941 | 0.004132 | 0.0040698 | 0.0040077 | 0.0039458 | 0.0038843 | 0.0038231 | 0.0037623
F14_Industrial_Paper and Printing_Existing_Space Heating_Natural Gas_Boiler_A_Achievable Economic UCT Potential | F14 | Industrial | Paper and Printing | Existing | Space Heating | Natural Gas | Boiler | A | Purchases (Cumulative) | Achievable Economic UCT Potential | 0 | 0 | 0.0021909 | 0.0053747 | 0.0091953 | 0.0134 | 0.017836 | 0.022356 | 0.02688 | 0.03137 | 0.035809 | 0.040188 | 0.044506 | 0.048762 | 0.052956 | 0.057088 | 0.061158 | 0.065166 | 0.069112 | 0.072996 | 0.076819 | 0.080581
F1_Industrial_Paper and Printing_Existing_Space Heating_Natural Gas_Unit Heater_A_Achievable Economic UCT Potential | F1 | Industrial | Paper and Printing | Existing | Space Heating | Natural Gas | Unit Heater | A | Original Unit Energy Savings (kWh or therms) | Achievable Economic UCT Potential | 0 | 43660.7244 | 43660.7244 | 43660.7244 | 43660.7244 | 43660.7244 | 43660.7244 | 43660.7244 | 43660.7244 | 43660.7244 | 43660.7244 | 43660.7244 | 43660.7244 | 43660.7244 | 43660.7244 | 43660.7244 | 43660.7244 | 43660.7244 | 43660.7244 | 43660.7244 | 43660.7244 | 43660.7244
F2_Industrial_Paper and Printing_Existing_Space Heating_Natural Gas_Unit Heater_A_Achievable Economic UCT Potential | F2 | Industrial | Paper and Printing | Existing | Space Heating | Natural Gas | Unit Heater | A | Original Unit Summer Peak Savings (kW) | Achievable Economic UCT Potential | 0 | 0 | 0 | 0 | 0 | 0 | 0 | 0 | 0 | 0 | 0 | 0 | 0 | 0 | 0 | 0 | 0 | 0 | 0 | 0 | 0 | 0
F3_Industrial_Paper and Printing_Existing_Space Heating_Natural Gas_Unit Heater_A_Achievable Economic UCT Potential | F3 | Industrial | Paper and Printing | Existing | Space Heating | Natural Gas | Unit Heater | A | Original Unit Winter Peak Savings (kW) | Achievable Economic UCT Potential | 0 | 0 | 0 | 0 | 0 | 0 | 0 | 0 | 0 | 0 | 0 | 0 | 0 | 0 | 0 | 0 | 0 | 0 | 0 | 0 | 0 | 0
F4_Industrial_Paper and Printing_Existing_Space Heating_Natural Gas_Unit Heater_A_Achievable Economic UCT Potential | F4 | Industrial | Paper and Printing | Existing | Space Heating | Natural Gas | Unit Heater | A | Standalone Impact on Baseline Energy (%) | Achievable Economic UCT Potential | 0% | 0% | 0.001758% | 0.008631% | 0.02544% | 0.05832% | 0.1147% | 0.2015% | 0.3244% | 0.4883% | 0.693% | 0.9373% | 1.221% | 1.543% | 1.903% | 2.297% | 2.722% | 3.121% | 3.489% | 3.822% | 4.121% | 4.383%
F5_Industrial_Paper and Printing_Existing_Space Heating_Natural Gas_Unit Heater_A_Achievable Economic UCT Potential | F5 | Industrial | Paper and Printing | Existing | Space Heating | Natural Gas | Unit Heater | A | Standalone Impact on Baseline Summer Peak (%) | Achievable Economic UCT Potential | bar: 2019 to 2040
F6_Industrial_Paper and Printing_Existing_Space Heating_Natural Gas_Unit Heater_A_Achievable Economic UCT Potential | F6 | Industrial | Paper and Printing | Existing | Space Heating | Natural Gas | Unit Heater | A | Standalone Impact on Baseline Winter Peak (%) | Achievable Economic UCT Potential | bar: 2019 to 2040
F7_Industrial_Paper and Printing_Existing_Space Heating_Natural Gas_Unit Heater_A_Achievable Economic UCT Potential | F7 | Industrial | Paper and Printing | Existing | Space Heating | Natural Gas | Unit Heater | A | Incremental Energy Savings (MWh or mTherms) | Achievable Economic UCT Potential | 0 | 0 | 0.0012099 | 0.0046143 | 0.011004 | 0.021004 | 0.035095 | 0.052744 | 0.072717 | 0.094468 | 0.11474 | 0.13314 | 0.15007 | 0.16597 | 0.18001 | 0.19148 | 0.19982 | 0.17904 | 0.15601 | 0.13297 | 0.1107 | 0.08877
F8_Industrial_Paper and Printing_Existing_Space Heating_Natural Gas_Unit Heater_A_Achievable Economic UCT Potential | F8 | Industrial | Paper and Printing | Existing | Space Heating | Natural Gas | Unit Heater | A | Incremental Summer Peak Savings (MW) | Achievable Economic UCT Potential | 0 | 0 | 0 | 0 | 0 | 0 | 0 | 0 | 0 | 0 | 0 | 0 | 0 | 0 | 0 | 0 | 0 | 0 | 0 | 0 | 0 | 0
F9_Industrial_Paper and Printing_Existing_Space Heating_Natural Gas_Unit Heater_A_Achievable Economic UCT Potential | F9 | Industrial | Paper and Printing | Existing | Space Heating | Natural Gas | Unit Heater | A | Incremental Winter Peak Savings (MW) | Achievable Economic UCT Potential | 0 | 0 | 0 | 0 | 0 | 0 | 0 | 0 | 0 | 0 | 0 | 0 | 0 | 0 | 0 | 0 | 0 | 0 | 0 | 0 | 0 | 0
F10_Industrial_Paper and Printing_Existing_Space Heating_Natural Gas_Unit Heater_A_Achievable Economic UCT Potential | F10 | Industrial | Paper and Printing | Existing | Space Heating | Natural Gas | Unit Heater | A | Cumulative Energy Savings (MWh or mTherms) | Achievable Economic UCT Potential | 0 | 0 | 0.0012099 | 0.0058242 | 0.016828 | 0.037832 | 0.072927 | 0.12567 | 0.19839 | 0.29286 | 0.4076 | 0.54073 | 0.6908 | 0.85678 | 1.0368 | 1.2283 | 1.4281 | 1.6071 | 1.7631 | 1.8961 | 2.0068 | 2.0956
F11_Industrial_Paper and Printing_Existing_Space Heating_Natural Gas_Unit Heater_A_Achievable Economic UCT Potential | F11 | Industrial | Paper and Printing | Existing | Space Heating | Natural Gas | Unit Heater | A | Cumulative Summer Peak Savings (MW) | Achievable Economic UCT Potential | 0 | 0 | 0 | 0 | 0 | 0 | 0 | 0 | 0 | 0 | 0 | 0 | 0 | 0 | 0 | 0 | 0 | 0 | 0 | 0 | 0 | 0
F12_Industrial_Paper and Printing_Existing_Space Heating_Natural Gas_Unit Heater_A_Achievable Economic UCT Potential | F12 | Industrial | Paper and Printing | Existing | Space Heating | Natural Gas | Unit Heater | A | Cumulative Winter Peak Savings (MW) | Achievable Economic UCT Potential | 0 | 0 | 0 | 0 | 0 | 0 | 0 | 0 | 0 | 0 | 0 | 0 | 0 | 0 | 0 | 0 | 0 | 0 | 0 | 0 | 0 | 0
F13_Industrial_Paper and Printing_Existing_Space Heating_Natural Gas_Unit Heater_A_Achievable Economic UCT Potential | F13 | Industrial | Paper and Printing | Existing | Space Heating | Natural Gas | Unit Heater | A | Purchases (Incremental) | Achievable Economic UCT Potential | 0 | 0 | 2.7712e-05 | 0.00010569 | 0.00025203 | 0.00048106 | 0.00080381 | 0.0012081 | 0.0016655 | 0.0021637 | 0.002628 | 0.0030493 | 0.0034372 | 0.0038015 | 0.0041506 | 0.0044913 | 0.0048287 | 0.0045817 | 0.004377 | 0.0042536 | 0.0042009 | 0.0041969
F14_Industrial_Paper and Printing_Existing_Space Heating_Natural Gas_Unit Heater_A_Achievable Economic UCT Potential | F14 | Industrial | Paper and Printing | Existing | Space Heating | Natural Gas | Unit Heater | A | Purchases (Cumulative) | Achievable Economic UCT Potential | 0 | 0 | 2.7712e-05 | 0.0001334 | 0.00038543 | 0.00086649 | 0.0016703 | 0.0028784 | 0.0045439 | 0.0067075 | 0.0093356 | 0.012385 | 0.015822 | 0.019624 | 0.023746 | 0.028132 | 0.032709 | 0.036809 | 0.040382 | 0.043428 | 0.045963 | 0.047997
F1_Industrial_Paper and Printing_New_Space Heating_Natural Gas_Furnace_A_Achievable Economic UCT Potential | F1 | Industrial | Paper and Printing | New | Space Heating | Natural Gas | Furnace | A | Original Unit Energy Savings (kWh or therms) | Achievable Economic UCT Potential | 0 | 1443.5073 | 1443.5073 | 1443.5073 | 1443.5073 | 1443.5073 | 1443.5073 | 1443.5073 | 1443.5073 | 1443.5073 | 1443.5073 | 1443.5073 | 1443.5073 | 1443.5073 | 1443.5073 | 1443.5073 | 1443.5073 | 1443.5073 | 1443.5073 | 1443.5073 | 1443.5073 | 1443.5073
F2_Industrial_Paper and Printing_New_Space Heating_Natural Gas_Furnace_A_Achievable Economic UCT Potential | F2 | Industrial | Paper and Printing | New | Space Heating | Natural Gas | Furnace | A | Original Unit Summer Peak Savings (kW) | Achievable Economic UCT Potential | 0 | 0 | 0 | 0 | 0 | 0 | 0 | 0 | 0 | 0 | 0 | 0 | 0 | 0 | 0 | 0 | 0 | 0 | 0 | 0 | 0 | 0
F3_Industrial_Paper and Printing_New_Space Heating_Natural Gas_Furnace_A_Achievable Economic UCT Potential | F3 | Industrial | Paper and Printing | New | Space Heating | Natural Gas | Furnace | A | Original Unit Winter Peak Savings (kW) | Achievable Economic UCT Potential | 0 | 0 | 0 | 0 | 0 | 0 | 0 | 0 | 0 | 0 | 0 | 0 | 0 | 0 | 0 | 0 | 0 | 0 | 0 | 0 | 0 | 0
F4_Industrial_Paper and Printing_New_Space Heating_Natural Gas_Furnace_A_Achievable Economic UCT Potential | F4 | Industrial | Paper and Printing | New | Space Heating | Natural Gas | Furnace | A | Standalone Impact on Baseline Energy (%) | Achievable Economic UCT Potential | 0% | 0% | 0.001165% | 0.0432% | 0.07493% | 0.1061% | 0.1249% | 0.1472% | 0.1683% | 0.1901% | 0.2052% | 0.2214% | 0.236% | 0.2514% | 0.261% | 0.2718% | 0.2818% | 0.2923% | 0.2986% | 0.3089% | 0.3179% | 0.3282%
F5_Industrial_Paper and Printing_New_Space Heating_Natural Gas_Furnace_A_Achievable Economic UCT Potential | F5 | Industrial | Paper and Printing | New | Space Heating | Natural Gas | Furnace | A | Standalone Impact on Baseline Summer Peak (%) | Achievable Economic UCT Potential | bar: 2019 to 2040
F6_Industrial_Paper and Printing_New_Space Heating_Natural Gas_Furnace_A_Achievable Economic UCT Potential | F6 | Industrial | Paper and Printing | New | Space Heating | Natural Gas | Furnace | A | Standalone Impact on Baseline Winter Peak (%) | Achievable Economic UCT Potential | bar: 2019 to 2040
F7_Industrial_Paper and Printing_New_Space Heating_Natural Gas_Furnace_A_Achievable Economic UCT Potential | F7 | Industrial | Paper and Printing | New | Space Heating | Natural Gas | Furnace | A | Incremental Energy Savings (MWh or mTherms) | Achievable Economic UCT Potential | 0 | 0 | 4.2173e-05 | 0.002688 | 0.004022 | 0.0060108 | 0.0045249 | 0.0061983 | 0.0068671 | 0.0083965 | 0.0066541 | 0.0080216 | 0.0082061 | 0.0097892 | 0.0067905 | 0.0083955 | 0.008503 | 0.010005 | 0.0066089 | 0.0093789 | 0.0090917 | 0.0099207
F8_Industrial_Paper and Printing_New_Space Heating_Natural Gas_Furnace_A_Achievable Economic UCT Potential | F8 | Industrial | Paper and Printing | New | Space Heating | Natural Gas | Furnace | A | Incremental Summer Peak Savings (MW) | Achievable Economic UCT Potential | 0 | 0 | 0 | 0 | 0 | 0 | 0 | 0 | 0 | 0 | 0 | 0 | 0 | 0 | 0 | 0 | 0 | 0 | 0 | 0 | 0 | 0
F9_Industrial_Paper and Printing_New_Space Heating_Natural Gas_Furnace_A_Achievable Economic UCT Potential | F9 | Industrial | Paper and Printing | New | Space Heating | Natural Gas | Furnace | A | Incremental Winter Peak Savings (MW) | Achievable Economic UCT Potential | 0 | 0 | 0 | 0 | 0 | 0 | 0 | 0 | 0 | 0 | 0 | 0 | 0 | 0 | 0 | 0 | 0 | 0 | 0 | 0 | 0 | 0
F10_Industrial_Paper and Printing_New_Space Heating_Natural Gas_Furnace_A_Achievable Economic UCT Potential | F10 | Industrial | Paper and Printing | New | Space Heating | Natural Gas | Furnace | A | Cumulative Energy Savings (MWh or mTherms) | Achievable Economic UCT Potential | 0 | 0 | 4.2173e-05 | 0.0027301 | 0.0067522 | 0.012763 | 0.017288 | 0.023486 | 0.030353 | 0.03875 | 0.045404 | 0.053426 | 0.061632 | 0.071421 | 0.078211 | 0.086607 | 0.09511 | 0.10511 | 0.11172 | 0.1211 | 0.13019 | 0.14011
F11_Industrial_Paper and Printing_New_Space Heating_Natural Gas_Furnace_A_Achievable Economic UCT Potential | F11 | Industrial | Paper and Printing | New | Space Heating | Natural Gas | Furnace | A | Cumulative Summer Peak Savings (MW) | Achievable Economic UCT Potential | 0 | 0 | 0 | 0 | 0 | 0 | 0 | 0 | 0 | 0 | 0 | 0 | 0 | 0 | 0 | 0 | 0 | 0 | 0 | 0 | 0 | 0
F12_Industrial_Paper and Printing_New_Space Heating_Natural Gas_Furnace_A_Achievable Economic UCT Potential | F12 | Industrial | Paper and Printing | New | Space Heating | Natural Gas | Furnace | A | Cumulative Winter Peak Savings (MW) | Achievable Economic UCT Potential | 0 | 0 | 0 | 0 | 0 | 0 | 0 | 0 | 0 | 0 | 0 | 0 | 0 | 0 | 0 | 0 | 0 | 0 | 0 | 0 | 0 | 0
F13_Industrial_Paper and Printing_New_Space Heating_Natural Gas_Furnace_A_Achievable Economic UCT Potential | F13 | Industrial | Paper and Printing | New | Space Heating | Natural Gas | Furnace | A | Purchases (Incremental) | Achievable Economic UCT Potential | 0 | 0 | 2.9216e-05 | 0.0018621 | 0.0027863 | 0.004164 | 0.0031347 | 0.0042939 | 0.0047572 | 0.0058167 | 0.0046097 | 0.005557 | 0.0056848 | 0.0067816 | 0.0047042 | 0.005816 | 0.0058905 | 0.0069309 | 0.0045784 | 0.0064973 | 0.0062983 | 0.0068726
F14_Industrial_Paper and Printing_New_Space Heating_Natural Gas_Furnace_A_Achievable Economic UCT Potential | F14 | Industrial | Paper and Printing | New | Space Heating | Natural Gas | Furnace | A | Purchases (Cumulative) | Achievable Economic UCT Potential | 0 | 0 | 2.9216e-05 | 0.0018913 | 0.0046776 | 0.0088416 | 0.011976 | 0.01627 | 0.021027 | 0.026844 | 0.031454 | 0.037011 | 0.042696 | 0.049477 | 0.054182 | 0.059998 | 0.065888 | 0.072819 | 0.077397 | 0.083895 | 0.090193 | 0.097066
F1_Industrial_Paper and Printing_New_Space Heating_Natural Gas_Boiler_A_Achievable Economic UCT Potential | F1 | Industrial | Paper and Printing | New | Space Heating | Natural Gas | Boiler | A | Original Unit Energy Savings (kWh or therms) | Achievable Economic UCT Potential | 0 | 6223.5803 | 6223.5803 | 6223.5803 | 6223.5803 | 6223.5803 | 6223.5803 | 6223.5803 | 6223.5803 | 6223.5803 | 6223.5803 | 6223.5803 | 6223.5803 | 6223.5803 | 6223.5803 | 6223.5803 | 6223.5803 | 6223.5803 | 6223.5803 | 6223.5803 | 6223.5803 | 6223.5803
F2_Industrial_Paper and Printing_New_Space Heating_Natural Gas_Boiler_A_Achievable Economic UCT Potential | F2 | Industrial | Paper and Printing | New | Space Heating | Natural Gas | Boiler | A | Original Unit Summer Peak Savings (kW) | Achievable Economic UCT Potential | 0 | 0 | 0 | 0 | 0 | 0 | 0 | 0 | 0 | 0 | 0 | 0 | 0 | 0 | 0 | 0 | 0 | 0 | 0 | 0 | 0 | 0
F3_Industrial_Paper and Printing_New_Space Heating_Natural Gas_Boiler_A_Achievable Economic UCT Potential | F3 | Industrial | Paper and Printing | New | Space Heating | Natural Gas | Boiler | A | Original Unit Winter Peak Savings (kW) | Achievable Economic UCT Potential | 0 | 0 | 0 | 0 | 0 | 0 | 0 | 0 | 0 | 0 | 0 | 0 | 0 | 0 | 0 | 0 | 0 | 0 | 0 | 0 | 0 | 0
F4_Industrial_Paper and Printing_New_Space Heating_Natural Gas_Boiler_A_Achievable Economic UCT Potential | F4 | Industrial | Paper and Printing | New | Space Heating | Natural Gas | Boiler | A | Standalone Impact on Baseline Energy (%) | Achievable Economic UCT Potential | 0% | 0% | 0.01593% | 0.4357% | 0.6673% | 0.8378% | 0.9165% | 0.9913% | 1.05% | 1.103% | 1.136% | 1.167% | 1.193% | 1.219% | 1.235% | 1.251% | 1.266% | 1.281% | 1.29% | 1.3% | 1.309% | 1.318%
F5_Industrial_Paper and Printing_New_Space Heating_Natural Gas_Boiler_A_Achievable Economic UCT Potential | F5 | Industrial | Paper and Printing | New | Space Heating | Natural Gas | Boiler | A | Standalone Impact on Baseline Summer Peak (%) | Achievable Economic UCT Potential | bar: 2019 to 2040
F6_Industrial_Paper and Printing_New_Space Heating_Natural Gas_Boiler_A_Achievable Economic UCT Potential | F6 | Industrial | Paper and Printing | New | Space Heating | Natural Gas | Boiler | A | Standalone Impact on Baseline Winter Peak (%) | Achievable Economic UCT Potential | bar: 2019 to 2040
F7_Industrial_Paper and Printing_New_Space Heating_Natural Gas_Boiler_A_Achievable Economic UCT Potential | F7 | Industrial | Paper and Printing | New | Space Heating | Natural Gas | Boiler | A | Incremental Energy Savings (MWh or mTherms) | Achievable Economic UCT Potential | 0 | 0 | 0.00057677 | 0.026958 | 0.032596 | 0.040646 | 0.026116 | 0.031268 | 0.031291 | 0.035385 | 0.026405 | 0.030377 | 0.029974 | 0.034771 | 0.023599 | 0.028682 | 0.02866 | 0.033364 | 0.022038 | 0.027156 | 0.026416 | 0.026338
F8_Industrial_Paper and Printing_New_Space Heating_Natural Gas_Boiler_A_Achievable Economic UCT Potential | F8 | Industrial | Paper and Printing | New | Space Heating | Natural Gas | Boiler | A | Incremental Summer Peak Savings (MW) | Achievable Economic UCT Potential | 0 | 0 | 0 | 0 | 0 | 0 | 0 | 0 | 0 | 0 | 0 | 0 | 0 | 0 | 0 | 0 | 0 | 0 | 0 | 0 | 0 | 0
F9_Industrial_Paper and Printing_New_Space Heating_Natural Gas_Boiler_A_Achievable Economic UCT Potential | F9 | Industrial | Paper and Printing | New | Space Heating | Natural Gas | Boiler | A | Incremental Winter Peak Savings (MW) | Achievable Economic UCT Potential | 0 | 0 | 0 | 0 | 0 | 0 | 0 | 0 | 0 | 0 | 0 | 0 | 0 | 0 | 0 | 0 | 0 | 0 | 0 | 0 | 0 | 0
F10_Industrial_Paper and Printing_New_Space Heating_Natural Gas_Boiler_A_Achievable Economic UCT Potential | F10 | Industrial | Paper and Printing | New | Space Heating | Natural Gas | Boiler | A | Cumulative Energy Savings (MWh or mTherms) | Achievable Economic UCT Potential | 0 | 0 | 0.00057677 | 0.027535 | 0.060132 | 0.10078 | 0.12689 | 0.15816 | 0.18945 | 0.22484 | 0.25124 | 0.28162 | 0.31159 | 0.34637 | 0.36996 | 0.39865 | 0.42731 | 0.46067 | 0.48271 | 0.50986 | 0.53628 | 0.56262
F11_Industrial_Paper and Printing_New_Space Heating_Natural Gas_Boiler_A_Achievable Economic UCT Potential | F11 | Industrial | Paper and Printing | New | Space Heating | Natural Gas | Boiler | A | Cumulative Summer Peak Savings (MW) | Achievable Economic UCT Potential | 0 | 0 | 0 | 0 | 0 | 0 | 0 | 0 | 0 | 0 | 0 | 0 | 0 | 0 | 0 | 0 | 0 | 0 | 0 | 0 | 0 | 0
F12_Industrial_Paper and Printing_New_Space Heating_Natural Gas_Boiler_A_Achievable Economic UCT Potential | F12 | Industrial | Paper and Printing | New | Space Heating | Natural Gas | Boiler | A | Cumulative Winter Peak Savings (MW) | Achievable Economic UCT Potential | 0 | 0 | 0 | 0 | 0 | 0 | 0 | 0 | 0 | 0 | 0 | 0 | 0 | 0 | 0 | 0 | 0 | 0 | 0 | 0 | 0 | 0
F13_Industrial_Paper and Printing_New_Space Heating_Natural Gas_Boiler_A_Achievable Economic UCT Potential | F13 | Industrial | Paper and Printing | New | Space Heating | Natural Gas | Boiler | A | Purchases (Incremental) | Achievable Economic UCT Potential | 0 | 0 | 9.2675e-05 | 0.0043316 | 0.0052376 | 0.0065309 | 0.0041963 | 0.0050241 | 0.0050278 | 0.0056857 | 0.0042428 | 0.004881 | 0.0048163 | 0.005587 | 0.0037919 | 0.0046085 | 0.0046051 | 0.0053609 | 0.003541 | 0.0043634 | 0.0042446 | 0.004232
F14_Industrial_Paper and Printing_New_Space Heating_Natural Gas_Boiler_A_Achievable Economic UCT Potential | F14 | Industrial | Paper and Printing | New | Space Heating | Natural Gas | Boiler | A | Purchases (Cumulative) | Achievable Economic UCT Potential | 0 | 0 | 9.2675e-05 | 0.0044243 | 0.0096619 | 0.016193 | 0.020389 | 0.025413 | 0.030441 | 0.036127 | 0.04037 | 0.045251 | 0.050067 | 0.055654 | 0.059446 | 0.064054 | 0.068659 | 0.07402 | 0.077561 | 0.081925 | 0.086169 | 0.090401
F1_Industrial_Paper and Printing_New_Space Heating_Natural Gas_Unit Heater_A_Achievable Economic UCT Potential | F1 | Industrial | Paper and Printing | New | Space Heating | Natural Gas | Unit Heater | A | Original Unit Energy Savings (kWh or therms) | Achievable Economic UCT Potential | 0 | 43660.7244 | 43660.7244 | 43660.7244 | 43660.7244 | 43660.7244 | 43660.7244 | 43660.7244 | 43660.7244 | 43660.7244 | 43660.7244 | 43660.7244 | 43660.7244 | 43660.7244 | 43660.7244 | 43660.7244 | 43660.7244 | 43660.7244 | 43660.7244 | 43660.7244 | 43660.7244 | 43660.7244
F2_Industrial_Paper and Printing_New_Space Heating_Natural Gas_Unit Heater_A_Achievable Economic UCT Potential | F2 | Industrial | Paper and Printing | New | Space Heating | Natural Gas | Unit Heater | A | Original Unit Summer Peak Savings (kW) | Achievable Economic UCT Potential | 0 | 0 | 0 | 0 | 0 | 0 | 0 | 0 | 0 | 0 | 0 | 0 | 0 | 0 | 0 | 0 | 0 | 0 | 0 | 0 | 0 | 0
F3_Industrial_Paper and Printing_New_Space Heating_Natural Gas_Unit Heater_A_Achievable Economic UCT Potential | F3 | Industrial | Paper and Printing | New | Space Heating | Natural Gas | Unit Heater | A | Original Unit Winter Peak Savings (kW) | Achievable Economic UCT Potential | 0 | 0 | 0 | 0 | 0 | 0 | 0 | 0 | 0 | 0 | 0 | 0 | 0 | 0 | 0 | 0 | 0 | 0 | 0 | 0 | 0 | 0
F4_Industrial_Paper and Printing_New_Space Heating_Natural Gas_Unit Heater_A_Achievable Economic UCT Potential | F4 | Industrial | Paper and Printing | New | Space Heating | Natural Gas | Unit Heater | A | Standalone Impact on Baseline Energy (%) | Achievable Economic UCT Potential | 0% | 0% | 0.01765% | 0.6547% | 1.136% | 1.608% | 1.892% | 2.231% | 2.55% | 2.881% | 3.11% | 3.355% | 3.747% | 4.099% | 4.448% | 4.738% | 5.012% | 5.377% | 5.55% | 5.793% | 5.986% | 6.102%
F5_Industrial_Paper and Printing_New_Space Heating_Natural Gas_Unit Heater_A_Achievable Economic UCT Potential | F5 | Industrial | Paper and Printing | New | Space Heating | Natural Gas | Unit Heater | A | Standalone Impact on Baseline Summer Peak (%) | Achievable Economic UCT Potential | bar: 2019 to 2040
F6_Industrial_Paper and Printing_New_Space Heating_Natural Gas_Unit Heater_A_Achievable Economic UCT Potential | F6 | Industrial | Paper and Printing | New | Space Heating | Natural Gas | Unit Heater | A | Standalone Impact on Baseline Winter Peak (%) | Achievable Economic UCT Potential | bar: 2019 to 2040
F7_Industrial_Paper and Printing_New_Space Heating_Natural Gas_Unit Heater_A_Achievable Economic UCT Potential | F7 | Industrial | Paper and Printing | New | Space Heating | Natural Gas | Unit Heater | A | Incremental Energy Savings (MWh or mTherms) | Achievable Economic UCT Potential | 0 | 0 | 0.0006391 | 0.040734 | 0.060951 | 0.091089 | 0.068572 | 0.093931 | 0.10407 | 0.12724 | 0.10084 | 0.12156 | 0.16878 | 0.18598 | 0.16866 | 0.17667 | 0.1821 | 0.24162 | 0.14324 | 0.19461 | 0.1802 | 0.1537
F8_Industrial_Paper and Printing_New_Space Heating_Natural Gas_Unit Heater_A_Achievable Economic UCT Potential | F8 | Industrial | Paper and Printing | New | Space Heating | Natural Gas | Unit Heater | A | Incremental Summer Peak Savings (MW) | Achievable Economic UCT Potential | 0 | 0 | 0 | 0 | 0 | 0 | 0 | 0 | 0 | 0 | 0 | 0 | 0 | 0 | 0 | 0 | 0 | 0 | 0 | 0 | 0 | 0
F9_Industrial_Paper and Printing_New_Space Heating_Natural Gas_Unit Heater_A_Achievable Economic UCT Potential | F9 | Industrial | Paper and Printing | New | Space Heating | Natural Gas | Unit Heater | A | Incremental Winter Peak Savings (MW) | Achievable Economic UCT Potential | 0 | 0 | 0 | 0 | 0 | 0 | 0 | 0 | 0 | 0 | 0 | 0 | 0 | 0 | 0 | 0 | 0 | 0 | 0 | 0 | 0 | 0
F10_Industrial_Paper and Printing_New_Space Heating_Natural Gas_Unit Heater_A_Achievable Economic UCT Potential | F10 | Industrial | Paper and Printing | New | Space Heating | Natural Gas | Unit Heater | A | Cumulative Energy Savings (MWh or mTherms) | Achievable Economic UCT Potential | 0 | 0 | 0.0006391 | 0.041373 | 0.10232 | 0.19341 | 0.26198 | 0.35592 | 0.45998 | 0.58722 | 0.68806 | 0.80962 | 0.9784 | 1.1644 | 1.333 | 1.5097 | 1.6918 | 1.9334 | 2.0767 | 2.2713 | 2.4515 | 2.6052
F11_Industrial_Paper and Printing_New_Space Heating_Natural Gas_Unit Heater_A_Achievable Economic UCT Potential | F11 | Industrial | Paper and Printing | New | Space Heating | Natural Gas | Unit Heater | A | Cumulative Summer Peak Savings (MW) | Achievable Economic UCT Potential | 0 | 0 | 0 | 0 | 0 | 0 | 0 | 0 | 0 | 0 | 0 | 0 | 0 | 0 | 0 | 0 | 0 | 0 | 0 | 0 | 0 | 0
F12_Industrial_Paper and Printing_New_Space Heating_Natural Gas_Unit Heater_A_Achievable Economic UCT Potential | F12 | Industrial | Paper and Printing | New | Space Heating | Natural Gas | Unit Heater | A | Cumulative Winter Peak Savings (MW) | Achievable Economic UCT Potential | 0 | 0 | 0 | 0 | 0 | 0 | 0 | 0 | 0 | 0 | 0 | 0 | 0 | 0 | 0 | 0 | 0 | 0 | 0 | 0 | 0 | 0
F13_Industrial_Paper and Printing_New_Space Heating_Natural Gas_Unit Heater_A_Achievable Economic UCT Potential | F13 | Industrial | Paper and Printing | New | Space Heating | Natural Gas | Unit Heater | A | Purchases (Incremental) | Achievable Economic UCT Potential | 0 | 0 | 1.4638e-05 | 0.00093297 | 0.001396 | 0.0020863 | 0.0015706 | 0.0021514 | 0.0023835 | 0.0029144 | 0.0023096 | 0.0027842 | 0.0038656 | 0.0042598 | 0.0038776 | 0.0049795 | 0.0055667 | 0.0076204 | 0.0048514 | 0.0066086 | 0.0065108 | 0.0064347
F14_Industrial_Paper and Printing_New_Space Heating_Natural Gas_Unit Heater_A_Achievable Economic UCT Potential | F14 | Industrial | Paper and Printing | New | Space Heating | Natural Gas | Unit Heater | A | Purchases (Cumulative) | Achievable Economic UCT Potential | 0 | 0 | 1.4638e-05 | 0.00094761 | 0.0023436 | 0.0044299 | 0.0060005 | 0.0081518 | 0.010535 | 0.01345 | 0.015759 | 0.018544 | 0.022409 | 0.026669 | 0.030532 | 0.034578 | 0.038749 | 0.044283 | 0.047564 | 0.052021 | 0.056149 | 0.059669
F1_Industrial_Instruments_Existing_Space Heating_Natural Gas_Furnace_A_Achievable Economic UCT Potential | F1 | Industrial | Instruments | Existing | Space Heating | Natural Gas | Furnace | A | Original Unit Energy Savings (kWh or therms) | Achievable Economic UCT Potential | 0 | 1443.5459 | 1443.5459 | 1443.5459 | 1443.5459 | 1443.5459 | 1443.5459 | 1443.5459 | 1443.5459 | 1443.5459 | 1443.5459 | 1443.5459 | 1443.5459 | 1443.5459 | 1443.5459 | 1443.5459 | 1443.5459 | 1443.5459 | 1443.5459 | 1443.5459 | 1443.5459 | 1443.5459
F2_Industrial_Instruments_Existing_Space Heating_Natural Gas_Furnace_A_Achievable Economic UCT Potential | F2 | Industrial | Instruments | Existing | Space Heating | Natural Gas | Furnace | A | Original Unit Summer Peak Savings (kW) | Achievable Economic UCT Potential | 0 | 0 | 0 | 0 | 0 | 0 | 0 | 0 | 0 | 0 | 0 | 0 | 0 | 0 | 0 | 0 | 0 | 0 | 0 | 0 | 0 | 0
F3_Industrial_Instruments_Existing_Space Heating_Natural Gas_Furnace_A_Achievable Economic UCT Potential | F3 | Industrial | Instruments | Existing | Space Heating | Natural Gas | Furnace | A | Original Unit Winter Peak Savings (kW) | Achievable Economic UCT Potential | 0 | 0 | 0 | 0 | 0 | 0 | 0 | 0 | 0 | 0 | 0 | 0 | 0 | 0 | 0 | 0 | 0 | 0 | 0 | 0 | 0 | 0
F4_Industrial_Instruments_Existing_Space Heating_Natural Gas_Furnace_A_Achievable Economic UCT Potential | F4 | Industrial | Instruments | Existing | Space Heating | Natural Gas | Furnace | A | Standalone Impact on Baseline Energy (%) | Achievable Economic UCT Potential | 0% | 0% | 0.00132% | 0.004149% | 0.008663% | 0.01503% | 0.02342% | 0.03382% | 0.04604% | 0.05991% | 0.07531% | 0.0921% | 0.1089% | 0.1255% | 0.1419% | 0.158% | 0.1738% | 0.1893% | 0.2044% | 0.22% | 0.2361% | 0.2528%
F5_Industrial_Instruments_Existing_Space Heating_Natural Gas_Furnace_A_Achievable Economic UCT Potential | F5 | Industrial | Instruments | Existing | Space Heating | Natural Gas | Furnace | A | Standalone Impact on Baseline Summer Peak (%) | Achievable Economic UCT Potential | bar: 2019 to 2040
F6_Industrial_Instruments_Existing_Space Heating_Natural Gas_Furnace_A_Achievable Economic UCT Potential | F6 | Industrial | Instruments | Existing | Space Heating | Natural Gas | Furnace | A | Standalone Impact on Baseline Winter Peak (%) | Achievable Economic UCT Potential | bar: 2019 to 2040
F7_Industrial_Instruments_Existing_Space Heating_Natural Gas_Furnace_A_Achievable Economic UCT Potential | F7 | Industrial | Instruments | Existing | Space Heating | Natural Gas | Furnace | A | Incremental Energy Savings (MWh or mTherms) | Achievable Economic UCT Potential | 0 | 0 | 0.0058166 | 0.0121 | 0.018764 | 0.02573 | 0.03293 | 0.039629 | 0.045195 | 0.049785 | 0.053541 | 0.056587 | 0.054263 | 0.051614 | 0.048793 | 0.045911 | 0.043042 | 0.040238 | 0.037221 | 0.037274 | 0.037408 | 0.037604
F8_Industrial_Instruments_Existing_Space Heating_Natural Gas_Furnace_A_Achievable Economic UCT Potential | F8 | Industrial | Instruments | Existing | Space Heating | Natural Gas | Furnace | A | Incremental Summer Peak Savings (MW) | Achievable Economic UCT Potential | 0 | 0 | 0 | 0 | 0 | 0 | 0 | 0 | 0 | 0 | 0 | 0 | 0 | 0 | 0 | 0 | 0 | 0 | 0 | 0 | 0 | 0
F9_Industrial_Instruments_Existing_Space Heating_Natural Gas_Furnace_A_Achievable Economic UCT Potential | F9 | Industrial | Instruments | Existing | Space Heating | Natural Gas | Furnace | A | Incremental Winter Peak Savings (MW) | Achievable Economic UCT Potential | 0 | 0 | 0 | 0 | 0 | 0 | 0 | 0 | 0 | 0 | 0 | 0 | 0 | 0 | 0 | 0 | 0 | 0 | 0 | 0 | 0 | 0
F10_Industrial_Instruments_Existing_Space Heating_Natural Gas_Furnace_A_Achievable Economic UCT Potential | F10 | Industrial | Instruments | Existing | Space Heating | Natural Gas | Furnace | A | Cumulative Energy Savings (MWh or mTherms) | Achievable Economic UCT Potential | 0 | 0 | 0.0058166 | 0.017917 | 0.036681 | 0.062412 | 0.095341 | 0.13497 | 0.18017 | 0.22995 | 0.28349 | 0.34008 | 0.39434 | 0.44596 | 0.49475 | 0.54066 | 0.5837 | 0.62394 | 0.66116 | 0.69844 | 0.73584 | 0.77345
F11_Industrial_Instruments_Existing_Space Heating_Natural Gas_Furnace_A_Achievable Economic UCT Potential | F11 | Industrial | Instruments | Existing | Space Heating | Natural Gas | Furnace | A | Cumulative Summer Peak Savings (MW) | Achievable Economic UCT Potential | 0 | 0 | 0 | 0 | 0 | 0 | 0 | 0 | 0 | 0 | 0 | 0 | 0 | 0 | 0 | 0 | 0 | 0 | 0 | 0 | 0 | 0
F12_Industrial_Instruments_Existing_Space Heating_Natural Gas_Furnace_A_Achievable Economic UCT Potential | F12 | Industrial | Instruments | Existing | Space Heating | Natural Gas | Furnace | A | Cumulative Winter Peak Savings (MW) | Achievable Economic UCT Potential | 0 | 0 | 0 | 0 | 0 | 0 | 0 | 0 | 0 | 0 | 0 | 0 | 0 | 0 | 0 | 0 | 0 | 0 | 0 | 0 | 0 | 0
F13_Industrial_Instruments_Existing_Space Heating_Natural Gas_Furnace_A_Achievable Economic UCT Potential | F13 | Industrial | Instruments | Existing | Space Heating | Natural Gas | Furnace | A | Purchases (Incremental) | Achievable Economic UCT Potential | 0 | 0 | 0.0040294 | 0.0083824 | 0.012999 | 0.017824 | 0.022812 | 0.027453 | 0.031308 | 0.034488 | 0.03709 | 0.0392 | 0.03759 | 0.035755 | 0.033801 | 0.031804 | 0.029817 | 0.027874 | 0.025784 | 0.025821 | 0.025914 | 0.02605
F14_Industrial_Instruments_Existing_Space Heating_Natural Gas_Furnace_A_Achievable Economic UCT Potential | F14 | Industrial | Instruments | Existing | Space Heating | Natural Gas | Furnace | A | Purchases (Cumulative) | Achievable Economic UCT Potential | 0 | 0 | 0.0040294 | 0.012412 | 0.025411 | 0.043235 | 0.066047 | 0.093499 | 0.12481 | 0.1593 | 0.19639 | 0.23559 | 0.27318 | 0.30893 | 0.34273 | 0.37454 | 0.40435 | 0.43223 | 0.45801 | 0.48383 | 0.50975 | 0.5358
F1_Industrial_Instruments_Existing_Space Heating_Natural Gas_Boiler_A_Achievable Economic UCT Potential | F1 | Industrial | Instruments | Existing | Space Heating | Natural Gas | Boiler | A | Original Unit Energy Savings (kWh or therms) | Achievable Economic UCT Potential | 0 | 6227.3193 | 6227.3193 | 6227.3193 | 6227.3193 | 6227.3193 | 6227.3193 | 6227.3193 | 6227.3193 | 6227.3193 | 6227.3193 | 6227.3193 | 6227.3193 | 6227.3193 | 6227.3193 | 6227.3193 | 6227.3193 | 6227.3193 | 6227.3193 | 6227.3193 | 6227.3193 | 6227.3193
F2_Industrial_Instruments_Existing_Space Heating_Natural Gas_Boiler_A_Achievable Economic UCT Potential | F2 | Industrial | Instruments | Existing | Space Heating | Natural Gas | Boiler | A | Original Unit Summer Peak Savings (kW) | Achievable Economic UCT Potential | 0 | 0 | 0 | 0 | 0 | 0 | 0 | 0 | 0 | 0 | 0 | 0 | 0 | 0 | 0 | 0 | 0 | 0 | 0 | 0 | 0 | 0
F3_Industrial_Instruments_Existing_Space Heating_Natural Gas_Boiler_A_Achievable Economic UCT Potential | F3 | Industrial | Instruments | Existing | Space Heating | Natural Gas | Boiler | A | Original Unit Winter Peak Savings (kW) | Achievable Economic UCT Potential | 0 | 0 | 0 | 0 | 0 | 0 | 0 | 0 | 0 | 0 | 0 | 0 | 0 | 0 | 0 | 0 | 0 | 0 | 0 | 0 | 0 | 0
F4_Industrial_Instruments_Existing_Space Heating_Natural Gas_Boiler_A_Achievable Economic UCT Potential | F4 | Industrial | Instruments | Existing | Space Heating | Natural Gas | Boiler | A | Standalone Impact on Baseline Energy (%) | Achievable Economic UCT Potential | 0% | 0% | 0.01982% | 0.0496% | 0.08655% | 0.1286% | 0.1746% | 0.2232% | 0.2737% | 0.3257% | 0.3791% | 0.4338% | 0.4897% | 0.5469% | 0.6053% | 0.665% | 0.7259% | 0.7881% | 0.8516% | 0.9163% | 0.9823% | 1.05%
F5_Industrial_Instruments_Existing_Space Heating_Natural Gas_Boiler_A_Achievable Economic UCT Potential | F5 | Industrial | Instruments | Existing | Space Heating | Natural Gas | Boiler | A | Standalone Impact on Baseline Summer Peak (%) | Achievable Economic UCT Potential | bar: 2019 to 2040
F6_Industrial_Instruments_Existing_Space Heating_Natural Gas_Boiler_A_Achievable Economic UCT Potential | F6 | Industrial | Instruments | Existing | Space Heating | Natural Gas | Boiler | A | Standalone Impact on Baseline Winter Peak (%) | Achievable Economic UCT Potential | bar: 2019 to 2040
F7_Industrial_Instruments_Existing_Space Heating_Natural Gas_Boiler_A_Achievable Economic UCT Potential | F7 | Industrial | Instruments | Existing | Space Heating | Natural Gas | Boiler | A | Incremental Energy Savings (MWh or mTherms) | Achievable Economic UCT Potential | 0 | 0 | 0.087318 | 0.12689 | 0.15227 | 0.16759 | 0.17677 | 0.18015 | 0.18032 | 0.17894 | 0.17691 | 0.17453 | 0.17209 | 0.16963 | 0.16716 | 0.16468 | 0.1622 | 0.15973 | 0.15726 | 0.15481 | 0.15237 | 0.14995
F8_Industrial_Instruments_Existing_Space Heating_Natural Gas_Boiler_A_Achievable Economic UCT Potential | F8 | Industrial | Instruments | Existing | Space Heating | Natural Gas | Boiler | A | Incremental Summer Peak Savings (MW) | Achievable Economic UCT Potential | 0 | 0 | 0 | 0 | 0 | 0 | 0 | 0 | 0 | 0 | 0 | 0 | 0 | 0 | 0 | 0 | 0 | 0 | 0 | 0 | 0 | 0
F9_Industrial_Instruments_Existing_Space Heating_Natural Gas_Boiler_A_Achievable Economic UCT Potential | F9 | Industrial | Instruments | Existing | Space Heating | Natural Gas | Boiler | A | Incremental Winter Peak Savings (MW) | Achievable Economic UCT Potential | 0 | 0 | 0 | 0 | 0 | 0 | 0 | 0 | 0 | 0 | 0 | 0 | 0 | 0 | 0 | 0 | 0 | 0 | 0 | 0 | 0 | 0
F10_Industrial_Instruments_Existing_Space Heating_Natural Gas_Boiler_A_Achievable Economic UCT Potential | F10 | Industrial | Instruments | Existing | Space Heating | Natural Gas | Boiler | A | Cumulative Energy Savings (MWh or mTherms) | Achievable Economic UCT Potential | 0 | 0 | 0.087318 | 0.21421 | 0.36647 | 0.53406 | 0.71084 | 0.89098 | 1.0713 | 1.2502 | 1.4272 | 1.6017 | 1.7738 | 1.9434 | 2.1106 | 2.2752 | 2.4374 | 2.5972 | 2.7544 | 2.9092 | 3.0616 | 3.2115
F11_Industrial_Instruments_Existing_Space Heating_Natural Gas_Boiler_A_Achievable Economic UCT Potential | F11 | Industrial | Instruments | Existing | Space Heating | Natural Gas | Boiler | A | Cumulative Summer Peak Savings (MW) | Achievable Economic UCT Potential | 0 | 0 | 0 | 0 | 0 | 0 | 0 | 0 | 0 | 0 | 0 | 0 | 0 | 0 | 0 | 0 | 0 | 0 | 0 | 0 | 0 | 0
F12_Industrial_Instruments_Existing_Space Heating_Natural Gas_Boiler_A_Achievable Economic UCT Potential | F12 | Industrial | Instruments | Existing | Space Heating | Natural Gas | Boiler | A | Cumulative Winter Peak Savings (MW) | Achievable Economic UCT Potential | 0 | 0 | 0 | 0 | 0 | 0 | 0 | 0 | 0 | 0 | 0 | 0 | 0 | 0 | 0 | 0 | 0 | 0 | 0 | 0 | 0 | 0
F13_Industrial_Instruments_Existing_Space Heating_Natural Gas_Boiler_A_Achievable Economic UCT Potential | F13 | Industrial | Instruments | Existing | Space Heating | Natural Gas | Boiler | A | Purchases (Incremental) | Achievable Economic UCT Potential | 0 | 0 | 0.014022 | 0.020376 | 0.024452 | 0.026912 | 0.028387 | 0.028929 | 0.028956 | 0.028735 | 0.028408 | 0.028027 | 0.027635 | 0.02724 | 0.026842 | 0.026445 | 0.026047 | 0.025649 | 0.025253 | 0.024859 | 0.024468 | 0.024079
F14_Industrial_Instruments_Existing_Space Heating_Natural Gas_Boiler_A_Achievable Economic UCT Potential | F14 | Industrial | Instruments | Existing | Space Heating | Natural Gas | Boiler | A | Purchases (Cumulative) | Achievable Economic UCT Potential | 0 | 0 | 0.014022 | 0.034398 | 0.058849 | 0.085761 | 0.11415 | 0.14308 | 0.17203 | 0.20077 | 0.22918 | 0.2572 | 0.28484 | 0.31208 | 0.33892 | 0.36536 | 0.39141 | 0.41706 | 0.44231 | 0.46717 | 0.49164 | 0.51572
F1_Industrial_Instruments_Existing_Space Heating_Natural Gas_Unit Heater_A_Achievable Economic UCT Potential | F1 | Industrial | Instruments | Existing | Space Heating | Natural Gas | Unit Heater | A | Original Unit Energy Savings (kWh or therms) | Achievable Economic UCT Potential | 0 | 43660.7244 | 43660.7244 | 43660.7244 | 43660.7244 | 43660.7244 | 43660.7244 | 43660.7244 | 43660.7244 | 43660.7244 | 43660.7244 | 43660.7244 | 43660.7244 | 43660.7244 | 43660.7244 | 43660.7244 | 43660.7244 | 43660.7244 | 43660.7244 | 43660.7244 | 43660.7244 | 43660.7244
F2_Industrial_Instruments_Existing_Space Heating_Natural Gas_Unit Heater_A_Achievable Economic UCT Potential | F2 | Industrial | Instruments | Existing | Space Heating | Natural Gas | Unit Heater | A | Original Unit Summer Peak Savings (kW) | Achievable Economic UCT Potential | 0 | 0 | 0 | 0 | 0 | 0 | 0 | 0 | 0 | 0 | 0 | 0 | 0 | 0 | 0 | 0 | 0 | 0 | 0 | 0 | 0 | 0
F3_Industrial_Instruments_Existing_Space Heating_Natural Gas_Unit Heater_A_Achievable Economic UCT Potential | F3 | Industrial | Instruments | Existing | Space Heating | Natural Gas | Unit Heater | A | Original Unit Winter Peak Savings (kW) | Achievable Economic UCT Potential | 0 | 0 | 0 | 0 | 0 | 0 | 0 | 0 | 0 | 0 | 0 | 0 | 0 | 0 | 0 | 0 | 0 | 0 | 0 | 0 | 0 | 0
F4_Industrial_Instruments_Existing_Space Heating_Natural Gas_Unit Heater_A_Achievable Economic UCT Potential | F4 | Industrial | Instruments | Existing | Space Heating | Natural Gas | Unit Heater | A | Standalone Impact on Baseline Energy (%) | Achievable Economic UCT Potential | 0% | 0% | 0.001758% | 0.008631% | 0.02544% | 0.05832% | 0.1147% | 0.2015% | 0.3244% | 0.4883% | 0.693% | 0.9373% | 1.221% | 1.543% | 1.903% | 2.297% | 2.722% | 3.121% | 3.489% | 3.822% | 4.121% | 4.383%
F5_Industrial_Instruments_Existing_Space Heating_Natural Gas_Unit Heater_A_Achievable Economic UCT Potential | F5 | Industrial | Instruments | Existing | Space Heating | Natural Gas | Unit Heater | A | Standalone Impact on Baseline Summer Peak (%) | Achievable Economic UCT Potential | bar: 2019 to 2040
F6_Industrial_Instruments_Existing_Space Heating_Natural Gas_Unit Heater_A_Achievable Economic UCT Potential | F6 | Industrial | Instruments | Existing | Space Heating | Natural Gas | Unit Heater | A | Standalone Impact on Baseline Winter Peak (%) | Achievable Economic UCT Potential | bar: 2019 to 2040
F7_Industrial_Instruments_Existing_Space Heating_Natural Gas_Unit Heater_A_Achievable Economic UCT Potential | F7 | Industrial | Instruments | Existing | Space Heating | Natural Gas | Unit Heater | A | Incremental Energy Savings (MWh or mTherms) | Achievable Economic UCT Potential | 0 | 0 | 0.0077434 | 0.029532 | 0.070426 | 0.13442 | 0.22461 | 0.33756 | 0.46539 | 0.60459 | 0.73434 | 0.85206 | 0.96045 | 1.0622 | 1.152 | 1.2255 | 1.2788 | 1.1458 | 0.99844 | 0.85102 | 0.70847 | 0.56813
F8_Industrial_Instruments_Existing_Space Heating_Natural Gas_Unit Heater_A_Achievable Economic UCT Potential | F8 | Industrial | Instruments | Existing | Space Heating | Natural Gas | Unit Heater | A | Incremental Summer Peak Savings (MW) | Achievable Economic UCT Potential | 0 | 0 | 0 | 0 | 0 | 0 | 0 | 0 | 0 | 0 | 0 | 0 | 0 | 0 | 0 | 0 | 0 | 0 | 0 | 0 | 0 | 0
F9_Industrial_Instruments_Existing_Space Heating_Natural Gas_Unit Heater_A_Achievable Economic UCT Potential | F9 | Industrial | Instruments | Existing | Space Heating | Natural Gas | Unit Heater | A | Incremental Winter Peak Savings (MW) | Achievable Economic UCT Potential | 0 | 0 | 0 | 0 | 0 | 0 | 0 | 0 | 0 | 0 | 0 | 0 | 0 | 0 | 0 | 0 | 0 | 0 | 0 | 0 | 0 | 0
F10_Industrial_Instruments_Existing_Space Heating_Natural Gas_Unit Heater_A_Achievable Economic UCT Potential | F10 | Industrial | Instruments | Existing | Space Heating | Natural Gas | Unit Heater | A | Cumulative Energy Savings (MWh or mTherms) | Achievable Economic UCT Potential | 0 | 0 | 0.0077434 | 0.037275 | 0.1077 | 0.24212 | 0.46673 | 0.80429 | 1.2697 | 1.8743 | 2.6086 | 3.4607 | 4.4211 | 5.4834 | 6.6354 | 7.8609 | 9.1397 | 10.2855 | 11.284 | 12.135 | 12.8435 | 13.4116
F11_Industrial_Instruments_Existing_Space Heating_Natural Gas_Unit Heater_A_Achievable Economic UCT Potential | F11 | Industrial | Instruments | Existing | Space Heating | Natural Gas | Unit Heater | A | Cumulative Summer Peak Savings (MW) | Achievable Economic UCT Potential | 0 | 0 | 0 | 0 | 0 | 0 | 0 | 0 | 0 | 0 | 0 | 0 | 0 | 0 | 0 | 0 | 0 | 0 | 0 | 0 | 0 | 0
F12_Industrial_Instruments_Existing_Space Heating_Natural Gas_Unit Heater_A_Achievable Economic UCT Potential | F12 | Industrial | Instruments | Existing | Space Heating | Natural Gas | Unit Heater | A | Cumulative Winter Peak Savings (MW) | Achievable Economic UCT Potential | 0 | 0 | 0 | 0 | 0 | 0 | 0 | 0 | 0 | 0 | 0 | 0 | 0 | 0 | 0 | 0 | 0 | 0 | 0 | 0 | 0 | 0
F13_Industrial_Instruments_Existing_Space Heating_Natural Gas_Unit Heater_A_Achievable Economic UCT Potential | F13 | Industrial | Instruments | Existing | Space Heating | Natural Gas | Unit Heater | A | Purchases (Incremental) | Achievable Economic UCT Potential | 0 | 0 | 0.00017735 | 0.00067639 | 0.001613 | 0.0030788 | 0.0051444 | 0.0077315 | 0.010659 | 0.013847 | 0.016819 | 0.019516 | 0.021998 | 0.024329 | 0.026564 | 0.028744 | 0.030903 | 0.029323 | 0.028013 | 0.027223 | 0.026886 | 0.02686
F14_Industrial_Instruments_Existing_Space Heating_Natural Gas_Unit Heater_A_Achievable Economic UCT Potential | F14 | Industrial | Instruments | Existing | Space Heating | Natural Gas | Unit Heater | A | Purchases (Cumulative) | Achievable Economic UCT Potential | 0 | 0 | 0.00017735 | 0.00085374 | 0.0024668 | 0.0055455 | 0.01069 | 0.018421 | 0.029081 | 0.042928 | 0.059747 | 0.079263 | 0.10126 | 0.12559 | 0.15198 | 0.18004 | 0.20933 | 0.23558 | 0.25845 | 0.27794 | 0.29417 | 0.30718
F1_Industrial_Instruments_New_Space Heating_Natural Gas_Furnace_A_Achievable Economic UCT Potential | F1 | Industrial | Instruments | New | Space Heating | Natural Gas | Furnace | A | Original Unit Energy Savings (kWh or therms) | Achievable Economic UCT Potential | 0 | 1443.5073 | 1443.5073 | 1443.5073 | 1443.5073 | 1443.5073 | 1443.5073 | 1443.5073 | 1443.5073 | 1443.5073 | 1443.5073 | 1443.5073 | 1443.5073 | 1443.5073 | 1443.5073 | 1443.5073 | 1443.5073 | 1443.5073 | 1443.5073 | 1443.5073 | 1443.5073 | 1443.5073
F2_Industrial_Instruments_New_Space Heating_Natural Gas_Furnace_A_Achievable Economic UCT Potential | F2 | Industrial | Instruments | New | Space Heating | Natural Gas | Furnace | A | Original Unit Summer Peak Savings (kW) | Achievable Economic UCT Potential | 0 | 0 | 0 | 0 | 0 | 0 | 0 | 0 | 0 | 0 | 0 | 0 | 0 | 0 | 0 | 0 | 0 | 0 | 0 | 0 | 0 | 0
F3_Industrial_Instruments_New_Space Heating_Natural Gas_Furnace_A_Achievable Economic UCT Potential | F3 | Industrial | Instruments | New | Space Heating | Natural Gas | Furnace | A | Original Unit Winter Peak Savings (kW) | Achievable Economic UCT Potential | 0 | 0 | 0 | 0 | 0 | 0 | 0 | 0 | 0 | 0 | 0 | 0 | 0 | 0 | 0 | 0 | 0 | 0 | 0 | 0 | 0 | 0
F4_Industrial_Instruments_New_Space Heating_Natural Gas_Furnace_A_Achievable Economic UCT Potential | F4 | Industrial | Instruments | New | Space Heating | Natural Gas | Furnace | A | Standalone Impact on Baseline Energy (%) | Achievable Economic UCT Potential | 0% | 0% | 0.001165% | 0.0432% | 0.07493% | 0.1061% | 0.1249% | 0.1472% | 0.1683% | 0.1901% | 0.2052% | 0.2214% | 0.236% | 0.2514% | 0.261% | 0.2718% | 0.2818% | 0.2923% | 0.2986% | 0.3089% | 0.3179% | 0.3282%
F5_Industrial_Instruments_New_Space Heating_Natural Gas_Furnace_A_Achievable Economic UCT Potential | F5 | Industrial | Instruments | New | Space Heating | Natural Gas | Furnace | A | Standalone Impact on Baseline Summer Peak (%) | Achievable Economic UCT Potential | bar: 2019 to 2040
F6_Industrial_Instruments_New_Space Heating_Natural Gas_Furnace_A_Achievable Economic UCT Potential | F6 | Industrial | Instruments | New | Space Heating | Natural Gas | Furnace | A | Standalone Impact on Baseline Winter Peak (%) | Achievable Economic UCT Potential | bar: 2019 to 2040
F7_Industrial_Instruments_New_Space Heating_Natural Gas_Furnace_A_Achievable Economic UCT Potential | F7 | Industrial | Instruments | New | Space Heating | Natural Gas | Furnace | A | Incremental Energy Savings (MWh or mTherms) | Achievable Economic UCT Potential | 0 | 0 | 0.00026991 | 0.017203 | 0.025741 | 0.038469 | 0.028959 | 0.039669 | 0.043949 | 0.053738 | 0.042586 | 0.051338 | 0.052519 | 0.062651 | 0.043459 | 0.053731 | 0.054419 | 0.06403 | 0.042297 | 0.060025 | 0.058187 | 0.063492
F8_Industrial_Instruments_New_Space Heating_Natural Gas_Furnace_A_Achievable Economic UCT Potential | F8 | Industrial | Instruments | New | Space Heating | Natural Gas | Furnace | A | Incremental Summer Peak Savings (MW) | Achievable Economic UCT Potential | 0 | 0 | 0 | 0 | 0 | 0 | 0 | 0 | 0 | 0 | 0 | 0 | 0 | 0 | 0 | 0 | 0 | 0 | 0 | 0 | 0 | 0
F9_Industrial_Instruments_New_Space Heating_Natural Gas_Furnace_A_Achievable Economic UCT Potential | F9 | Industrial | Instruments | New | Space Heating | Natural Gas | Furnace | A | Incremental Winter Peak Savings (MW) | Achievable Economic UCT Potential | 0 | 0 | 0 | 0 | 0 | 0 | 0 | 0 | 0 | 0 | 0 | 0 | 0 | 0 | 0 | 0 | 0 | 0 | 0 | 0 | 0 | 0
F10_Industrial_Instruments_New_Space Heating_Natural Gas_Furnace_A_Achievable Economic UCT Potential | F10 | Industrial | Instruments | New | Space Heating | Natural Gas | Furnace | A | Cumulative Energy Savings (MWh or mTherms) | Achievable Economic UCT Potential | 0 | 0 | 0.00026991 | 0.017473 | 0.043214 | 0.081683 | 0.11064 | 0.15031 | 0.19426 | 0.248 | 0.29058 | 0.34192 | 0.39444 | 0.45709 | 0.50055 | 0.55428 | 0.6087 | 0.67273 | 0.71503 | 0.77505 | 0.83324 | 0.89673
F11_Industrial_Instruments_New_Space Heating_Natural Gas_Furnace_A_Achievable Economic UCT Potential | F11 | Industrial | Instruments | New | Space Heating | Natural Gas | Furnace | A | Cumulative Summer Peak Savings (MW) | Achievable Economic UCT Potential | 0 | 0 | 0 | 0 | 0 | 0 | 0 | 0 | 0 | 0 | 0 | 0 | 0 | 0 | 0 | 0 | 0 | 0 | 0 | 0 | 0 | 0
F12_Industrial_Instruments_New_Space Heating_Natural Gas_Furnace_A_Achievable Economic UCT Potential | F12 | Industrial | Instruments | New | Space Heating | Natural Gas | Furnace | A | Cumulative Winter Peak Savings (MW) | Achievable Economic UCT Potential | 0 | 0 | 0 | 0 | 0 | 0 | 0 | 0 | 0 | 0 | 0 | 0 | 0 | 0 | 0 | 0 | 0 | 0 | 0 | 0 | 0 | 0
F13_Industrial_Instruments_New_Space Heating_Natural Gas_Furnace_A_Achievable Economic UCT Potential | F13 | Industrial | Instruments | New | Space Heating | Natural Gas | Furnace | A | Purchases (Incremental) | Achievable Economic UCT Potential | 0 | 0 | 0.00018698 | 0.011917 | 0.017832 | 0.02665 | 0.020062 | 0.027481 | 0.030446 | 0.037227 | 0.029502 | 0.035565 | 0.036383 | 0.043402 | 0.030107 | 0.037222 | 0.037699 | 0.044357 | 0.029302 | 0.041582 | 0.040309 | 0.043985
F14_Industrial_Instruments_New_Space Heating_Natural Gas_Furnace_A_Achievable Economic UCT Potential | F14 | Industrial | Instruments | New | Space Heating | Natural Gas | Furnace | A | Purchases (Cumulative) | Achievable Economic UCT Potential | 0 | 0 | 0.00018698 | 0.012104 | 0.029937 | 0.056586 | 0.076648 | 0.10413 | 0.13458 | 0.1718 | 0.2013 | 0.23687 | 0.27325 | 0.31665 | 0.34676 | 0.38398 | 0.42168 | 0.46604 | 0.49534 | 0.53692 | 0.57723 | 0.62122
F1_Industrial_Instruments_New_Space Heating_Natural Gas_Boiler_A_Achievable Economic UCT Potential | F1 | Industrial | Instruments | New | Space Heating | Natural Gas | Boiler | A | Original Unit Energy Savings (kWh or therms) | Achievable Economic UCT Potential | 0 | 6223.5803 | 6223.5803 | 6223.5803 | 6223.5803 | 6223.5803 | 6223.5803 | 6223.5803 | 6223.5803 | 6223.5803 | 6223.5803 | 6223.5803 | 6223.5803 | 6223.5803 | 6223.5803 | 6223.5803 | 6223.5803 | 6223.5803 | 6223.5803 | 6223.5803 | 6223.5803 | 6223.5803
F2_Industrial_Instruments_New_Space Heating_Natural Gas_Boiler_A_Achievable Economic UCT Potential | F2 | Industrial | Instruments | New | Space Heating | Natural Gas | Boiler | A | Original Unit Summer Peak Savings (kW) | Achievable Economic UCT Potential | 0 | 0 | 0 | 0 | 0 | 0 | 0 | 0 | 0 | 0 | 0 | 0 | 0 | 0 | 0 | 0 | 0 | 0 | 0 | 0 | 0 | 0
F3_Industrial_Instruments_New_Space Heating_Natural Gas_Boiler_A_Achievable Economic UCT Potential | F3 | Industrial | Instruments | New | Space Heating | Natural Gas | Boiler | A | Original Unit Winter Peak Savings (kW) | Achievable Economic UCT Potential | 0 | 0 | 0 | 0 | 0 | 0 | 0 | 0 | 0 | 0 | 0 | 0 | 0 | 0 | 0 | 0 | 0 | 0 | 0 | 0 | 0 | 0
F4_Industrial_Instruments_New_Space Heating_Natural Gas_Boiler_A_Achievable Economic UCT Potential | F4 | Industrial | Instruments | New | Space Heating | Natural Gas | Boiler | A | Standalone Impact on Baseline Energy (%) | Achievable Economic UCT Potential | 0% | 0% | 0.01593% | 0.4357% | 0.6673% | 0.8378% | 0.9165% | 0.9913% | 1.05% | 1.103% | 1.136% | 1.167% | 1.193% | 1.219% | 1.235% | 1.251% | 1.266% | 1.281% | 1.29% | 1.3% | 1.309% | 1.318%
F5_Industrial_Instruments_New_Space Heating_Natural Gas_Boiler_A_Achievable Economic UCT Potential | F5 | Industrial | Instruments | New | Space Heating | Natural Gas | Boiler | A | Standalone Impact on Baseline Summer Peak (%) | Achievable Economic UCT Potential | bar: 2019 to 2040
F6_Industrial_Instruments_New_Space Heating_Natural Gas_Boiler_A_Achievable Economic UCT Potential | F6 | Industrial | Instruments | New | Space Heating | Natural Gas | Boiler | A | Standalone Impact on Baseline Winter Peak (%) | Achievable Economic UCT Potential | bar: 2019 to 2040
F7_Industrial_Instruments_New_Space Heating_Natural Gas_Boiler_A_Achievable Economic UCT Potential | F7 | Industrial | Instruments | New | Space Heating | Natural Gas | Boiler | A | Incremental Energy Savings (MWh or mTherms) | Achievable Economic UCT Potential | 0 | 0 | 0.0036913 | 0.17253 | 0.20862 | 0.26013 | 0.16714 | 0.20011 | 0.20026 | 0.22646 | 0.16899 | 0.19441 | 0.19184 | 0.22253 | 0.15104 | 0.18356 | 0.18342 | 0.21353 | 0.14104 | 0.1738 | 0.16906 | 0.16856
F8_Industrial_Instruments_New_Space Heating_Natural Gas_Boiler_A_Achievable Economic UCT Potential | F8 | Industrial | Instruments | New | Space Heating | Natural Gas | Boiler | A | Incremental Summer Peak Savings (MW) | Achievable Economic UCT Potential | 0 | 0 | 0 | 0 | 0 | 0 | 0 | 0 | 0 | 0 | 0 | 0 | 0 | 0 | 0 | 0 | 0 | 0 | 0 | 0 | 0 | 0
F9_Industrial_Instruments_New_Space Heating_Natural Gas_Boiler_A_Achievable Economic UCT Potential | F9 | Industrial | Instruments | New | Space Heating | Natural Gas | Boiler | A | Incremental Winter Peak Savings (MW) | Achievable Economic UCT Potential | 0 | 0 | 0 | 0 | 0 | 0 | 0 | 0 | 0 | 0 | 0 | 0 | 0 | 0 | 0 | 0 | 0 | 0 | 0 | 0 | 0 | 0
F10_Industrial_Instruments_New_Space Heating_Natural Gas_Boiler_A_Achievable Economic UCT Potential | F10 | Industrial | Instruments | New | Space Heating | Natural Gas | Boiler | A | Cumulative Energy Savings (MWh or mTherms) | Achievable Economic UCT Potential | 0 | 0 | 0.0036913 | 0.17622 | 0.38484 | 0.64497 | 0.81212 | 1.0122 | 1.2125 | 1.439 | 1.608 | 1.8024 | 1.9942 | 2.2167 | 2.3678 | 2.5513 | 2.7348 | 2.9483 | 3.0893 | 3.2631 | 3.4322 | 3.6008
F11_Industrial_Instruments_New_Space Heating_Natural Gas_Boiler_A_Achievable Economic UCT Potential | F11 | Industrial | Instruments | New | Space Heating | Natural Gas | Boiler | A | Cumulative Summer Peak Savings (MW) | Achievable Economic UCT Potential | 0 | 0 | 0 | 0 | 0 | 0 | 0 | 0 | 0 | 0 | 0 | 0 | 0 | 0 | 0 | 0 | 0 | 0 | 0 | 0 | 0 | 0
F12_Industrial_Instruments_New_Space Heating_Natural Gas_Boiler_A_Achievable Economic UCT Potential | F12 | Industrial | Instruments | New | Space Heating | Natural Gas | Boiler | A | Cumulative Winter Peak Savings (MW) | Achievable Economic UCT Potential | 0 | 0 | 0 | 0 | 0 | 0 | 0 | 0 | 0 | 0 | 0 | 0 | 0 | 0 | 0 | 0 | 0 | 0 | 0 | 0 | 0 | 0
F13_Industrial_Instruments_New_Space Heating_Natural Gas_Boiler_A_Achievable Economic UCT Potential | F13 | Industrial | Instruments | New | Space Heating | Natural Gas | Boiler | A | Purchases (Incremental) | Achievable Economic UCT Potential | 0 | 0 | 0.00059312 | 0.027722 | 0.03352 | 0.041798 | 0.026856 | 0.032154 | 0.032178 | 0.036388 | 0.027154 | 0.031238 | 0.030824 | 0.035757 | 0.024268 | 0.029495 | 0.029472 | 0.03431 | 0.022663 | 0.027926 | 0.027165 | 0.027085
F14_Industrial_Instruments_New_Space Heating_Natural Gas_Boiler_A_Achievable Economic UCT Potential | F14 | Industrial | Instruments | New | Space Heating | Natural Gas | Boiler | A | Purchases (Cumulative) | Achievable Economic UCT Potential | 0 | 0 | 0.00059312 | 0.028316 | 0.061836 | 0.10363 | 0.13049 | 0.16264 | 0.19482 | 0.23121 | 0.25836 | 0.2896 | 0.32043 | 0.35618 | 0.38045 | 0.40995 | 0.43942 | 0.47373 | 0.49639 | 0.52432 | 0.55148 | 0.57857
F1_Industrial_Instruments_New_Space Heating_Natural Gas_Unit Heater_A_Achievable Economic UCT Potential | F1 | Industrial | Instruments | New | Space Heating | Natural Gas | Unit Heater | A | Original Unit Energy Savings (kWh or therms) | Achievable Economic UCT Potential | 0 | 43660.7244 | 43660.7244 | 43660.7244 | 43660.7244 | 43660.7244 | 43660.7244 | 43660.7244 | 43660.7244 | 43660.7244 | 43660.7244 | 43660.7244 | 43660.7244 | 43660.7244 | 43660.7244 | 43660.7244 | 43660.7244 | 43660.7244 | 43660.7244 | 43660.7244 | 43660.7244 | 43660.7244
F2_Industrial_Instruments_New_Space Heating_Natural Gas_Unit Heater_A_Achievable Economic UCT Potential | F2 | Industrial | Instruments | New | Space Heating | Natural Gas | Unit Heater | A | Original Unit Summer Peak Savings (kW) | Achievable Economic UCT Potential | 0 | 0 | 0 | 0 | 0 | 0 | 0 | 0 | 0 | 0 | 0 | 0 | 0 | 0 | 0 | 0 | 0 | 0 | 0 | 0 | 0 | 0
F3_Industrial_Instruments_New_Space Heating_Natural Gas_Unit Heater_A_Achievable Economic UCT Potential | F3 | Industrial | Instruments | New | Space Heating | Natural Gas | Unit Heater | A | Original Unit Winter Peak Savings (kW) | Achievable Economic UCT Potential | 0 | 0 | 0 | 0 | 0 | 0 | 0 | 0 | 0 | 0 | 0 | 0 | 0 | 0 | 0 | 0 | 0 | 0 | 0 | 0 | 0 | 0
F4_Industrial_Instruments_New_Space Heating_Natural Gas_Unit Heater_A_Achievable Economic UCT Potential | F4 | Industrial | Instruments | New | Space Heating | Natural Gas | Unit Heater | A | Standalone Impact on Baseline Energy (%) | Achievable Economic UCT Potential | 0% | 0% | 0.01765% | 0.6547% | 1.136% | 1.608% | 1.892% | 2.231% | 2.55% | 2.881% | 3.11% | 3.355% | 3.747% | 4.099% | 4.448% | 4.738% | 5.012% | 5.377% | 5.55% | 5.793% | 5.986% | 6.102%
F5_Industrial_Instruments_New_Space Heating_Natural Gas_Unit Heater_A_Achievable Economic UCT Potential | F5 | Industrial | Instruments | New | Space Heating | Natural Gas | Unit Heater | A | Standalone Impact on Baseline Summer Peak (%) | Achievable Economic UCT Potential | bar: 2019 to 2040
F6_Industrial_Instruments_New_Space Heating_Natural Gas_Unit Heater_A_Achievable Economic UCT Potential | F6 | Industrial | Instruments | New | Space Heating | Natural Gas | Unit Heater | A | Standalone Impact on Baseline Winter Peak (%) | Achievable Economic UCT Potential | bar: 2019 to 2040
F7_Industrial_Instruments_New_Space Heating_Natural Gas_Unit Heater_A_Achievable Economic UCT Potential | F7 | Industrial | Instruments | New | Space Heating | Natural Gas | Unit Heater | A | Incremental Energy Savings (MWh or mTherms) | Achievable Economic UCT Potential | 0 | 0 | 0.0040902 | 0.2607 | 0.39009 | 0.58297 | 0.43886 | 0.60116 | 0.66602 | 0.81435 | 0.64536 | 0.77799 | 1.0802 | 1.1903 | 1.0794 | 1.1307 | 1.1654 | 1.5464 | 0.91676 | 1.2455 | 1.1533 | 0.98369
F8_Industrial_Instruments_New_Space Heating_Natural Gas_Unit Heater_A_Achievable Economic UCT Potential | F8 | Industrial | Instruments | New | Space Heating | Natural Gas | Unit Heater | A | Incremental Summer Peak Savings (MW) | Achievable Economic UCT Potential | 0 | 0 | 0 | 0 | 0 | 0 | 0 | 0 | 0 | 0 | 0 | 0 | 0 | 0 | 0 | 0 | 0 | 0 | 0 | 0 | 0 | 0
F9_Industrial_Instruments_New_Space Heating_Natural Gas_Unit Heater_A_Achievable Economic UCT Potential | F9 | Industrial | Instruments | New | Space Heating | Natural Gas | Unit Heater | A | Incremental Winter Peak Savings (MW) | Achievable Economic UCT Potential | 0 | 0 | 0 | 0 | 0 | 0 | 0 | 0 | 0 | 0 | 0 | 0 | 0 | 0 | 0 | 0 | 0 | 0 | 0 | 0 | 0 | 0
F10_Industrial_Instruments_New_Space Heating_Natural Gas_Unit Heater_A_Achievable Economic UCT Potential | F10 | Industrial | Instruments | New | Space Heating | Natural Gas | Unit Heater | A | Cumulative Energy Savings (MWh or mTherms) | Achievable Economic UCT Potential | 0 | 0 | 0.0040902 | 0.26479 | 0.65487 | 1.2378 | 1.6767 | 2.2779 | 2.9439 | 3.7582 | 4.4036 | 5.1816 | 6.2617 | 7.452 | 8.5315 | 9.6622 | 10.8276 | 12.374 | 13.2907 | 14.5362 | 15.6895 | 16.6732
F11_Industrial_Instruments_New_Space Heating_Natural Gas_Unit Heater_A_Achievable Economic UCT Potential | F11 | Industrial | Instruments | New | Space Heating | Natural Gas | Unit Heater | A | Cumulative Summer Peak Savings (MW) | Achievable Economic UCT Potential | 0 | 0 | 0 | 0 | 0 | 0 | 0 | 0 | 0 | 0 | 0 | 0 | 0 | 0 | 0 | 0 | 0 | 0 | 0 | 0 | 0 | 0
F12_Industrial_Instruments_New_Space Heating_Natural Gas_Unit Heater_A_Achievable Economic UCT Potential | F12 | Industrial | Instruments | New | Space Heating | Natural Gas | Unit Heater | A | Cumulative Winter Peak Savings (MW) | Achievable Economic UCT Potential | 0 | 0 | 0 | 0 | 0 | 0 | 0 | 0 | 0 | 0 | 0 | 0 | 0 | 0 | 0 | 0 | 0 | 0 | 0 | 0 | 0 | 0
F13_Industrial_Instruments_New_Space Heating_Natural Gas_Unit Heater_A_Achievable Economic UCT Potential | F13 | Industrial | Instruments | New | Space Heating | Natural Gas | Unit Heater | A | Purchases (Incremental) | Achievable Economic UCT Potential | 0 | 0 | 9.3682e-05 | 0.005971 | 0.0089345 | 0.013352 | 0.010052 | 0.013769 | 0.015254 | 0.018652 | 0.014781 | 0.017819 | 0.02474 | 0.027262 | 0.024817 | 0.031869 | 0.035627 | 0.04877 | 0.031049 | 0.042295 | 0.041669 | 0.041182
F14_Industrial_Instruments_New_Space Heating_Natural Gas_Unit Heater_A_Achievable Economic UCT Potential | F14 | Industrial | Instruments | New | Space Heating | Natural Gas | Unit Heater | A | Purchases (Cumulative) | Achievable Economic UCT Potential | 0 | 0 | 9.3682e-05 | 0.0060647 | 0.014999 | 0.028351 | 0.038403 | 0.052172 | 0.067426 | 0.086078 | 0.10086 | 0.11868 | 0.14342 | 0.17068 | 0.1954 | 0.2213 | 0.24799 | 0.28341 | 0.30441 | 0.33294 | 0.35935 | 0.38188
F1_Industrial_Wood and Lumber Products_Existing_Space Heating_Natural Gas_Furnace_A_Achievable Economic UCT Potential | F1 | Industrial | Wood and Lumber Products | Existing | Space Heating | Natural Gas | Furnace | A | Original Unit Energy Savings (kWh or therms) | Achievable Economic UCT Potential | 0 | 1443.5459 | 1443.5459 | 1443.5459 | 1443.5459 | 1443.5459 | 1443.5459 | 1443.5459 | 1443.5459 | 1443.5459 | 1443.5459 | 1443.5459 | 1443.5459 | 1443.5459 | 1443.5459 | 1443.5459 | 1443.5459 | 1443.5459 | 1443.5459 | 1443.5459 | 1443.5459 | 1443.5459
F2_Industrial_Wood and Lumber Products_Existing_Space Heating_Natural Gas_Furnace_A_Achievable Economic UCT Potential | F2 | Industrial | Wood and Lumber Products | Existing | Space Heating | Natural Gas | Furnace | A | Original Unit Summer Peak Savings (kW) | Achievable Economic UCT Potential | 0 | 0 | 0 | 0 | 0 | 0 | 0 | 0 | 0 | 0 | 0 | 0 | 0 | 0 | 0 | 0 | 0 | 0 | 0 | 0 | 0 | 0
F3_Industrial_Wood and Lumber Products_Existing_Space Heating_Natural Gas_Furnace_A_Achievable Economic UCT Potential | F3 | Industrial | Wood and Lumber Products | Existing | Space Heating | Natural Gas | Furnace | A | Original Unit Winter Peak Savings (kW) | Achievable Economic UCT Potential | 0 | 0 | 0 | 0 | 0 | 0 | 0 | 0 | 0 | 0 | 0 | 0 | 0 | 0 | 0 | 0 | 0 | 0 | 0 | 0 | 0 | 0
F4_Industrial_Wood and Lumber Products_Existing_Space Heating_Natural Gas_Furnace_A_Achievable Economic UCT Potential | F4 | Industrial | Wood and Lumber Products | Existing | Space Heating | Natural Gas | Furnace | A | Standalone Impact on Baseline Energy (%) | Achievable Economic UCT Potential | 0% | 0% | 0.00132% | 0.004149% | 0.008663% | 0.01503% | 0.02342% | 0.03382% | 0.04604% | 0.05991% | 0.07531% | 0.0921% | 0.1089% | 0.1255% | 0.1419% | 0.158% | 0.1738% | 0.1893% | 0.2044% | 0.22% | 0.2361% | 0.2528%
F5_Industrial_Wood and Lumber Products_Existing_Space Heating_Natural Gas_Furnace_A_Achievable Economic UCT Potential | F5 | Industrial | Wood and Lumber Products | Existing | Space Heating | Natural Gas | Furnace | A | Standalone Impact on Baseline Summer Peak (%) | Achievable Economic UCT Potential | bar: 2019 to 2040
F6_Industrial_Wood and Lumber Products_Existing_Space Heating_Natural Gas_Furnace_A_Achievable Economic UCT Potential | F6 | Industrial | Wood and Lumber Products | Existing | Space Heating | Natural Gas | Furnace | A | Standalone Impact on Baseline Winter Peak (%) | Achievable Economic UCT Potential | bar: 2019 to 2040
F7_Industrial_Wood and Lumber Products_Existing_Space Heating_Natural Gas_Furnace_A_Achievable Economic UCT Potential | F7 | Industrial | Wood and Lumber Products | Existing | Space Heating | Natural Gas | Furnace | A | Incremental Energy Savings (MWh or mTherms) | Achievable Economic UCT Potential | 0 | 0 | 0.0012371 | 0.0025735 | 0.0039908 | 0.0054724 | 0.0070035 | 0.0084284 | 0.0096122 | 0.010588 | 0.011387 | 0.012035 | 0.011541 | 0.010977 | 0.010377 | 0.0097644 | 0.0091542 | 0.0085579 | 0.0079162 | 0.0079275 | 0.0079561 | 0.0079976
F8_Industrial_Wood and Lumber Products_Existing_Space Heating_Natural Gas_Furnace_A_Achievable Economic UCT Potential | F8 | Industrial | Wood and Lumber Products | Existing | Space Heating | Natural Gas | Furnace | A | Incremental Summer Peak Savings (MW) | Achievable Economic UCT Potential | 0 | 0 | 0 | 0 | 0 | 0 | 0 | 0 | 0 | 0 | 0 | 0 | 0 | 0 | 0 | 0 | 0 | 0 | 0 | 0 | 0 | 0
F9_Industrial_Wood and Lumber Products_Existing_Space Heating_Natural Gas_Furnace_A_Achievable Economic UCT Potential | F9 | Industrial | Wood and Lumber Products | Existing | Space Heating | Natural Gas | Furnace | A | Incremental Winter Peak Savings (MW) | Achievable Economic UCT Potential | 0 | 0 | 0 | 0 | 0 | 0 | 0 | 0 | 0 | 0 | 0 | 0 | 0 | 0 | 0 | 0 | 0 | 0 | 0 | 0 | 0 | 0
F10_Industrial_Wood and Lumber Products_Existing_Space Heating_Natural Gas_Furnace_A_Achievable Economic UCT Potential | F10 | Industrial | Wood and Lumber Products | Existing | Space Heating | Natural Gas | Furnace | A | Cumulative Energy Savings (MWh or mTherms) | Achievable Economic UCT Potential | 0 | 0 | 0.0012371 | 0.0038106 | 0.0078014 | 0.013274 | 0.020277 | 0.028706 | 0.038318 | 0.048906 | 0.060294 | 0.072329 | 0.083869 | 0.094847 | 0.10522 | 0.11499 | 0.12414 | 0.1327 | 0.14062 | 0.14854 | 0.1565 | 0.1645
F11_Industrial_Wood and Lumber Products_Existing_Space Heating_Natural Gas_Furnace_A_Achievable Economic UCT Potential | F11 | Industrial | Wood and Lumber Products | Existing | Space Heating | Natural Gas | Furnace | A | Cumulative Summer Peak Savings (MW) | Achievable Economic UCT Potential | 0 | 0 | 0 | 0 | 0 | 0 | 0 | 0 | 0 | 0 | 0 | 0 | 0 | 0 | 0 | 0 | 0 | 0 | 0 | 0 | 0 | 0
F12_Industrial_Wood and Lumber Products_Existing_Space Heating_Natural Gas_Furnace_A_Achievable Economic UCT Potential | F12 | Industrial | Wood and Lumber Products | Existing | Space Heating | Natural Gas | Furnace | A | Cumulative Winter Peak Savings (MW) | Achievable Economic UCT Potential | 0 | 0 | 0 | 0 | 0 | 0 | 0 | 0 | 0 | 0 | 0 | 0 | 0 | 0 | 0 | 0 | 0 | 0 | 0 | 0 | 0 | 0
F13_Industrial_Wood and Lumber Products_Existing_Space Heating_Natural Gas_Furnace_A_Achievable Economic UCT Potential | F13 | Industrial | Wood and Lumber Products | Existing | Space Heating | Natural Gas | Furnace | A | Purchases (Incremental) | Achievable Economic UCT Potential | 0 | 0 | 0.00085697 | 0.0017828 | 0.0027646 | 0.0037909 | 0.0048516 | 0.0058387 | 0.0066587 | 0.007335 | 0.0078883 | 0.0083371 | 0.0079948 | 0.0076044 | 0.0071889 | 0.0067642 | 0.0063415 | 0.0059284 | 0.0054839 | 0.0054917 | 0.0055115 | 0.0055402
F14_Industrial_Wood and Lumber Products_Existing_Space Heating_Natural Gas_Furnace_A_Achievable Economic UCT Potential | F14 | Industrial | Wood and Lumber Products | Existing | Space Heating | Natural Gas | Furnace | A | Purchases (Cumulative) | Achievable Economic UCT Potential | 0 | 0 | 0.00085697 | 0.0026398 | 0.0054043 | 0.0091953 | 0.014047 | 0.019886 | 0.026544 | 0.033879 | 0.041768 | 0.050105 | 0.0581 | 0.065704 | 0.072893 | 0.079657 | 0.085998 | 0.091927 | 0.097411 | 0.1029 | 0.10841 | 0.11395
F1_Industrial_Wood and Lumber Products_Existing_Space Heating_Natural Gas_Boiler_A_Achievable Economic UCT Potential | F1 | Industrial | Wood and Lumber Products | Existing | Space Heating | Natural Gas | Boiler | A | Original Unit Energy Savings (kWh or therms) | Achievable Economic UCT Potential | 0 | 6227.3193 | 6227.3193 | 6227.3193 | 6227.3193 | 6227.3193 | 6227.3193 | 6227.3193 | 6227.3193 | 6227.3193 | 6227.3193 | 6227.3193 | 6227.3193 | 6227.3193 | 6227.3193 | 6227.3193 | 6227.3193 | 6227.3193 | 6227.3193 | 6227.3193 | 6227.3193 | 6227.3193
F2_Industrial_Wood and Lumber Products_Existing_Space Heating_Natural Gas_Boiler_A_Achievable Economic UCT Potential | F2 | Industrial | Wood and Lumber Products | Existing | Space Heating | Natural Gas | Boiler | A | Original Unit Summer Peak Savings (kW) | Achievable Economic UCT Potential | 0 | 0 | 0 | 0 | 0 | 0 | 0 | 0 | 0 | 0 | 0 | 0 | 0 | 0 | 0 | 0 | 0 | 0 | 0 | 0 | 0 | 0
F3_Industrial_Wood and Lumber Products_Existing_Space Heating_Natural Gas_Boiler_A_Achievable Economic UCT Potential | F3 | Industrial | Wood and Lumber Products | Existing | Space Heating | Natural Gas | Boiler | A | Original Unit Winter Peak Savings (kW) | Achievable Economic UCT Potential | 0 | 0 | 0 | 0 | 0 | 0 | 0 | 0 | 0 | 0 | 0 | 0 | 0 | 0 | 0 | 0 | 0 | 0 | 0 | 0 | 0 | 0
F4_Industrial_Wood and Lumber Products_Existing_Space Heating_Natural Gas_Boiler_A_Achievable Economic UCT Potential | F4 | Industrial | Wood and Lumber Products | Existing | Space Heating | Natural Gas | Boiler | A | Standalone Impact on Baseline Energy (%) | Achievable Economic UCT Potential | 0% | 0% | 0.01982% | 0.0496% | 0.08655% | 0.1286% | 0.1746% | 0.2232% | 0.2737% | 0.3257% | 0.3791% | 0.4338% | 0.4897% | 0.5469% | 0.6053% | 0.665% | 0.7259% | 0.7881% | 0.8516% | 0.9163% | 0.9823% | 1.05%
F5_Industrial_Wood and Lumber Products_Existing_Space Heating_Natural Gas_Boiler_A_Achievable Economic UCT Potential | F5 | Industrial | Wood and Lumber Products | Existing | Space Heating | Natural Gas | Boiler | A | Standalone Impact on Baseline Summer Peak (%) | Achievable Economic UCT Potential | bar: 2019 to 2040
F6_Industrial_Wood and Lumber Products_Existing_Space Heating_Natural Gas_Boiler_A_Achievable Economic UCT Potential | F6 | Industrial | Wood and Lumber Products | Existing | Space Heating | Natural Gas | Boiler | A | Standalone Impact on Baseline Winter Peak (%) | Achievable Economic UCT Potential | bar: 2019 to 2040
F7_Industrial_Wood and Lumber Products_Existing_Space Heating_Natural Gas_Boiler_A_Achievable Economic UCT Potential | F7 | Industrial | Wood and Lumber Products | Existing | Space Heating | Natural Gas | Boiler | A | Incremental Energy Savings (MWh or mTherms) | Achievable Economic UCT Potential | 0 | 0 | 0.018571 | 0.026987 | 0.032385 | 0.035643 | 0.037597 | 0.038314 | 0.03835 | 0.038058 | 0.037625 | 0.03712 | 0.0366 | 0.036077 | 0.035551 | 0.035024 | 0.034497 | 0.033971 | 0.033446 | 0.032924 | 0.032406 | 0.031891
F8_Industrial_Wood and Lumber Products_Existing_Space Heating_Natural Gas_Boiler_A_Achievable Economic UCT Potential | F8 | Industrial | Wood and Lumber Products | Existing | Space Heating | Natural Gas | Boiler | A | Incremental Summer Peak Savings (MW) | Achievable Economic UCT Potential | 0 | 0 | 0 | 0 | 0 | 0 | 0 | 0 | 0 | 0 | 0 | 0 | 0 | 0 | 0 | 0 | 0 | 0 | 0 | 0 | 0 | 0
F9_Industrial_Wood and Lumber Products_Existing_Space Heating_Natural Gas_Boiler_A_Achievable Economic UCT Potential | F9 | Industrial | Wood and Lumber Products | Existing | Space Heating | Natural Gas | Boiler | A | Incremental Winter Peak Savings (MW) | Achievable Economic UCT Potential | 0 | 0 | 0 | 0 | 0 | 0 | 0 | 0 | 0 | 0 | 0 | 0 | 0 | 0 | 0 | 0 | 0 | 0 | 0 | 0 | 0 | 0
F10_Industrial_Wood and Lumber Products_Existing_Space Heating_Natural Gas_Boiler_A_Achievable Economic UCT Potential | F10 | Industrial | Wood and Lumber Products | Existing | Space Heating | Natural Gas | Boiler | A | Cumulative Energy Savings (MWh or mTherms) | Achievable Economic UCT Potential | 0 | 0 | 0.018571 | 0.045558 | 0.077942 | 0.11359 | 0.15118 | 0.1895 | 0.22785 | 0.2659 | 0.30353 | 0.34065 | 0.37725 | 0.41333 | 0.44888 | 0.4839 | 0.5184 | 0.55237 | 0.58582 | 0.61874 | 0.65115 | 0.68304
F11_Industrial_Wood and Lumber Products_Existing_Space Heating_Natural Gas_Boiler_A_Achievable Economic UCT Potential | F11 | Industrial | Wood and Lumber Products | Existing | Space Heating | Natural Gas | Boiler | A | Cumulative Summer Peak Savings (MW) | Achievable Economic UCT Potential | 0 | 0 | 0 | 0 | 0 | 0 | 0 | 0 | 0 | 0 | 0 | 0 | 0 | 0 | 0 | 0 | 0 | 0 | 0 | 0 | 0 | 0
F12_Industrial_Wood and Lumber Products_Existing_Space Heating_Natural Gas_Boiler_A_Achievable Economic UCT Potential | F12 | Industrial | Wood and Lumber Products | Existing | Space Heating | Natural Gas | Boiler | A | Cumulative Winter Peak Savings (MW) | Achievable Economic UCT Potential | 0 | 0 | 0 | 0 | 0 | 0 | 0 | 0 | 0 | 0 | 0 | 0 | 0 | 0 | 0 | 0 | 0 | 0 | 0 | 0 | 0 | 0
F13_Industrial_Wood and Lumber Products_Existing_Space Heating_Natural Gas_Boiler_A_Achievable Economic UCT Potential | F13 | Industrial | Wood and Lumber Products | Existing | Space Heating | Natural Gas | Boiler | A | Purchases (Incremental) | Achievable Economic UCT Potential | 0 | 0 | 0.0029822 | 0.0043336 | 0.0052004 | 0.0057236 | 0.0060374 | 0.0061526 | 0.0061583 | 0.0061115 | 0.0060419 | 0.0059608 | 0.0058774 | 0.0057933 | 0.0057089 | 0.0056243 | 0.0055396 | 0.0054551 | 0.0053709 | 0.0052871 | 0.0052038 | 0.0051211
F14_Industrial_Wood and Lumber Products_Existing_Space Heating_Natural Gas_Boiler_A_Achievable Economic UCT Potential | F14 | Industrial | Wood and Lumber Products | Existing | Space Heating | Natural Gas | Boiler | A | Purchases (Cumulative) | Achievable Economic UCT Potential | 0 | 0 | 0.0029822 | 0.0073158 | 0.012516 | 0.01824 | 0.024277 | 0.03043 | 0.036588 | 0.0427 | 0.048741 | 0.054702 | 0.06058 | 0.066373 | 0.072082 | 0.077706 | 0.083246 | 0.088701 | 0.094072 | 0.099359 | 0.10456 | 0.10968
F1_Industrial_Wood and Lumber Products_Existing_Space Heating_Natural Gas_Unit Heater_A_Achievable Economic UCT Potential | F1 | Industrial | Wood and Lumber Products | Existing | Space Heating | Natural Gas | Unit Heater | A | Original Unit Energy Savings (kWh or therms) | Achievable Economic UCT Potential | 0 | 43660.7244 | 43660.7244 | 43660.7244 | 43660.7244 | 43660.7244 | 43660.7244 | 43660.7244 | 43660.7244 | 43660.7244 | 43660.7244 | 43660.7244 | 43660.7244 | 43660.7244 | 43660.7244 | 43660.7244 | 43660.7244 | 43660.7244 | 43660.7244 | 43660.7244 | 43660.7244 | 43660.7244
F2_Industrial_Wood and Lumber Products_Existing_Space Heating_Natural Gas_Unit Heater_A_Achievable Economic UCT Potential | F2 | Industrial | Wood and Lumber Products | Existing | Space Heating | Natural Gas | Unit Heater | A | Original Unit Summer Peak Savings (kW) | Achievable Economic UCT Potential | 0 | 0 | 0 | 0 | 0 | 0 | 0 | 0 | 0 | 0 | 0 | 0 | 0 | 0 | 0 | 0 | 0 | 0 | 0 | 0 | 0 | 0
F3_Industrial_Wood and Lumber Products_Existing_Space Heating_Natural Gas_Unit Heater_A_Achievable Economic UCT Potential | F3 | Industrial | Wood and Lumber Products | Existing | Space Heating | Natural Gas | Unit Heater | A | Original Unit Winter Peak Savings (kW) | Achievable Economic UCT Potential | 0 | 0 | 0 | 0 | 0 | 0 | 0 | 0 | 0 | 0 | 0 | 0 | 0 | 0 | 0 | 0 | 0 | 0 | 0 | 0 | 0 | 0
F4_Industrial_Wood and Lumber Products_Existing_Space Heating_Natural Gas_Unit Heater_A_Achievable Economic UCT Potential | F4 | Industrial | Wood and Lumber Products | Existing | Space Heating | Natural Gas | Unit Heater | A | Standalone Impact on Baseline Energy (%) | Achievable Economic UCT Potential | 0% | 0% | 0.001758% | 0.008631% | 0.02544% | 0.05832% | 0.1147% | 0.2015% | 0.3244% | 0.4883% | 0.693% | 0.9373% | 1.221% | 1.543% | 1.903% | 2.297% | 2.722% | 3.121% | 3.489% | 3.822% | 4.121% | 4.383%
F5_Industrial_Wood and Lumber Products_Existing_Space Heating_Natural Gas_Unit Heater_A_Achievable Economic UCT Potential | F5 | Industrial | Wood and Lumber Products | Existing | Space Heating | Natural Gas | Unit Heater | A | Standalone Impact on Baseline Summer Peak (%) | Achievable Economic UCT Potential | bar: 2019 to 2040
F6_Industrial_Wood and Lumber Products_Existing_Space Heating_Natural Gas_Unit Heater_A_Achievable Economic UCT Potential | F6 | Industrial | Wood and Lumber Products | Existing | Space Heating | Natural Gas | Unit Heater | A | Standalone Impact on Baseline Winter Peak (%) | Achievable Economic UCT Potential | bar: 2019 to 2040
F7_Industrial_Wood and Lumber Products_Existing_Space Heating_Natural Gas_Unit Heater_A_Achievable Economic UCT Potential | F7 | Industrial | Wood and Lumber Products | Existing | Space Heating | Natural Gas | Unit Heater | A | Incremental Energy Savings (MWh or mTherms) | Achievable Economic UCT Potential | 0 | 0 | 0.0016469 | 0.0062808 | 0.014978 | 0.028589 | 0.04777 | 0.071794 | 0.09898 | 0.12859 | 0.15618 | 0.18122 | 0.20427 | 0.22592 | 0.24502 | 0.26063 | 0.27199 | 0.2437 | 0.21235 | 0.181 | 0.15068 | 0.12083
F8_Industrial_Wood and Lumber Products_Existing_Space Heating_Natural Gas_Unit Heater_A_Achievable Economic UCT Potential | F8 | Industrial | Wood and Lumber Products | Existing | Space Heating | Natural Gas | Unit Heater | A | Incremental Summer Peak Savings (MW) | Achievable Economic UCT Potential | 0 | 0 | 0 | 0 | 0 | 0 | 0 | 0 | 0 | 0 | 0 | 0 | 0 | 0 | 0 | 0 | 0 | 0 | 0 | 0 | 0 | 0
F9_Industrial_Wood and Lumber Products_Existing_Space Heating_Natural Gas_Unit Heater_A_Achievable Economic UCT Potential | F9 | Industrial | Wood and Lumber Products | Existing | Space Heating | Natural Gas | Unit Heater | A | Incremental Winter Peak Savings (MW) | Achievable Economic UCT Potential | 0 | 0 | 0 | 0 | 0 | 0 | 0 | 0 | 0 | 0 | 0 | 0 | 0 | 0 | 0 | 0 | 0 | 0 | 0 | 0 | 0 | 0
F10_Industrial_Wood and Lumber Products_Existing_Space Heating_Natural Gas_Unit Heater_A_Achievable Economic UCT Potential | F10 | Industrial | Wood and Lumber Products | Existing | Space Heating | Natural Gas | Unit Heater | A | Cumulative Energy Savings (MWh or mTherms) | Achievable Economic UCT Potential | 0 | 0 | 0.0016469 | 0.0079277 | 0.022906 | 0.051495 | 0.099265 | 0.17106 | 0.27004 | 0.39862 | 0.5548 | 0.73602 | 0.94029 | 1.1662 | 1.4112 | 1.6719 | 1.9438 | 2.1875 | 2.3999 | 2.5809 | 2.7316 | 2.8524
F11_Industrial_Wood and Lumber Products_Existing_Space Heating_Natural Gas_Unit Heater_A_Achievable Economic UCT Potential | F11 | Industrial | Wood and Lumber Products | Existing | Space Heating | Natural Gas | Unit Heater | A | Cumulative Summer Peak Savings (MW) | Achievable Economic UCT Potential | 0 | 0 | 0 | 0 | 0 | 0 | 0 | 0 | 0 | 0 | 0 | 0 | 0 | 0 | 0 | 0 | 0 | 0 | 0 | 0 | 0 | 0
F12_Industrial_Wood and Lumber Products_Existing_Space Heating_Natural Gas_Unit Heater_A_Achievable Economic UCT Potential | F12 | Industrial | Wood and Lumber Products | Existing | Space Heating | Natural Gas | Unit Heater | A | Cumulative Winter Peak Savings (MW) | Achievable Economic UCT Potential | 0 | 0 | 0 | 0 | 0 | 0 | 0 | 0 | 0 | 0 | 0 | 0 | 0 | 0 | 0 | 0 | 0 | 0 | 0 | 0 | 0 | 0
F13_Industrial_Wood and Lumber Products_Existing_Space Heating_Natural Gas_Unit Heater_A_Achievable Economic UCT Potential | F13 | Industrial | Wood and Lumber Products | Existing | Space Heating | Natural Gas | Unit Heater | A | Purchases (Incremental) | Achievable Economic UCT Potential | 0 | 0 | 3.772e-05 | 0.00014386 | 0.00034306 | 0.0006548 | 0.0010941 | 0.0016443 | 0.002267 | 0.0029451 | 0.0035772 | 0.0041506 | 0.0046786 | 0.0051744 | 0.0056496 | 0.0061134 | 0.0065726 | 0.0062364 | 0.0059578 | 0.0057899 | 0.0057181 | 0.0057126
F14_Industrial_Wood and Lumber Products_Existing_Space Heating_Natural Gas_Unit Heater_A_Achievable Economic UCT Potential | F14 | Industrial | Wood and Lumber Products | Existing | Space Heating | Natural Gas | Unit Heater | A | Purchases (Cumulative) | Achievable Economic UCT Potential | 0 | 0 | 3.772e-05 | 0.00018158 | 0.00052463 | 0.0011794 | 0.0022735 | 0.0039179 | 0.0061849 | 0.00913 | 0.012707 | 0.016858 | 0.021536 | 0.026711 | 0.032323 | 0.038292 | 0.044522 | 0.050103 | 0.054967 | 0.059112 | 0.062564 | 0.065331
F1_Industrial_Wood and Lumber Products_New_Space Heating_Natural Gas_Furnace_A_Achievable Economic UCT Potential | F1 | Industrial | Wood and Lumber Products | New | Space Heating | Natural Gas | Furnace | A | Original Unit Energy Savings (kWh or therms) | Achievable Economic UCT Potential | 0 | 1443.5073 | 1443.5073 | 1443.5073 | 1443.5073 | 1443.5073 | 1443.5073 | 1443.5073 | 1443.5073 | 1443.5073 | 1443.5073 | 1443.5073 | 1443.5073 | 1443.5073 | 1443.5073 | 1443.5073 | 1443.5073 | 1443.5073 | 1443.5073 | 1443.5073 | 1443.5073 | 1443.5073
F2_Industrial_Wood and Lumber Products_New_Space Heating_Natural Gas_Furnace_A_Achievable Economic UCT Potential | F2 | Industrial | Wood and Lumber Products | New | Space Heating | Natural Gas | Furnace | A | Original Unit Summer Peak Savings (kW) | Achievable Economic UCT Potential | 0 | 0 | 0 | 0 | 0 | 0 | 0 | 0 | 0 | 0 | 0 | 0 | 0 | 0 | 0 | 0 | 0 | 0 | 0 | 0 | 0 | 0
F3_Industrial_Wood and Lumber Products_New_Space Heating_Natural Gas_Furnace_A_Achievable Economic UCT Potential | F3 | Industrial | Wood and Lumber Products | New | Space Heating | Natural Gas | Furnace | A | Original Unit Winter Peak Savings (kW) | Achievable Economic UCT Potential | 0 | 0 | 0 | 0 | 0 | 0 | 0 | 0 | 0 | 0 | 0 | 0 | 0 | 0 | 0 | 0 | 0 | 0 | 0 | 0 | 0 | 0
F4_Industrial_Wood and Lumber Products_New_Space Heating_Natural Gas_Furnace_A_Achievable Economic UCT Potential | F4 | Industrial | Wood and Lumber Products | New | Space Heating | Natural Gas | Furnace | A | Standalone Impact on Baseline Energy (%) | Achievable Economic UCT Potential | 0% | 0% | 0.001165% | 0.0432% | 0.07493% | 0.1061% | 0.1249% | 0.1472% | 0.1683% | 0.1901% | 0.2052% | 0.2214% | 0.236% | 0.2514% | 0.261% | 0.2718% | 0.2818% | 0.2923% | 0.2986% | 0.3089% | 0.3179% | 0.3282%
F5_Industrial_Wood and Lumber Products_New_Space Heating_Natural Gas_Furnace_A_Achievable Economic UCT Potential | F5 | Industrial | Wood and Lumber Products | New | Space Heating | Natural Gas | Furnace | A | Standalone Impact on Baseline Summer Peak (%) | Achievable Economic UCT Potential | bar: 2019 to 2040
F6_Industrial_Wood and Lumber Products_New_Space Heating_Natural Gas_Furnace_A_Achievable Economic UCT Potential | F6 | Industrial | Wood and Lumber Products | New | Space Heating | Natural Gas | Furnace | A | Standalone Impact on Baseline Winter Peak (%) | Achievable Economic UCT Potential | bar: 2019 to 2040
F7_Industrial_Wood and Lumber Products_New_Space Heating_Natural Gas_Furnace_A_Achievable Economic UCT Potential | F7 | Industrial | Wood and Lumber Products | New | Space Heating | Natural Gas | Furnace | A | Incremental Energy Savings (MWh or mTherms) | Achievable Economic UCT Potential | 0 | 0 | 5.7404e-05 | 0.0036587 | 0.0054746 | 0.0081816 | 0.0061591 | 0.0084369 | 0.0093472 | 0.011429 | 0.0090573 | 0.010919 | 0.01117 | 0.013325 | 0.009243 | 0.011428 | 0.011574 | 0.013618 | 0.0089958 | 0.012766 | 0.012375 | 0.013504
F8_Industrial_Wood and Lumber Products_New_Space Heating_Natural Gas_Furnace_A_Achievable Economic UCT Potential | F8 | Industrial | Wood and Lumber Products | New | Space Heating | Natural Gas | Furnace | A | Incremental Summer Peak Savings (MW) | Achievable Economic UCT Potential | 0 | 0 | 0 | 0 | 0 | 0 | 0 | 0 | 0 | 0 | 0 | 0 | 0 | 0 | 0 | 0 | 0 | 0 | 0 | 0 | 0 | 0
F9_Industrial_Wood and Lumber Products_New_Space Heating_Natural Gas_Furnace_A_Achievable Economic UCT Potential | F9 | Industrial | Wood and Lumber Products | New | Space Heating | Natural Gas | Furnace | A | Incremental Winter Peak Savings (MW) | Achievable Economic UCT Potential | 0 | 0 | 0 | 0 | 0 | 0 | 0 | 0 | 0 | 0 | 0 | 0 | 0 | 0 | 0 | 0 | 0 | 0 | 0 | 0 | 0 | 0
F10_Industrial_Wood and Lumber Products_New_Space Heating_Natural Gas_Furnace_A_Achievable Economic UCT Potential | F10 | Industrial | Wood and Lumber Products | New | Space Heating | Natural Gas | Furnace | A | Cumulative Energy Savings (MWh or mTherms) | Achievable Economic UCT Potential | 0 | 0 | 5.7404e-05 | 0.0037161 | 0.0091908 | 0.017372 | 0.023532 | 0.031968 | 0.041316 | 0.052745 | 0.061802 | 0.072721 | 0.08389 | 0.097215 | 0.10646 | 0.11789 | 0.12946 | 0.14308 | 0.15207 | 0.16484 | 0.17721 | 0.19072
F11_Industrial_Wood and Lumber Products_New_Space Heating_Natural Gas_Furnace_A_Achievable Economic UCT Potential | F11 | Industrial | Wood and Lumber Products | New | Space Heating | Natural Gas | Furnace | A | Cumulative Summer Peak Savings (MW) | Achievable Economic UCT Potential | 0 | 0 | 0 | 0 | 0 | 0 | 0 | 0 | 0 | 0 | 0 | 0 | 0 | 0 | 0 | 0 | 0 | 0 | 0 | 0 | 0 | 0
F12_Industrial_Wood and Lumber Products_New_Space Heating_Natural Gas_Furnace_A_Achievable Economic UCT Potential | F12 | Industrial | Wood and Lumber Products | New | Space Heating | Natural Gas | Furnace | A | Cumulative Winter Peak Savings (MW) | Achievable Economic UCT Potential | 0 | 0 | 0 | 0 | 0 | 0 | 0 | 0 | 0 | 0 | 0 | 0 | 0 | 0 | 0 | 0 | 0 | 0 | 0 | 0 | 0 | 0
F13_Industrial_Wood and Lumber Products_New_Space Heating_Natural Gas_Furnace_A_Achievable Economic UCT Potential | F13 | Industrial | Wood and Lumber Products | New | Space Heating | Natural Gas | Furnace | A | Purchases (Incremental) | Achievable Economic UCT Potential | 0 | 0 | 3.9767e-05 | 0.0025346 | 0.0037926 | 0.0056679 | 0.0042668 | 0.0058447 | 0.0064753 | 0.0079175 | 0.0062745 | 0.007564 | 0.007738 | 0.0092308 | 0.0064032 | 0.0079165 | 0.0080179 | 0.009434 | 0.0062319 | 0.0088438 | 0.008573 | 0.0093547
F14_Industrial_Wood and Lumber Products_New_Space Heating_Natural Gas_Furnace_A_Achievable Economic UCT Potential | F14 | Industrial | Wood and Lumber Products | New | Space Heating | Natural Gas | Furnace | A | Purchases (Cumulative) | Achievable Economic UCT Potential | 0 | 0 | 3.9767e-05 | 0.0025744 | 0.006367 | 0.012035 | 0.016302 | 0.022146 | 0.028622 | 0.036539 | 0.042814 | 0.050378 | 0.058116 | 0.067346 | 0.07375 | 0.081666 | 0.089684 | 0.099118 | 0.10535 | 0.11419 | 0.12277 | 0.13212
F1_Industrial_Wood and Lumber Products_New_Space Heating_Natural Gas_Boiler_A_Achievable Economic UCT Potential | F1 | Industrial | Wood and Lumber Products | New | Space Heating | Natural Gas | Boiler | A | Original Unit Energy Savings (kWh or therms) | Achievable Economic UCT Potential | 0 | 6223.5803 | 6223.5803 | 6223.5803 | 6223.5803 | 6223.5803 | 6223.5803 | 6223.5803 | 6223.5803 | 6223.5803 | 6223.5803 | 6223.5803 | 6223.5803 | 6223.5803 | 6223.5803 | 6223.5803 | 6223.5803 | 6223.5803 | 6223.5803 | 6223.5803 | 6223.5803 | 6223.5803
F2_Industrial_Wood and Lumber Products_New_Space Heating_Natural Gas_Boiler_A_Achievable Economic UCT Potential | F2 | Industrial | Wood and Lumber Products | New | Space Heating | Natural Gas | Boiler | A | Original Unit Summer Peak Savings (kW) | Achievable Economic UCT Potential | 0 | 0 | 0 | 0 | 0 | 0 | 0 | 0 | 0 | 0 | 0 | 0 | 0 | 0 | 0 | 0 | 0 | 0 | 0 | 0 | 0 | 0
F3_Industrial_Wood and Lumber Products_New_Space Heating_Natural Gas_Boiler_A_Achievable Economic UCT Potential | F3 | Industrial | Wood and Lumber Products | New | Space Heating | Natural Gas | Boiler | A | Original Unit Winter Peak Savings (kW) | Achievable Economic UCT Potential | 0 | 0 | 0 | 0 | 0 | 0 | 0 | 0 | 0 | 0 | 0 | 0 | 0 | 0 | 0 | 0 | 0 | 0 | 0 | 0 | 0 | 0
F4_Industrial_Wood and Lumber Products_New_Space Heating_Natural Gas_Boiler_A_Achievable Economic UCT Potential | F4 | Industrial | Wood and Lumber Products | New | Space Heating | Natural Gas | Boiler | A | Standalone Impact on Baseline Energy (%) | Achievable Economic UCT Potential | 0% | 0% | 0.01593% | 0.4357% | 0.6673% | 0.8378% | 0.9165% | 0.9913% | 1.05% | 1.103% | 1.136% | 1.167% | 1.193% | 1.219% | 1.235% | 1.251% | 1.266% | 1.281% | 1.29% | 1.3% | 1.309% | 1.318%
F5_Industrial_Wood and Lumber Products_New_Space Heating_Natural Gas_Boiler_A_Achievable Economic UCT Potential | F5 | Industrial | Wood and Lumber Products | New | Space Heating | Natural Gas | Boiler | A | Standalone Impact on Baseline Summer Peak (%) | Achievable Economic UCT Potential | bar: 2019 to 2040
F6_Industrial_Wood and Lumber Products_New_Space Heating_Natural Gas_Boiler_A_Achievable Economic UCT Potential | F6 | Industrial | Wood and Lumber Products | New | Space Heating | Natural Gas | Boiler | A | Standalone Impact on Baseline Winter Peak (%) | Achievable Economic UCT Potential | bar: 2019 to 2040
F7_Industrial_Wood and Lumber Products_New_Space Heating_Natural Gas_Boiler_A_Achievable Economic UCT Potential | F7 | Industrial | Wood and Lumber Products | New | Space Heating | Natural Gas | Boiler | A | Incremental Energy Savings (MWh or mTherms) | Achievable Economic UCT Potential | 0 | 0 | 0.00078507 | 0.036694 | 0.044369 | 0.055325 | 0.035548 | 0.042561 | 0.042592 | 0.048165 | 0.035942 | 0.041348 | 0.0408 | 0.047329 | 0.032122 | 0.03904 | 0.039011 | 0.045414 | 0.029997 | 0.036964 | 0.035957 | 0.035851
F8_Industrial_Wood and Lumber Products_New_Space Heating_Natural Gas_Boiler_A_Achievable Economic UCT Potential | F8 | Industrial | Wood and Lumber Products | New | Space Heating | Natural Gas | Boiler | A | Incremental Summer Peak Savings (MW) | Achievable Economic UCT Potential | 0 | 0 | 0 | 0 | 0 | 0 | 0 | 0 | 0 | 0 | 0 | 0 | 0 | 0 | 0 | 0 | 0 | 0 | 0 | 0 | 0 | 0
F9_Industrial_Wood and Lumber Products_New_Space Heating_Natural Gas_Boiler_A_Achievable Economic UCT Potential | F9 | Industrial | Wood and Lumber Products | New | Space Heating | Natural Gas | Boiler | A | Incremental Winter Peak Savings (MW) | Achievable Economic UCT Potential | 0 | 0 | 0 | 0 | 0 | 0 | 0 | 0 | 0 | 0 | 0 | 0 | 0 | 0 | 0 | 0 | 0 | 0 | 0 | 0 | 0 | 0
F10_Industrial_Wood and Lumber Products_New_Space Heating_Natural Gas_Boiler_A_Achievable Economic UCT Potential | F10 | Industrial | Wood and Lumber Products | New | Space Heating | Natural Gas | Boiler | A | Cumulative Energy Savings (MWh or mTherms) | Achievable Economic UCT Potential | 0 | 0 | 0.00078507 | 0.03748 | 0.081849 | 0.13717 | 0.17272 | 0.21528 | 0.25787 | 0.30604 | 0.34198 | 0.38333 | 0.42413 | 0.47146 | 0.50358 | 0.54262 | 0.58163 | 0.62705 | 0.65704 | 0.69401 | 0.72996 | 0.76581
F11_Industrial_Wood and Lumber Products_New_Space Heating_Natural Gas_Boiler_A_Achievable Economic UCT Potential | F11 | Industrial | Wood and Lumber Products | New | Space Heating | Natural Gas | Boiler | A | Cumulative Summer Peak Savings (MW) | Achievable Economic UCT Potential | 0 | 0 | 0 | 0 | 0 | 0 | 0 | 0 | 0 | 0 | 0 | 0 | 0 | 0 | 0 | 0 | 0 | 0 | 0 | 0 | 0 | 0
F12_Industrial_Wood and Lumber Products_New_Space Heating_Natural Gas_Boiler_A_Achievable Economic UCT Potential | F12 | Industrial | Wood and Lumber Products | New | Space Heating | Natural Gas | Boiler | A | Cumulative Winter Peak Savings (MW) | Achievable Economic UCT Potential | 0 | 0 | 0 | 0 | 0 | 0 | 0 | 0 | 0 | 0 | 0 | 0 | 0 | 0 | 0 | 0 | 0 | 0 | 0 | 0 | 0 | 0
F13_Industrial_Wood and Lumber Products_New_Space Heating_Natural Gas_Boiler_A_Achievable Economic UCT Potential | F13 | Industrial | Wood and Lumber Products | New | Space Heating | Natural Gas | Boiler | A | Purchases (Incremental) | Achievable Economic UCT Potential | 0 | 0 | 0.00012615 | 0.005896 | 0.0071292 | 0.0088896 | 0.0057119 | 0.0068386 | 0.0068436 | 0.0077391 | 0.0057751 | 0.0066438 | 0.0065557 | 0.0076048 | 0.0051614 | 0.006273 | 0.0062682 | 0.007297 | 0.0048199 | 0.0059393 | 0.0057775 | 0.0057604
F14_Industrial_Wood and Lumber Products_New_Space Heating_Natural Gas_Boiler_A_Achievable Economic UCT Potential | F14 | Industrial | Wood and Lumber Products | New | Space Heating | Natural Gas | Boiler | A | Purchases (Cumulative) | Achievable Economic UCT Potential | 0 | 0 | 0.00012615 | 0.0060222 | 0.013151 | 0.022041 | 0.027753 | 0.034591 | 0.041435 | 0.049174 | 0.054949 | 0.061593 | 0.068149 | 0.075754 | 0.080915 | 0.087188 | 0.093456 | 0.10075 | 0.10557 | 0.11151 | 0.11729 | 0.12305
F1_Industrial_Wood and Lumber Products_New_Space Heating_Natural Gas_Unit Heater_A_Achievable Economic UCT Potential | F1 | Industrial | Wood and Lumber Products | New | Space Heating | Natural Gas | Unit Heater | A | Original Unit Energy Savings (kWh or therms) | Achievable Economic UCT Potential | 0 | 43660.7244 | 43660.7244 | 43660.7244 | 43660.7244 | 43660.7244 | 43660.7244 | 43660.7244 | 43660.7244 | 43660.7244 | 43660.7244 | 43660.7244 | 43660.7244 | 43660.7244 | 43660.7244 | 43660.7244 | 43660.7244 | 43660.7244 | 43660.7244 | 43660.7244 | 43660.7244 | 43660.7244
F2_Industrial_Wood and Lumber Products_New_Space Heating_Natural Gas_Unit Heater_A_Achievable Economic UCT Potential | F2 | Industrial | Wood and Lumber Products | New | Space Heating | Natural Gas | Unit Heater | A | Original Unit Summer Peak Savings (kW) | Achievable Economic UCT Potential | 0 | 0 | 0 | 0 | 0 | 0 | 0 | 0 | 0 | 0 | 0 | 0 | 0 | 0 | 0 | 0 | 0 | 0 | 0 | 0 | 0 | 0
F3_Industrial_Wood and Lumber Products_New_Space Heating_Natural Gas_Unit Heater_A_Achievable Economic UCT Potential | F3 | Industrial | Wood and Lumber Products | New | Space Heating | Natural Gas | Unit Heater | A | Original Unit Winter Peak Savings (kW) | Achievable Economic UCT Potential | 0 | 0 | 0 | 0 | 0 | 0 | 0 | 0 | 0 | 0 | 0 | 0 | 0 | 0 | 0 | 0 | 0 | 0 | 0 | 0 | 0 | 0
F4_Industrial_Wood and Lumber Products_New_Space Heating_Natural Gas_Unit Heater_A_Achievable Economic UCT Potential | F4 | Industrial | Wood and Lumber Products | New | Space Heating | Natural Gas | Unit Heater | A | Standalone Impact on Baseline Energy (%) | Achievable Economic UCT Potential | 0% | 0% | 0.01765% | 0.6547% | 1.136% | 1.608% | 1.892% | 2.231% | 2.55% | 2.881% | 3.11% | 3.355% | 3.747% | 4.099% | 4.448% | 4.738% | 5.012% | 5.377% | 5.55% | 5.793% | 5.986% | 6.102%
F5_Industrial_Wood and Lumber Products_New_Space Heating_Natural Gas_Unit Heater_A_Achievable Economic UCT Potential | F5 | Industrial | Wood and Lumber Products | New | Space Heating | Natural Gas | Unit Heater | A | Standalone Impact on Baseline Summer Peak (%) | Achievable Economic UCT Potential | bar: 2019 to 2040
F6_Industrial_Wood and Lumber Products_New_Space Heating_Natural Gas_Unit Heater_A_Achievable Economic UCT Potential | F6 | Industrial | Wood and Lumber Products | New | Space Heating | Natural Gas | Unit Heater | A | Standalone Impact on Baseline Winter Peak (%) | Achievable Economic UCT Potential | bar: 2019 to 2040
F7_Industrial_Wood and Lumber Products_New_Space Heating_Natural Gas_Unit Heater_A_Achievable Economic UCT Potential | F7 | Industrial | Wood and Lumber Products | New | Space Heating | Natural Gas | Unit Heater | A | Incremental Energy Savings (MWh or mTherms) | Achievable Economic UCT Potential | 0 | 0 | 0.00086992 | 0.055445 | 0.082964 | 0.12399 | 0.093337 | 0.12786 | 0.14165 | 0.1732 | 0.13726 | 0.16546 | 0.22973 | 0.25315 | 0.22957 | 0.24048 | 0.24786 | 0.32889 | 0.19498 | 0.26489 | 0.24528 | 0.20921
F8_Industrial_Wood and Lumber Products_New_Space Heating_Natural Gas_Unit Heater_A_Achievable Economic UCT Potential | F8 | Industrial | Wood and Lumber Products | New | Space Heating | Natural Gas | Unit Heater | A | Incremental Summer Peak Savings (MW) | Achievable Economic UCT Potential | 0 | 0 | 0 | 0 | 0 | 0 | 0 | 0 | 0 | 0 | 0 | 0 | 0 | 0 | 0 | 0 | 0 | 0 | 0 | 0 | 0 | 0
F9_Industrial_Wood and Lumber Products_New_Space Heating_Natural Gas_Unit Heater_A_Achievable Economic UCT Potential | F9 | Industrial | Wood and Lumber Products | New | Space Heating | Natural Gas | Unit Heater | A | Incremental Winter Peak Savings (MW) | Achievable Economic UCT Potential | 0 | 0 | 0 | 0 | 0 | 0 | 0 | 0 | 0 | 0 | 0 | 0 | 0 | 0 | 0 | 0 | 0 | 0 | 0 | 0 | 0 | 0
F10_Industrial_Wood and Lumber Products_New_Space Heating_Natural Gas_Unit Heater_A_Achievable Economic UCT Potential | F10 | Industrial | Wood and Lumber Products | New | Space Heating | Natural Gas | Unit Heater | A | Cumulative Energy Savings (MWh or mTherms) | Achievable Economic UCT Potential | 0 | 0 | 0.00086992 | 0.056315 | 0.13928 | 0.26327 | 0.3566 | 0.48446 | 0.62611 | 0.7993 | 0.93656 | 1.102 | 1.3318 | 1.5849 | 1.8145 | 2.055 | 2.3028 | 2.6317 | 2.8267 | 3.0916 | 3.3369 | 3.5461
F11_Industrial_Wood and Lumber Products_New_Space Heating_Natural Gas_Unit Heater_A_Achievable Economic UCT Potential | F11 | Industrial | Wood and Lumber Products | New | Space Heating | Natural Gas | Unit Heater | A | Cumulative Summer Peak Savings (MW) | Achievable Economic UCT Potential | 0 | 0 | 0 | 0 | 0 | 0 | 0 | 0 | 0 | 0 | 0 | 0 | 0 | 0 | 0 | 0 | 0 | 0 | 0 | 0 | 0 | 0
F12_Industrial_Wood and Lumber Products_New_Space Heating_Natural Gas_Unit Heater_A_Achievable Economic UCT Potential | F12 | Industrial | Wood and Lumber Products | New | Space Heating | Natural Gas | Unit Heater | A | Cumulative Winter Peak Savings (MW) | Achievable Economic UCT Potential | 0 | 0 | 0 | 0 | 0 | 0 | 0 | 0 | 0 | 0 | 0 | 0 | 0 | 0 | 0 | 0 | 0 | 0 | 0 | 0 | 0 | 0
F13_Industrial_Wood and Lumber Products_New_Space Heating_Natural Gas_Unit Heater_A_Achievable Economic UCT Potential | F13 | Industrial | Wood and Lumber Products | New | Space Heating | Natural Gas | Unit Heater | A | Purchases (Incremental) | Achievable Economic UCT Potential | 0 | 0 | 1.9924e-05 | 0.0012699 | 0.0019002 | 0.0028398 | 0.0021378 | 0.0029284 | 0.0032443 | 0.0039669 | 0.0031437 | 0.0037898 | 0.0052617 | 0.0057982 | 0.0052781 | 0.0067779 | 0.0075772 | 0.010373 | 0.0066035 | 0.0089954 | 0.0088623 | 0.0087587
F14_Industrial_Wood and Lumber Products_New_Space Heating_Natural Gas_Unit Heater_A_Achievable Economic UCT Potential | F14 | Industrial | Wood and Lumber Products | New | Space Heating | Natural Gas | Unit Heater | A | Purchases (Cumulative) | Achievable Economic UCT Potential | 0 | 0 | 1.9924e-05 | 0.0012898 | 0.00319 | 0.0060298 | 0.0081676 | 0.011096 | 0.01434 | 0.018307 | 0.021451 | 0.025241 | 0.030502 | 0.036301 | 0.041559 | 0.047067 | 0.052744 | 0.060277 | 0.064742 | 0.070809 | 0.076427 | 0.081219
F1_Industrial_Other Industrial_Existing_Space Heating_Natural Gas_Furnace_A_Achievable Economic UCT Potential | F1 | Industrial | Other Industrial | Existing | Space Heating | Natural Gas | Furnace | A | Original Unit Energy Savings (kWh or therms) | Achievable Economic UCT Potential | 0 | 1443.5459 | 1443.5459 | 1443.5459 | 1443.5459 | 1443.5459 | 1443.5459 | 1443.5459 | 1443.5459 | 1443.5459 | 1443.5459 | 1443.5459 | 1443.5459 | 1443.5459 | 1443.5459 | 1443.5459 | 1443.5459 | 1443.5459 | 1443.5459 | 1443.5459 | 1443.5459 | 1443.5459
F2_Industrial_Other Industrial_Existing_Space Heating_Natural Gas_Furnace_A_Achievable Economic UCT Potential | F2 | Industrial | Other Industrial | Existing | Space Heating | Natural Gas | Furnace | A | Original Unit Summer Peak Savings (kW) | Achievable Economic UCT Potential | 0 | 0 | 0 | 0 | 0 | 0 | 0 | 0 | 0 | 0 | 0 | 0 | 0 | 0 | 0 | 0 | 0 | 0 | 0 | 0 | 0 | 0
F3_Industrial_Other Industrial_Existing_Space Heating_Natural Gas_Furnace_A_Achievable Economic UCT Potential | F3 | Industrial | Other Industrial | Existing | Space Heating | Natural Gas | Furnace | A | Original Unit Winter Peak Savings (kW) | Achievable Economic UCT Potential | 0 | 0 | 0 | 0 | 0 | 0 | 0 | 0 | 0 | 0 | 0 | 0 | 0 | 0 | 0 | 0 | 0 | 0 | 0 | 0 | 0 | 0
F4_Industrial_Other Industrial_Existing_Space Heating_Natural Gas_Furnace_A_Achievable Economic UCT Potential | F4 | Industrial | Other Industrial | Existing | Space Heating | Natural Gas | Furnace | A | Standalone Impact on Baseline Energy (%) | Achievable Economic UCT Potential | 0% | 0% | 0.00132% | 0.004149% | 0.008663% | 0.01503% | 0.02342% | 0.03382% | 0.04604% | 0.05991% | 0.07531% | 0.0921% | 0.1089% | 0.1255% | 0.1419% | 0.158% | 0.1738% | 0.1893% | 0.2044% | 0.22% | 0.2361% | 0.2528%
F5_Industrial_Other Industrial_Existing_Space Heating_Natural Gas_Furnace_A_Achievable Economic UCT Potential | F5 | Industrial | Other Industrial | Existing | Space Heating | Natural Gas | Furnace | A | Standalone Impact on Baseline Summer Peak (%) | Achievable Economic UCT Potential | bar: 2019 to 2040
F6_Industrial_Other Industrial_Existing_Space Heating_Natural Gas_Furnace_A_Achievable Economic UCT Potential | F6 | Industrial | Other Industrial | Existing | Space Heating | Natural Gas | Furnace | A | Standalone Impact on Baseline Winter Peak (%) | Achievable Economic UCT Potential | bar: 2019 to 2040
F7_Industrial_Other Industrial_Existing_Space Heating_Natural Gas_Furnace_A_Achievable Economic UCT Potential | F7 | Industrial | Other Industrial | Existing | Space Heating | Natural Gas | Furnace | A | Incremental Energy Savings (MWh or mTherms) | Achievable Economic UCT Potential | 0 | 0 | 0.012299 | 0.025586 | 0.039677 | 0.054407 | 0.06963 | 0.083795 | 0.095565 | 0.10527 | 0.11321 | 0.11965 | 0.11474 | 0.10914 | 0.10317 | 0.097078 | 0.091011 | 0.085083 | 0.078703 | 0.078816 | 0.079099 | 0.079512
F8_Industrial_Other Industrial_Existing_Space Heating_Natural Gas_Furnace_A_Achievable Economic UCT Potential | F8 | Industrial | Other Industrial | Existing | Space Heating | Natural Gas | Furnace | A | Incremental Summer Peak Savings (MW) | Achievable Economic UCT Potential | 0 | 0 | 0 | 0 | 0 | 0 | 0 | 0 | 0 | 0 | 0 | 0 | 0 | 0 | 0 | 0 | 0 | 0 | 0 | 0 | 0 | 0
F9_Industrial_Other Industrial_Existing_Space Heating_Natural Gas_Furnace_A_Achievable Economic UCT Potential | F9 | Industrial | Other Industrial | Existing | Space Heating | Natural Gas | Furnace | A | Incremental Winter Peak Savings (MW) | Achievable Economic UCT Potential | 0 | 0 | 0 | 0 | 0 | 0 | 0 | 0 | 0 | 0 | 0 | 0 | 0 | 0 | 0 | 0 | 0 | 0 | 0 | 0 | 0 | 0
F10_Industrial_Other Industrial_Existing_Space Heating_Natural Gas_Furnace_A_Achievable Economic UCT Potential | F10 | Industrial | Other Industrial | Existing | Space Heating | Natural Gas | Furnace | A | Cumulative Energy Savings (MWh or mTherms) | Achievable Economic UCT Potential | 0 | 0 | 0.012299 | 0.037885 | 0.077562 | 0.13197 | 0.2016 | 0.28539 | 0.38096 | 0.48623 | 0.59944 | 0.71909 | 0.83383 | 0.94297 | 1.0461 | 1.1432 | 1.2342 | 1.3193 | 1.398 | 1.4768 | 1.5559 | 1.6354
F11_Industrial_Other Industrial_Existing_Space Heating_Natural Gas_Furnace_A_Achievable Economic UCT Potential | F11 | Industrial | Other Industrial | Existing | Space Heating | Natural Gas | Furnace | A | Cumulative Summer Peak Savings (MW) | Achievable Economic UCT Potential | 0 | 0 | 0 | 0 | 0 | 0 | 0 | 0 | 0 | 0 | 0 | 0 | 0 | 0 | 0 | 0 | 0 | 0 | 0 | 0 | 0 | 0
F12_Industrial_Other Industrial_Existing_Space Heating_Natural Gas_Furnace_A_Achievable Economic UCT Potential | F12 | Industrial | Other Industrial | Existing | Space Heating | Natural Gas | Furnace | A | Cumulative Winter Peak Savings (MW) | Achievable Economic UCT Potential | 0 | 0 | 0 | 0 | 0 | 0 | 0 | 0 | 0 | 0 | 0 | 0 | 0 | 0 | 0 | 0 | 0 | 0 | 0 | 0 | 0 | 0
F13_Industrial_Other Industrial_Existing_Space Heating_Natural Gas_Furnace_A_Achievable Economic UCT Potential | F13 | Industrial | Other Industrial | Existing | Space Heating | Natural Gas | Furnace | A | Purchases (Incremental) | Achievable Economic UCT Potential | 0 | 0 | 0.00852 | 0.017725 | 0.027486 | 0.03769 | 0.048235 | 0.058048 | 0.066201 | 0.072925 | 0.078426 | 0.082888 | 0.079484 | 0.075604 | 0.071472 | 0.067249 | 0.063047 | 0.05894 | 0.054521 | 0.054599 | 0.054795 | 0.055081
F14_Industrial_Other Industrial_Existing_Space Heating_Natural Gas_Furnace_A_Achievable Economic UCT Potential | F14 | Industrial | Other Industrial | Existing | Space Heating | Natural Gas | Furnace | A | Purchases (Cumulative) | Achievable Economic UCT Potential | 0 | 0 | 0.00852 | 0.026245 | 0.05373 | 0.09142 | 0.13965 | 0.1977 | 0.2639 | 0.33683 | 0.41526 | 0.49814 | 0.57763 | 0.65323 | 0.7247 | 0.79195 | 0.855 | 0.91394 | 0.96846 | 1.0231 | 1.0779 | 1.1329
F1_Industrial_Other Industrial_Existing_Space Heating_Natural Gas_Boiler_A_Achievable Economic UCT Potential | F1 | Industrial | Other Industrial | Existing | Space Heating | Natural Gas | Boiler | A | Original Unit Energy Savings (kWh or therms) | Achievable Economic UCT Potential | 0 | 6227.3193 | 6227.3193 | 6227.3193 | 6227.3193 | 6227.3193 | 6227.3193 | 6227.3193 | 6227.3193 | 6227.3193 | 6227.3193 | 6227.3193 | 6227.3193 | 6227.3193 | 6227.3193 | 6227.3193 | 6227.3193 | 6227.3193 | 6227.3193 | 6227.3193 | 6227.3193 | 6227.3193
F2_Industrial_Other Industrial_Existing_Space Heating_Natural Gas_Boiler_A_Achievable Economic UCT Potential | F2 | Industrial | Other Industrial | Existing | Space Heating | Natural Gas | Boiler | A | Original Unit Summer Peak Savings (kW) | Achievable Economic UCT Potential | 0 | 0 | 0 | 0 | 0 | 0 | 0 | 0 | 0 | 0 | 0 | 0 | 0 | 0 | 0 | 0 | 0 | 0 | 0 | 0 | 0 | 0
F3_Industrial_Other Industrial_Existing_Space Heating_Natural Gas_Boiler_A_Achievable Economic UCT Potential | F3 | Industrial | Other Industrial | Existing | Space Heating | Natural Gas | Boiler | A | Original Unit Winter Peak Savings (kW) | Achievable Economic UCT Potential | 0 | 0 | 0 | 0 | 0 | 0 | 0 | 0 | 0 | 0 | 0 | 0 | 0 | 0 | 0 | 0 | 0 | 0 | 0 | 0 | 0 | 0
F4_Industrial_Other Industrial_Existing_Space Heating_Natural Gas_Boiler_A_Achievable Economic UCT Potential | F4 | Industrial | Other Industrial | Existing | Space Heating | Natural Gas | Boiler | A | Standalone Impact on Baseline Energy (%) | Achievable Economic UCT Potential | 0% | 0% | 0.01982% | 0.0496% | 0.08655% | 0.1286% | 0.1746% | 0.2232% | 0.2737% | 0.3257% | 0.3791% | 0.4338% | 0.4897% | 0.5469% | 0.6053% | 0.665% | 0.7259% | 0.7881% | 0.8516% | 0.9163% | 0.9823% | 1.05%
F5_Industrial_Other Industrial_Existing_Space Heating_Natural Gas_Boiler_A_Achievable Economic UCT Potential | F5 | Industrial | Other Industrial | Existing | Space Heating | Natural Gas | Boiler | A | Standalone Impact on Baseline Summer Peak (%) | Achievable Economic UCT Potential | bar: 2019 to 2040
F6_Industrial_Other Industrial_Existing_Space Heating_Natural Gas_Boiler_A_Achievable Economic UCT Potential | F6 | Industrial | Other Industrial | Existing | Space Heating | Natural Gas | Boiler | A | Standalone Impact on Baseline Winter Peak (%) | Achievable Economic UCT Potential | bar: 2019 to 2040
F7_Industrial_Other Industrial_Existing_Space Heating_Natural Gas_Boiler_A_Achievable Economic UCT Potential | F7 | Industrial | Other Industrial | Existing | Space Heating | Natural Gas | Boiler | A | Incremental Energy Savings (MWh or mTherms) | Achievable Economic UCT Potential | 0 | 0 | 0.18463 | 0.2683 | 0.32197 | 0.35436 | 0.37379 | 0.38092 | 0.38128 | 0.37838 | 0.37407 | 0.36905 | 0.36388 | 0.35868 | 0.35345 | 0.34821 | 0.34297 | 0.33774 | 0.33252 | 0.32734 | 0.32218 | 0.31706
F8_Industrial_Other Industrial_Existing_Space Heating_Natural Gas_Boiler_A_Achievable Economic UCT Potential | F8 | Industrial | Other Industrial | Existing | Space Heating | Natural Gas | Boiler | A | Incremental Summer Peak Savings (MW) | Achievable Economic UCT Potential | 0 | 0 | 0 | 0 | 0 | 0 | 0 | 0 | 0 | 0 | 0 | 0 | 0 | 0 | 0 | 0 | 0 | 0 | 0 | 0 | 0 | 0
F9_Industrial_Other Industrial_Existing_Space Heating_Natural Gas_Boiler_A_Achievable Economic UCT Potential | F9 | Industrial | Other Industrial | Existing | Space Heating | Natural Gas | Boiler | A | Incremental Winter Peak Savings (MW) | Achievable Economic UCT Potential | 0 | 0 | 0 | 0 | 0 | 0 | 0 | 0 | 0 | 0 | 0 | 0 | 0 | 0 | 0 | 0 | 0 | 0 | 0 | 0 | 0 | 0
F10_Industrial_Other Industrial_Existing_Space Heating_Natural Gas_Boiler_A_Achievable Economic UCT Potential | F10 | Industrial | Other Industrial | Existing | Space Heating | Natural Gas | Boiler | A | Cumulative Energy Savings (MWh or mTherms) | Achievable Economic UCT Potential | 0 | 0 | 0.18463 | 0.45294 | 0.77491 | 1.1293 | 1.5031 | 1.884 | 2.2652 | 2.6436 | 3.0177 | 3.3867 | 3.7506 | 4.1093 | 4.4628 | 4.811 | 5.1539 | 5.4917 | 5.8242 | 6.1515 | 6.4737 | 6.7908
F11_Industrial_Other Industrial_Existing_Space Heating_Natural Gas_Boiler_A_Achievable Economic UCT Potential | F11 | Industrial | Other Industrial | Existing | Space Heating | Natural Gas | Boiler | A | Cumulative Summer Peak Savings (MW) | Achievable Economic UCT Potential | 0 | 0 | 0 | 0 | 0 | 0 | 0 | 0 | 0 | 0 | 0 | 0 | 0 | 0 | 0 | 0 | 0 | 0 | 0 | 0 | 0 | 0
F12_Industrial_Other Industrial_Existing_Space Heating_Natural Gas_Boiler_A_Achievable Economic UCT Potential | F12 | Industrial | Other Industrial | Existing | Space Heating | Natural Gas | Boiler | A | Cumulative Winter Peak Savings (MW) | Achievable Economic UCT Potential | 0 | 0 | 0 | 0 | 0 | 0 | 0 | 0 | 0 | 0 | 0 | 0 | 0 | 0 | 0 | 0 | 0 | 0 | 0 | 0 | 0 | 0
F13_Industrial_Other Industrial_Existing_Space Heating_Natural Gas_Boiler_A_Achievable Economic UCT Potential | F13 | Industrial | Other Industrial | Existing | Space Heating | Natural Gas | Boiler | A | Purchases (Incremental) | Achievable Economic UCT Potential | 0 | 0 | 0.029649 | 0.043085 | 0.051703 | 0.056904 | 0.060024 | 0.061169 | 0.061226 | 0.060761 | 0.060069 | 0.059263 | 0.058433 | 0.057598 | 0.056758 | 0.055917 | 0.055075 | 0.054235 | 0.053398 | 0.052564 | 0.051736 | 0.050914
F14_Industrial_Other Industrial_Existing_Space Heating_Natural Gas_Boiler_A_Achievable Economic UCT Potential | F14 | Industrial | Other Industrial | Existing | Space Heating | Natural Gas | Boiler | A | Purchases (Cumulative) | Achievable Economic UCT Potential | 0 | 0 | 0.029649 | 0.072734 | 0.12444 | 0.18134 | 0.24136 | 0.30253 | 0.36376 | 0.42452 | 0.48459 | 0.54385 | 0.60229 | 0.65988 | 0.71664 | 0.77256 | 0.82763 | 0.88187 | 0.93527 | 0.98783 | 1.0396 | 1.0905
F1_Industrial_Other Industrial_Existing_Space Heating_Natural Gas_Unit Heater_A_Achievable Economic UCT Potential | F1 | Industrial | Other Industrial | Existing | Space Heating | Natural Gas | Unit Heater | A | Original Unit Energy Savings (kWh or therms) | Achievable Economic UCT Potential | 0 | 43660.7244 | 43660.7244 | 43660.7244 | 43660.7244 | 43660.7244 | 43660.7244 | 43660.7244 | 43660.7244 | 43660.7244 | 43660.7244 | 43660.7244 | 43660.7244 | 43660.7244 | 43660.7244 | 43660.7244 | 43660.7244 | 43660.7244 | 43660.7244 | 43660.7244 | 43660.7244 | 43660.7244
F2_Industrial_Other Industrial_Existing_Space Heating_Natural Gas_Unit Heater_A_Achievable Economic UCT Potential | F2 | Industrial | Other Industrial | Existing | Space Heating | Natural Gas | Unit Heater | A | Original Unit Summer Peak Savings (kW) | Achievable Economic UCT Potential | 0 | 0 | 0 | 0 | 0 | 0 | 0 | 0 | 0 | 0 | 0 | 0 | 0 | 0 | 0 | 0 | 0 | 0 | 0 | 0 | 0 | 0
F3_Industrial_Other Industrial_Existing_Space Heating_Natural Gas_Unit Heater_A_Achievable Economic UCT Potential | F3 | Industrial | Other Industrial | Existing | Space Heating | Natural Gas | Unit Heater | A | Original Unit Winter Peak Savings (kW) | Achievable Economic UCT Potential | 0 | 0 | 0 | 0 | 0 | 0 | 0 | 0 | 0 | 0 | 0 | 0 | 0 | 0 | 0 | 0 | 0 | 0 | 0 | 0 | 0 | 0
F4_Industrial_Other Industrial_Existing_Space Heating_Natural Gas_Unit Heater_A_Achievable Economic UCT Potential | F4 | Industrial | Other Industrial | Existing | Space Heating | Natural Gas | Unit Heater | A | Standalone Impact on Baseline Energy (%) | Achievable Economic UCT Potential | 0% | 0% | 0.001758% | 0.008631% | 0.02544% | 0.05832% | 0.1147% | 0.2015% | 0.3244% | 0.4883% | 0.693% | 0.9373% | 1.221% | 1.543% | 1.903% | 2.297% | 2.722% | 3.121% | 3.489% | 3.822% | 4.121% | 4.383%
F5_Industrial_Other Industrial_Existing_Space Heating_Natural Gas_Unit Heater_A_Achievable Economic UCT Potential | F5 | Industrial | Other Industrial | Existing | Space Heating | Natural Gas | Unit Heater | A | Standalone Impact on Baseline Summer Peak (%) | Achievable Economic UCT Potential | bar: 2019 to 2040
F6_Industrial_Other Industrial_Existing_Space Heating_Natural Gas_Unit Heater_A_Achievable Economic UCT Potential | F6 | Industrial | Other Industrial | Existing | Space Heating | Natural Gas | Unit Heater | A | Standalone Impact on Baseline Winter Peak (%) | Achievable Economic UCT Potential | bar: 2019 to 2040
F7_Industrial_Other Industrial_Existing_Space Heating_Natural Gas_Unit Heater_A_Achievable Economic UCT Potential | F7 | Industrial | Other Industrial | Existing | Space Heating | Natural Gas | Unit Heater | A | Incremental Energy Savings (MWh or mTherms) | Achievable Economic UCT Potential | 0 | 0 | 0.016373 | 0.062444 | 0.14891 | 0.28423 | 0.47493 | 0.71377 | 0.98406 | 1.2784 | 1.5528 | 1.8017 | 2.0309 | 2.2461 | 2.436 | 2.5912 | 2.7041 | 2.4228 | 2.1112 | 1.7995 | 1.4981 | 1.2013
F8_Industrial_Other Industrial_Existing_Space Heating_Natural Gas_Unit Heater_A_Achievable Economic UCT Potential | F8 | Industrial | Other Industrial | Existing | Space Heating | Natural Gas | Unit Heater | A | Incremental Summer Peak Savings (MW) | Achievable Economic UCT Potential | 0 | 0 | 0 | 0 | 0 | 0 | 0 | 0 | 0 | 0 | 0 | 0 | 0 | 0 | 0 | 0 | 0 | 0 | 0 | 0 | 0 | 0
F9_Industrial_Other Industrial_Existing_Space Heating_Natural Gas_Unit Heater_A_Achievable Economic UCT Potential | F9 | Industrial | Other Industrial | Existing | Space Heating | Natural Gas | Unit Heater | A | Incremental Winter Peak Savings (MW) | Achievable Economic UCT Potential | 0 | 0 | 0 | 0 | 0 | 0 | 0 | 0 | 0 | 0 | 0 | 0 | 0 | 0 | 0 | 0 | 0 | 0 | 0 | 0 | 0 | 0
F10_Industrial_Other Industrial_Existing_Space Heating_Natural Gas_Unit Heater_A_Achievable Economic UCT Potential | F10 | Industrial | Other Industrial | Existing | Space Heating | Natural Gas | Unit Heater | A | Cumulative Energy Savings (MWh or mTherms) | Achievable Economic UCT Potential | 0 | 0 | 0.016373 | 0.078818 | 0.22773 | 0.51197 | 0.98689 | 1.7007 | 2.6847 | 3.9631 | 5.5159 | 7.3176 | 9.3484 | 11.5945 | 14.0305 | 16.6217 | 19.3258 | 21.7486 | 23.8598 | 25.6593 | 27.1574 | 28.3586
F11_Industrial_Other Industrial_Existing_Space Heating_Natural Gas_Unit Heater_A_Achievable Economic UCT Potential | F11 | Industrial | Other Industrial | Existing | Space Heating | Natural Gas | Unit Heater | A | Cumulative Summer Peak Savings (MW) | Achievable Economic UCT Potential | 0 | 0 | 0 | 0 | 0 | 0 | 0 | 0 | 0 | 0 | 0 | 0 | 0 | 0 | 0 | 0 | 0 | 0 | 0 | 0 | 0 | 0
F12_Industrial_Other Industrial_Existing_Space Heating_Natural Gas_Unit Heater_A_Achievable Economic UCT Potential | F12 | Industrial | Other Industrial | Existing | Space Heating | Natural Gas | Unit Heater | A | Cumulative Winter Peak Savings (MW) | Achievable Economic UCT Potential | 0 | 0 | 0 | 0 | 0 | 0 | 0 | 0 | 0 | 0 | 0 | 0 | 0 | 0 | 0 | 0 | 0 | 0 | 0 | 0 | 0 | 0
F13_Industrial_Other Industrial_Existing_Space Heating_Natural Gas_Unit Heater_A_Achievable Economic UCT Potential | F13 | Industrial | Other Industrial | Existing | Space Heating | Natural Gas | Unit Heater | A | Purchases (Incremental) | Achievable Economic UCT Potential | 0 | 0 | 0.00037501 | 0.0014302 | 0.0034107 | 0.0065101 | 0.010878 | 0.016348 | 0.022539 | 0.02928 | 0.035564 | 0.041265 | 0.046515 | 0.051444 | 0.056168 | 0.06078 | 0.065345 | 0.062002 | 0.059232 | 0.057563 | 0.05685 | 0.056795
F14_Industrial_Other Industrial_Existing_Space Heating_Natural Gas_Unit Heater_A_Achievable Economic UCT Potential | F14 | Industrial | Other Industrial | Existing | Space Heating | Natural Gas | Unit Heater | A | Purchases (Cumulative) | Achievable Economic UCT Potential | 0 | 0 | 0.00037501 | 0.0018052 | 0.0052159 | 0.011726 | 0.022604 | 0.038952 | 0.061491 | 0.090771 | 0.12634 | 0.1676 | 0.21412 | 0.26556 | 0.32135 | 0.3807 | 0.44264 | 0.49813 | 0.54648 | 0.5877 | 0.62201 | 0.64952
F1_Industrial_Other Industrial_New_Space Heating_Natural Gas_Furnace_A_Achievable Economic UCT Potential | F1 | Industrial | Other Industrial | New | Space Heating | Natural Gas | Furnace | A | Original Unit Energy Savings (kWh or therms) | Achievable Economic UCT Potential | 0 | 1443.5073 | 1443.5073 | 1443.5073 | 1443.5073 | 1443.5073 | 1443.5073 | 1443.5073 | 1443.5073 | 1443.5073 | 1443.5073 | 1443.5073 | 1443.5073 | 1443.5073 | 1443.5073 | 1443.5073 | 1443.5073 | 1443.5073 | 1443.5073 | 1443.5073 | 1443.5073 | 1443.5073
F2_Industrial_Other Industrial_New_Space Heating_Natural Gas_Furnace_A_Achievable Economic UCT Potential | F2 | Industrial | Other Industrial | New | Space Heating | Natural Gas | Furnace | A | Original Unit Summer Peak Savings (kW) | Achievable Economic UCT Potential | 0 | 0 | 0 | 0 | 0 | 0 | 0 | 0 | 0 | 0 | 0 | 0 | 0 | 0 | 0 | 0 | 0 | 0 | 0 | 0 | 0 | 0
F3_Industrial_Other Industrial_New_Space Heating_Natural Gas_Furnace_A_Achievable Economic UCT Potential | F3 | Industrial | Other Industrial | New | Space Heating | Natural Gas | Furnace | A | Original Unit Winter Peak Savings (kW) | Achievable Economic UCT Potential | 0 | 0 | 0 | 0 | 0 | 0 | 0 | 0 | 0 | 0 | 0 | 0 | 0 | 0 | 0 | 0 | 0 | 0 | 0 | 0 | 0 | 0
F4_Industrial_Other Industrial_New_Space Heating_Natural Gas_Furnace_A_Achievable Economic UCT Potential | F4 | Industrial | Other Industrial | New | Space Heating | Natural Gas | Furnace | A | Standalone Impact on Baseline Energy (%) | Achievable Economic UCT Potential | 0% | 0% | 0.001165% | 0.0432% | 0.07493% | 0.1061% | 0.1249% | 0.1472% | 0.1683% | 0.1901% | 0.2052% | 0.2214% | 0.236% | 0.2514% | 0.261% | 0.2718% | 0.2818% | 0.2923% | 0.2986% | 0.3089% | 0.3179% | 0.3282%
F5_Industrial_Other Industrial_New_Space Heating_Natural Gas_Furnace_A_Achievable Economic UCT Potential | F5 | Industrial | Other Industrial | New | Space Heating | Natural Gas | Furnace | A | Standalone Impact on Baseline Summer Peak (%) | Achievable Economic UCT Potential | bar: 2019 to 2040
F6_Industrial_Other Industrial_New_Space Heating_Natural Gas_Furnace_A_Achievable Economic UCT Potential | F6 | Industrial | Other Industrial | New | Space Heating | Natural Gas | Furnace | A | Standalone Impact on Baseline Winter Peak (%) | Achievable Economic UCT Potential | bar: 2019 to 2040
F7_Industrial_Other Industrial_New_Space Heating_Natural Gas_Furnace_A_Achievable Economic UCT Potential | F7 | Industrial | Other Industrial | New | Space Heating | Natural Gas | Furnace | A | Incremental Energy Savings (MWh or mTherms) | Achievable Economic UCT Potential | 0 | 0 | 0.00057071 | 0.036375 | 0.054429 | 0.081342 | 0.061234 | 0.08388 | 0.09293 | 0.11363 | 0.090048 | 0.10855 | 0.11105 | 0.13247 | 0.091894 | 0.11361 | 0.11507 | 0.13539 | 0.089436 | 0.12692 | 0.12304 | 0.13425
F8_Industrial_Other Industrial_New_Space Heating_Natural Gas_Furnace_A_Achievable Economic UCT Potential | F8 | Industrial | Other Industrial | New | Space Heating | Natural Gas | Furnace | A | Incremental Summer Peak Savings (MW) | Achievable Economic UCT Potential | 0 | 0 | 0 | 0 | 0 | 0 | 0 | 0 | 0 | 0 | 0 | 0 | 0 | 0 | 0 | 0 | 0 | 0 | 0 | 0 | 0 | 0
F9_Industrial_Other Industrial_New_Space Heating_Natural Gas_Furnace_A_Achievable Economic UCT Potential | F9 | Industrial | Other Industrial | New | Space Heating | Natural Gas | Furnace | A | Incremental Winter Peak Savings (MW) | Achievable Economic UCT Potential | 0 | 0 | 0 | 0 | 0 | 0 | 0 | 0 | 0 | 0 | 0 | 0 | 0 | 0 | 0 | 0 | 0 | 0 | 0 | 0 | 0 | 0
F10_Industrial_Other Industrial_New_Space Heating_Natural Gas_Furnace_A_Achievable Economic UCT Potential | F10 | Industrial | Other Industrial | New | Space Heating | Natural Gas | Furnace | A | Cumulative Energy Savings (MWh or mTherms) | Achievable Economic UCT Potential | 0 | 0 | 0.00057071 | 0.036946 | 0.091375 | 0.17272 | 0.23395 | 0.31783 | 0.41076 | 0.52439 | 0.61444 | 0.72299 | 0.83404 | 0.96652 | 1.0584 | 1.172 | 1.2871 | 1.4225 | 1.5119 | 1.6388 | 1.7619 | 1.8961
F11_Industrial_Other Industrial_New_Space Heating_Natural Gas_Furnace_A_Achievable Economic UCT Potential | F11 | Industrial | Other Industrial | New | Space Heating | Natural Gas | Furnace | A | Cumulative Summer Peak Savings (MW) | Achievable Economic UCT Potential | 0 | 0 | 0 | 0 | 0 | 0 | 0 | 0 | 0 | 0 | 0 | 0 | 0 | 0 | 0 | 0 | 0 | 0 | 0 | 0 | 0 | 0
F12_Industrial_Other Industrial_New_Space Heating_Natural Gas_Furnace_A_Achievable Economic UCT Potential | F12 | Industrial | Other Industrial | New | Space Heating | Natural Gas | Furnace | A | Cumulative Winter Peak Savings (MW) | Achievable Economic UCT Potential | 0 | 0 | 0 | 0 | 0 | 0 | 0 | 0 | 0 | 0 | 0 | 0 | 0 | 0 | 0 | 0 | 0 | 0 | 0 | 0 | 0 | 0
F13_Industrial_Other Industrial_New_Space Heating_Natural Gas_Furnace_A_Achievable Economic UCT Potential | F13 | Industrial | Other Industrial | New | Space Heating | Natural Gas | Furnace | A | Purchases (Incremental) | Achievable Economic UCT Potential | 0 | 0 | 0.00039537 | 0.025199 | 0.037706 | 0.05635 | 0.04242 | 0.058109 | 0.064378 | 0.078716 | 0.062382 | 0.075202 | 0.076931 | 0.091773 | 0.06366 | 0.078706 | 0.079715 | 0.093793 | 0.061958 | 0.087926 | 0.085234 | 0.093005
F14_Industrial_Other Industrial_New_Space Heating_Natural Gas_Furnace_A_Achievable Economic UCT Potential | F14 | Industrial | Other Industrial | New | Space Heating | Natural Gas | Furnace | A | Purchases (Cumulative) | Achievable Economic UCT Potential | 0 | 0 | 0.00039537 | 0.025595 | 0.063301 | 0.11965 | 0.16207 | 0.22018 | 0.28456 | 0.36327 | 0.42566 | 0.50086 | 0.57779 | 0.66956 | 0.73322 | 0.81193 | 0.89164 | 0.98544 | 1.0474 | 1.1353 | 1.2206 | 1.3136
F1_Industrial_Other Industrial_New_Space Heating_Natural Gas_Boiler_A_Achievable Economic UCT Potential | F1 | Industrial | Other Industrial | New | Space Heating | Natural Gas | Boiler | A | Original Unit Energy Savings (kWh or therms) | Achievable Economic UCT Potential | 0 | 6223.5803 | 6223.5803 | 6223.5803 | 6223.5803 | 6223.5803 | 6223.5803 | 6223.5803 | 6223.5803 | 6223.5803 | 6223.5803 | 6223.5803 | 6223.5803 | 6223.5803 | 6223.5803 | 6223.5803 | 6223.5803 | 6223.5803 | 6223.5803 | 6223.5803 | 6223.5803 | 6223.5803
F2_Industrial_Other Industrial_New_Space Heating_Natural Gas_Boiler_A_Achievable Economic UCT Potential | F2 | Industrial | Other Industrial | New | Space Heating | Natural Gas | Boiler | A | Original Unit Summer Peak Savings (kW) | Achievable Economic UCT Potential | 0 | 0 | 0 | 0 | 0 | 0 | 0 | 0 | 0 | 0 | 0 | 0 | 0 | 0 | 0 | 0 | 0 | 0 | 0 | 0 | 0 | 0
F3_Industrial_Other Industrial_New_Space Heating_Natural Gas_Boiler_A_Achievable Economic UCT Potential | F3 | Industrial | Other Industrial | New | Space Heating | Natural Gas | Boiler | A | Original Unit Winter Peak Savings (kW) | Achievable Economic UCT Potential | 0 | 0 | 0 | 0 | 0 | 0 | 0 | 0 | 0 | 0 | 0 | 0 | 0 | 0 | 0 | 0 | 0 | 0 | 0 | 0 | 0 | 0
F4_Industrial_Other Industrial_New_Space Heating_Natural Gas_Boiler_A_Achievable Economic UCT Potential | F4 | Industrial | Other Industrial | New | Space Heating | Natural Gas | Boiler | A | Standalone Impact on Baseline Energy (%) | Achievable Economic UCT Potential | 0% | 0% | 0.01593% | 0.4357% | 0.6673% | 0.8378% | 0.9165% | 0.9913% | 1.05% | 1.103% | 1.136% | 1.167% | 1.193% | 1.219% | 1.235% | 1.251% | 1.266% | 1.281% | 1.29% | 1.3% | 1.309% | 1.318%
F5_Industrial_Other Industrial_New_Space Heating_Natural Gas_Boiler_A_Achievable Economic UCT Potential | F5 | Industrial | Other Industrial | New | Space Heating | Natural Gas | Boiler | A | Standalone Impact on Baseline Summer Peak (%) | Achievable Economic UCT Potential | bar: 2019 to 2040
F6_Industrial_Other Industrial_New_Space Heating_Natural Gas_Boiler_A_Achievable Economic UCT Potential | F6 | Industrial | Other Industrial | New | Space Heating | Natural Gas | Boiler | A | Standalone Impact on Baseline Winter Peak (%) | Achievable Economic UCT Potential | bar: 2019 to 2040
F7_Industrial_Other Industrial_New_Space Heating_Natural Gas_Boiler_A_Achievable Economic UCT Potential | F7 | Industrial | Other Industrial | New | Space Heating | Natural Gas | Boiler | A | Incremental Energy Savings (MWh or mTherms) | Achievable Economic UCT Potential | 0 | 0 | 0.0078052 | 0.36482 | 0.44112 | 0.55005 | 0.35342 | 0.42314 | 0.42345 | 0.47886 | 0.35734 | 0.41109 | 0.40563 | 0.47055 | 0.31936 | 0.38814 | 0.38785 | 0.45151 | 0.29823 | 0.36749 | 0.35748 | 0.35643
F8_Industrial_Other Industrial_New_Space Heating_Natural Gas_Boiler_A_Achievable Economic UCT Potential | F8 | Industrial | Other Industrial | New | Space Heating | Natural Gas | Boiler | A | Incremental Summer Peak Savings (MW) | Achievable Economic UCT Potential | 0 | 0 | 0 | 0 | 0 | 0 | 0 | 0 | 0 | 0 | 0 | 0 | 0 | 0 | 0 | 0 | 0 | 0 | 0 | 0 | 0 | 0
F9_Industrial_Other Industrial_New_Space Heating_Natural Gas_Boiler_A_Achievable Economic UCT Potential | F9 | Industrial | Other Industrial | New | Space Heating | Natural Gas | Boiler | A | Incremental Winter Peak Savings (MW) | Achievable Economic UCT Potential | 0 | 0 | 0 | 0 | 0 | 0 | 0 | 0 | 0 | 0 | 0 | 0 | 0 | 0 | 0 | 0 | 0 | 0 | 0 | 0 | 0 | 0
F10_Industrial_Other Industrial_New_Space Heating_Natural Gas_Boiler_A_Achievable Economic UCT Potential | F10 | Industrial | Other Industrial | New | Space Heating | Natural Gas | Boiler | A | Cumulative Energy Savings (MWh or mTherms) | Achievable Economic UCT Potential | 0 | 0 | 0.0078052 | 0.37262 | 0.81374 | 1.3638 | 1.7172 | 2.1403 | 2.5638 | 3.0427 | 3.4 | 3.8111 | 4.2167 | 4.6873 | 5.0066 | 5.3948 | 5.7826 | 6.2341 | 6.5323 | 6.8998 | 7.2573 | 7.6137
F11_Industrial_Other Industrial_New_Space Heating_Natural Gas_Boiler_A_Achievable Economic UCT Potential | F11 | Industrial | Other Industrial | New | Space Heating | Natural Gas | Boiler | A | Cumulative Summer Peak Savings (MW) | Achievable Economic UCT Potential | 0 | 0 | 0 | 0 | 0 | 0 | 0 | 0 | 0 | 0 | 0 | 0 | 0 | 0 | 0 | 0 | 0 | 0 | 0 | 0 | 0 | 0
F12_Industrial_Other Industrial_New_Space Heating_Natural Gas_Boiler_A_Achievable Economic UCT Potential | F12 | Industrial | Other Industrial | New | Space Heating | Natural Gas | Boiler | A | Cumulative Winter Peak Savings (MW) | Achievable Economic UCT Potential | 0 | 0 | 0 | 0 | 0 | 0 | 0 | 0 | 0 | 0 | 0 | 0 | 0 | 0 | 0 | 0 | 0 | 0 | 0 | 0 | 0 | 0
F13_Industrial_Other Industrial_New_Space Heating_Natural Gas_Boiler_A_Achievable Economic UCT Potential | F13 | Industrial | Other Industrial | New | Space Heating | Natural Gas | Boiler | A | Purchases (Incremental) | Achievable Economic UCT Potential | 0 | 0 | 0.0012541 | 0.058619 | 0.070878 | 0.088381 | 0.056788 | 0.06799 | 0.06804 | 0.076942 | 0.057417 | 0.066053 | 0.065177 | 0.075607 | 0.051315 | 0.062366 | 0.062319 | 0.072548 | 0.04792 | 0.059048 | 0.05744 | 0.057271
F14_Industrial_Other Industrial_New_Space Heating_Natural Gas_Boiler_A_Achievable Economic UCT Potential | F14 | Industrial | Other Industrial | New | Space Heating | Natural Gas | Boiler | A | Purchases (Cumulative) | Achievable Economic UCT Potential | 0 | 0 | 0.0012541 | 0.059873 | 0.13075 | 0.21913 | 0.27592 | 0.34391 | 0.41195 | 0.48889 | 0.54631 | 0.61236 | 0.67754 | 0.75315 | 0.80446 | 0.86683 | 0.92914 | 1.0017 | 1.0496 | 1.1087 | 1.1661 | 1.2234
F1_Industrial_Other Industrial_New_Space Heating_Natural Gas_Unit Heater_A_Achievable Economic UCT Potential | F1 | Industrial | Other Industrial | New | Space Heating | Natural Gas | Unit Heater | A | Original Unit Energy Savings (kWh or therms) | Achievable Economic UCT Potential | 0 | 43660.7244 | 43660.7244 | 43660.7244 | 43660.7244 | 43660.7244 | 43660.7244 | 43660.7244 | 43660.7244 | 43660.7244 | 43660.7244 | 43660.7244 | 43660.7244 | 43660.7244 | 43660.7244 | 43660.7244 | 43660.7244 | 43660.7244 | 43660.7244 | 43660.7244 | 43660.7244 | 43660.7244
F2_Industrial_Other Industrial_New_Space Heating_Natural Gas_Unit Heater_A_Achievable Economic UCT Potential | F2 | Industrial | Other Industrial | New | Space Heating | Natural Gas | Unit Heater | A | Original Unit Summer Peak Savings (kW) | Achievable Economic UCT Potential | 0 | 0 | 0 | 0 | 0 | 0 | 0 | 0 | 0 | 0 | 0 | 0 | 0 | 0 | 0 | 0 | 0 | 0 | 0 | 0 | 0 | 0
F3_Industrial_Other Industrial_New_Space Heating_Natural Gas_Unit Heater_A_Achievable Economic UCT Potential | F3 | Industrial | Other Industrial | New | Space Heating | Natural Gas | Unit Heater | A | Original Unit Winter Peak Savings (kW) | Achievable Economic UCT Potential | 0 | 0 | 0 | 0 | 0 | 0 | 0 | 0 | 0 | 0 | 0 | 0 | 0 | 0 | 0 | 0 | 0 | 0 | 0 | 0 | 0 | 0
F4_Industrial_Other Industrial_New_Space Heating_Natural Gas_Unit Heater_A_Achievable Economic UCT Potential | F4 | Industrial | Other Industrial | New | Space Heating | Natural Gas | Unit Heater | A | Standalone Impact on Baseline Energy (%) | Achievable Economic UCT Potential | 0% | 0% | 0.01765% | 0.6547% | 1.136% | 1.608% | 1.892% | 2.231% | 2.55% | 2.881% | 3.11% | 3.355% | 3.747% | 4.099% | 4.448% | 4.738% | 5.012% | 5.377% | 5.55% | 5.793% | 5.986% | 6.102%
F5_Industrial_Other Industrial_New_Space Heating_Natural Gas_Unit Heater_A_Achievable Economic UCT Potential | F5 | Industrial | Other Industrial | New | Space Heating | Natural Gas | Unit Heater | A | Standalone Impact on Baseline Summer Peak (%) | Achievable Economic UCT Potential | bar: 2019 to 2040
F6_Industrial_Other Industrial_New_Space Heating_Natural Gas_Unit Heater_A_Achievable Economic UCT Potential | F6 | Industrial | Other Industrial | New | Space Heating | Natural Gas | Unit Heater | A | Standalone Impact on Baseline Winter Peak (%) | Achievable Economic UCT Potential | bar: 2019 to 2040
F7_Industrial_Other Industrial_New_Space Heating_Natural Gas_Unit Heater_A_Achievable Economic UCT Potential | F7 | Industrial | Other Industrial | New | Space Heating | Natural Gas | Unit Heater | A | Incremental Energy Savings (MWh or mTherms) | Achievable Economic UCT Potential | 0 | 0 | 0.0086487 | 0.55124 | 0.82483 | 1.2327 | 0.92796 | 1.2711 | 1.4083 | 1.7219 | 1.3646 | 1.6451 | 2.284 | 2.5169 | 2.2824 | 2.3909 | 2.4643 | 3.2698 | 1.9385 | 2.6336 | 2.4386 | 2.08
F8_Industrial_Other Industrial_New_Space Heating_Natural Gas_Unit Heater_A_Achievable Economic UCT Potential | F8 | Industrial | Other Industrial | New | Space Heating | Natural Gas | Unit Heater | A | Incremental Summer Peak Savings (MW) | Achievable Economic UCT Potential | 0 | 0 | 0 | 0 | 0 | 0 | 0 | 0 | 0 | 0 | 0 | 0 | 0 | 0 | 0 | 0 | 0 | 0 | 0 | 0 | 0 | 0
F9_Industrial_Other Industrial_New_Space Heating_Natural Gas_Unit Heater_A_Achievable Economic UCT Potential | F9 | Industrial | Other Industrial | New | Space Heating | Natural Gas | Unit Heater | A | Incremental Winter Peak Savings (MW) | Achievable Economic UCT Potential | 0 | 0 | 0 | 0 | 0 | 0 | 0 | 0 | 0 | 0 | 0 | 0 | 0 | 0 | 0 | 0 | 0 | 0 | 0 | 0 | 0 | 0
F10_Industrial_Other Industrial_New_Space Heating_Natural Gas_Unit Heater_A_Achievable Economic UCT Potential | F10 | Industrial | Other Industrial | New | Space Heating | Natural Gas | Unit Heater | A | Cumulative Energy Savings (MWh or mTherms) | Achievable Economic UCT Potential | 0 | 0 | 0.0086487 | 0.55989 | 1.3847 | 2.6174 | 3.5454 | 4.8165 | 6.2248 | 7.9467 | 9.3113 | 10.9564 | 13.2404 | 15.7572 | 18.0397 | 20.4305 | 22.8948 | 26.1646 | 28.1031 | 30.7367 | 33.1753 | 35.2553
F11_Industrial_Other Industrial_New_Space Heating_Natural Gas_Unit Heater_A_Achievable Economic UCT Potential | F11 | Industrial | Other Industrial | New | Space Heating | Natural Gas | Unit Heater | A | Cumulative Summer Peak Savings (MW) | Achievable Economic UCT Potential | 0 | 0 | 0 | 0 | 0 | 0 | 0 | 0 | 0 | 0 | 0 | 0 | 0 | 0 | 0 | 0 | 0 | 0 | 0 | 0 | 0 | 0
F12_Industrial_Other Industrial_New_Space Heating_Natural Gas_Unit Heater_A_Achievable Economic UCT Potential | F12 | Industrial | Other Industrial | New | Space Heating | Natural Gas | Unit Heater | A | Cumulative Winter Peak Savings (MW) | Achievable Economic UCT Potential | 0 | 0 | 0 | 0 | 0 | 0 | 0 | 0 | 0 | 0 | 0 | 0 | 0 | 0 | 0 | 0 | 0 | 0 | 0 | 0 | 0 | 0
F13_Industrial_Other Industrial_New_Space Heating_Natural Gas_Unit Heater_A_Achievable Economic UCT Potential | F13 | Industrial | Other Industrial | New | Space Heating | Natural Gas | Unit Heater | A | Purchases (Incremental) | Achievable Economic UCT Potential | 0 | 0 | 0.00019809 | 0.012626 | 0.018892 | 0.028233 | 0.021254 | 0.029114 | 0.032255 | 0.039439 | 0.031255 | 0.037678 | 0.052312 | 0.057646 | 0.052475 | 0.067386 | 0.075333 | 0.10312 | 0.065652 | 0.089433 | 0.088109 | 0.087079
F14_Industrial_Other Industrial_New_Space Heating_Natural Gas_Unit Heater_A_Achievable Economic UCT Potential | F14 | Industrial | Other Industrial | New | Space Heating | Natural Gas | Unit Heater | A | Purchases (Cumulative) | Achievable Economic UCT Potential | 0 | 0 | 0.00019809 | 0.012824 | 0.031715 | 0.059949 | 0.081202 | 0.11032 | 0.14257 | 0.18201 | 0.21327 | 0.25094 | 0.30326 | 0.3609 | 0.41318 | 0.46794 | 0.52438 | 0.59927 | 0.64367 | 0.70399 | 0.75984 | 0.80748
F1_Industrial_Food Products_Existing_Space Heating_Natural Gas_Insulation - Roof/Ceiling_A_Achievable Economic UCT Potential | F1 | Industrial | Food Products | Existing | Space Heating | Natural Gas | Insulation - Roof/Ceiling | A | Original Unit Energy Savings (kWh or therms) | Achievable Economic UCT Potential | 0 | 0 | 0.083035 | 0.082838 | 0.082641 | 0.082447 | 0.082256 | 0.08207 | 0.08189 | 0.081718 | 0.081553 | 0.081398 | 0.081252 | 0.081115 | 0.080985 | 0.080863 | 0.080748 | 0.08064 | 0.080538 | 0.080442 | 0.080353 | 0.080269
F2_Industrial_Food Products_Existing_Space Heating_Natural Gas_Insulation - Roof/Ceiling_A_Achievable Economic UCT Potential | F2 | Industrial | Food Products | Existing | Space Heating | Natural Gas | Insulation - Roof/Ceiling | A | Original Unit Summer Peak Savings (kW) | Achievable Economic UCT Potential | 0 | 0 | 0 | 0 | 0 | 0 | 0 | 0 | 0 | 0 | 0 | 0 | 0 | 0 | 0 | 0 | 0 | 0 | 0 | 0 | 0 | 0
F3_Industrial_Food Products_Existing_Space Heating_Natural Gas_Insulation - Roof/Ceiling_A_Achievable Economic UCT Potential | F3 | Industrial | Food Products | Existing | Space Heating | Natural Gas | Insulation - Roof/Ceiling | A | Original Unit Winter Peak Savings (kW) | Achievable Economic UCT Potential | 0 | 0 | 0 | 0 | 0 | 0 | 0 | 0 | 0 | 0 | 0 | 0 | 0 | 0 | 0 | 0 | 0 | 0 | 0 | 0 | 0 | 0
F4_Industrial_Food Products_Existing_Space Heating_Natural Gas_Insulation - Roof/Ceiling_A_Achievable Economic UCT Potential | F4 | Industrial | Food Products | Existing | Space Heating | Natural Gas | Insulation - Roof/Ceiling | A | Standalone Impact on Baseline Energy (%) | Achievable Economic UCT Potential | bar: 2019 to 2040
F5_Industrial_Food Products_Existing_Space Heating_Natural Gas_Insulation - Roof/Ceiling_A_Achievable Economic UCT Potential | F5 | Industrial | Food Products | Existing | Space Heating | Natural Gas | Insulation - Roof/Ceiling | A | Standalone Impact on Baseline Summer Peak (%) | Achievable Economic UCT Potential | bar: 2019 to 2040
F6_Industrial_Food Products_Existing_Space Heating_Natural Gas_Insulation - Roof/Ceiling_A_Achievable Economic UCT Potential | F6 | Industrial | Food Products | Existing | Space Heating | Natural Gas | Insulation - Roof/Ceiling | A | Standalone Impact on Baseline Winter Peak (%) | Achievable Economic UCT Potential | bar: 2019 to 2040
F7_Industrial_Food Products_Existing_Space Heating_Natural Gas_Insulation - Roof/Ceiling_A_Achievable Economic UCT Potential | F7 | Industrial | Food Products | Existing | Space Heating | Natural Gas | Insulation - Roof/Ceiling | A | Incremental Energy Savings (MWh or mTherms) | Achievable Economic UCT Potential | 0 | 0 | 0 | 0 | 0 | 0 | 0 | 0 | 0 | 0 | 0 | 0 | 0 | 0 | 0 | 0 | 0 | 0 | 0 | 0 | 0 | 0
F8_Industrial_Food Products_Existing_Space Heating_Natural Gas_Insulation - Roof/Ceiling_A_Achievable Economic UCT Potential | F8 | Industrial | Food Products | Existing | Space Heating | Natural Gas | Insulation - Roof/Ceiling | A | Incremental Summer Peak Savings (MW) | Achievable Economic UCT Potential | 0 | 0 | 0 | 0 | 0 | 0 | 0 | 0 | 0 | 0 | 0 | 0 | 0 | 0 | 0 | 0 | 0 | 0 | 0 | 0 | 0 | 0
F9_Industrial_Food Products_Existing_Space Heating_Natural Gas_Insulation - Roof/Ceiling_A_Achievable Economic UCT Potential | F9 | Industrial | Food Products | Existing | Space Heating | Natural Gas | Insulation - Roof/Ceiling | A | Incremental Winter Peak Savings (MW) | Achievable Economic UCT Potential | 0 | 0 | 0 | 0 | 0 | 0 | 0 | 0 | 0 | 0 | 0 | 0 | 0 | 0 | 0 | 0 | 0 | 0 | 0 | 0 | 0 | 0
F10_Industrial_Food Products_Existing_Space Heating_Natural Gas_Insulation - Roof/Ceiling_A_Achievable Economic UCT Potential | F10 | Industrial | Food Products | Existing | Space Heating | Natural Gas | Insulation - Roof/Ceiling | A | Cumulative Energy Savings (MWh or mTherms) | Achievable Economic UCT Potential | 0 | 0 | 0 | 0 | 0 | 0 | 0 | 0 | 0 | 0 | 0 | 0 | 0 | 0 | 0 | 0 | 0 | 0 | 0 | 0 | 0 | 0
F11_Industrial_Food Products_Existing_Space Heating_Natural Gas_Insulation - Roof/Ceiling_A_Achievable Economic UCT Potential | F11 | Industrial | Food Products | Existing | Space Heating | Natural Gas | Insulation - Roof/Ceiling | A | Cumulative Summer Peak Savings (MW) | Achievable Economic UCT Potential | 0 | 0 | 0 | 0 | 0 | 0 | 0 | 0 | 0 | 0 | 0 | 0 | 0 | 0 | 0 | 0 | 0 | 0 | 0 | 0 | 0 | 0
F12_Industrial_Food Products_Existing_Space Heating_Natural Gas_Insulation - Roof/Ceiling_A_Achievable Economic UCT Potential | F12 | Industrial | Food Products | Existing | Space Heating | Natural Gas | Insulation - Roof/Ceiling | A | Cumulative Winter Peak Savings (MW) | Achievable Economic UCT Potential | 0 | 0 | 0 | 0 | 0 | 0 | 0 | 0 | 0 | 0 | 0 | 0 | 0 | 0 | 0 | 0 | 0 | 0 | 0 | 0 | 0 | 0
F13_Industrial_Food Products_Existing_Space Heating_Natural Gas_Insulation - Roof/Ceiling_A_Achievable Economic UCT Potential | F13 | Industrial | Food Products | Existing | Space Heating | Natural Gas | Insulation - Roof/Ceiling | A | Purchases (Incremental) | Achievable Economic UCT Potential | 0 | 0 | 0 | 0 | 0 | 0 | 0 | 0 | 0 | 0 | 0 | 0 | 0 | 0 | 0 | 0 | 0 | 0 | 0 | 0 | 0 | 0
F14_Industrial_Food Products_Existing_Space Heating_Natural Gas_Insulation - Roof/Ceiling_A_Achievable Economic UCT Potential | F14 | Industrial | Food Products | Existing | Space Heating | Natural Gas | Insulation - Roof/Ceiling | A | Purchases (Cumulative) | Achievable Economic UCT Potential | 0 | 0 | 0 | 0 | 0 | 0 | 0 | 0 | 0 | 0 | 0 | 0 | 0 | 0 | 0 | 0 | 0 | 0 | 0 | 0 | 0 | 0
F1_Industrial_Food Products_Existing_Space Heating_Natural Gas_Insulation - Wall Cavity_A_Achievable Economic UCT Potential | F1 | Industrial | Food Products | Existing | Space Heating | Natural Gas | Insulation - Wall Cavity | A | Original Unit Energy Savings (kWh or therms) | Achievable Economic UCT Potential | 0 | 0 | 0.018165 | 0.018122 | 0.018079 | 0.018037 | 0.017995 | 0.017954 | 0.017915 | 0.017877 | 0.017841 | 0.017807 | 0.017775 | 0.017745 | 0.017717 | 0.01769 | 0.017665 | 0.017641 | 0.017619 | 0.017598 | 0.017579 | 0.01756
F2_Industrial_Food Products_Existing_Space Heating_Natural Gas_Insulation - Wall Cavity_A_Achievable Economic UCT Potential | F2 | Industrial | Food Products | Existing | Space Heating | Natural Gas | Insulation - Wall Cavity | A | Original Unit Summer Peak Savings (kW) | Achievable Economic UCT Potential | 0 | 0 | 0 | 0 | 0 | 0 | 0 | 0 | 0 | 0 | 0 | 0 | 0 | 0 | 0 | 0 | 0 | 0 | 0 | 0 | 0 | 0
F3_Industrial_Food Products_Existing_Space Heating_Natural Gas_Insulation - Wall Cavity_A_Achievable Economic UCT Potential | F3 | Industrial | Food Products | Existing | Space Heating | Natural Gas | Insulation - Wall Cavity | A | Original Unit Winter Peak Savings (kW) | Achievable Economic UCT Potential | 0 | 0 | 0 | 0 | 0 | 0 | 0 | 0 | 0 | 0 | 0 | 0 | 0 | 0 | 0 | 0 | 0 | 0 | 0 | 0 | 0 | 0
F4_Industrial_Food Products_Existing_Space Heating_Natural Gas_Insulation - Wall Cavity_A_Achievable Economic UCT Potential | F4 | Industrial | Food Products | Existing | Space Heating | Natural Gas | Insulation - Wall Cavity | A | Standalone Impact on Baseline Energy (%) | Achievable Economic UCT Potential | bar: 2019 to 2040
F5_Industrial_Food Products_Existing_Space Heating_Natural Gas_Insulation - Wall Cavity_A_Achievable Economic UCT Potential | F5 | Industrial | Food Products | Existing | Space Heating | Natural Gas | Insulation - Wall Cavity | A | Standalone Impact on Baseline Summer Peak (%) | Achievable Economic UCT Potential | bar: 2019 to 2040
F6_Industrial_Food Products_Existing_Space Heating_Natural Gas_Insulation - Wall Cavity_A_Achievable Economic UCT Potential | F6 | Industrial | Food Products | Existing | Space Heating | Natural Gas | Insulation - Wall Cavity | A | Standalone Impact on Baseline Winter Peak (%) | Achievable Economic UCT Potential | bar: 2019 to 2040
F7_Industrial_Food Products_Existing_Space Heating_Natural Gas_Insulation - Wall Cavity_A_Achievable Economic UCT Potential | F7 | Industrial | Food Products | Existing | Space Heating | Natural Gas | Insulation - Wall Cavity | A | Incremental Energy Savings (MWh or mTherms) | Achievable Economic UCT Potential | 0 | 0 | 0 | 0 | 0 | 0 | 0 | 0 | 0 | 0 | 0 | 0 | 0 | 0 | 0 | 0 | 0 | 0 | 0 | 0 | 0 | 0
F8_Industrial_Food Products_Existing_Space Heating_Natural Gas_Insulation - Wall Cavity_A_Achievable Economic UCT Potential | F8 | Industrial | Food Products | Existing | Space Heating | Natural Gas | Insulation - Wall Cavity | A | Incremental Summer Peak Savings (MW) | Achievable Economic UCT Potential | 0 | 0 | 0 | 0 | 0 | 0 | 0 | 0 | 0 | 0 | 0 | 0 | 0 | 0 | 0 | 0 | 0 | 0 | 0 | 0 | 0 | 0
F9_Industrial_Food Products_Existing_Space Heating_Natural Gas_Insulation - Wall Cavity_A_Achievable Economic UCT Potential | F9 | Industrial | Food Products | Existing | Space Heating | Natural Gas | Insulation - Wall Cavity | A | Incremental Winter Peak Savings (MW) | Achievable Economic UCT Potential | 0 | 0 | 0 | 0 | 0 | 0 | 0 | 0 | 0 | 0 | 0 | 0 | 0 | 0 | 0 | 0 | 0 | 0 | 0 | 0 | 0 | 0
F10_Industrial_Food Products_Existing_Space Heating_Natural Gas_Insulation - Wall Cavity_A_Achievable Economic UCT Potential | F10 | Industrial | Food Products | Existing | Space Heating | Natural Gas | Insulation - Wall Cavity | A | Cumulative Energy Savings (MWh or mTherms) | Achievable Economic UCT Potential | 0 | 0 | 0 | 0 | 0 | 0 | 0 | 0 | 0 | 0 | 0 | 0 | 0 | 0 | 0 | 0 | 0 | 0 | 0 | 0 | 0 | 0
F11_Industrial_Food Products_Existing_Space Heating_Natural Gas_Insulation - Wall Cavity_A_Achievable Economic UCT Potential | F11 | Industrial | Food Products | Existing | Space Heating | Natural Gas | Insulation - Wall Cavity | A | Cumulative Summer Peak Savings (MW) | Achievable Economic UCT Potential | 0 | 0 | 0 | 0 | 0 | 0 | 0 | 0 | 0 | 0 | 0 | 0 | 0 | 0 | 0 | 0 | 0 | 0 | 0 | 0 | 0 | 0
F12_Industrial_Food Products_Existing_Space Heating_Natural Gas_Insulation - Wall Cavity_A_Achievable Economic UCT Potential | F12 | Industrial | Food Products | Existing | Space Heating | Natural Gas | Insulation - Wall Cavity | A | Cumulative Winter Peak Savings (MW) | Achievable Economic UCT Potential | 0 | 0 | 0 | 0 | 0 | 0 | 0 | 0 | 0 | 0 | 0 | 0 | 0 | 0 | 0 | 0 | 0 | 0 | 0 | 0 | 0 | 0
F13_Industrial_Food Products_Existing_Space Heating_Natural Gas_Insulation - Wall Cavity_A_Achievable Economic UCT Potential | F13 | Industrial | Food Products | Existing | Space Heating | Natural Gas | Insulation - Wall Cavity | A | Purchases (Incremental) | Achievable Economic UCT Potential | 0 | 0 | 0 | 0 | 0 | 0 | 0 | 0 | 0 | 0 | 0 | 0 | 0 | 0 | 0 | 0 | 0 | 0 | 0 | 0 | 0 | 0
F14_Industrial_Food Products_Existing_Space Heating_Natural Gas_Insulation - Wall Cavity_A_Achievable Economic UCT Potential | F14 | Industrial | Food Products | Existing | Space Heating | Natural Gas | Insulation - Wall Cavity | A | Purchases (Cumulative) | Achievable Economic UCT Potential | 0 | 0 | 0 | 0 | 0 | 0 | 0 | 0 | 0 | 0 | 0 | 0 | 0 | 0 | 0 | 0 | 0 | 0 | 0 | 0 | 0 | 0
F1_Industrial_Food Products_Existing_Space Heating_Natural Gas_Insulation - Ducting_A_Achievable Economic UCT Potential | F1 | Industrial | Food Products | Existing | Space Heating | Natural Gas | Insulation - Ducting | A | Original Unit Energy Savings (kWh or therms) | Achievable Economic UCT Potential | 0 | 0 | 0.0014398 | 0.0014319 | 0.0014239 | 0.0014161 | 0.0014083 | 0.0014008 | 0.0013935 | 0.0013865 | 0.0013799 | 0.0013736 | 0.0013677 | 0.0013622 | 0.001357 | 0.0013521 | 0.0013475 | 0.0013431 | 0.001339 | 0.0013352 | 0.0013316 | 0.0013281
F2_Industrial_Food Products_Existing_Space Heating_Natural Gas_Insulation - Ducting_A_Achievable Economic UCT Potential | F2 | Industrial | Food Products | Existing | Space Heating | Natural Gas | Insulation - Ducting | A | Original Unit Summer Peak Savings (kW) | Achievable Economic UCT Potential | 0 | 0 | 0 | 0 | 0 | 0 | 0 | 0 | 0 | 0 | 0 | 0 | 0 | 0 | 0 | 0 | 0 | 0 | 0 | 0 | 0 | 0
F3_Industrial_Food Products_Existing_Space Heating_Natural Gas_Insulation - Ducting_A_Achievable Economic UCT Potential | F3 | Industrial | Food Products | Existing | Space Heating | Natural Gas | Insulation - Ducting | A | Original Unit Winter Peak Savings (kW) | Achievable Economic UCT Potential | 0 | 0 | 0 | 0 | 0 | 0 | 0 | 0 | 0 | 0 | 0 | 0 | 0 | 0 | 0 | 0 | 0 | 0 | 0 | 0 | 0 | 0
F4_Industrial_Food Products_Existing_Space Heating_Natural Gas_Insulation - Ducting_A_Achievable Economic UCT Potential | F4 | Industrial | Food Products | Existing | Space Heating | Natural Gas | Insulation - Ducting | A | Standalone Impact on Baseline Energy (%) | Achievable Economic UCT Potential | bar: 2019 to 2040
F5_Industrial_Food Products_Existing_Space Heating_Natural Gas_Insulation - Ducting_A_Achievable Economic UCT Potential | F5 | Industrial | Food Products | Existing | Space Heating | Natural Gas | Insulation - Ducting | A | Standalone Impact on Baseline Summer Peak (%) | Achievable Economic UCT Potential | bar: 2019 to 2040
F6_Industrial_Food Products_Existing_Space Heating_Natural Gas_Insulation - Ducting_A_Achievable Economic UCT Potential | F6 | Industrial | Food Products | Existing | Space Heating | Natural Gas | Insulation - Ducting | A | Standalone Impact on Baseline Winter Peak (%) | Achievable Economic UCT Potential | bar: 2019 to 2040
F7_Industrial_Food Products_Existing_Space Heating_Natural Gas_Insulation - Ducting_A_Achievable Economic UCT Potential | F7 | Industrial | Food Products | Existing | Space Heating | Natural Gas | Insulation - Ducting | A | Incremental Energy Savings (MWh or mTherms) | Achievable Economic UCT Potential | 0 | 0 | 0 | 0 | 0 | 0 | 0 | 0 | 0 | 0 | 0 | 0 | 0 | 0 | 0 | 0 | 0 | 0 | 0 | 0 | 0 | 0
F8_Industrial_Food Products_Existing_Space Heating_Natural Gas_Insulation - Ducting_A_Achievable Economic UCT Potential | F8 | Industrial | Food Products | Existing | Space Heating | Natural Gas | Insulation - Ducting | A | Incremental Summer Peak Savings (MW) | Achievable Economic UCT Potential | 0 | 0 | 0 | 0 | 0 | 0 | 0 | 0 | 0 | 0 | 0 | 0 | 0 | 0 | 0 | 0 | 0 | 0 | 0 | 0 | 0 | 0
F9_Industrial_Food Products_Existing_Space Heating_Natural Gas_Insulation - Ducting_A_Achievable Economic UCT Potential | F9 | Industrial | Food Products | Existing | Space Heating | Natural Gas | Insulation - Ducting | A | Incremental Winter Peak Savings (MW) | Achievable Economic UCT Potential | 0 | 0 | 0 | 0 | 0 | 0 | 0 | 0 | 0 | 0 | 0 | 0 | 0 | 0 | 0 | 0 | 0 | 0 | 0 | 0 | 0 | 0
F10_Industrial_Food Products_Existing_Space Heating_Natural Gas_Insulation - Ducting_A_Achievable Economic UCT Potential | F10 | Industrial | Food Products | Existing | Space Heating | Natural Gas | Insulation - Ducting | A | Cumulative Energy Savings (MWh or mTherms) | Achievable Economic UCT Potential | 0 | 0 | 0 | 0 | 0 | 0 | 0 | 0 | 0 | 0 | 0 | 0 | 0 | 0 | 0 | 0 | 0 | 0 | 0 | 0 | 0 | 0
F11_Industrial_Food Products_Existing_Space Heating_Natural Gas_Insulation - Ducting_A_Achievable Economic UCT Potential | F11 | Industrial | Food Products | Existing | Space Heating | Natural Gas | Insulation - Ducting | A | Cumulative Summer Peak Savings (MW) | Achievable Economic UCT Potential | 0 | 0 | 0 | 0 | 0 | 0 | 0 | 0 | 0 | 0 | 0 | 0 | 0 | 0 | 0 | 0 | 0 | 0 | 0 | 0 | 0 | 0
F12_Industrial_Food Products_Existing_Space Heating_Natural Gas_Insulation - Ducting_A_Achievable Economic UCT Potential | F12 | Industrial | Food Products | Existing | Space Heating | Natural Gas | Insulation - Ducting | A | Cumulative Winter Peak Savings (MW) | Achievable Economic UCT Potential | 0 | 0 | 0 | 0 | 0 | 0 | 0 | 0 | 0 | 0 | 0 | 0 | 0 | 0 | 0 | 0 | 0 | 0 | 0 | 0 | 0 | 0
F13_Industrial_Food Products_Existing_Space Heating_Natural Gas_Insulation - Ducting_A_Achievable Economic UCT Potential | F13 | Industrial | Food Products | Existing | Space Heating | Natural Gas | Insulation - Ducting | A | Purchases (Incremental) | Achievable Economic UCT Potential | 0 | 0 | 0 | 0 | 0 | 0 | 0 | 0 | 0 | 0 | 0 | 0 | 0 | 0 | 0 | 0 | 0 | 0 | 0 | 0 | 0 | 0
F14_Industrial_Food Products_Existing_Space Heating_Natural Gas_Insulation - Ducting_A_Achievable Economic UCT Potential | F14 | Industrial | Food Products | Existing | Space Heating | Natural Gas | Insulation - Ducting | A | Purchases (Cumulative) | Achievable Economic UCT Potential | 0 | 0 | 0 | 0 | 0 | 0 | 0 | 0 | 0 | 0 | 0 | 0 | 0 | 0 | 0 | 0 | 0 | 0 | 0 | 0 | 0 | 0
F1_Industrial_Food Products_Existing_Space Heating_Natural Gas_HVAC - Duct Repair and Sealing_A_Achievable Economic UCT Potential | F1 | Industrial | Food Products | Existing | Space Heating | Natural Gas | HVAC - Duct Repair and Sealing | A | Original Unit Energy Savings (kWh or therms) | Achievable Economic UCT Potential | 0 | 0 | 0.0040723 | 0.0040498 | 0.0040273 | 0.004005 | 0.0039832 | 0.0039618 | 0.0039412 | 0.0039215 | 0.0039027 | 0.003885 | 0.0038683 | 0.0038527 | 0.0038379 | 0.0038241 | 0.003811 | 0.0037987 | 0.0037871 | 0.0037763 | 0.003766 | 0.0037564
F2_Industrial_Food Products_Existing_Space Heating_Natural Gas_HVAC - Duct Repair and Sealing_A_Achievable Economic UCT Potential | F2 | Industrial | Food Products | Existing | Space Heating | Natural Gas | HVAC - Duct Repair and Sealing | A | Original Unit Summer Peak Savings (kW) | Achievable Economic UCT Potential | 0 | 0 | 0 | 0 | 0 | 0 | 0 | 0 | 0 | 0 | 0 | 0 | 0 | 0 | 0 | 0 | 0 | 0 | 0 | 0 | 0 | 0
F3_Industrial_Food Products_Existing_Space Heating_Natural Gas_HVAC - Duct Repair and Sealing_A_Achievable Economic UCT Potential | F3 | Industrial | Food Products | Existing | Space Heating | Natural Gas | HVAC - Duct Repair and Sealing | A | Original Unit Winter Peak Savings (kW) | Achievable Economic UCT Potential | 0 | 0 | 0 | 0 | 0 | 0 | 0 | 0 | 0 | 0 | 0 | 0 | 0 | 0 | 0 | 0 | 0 | 0 | 0 | 0 | 0 | 0
F4_Industrial_Food Products_Existing_Space Heating_Natural Gas_HVAC - Duct Repair and Sealing_A_Achievable Economic UCT Potential | F4 | Industrial | Food Products | Existing | Space Heating | Natural Gas | HVAC - Duct Repair and Sealing | A | Standalone Impact on Baseline Energy (%) | Achievable Economic UCT Potential | bar: 2019 to 2040
F5_Industrial_Food Products_Existing_Space Heating_Natural Gas_HVAC - Duct Repair and Sealing_A_Achievable Economic UCT Potential | F5 | Industrial | Food Products | Existing | Space Heating | Natural Gas | HVAC - Duct Repair and Sealing | A | Standalone Impact on Baseline Summer Peak (%) | Achievable Economic UCT Potential | bar: 2019 to 2040
F6_Industrial_Food Products_Existing_Space Heating_Natural Gas_HVAC - Duct Repair and Sealing_A_Achievable Economic UCT Potential | F6 | Industrial | Food Products | Existing | Space Heating | Natural Gas | HVAC - Duct Repair and Sealing | A | Standalone Impact on Baseline Winter Peak (%) | Achievable Economic UCT Potential | bar: 2019 to 2040
F7_Industrial_Food Products_Existing_Space Heating_Natural Gas_HVAC - Duct Repair and Sealing_A_Achievable Economic UCT Potential | F7 | Industrial | Food Products | Existing | Space Heating | Natural Gas | HVAC - Duct Repair and Sealing | A | Incremental Energy Savings (MWh or mTherms) | Achievable Economic UCT Potential | 0 | 0 | 0 | 0 | 0 | 0 | 0 | 0 | 0 | 0 | 0 | 0 | 0 | 0 | 0 | 0 | 0 | 0 | 0 | 0 | 0 | 0
F8_Industrial_Food Products_Existing_Space Heating_Natural Gas_HVAC - Duct Repair and Sealing_A_Achievable Economic UCT Potential | F8 | Industrial | Food Products | Existing | Space Heating | Natural Gas | HVAC - Duct Repair and Sealing | A | Incremental Summer Peak Savings (MW) | Achievable Economic UCT Potential | 0 | 0 | 0 | 0 | 0 | 0 | 0 | 0 | 0 | 0 | 0 | 0 | 0 | 0 | 0 | 0 | 0 | 0 | 0 | 0 | 0 | 0
F9_Industrial_Food Products_Existing_Space Heating_Natural Gas_HVAC - Duct Repair and Sealing_A_Achievable Economic UCT Potential | F9 | Industrial | Food Products | Existing | Space Heating | Natural Gas | HVAC - Duct Repair and Sealing | A | Incremental Winter Peak Savings (MW) | Achievable Economic UCT Potential | 0 | 0 | 0 | 0 | 0 | 0 | 0 | 0 | 0 | 0 | 0 | 0 | 0 | 0 | 0 | 0 | 0 | 0 | 0 | 0 | 0 | 0
F10_Industrial_Food Products_Existing_Space Heating_Natural Gas_HVAC - Duct Repair and Sealing_A_Achievable Economic UCT Potential | F10 | Industrial | Food Products | Existing | Space Heating | Natural Gas | HVAC - Duct Repair and Sealing | A | Cumulative Energy Savings (MWh or mTherms) | Achievable Economic UCT Potential | 0 | 0 | 0 | 0 | 0 | 0 | 0 | 0 | 0 | 0 | 0 | 0 | 0 | 0 | 0 | 0 | 0 | 0 | 0 | 0 | 0 | 0
F11_Industrial_Food Products_Existing_Space Heating_Natural Gas_HVAC - Duct Repair and Sealing_A_Achievable Economic UCT Potential | F11 | Industrial | Food Products | Existing | Space Heating | Natural Gas | HVAC - Duct Repair and Sealing | A | Cumulative Summer Peak Savings (MW) | Achievable Economic UCT Potential | 0 | 0 | 0 | 0 | 0 | 0 | 0 | 0 | 0 | 0 | 0 | 0 | 0 | 0 | 0 | 0 | 0 | 0 | 0 | 0 | 0 | 0
F12_Industrial_Food Products_Existing_Space Heating_Natural Gas_HVAC - Duct Repair and Sealing_A_Achievable Economic UCT Potential | F12 | Industrial | Food Products | Existing | Space Heating | Natural Gas | HVAC - Duct Repair and Sealing | A | Cumulative Winter Peak Savings (MW) | Achievable Economic UCT Potential | 0 | 0 | 0 | 0 | 0 | 0 | 0 | 0 | 0 | 0 | 0 | 0 | 0 | 0 | 0 | 0 | 0 | 0 | 0 | 0 | 0 | 0
F13_Industrial_Food Products_Existing_Space Heating_Natural Gas_HVAC - Duct Repair and Sealing_A_Achievable Economic UCT Potential | F13 | Industrial | Food Products | Existing | Space Heating | Natural Gas | HVAC - Duct Repair and Sealing | A | Purchases (Incremental) | Achievable Economic UCT Potential | 0 | 0 | 0 | 0 | 0 | 0 | 0 | 0 | 0 | 0 | 0 | 0 | 0 | 0 | 0 | 0 | 0 | 0 | 0 | 0 | 0 | 0
F14_Industrial_Food Products_Existing_Space Heating_Natural Gas_HVAC - Duct Repair and Sealing_A_Achievable Economic UCT Potential | F14 | Industrial | Food Products | Existing | Space Heating | Natural Gas | HVAC - Duct Repair and Sealing | A | Purchases (Cumulative) | Achievable Economic UCT Potential | 0 | 0 | 0 | 0 | 0 | 0 | 0 | 0 | 0 | 0 | 0 | 0 | 0 | 0 | 0 | 0 | 0 | 0 | 0 | 0 | 0 | 0
F1_Industrial_Food Products_Existing_Space Heating_Natural Gas_Windows - High Efficiency_A_Achievable Economic UCT Potential | F1 | Industrial | Food Products | Existing | Space Heating | Natural Gas | Windows - High Efficiency | A | Original Unit Energy Savings (kWh or therms) | Achievable Economic UCT Potential | 0 | 0 | 0.0077675 | 0.0077491 | 0.0077307 | 0.0077125 | 0.0076946 | 0.0076772 | 0.0076604 | 0.0076442 | 0.0076289 | 0.0076144 | 0.0076007 | 0.0075878 | 0.0075757 | 0.0075643 | 0.0075535 | 0.0075434 | 0.0075339 | 0.007525 | 0.0075166 | 0.0075087
F2_Industrial_Food Products_Existing_Space Heating_Natural Gas_Windows - High Efficiency_A_Achievable Economic UCT Potential | F2 | Industrial | Food Products | Existing | Space Heating | Natural Gas | Windows - High Efficiency | A | Original Unit Summer Peak Savings (kW) | Achievable Economic UCT Potential | 0 | 0 | 0 | 0 | 0 | 0 | 0 | 0 | 0 | 0 | 0 | 0 | 0 | 0 | 0 | 0 | 0 | 0 | 0 | 0 | 0 | 0
F3_Industrial_Food Products_Existing_Space Heating_Natural Gas_Windows - High Efficiency_A_Achievable Economic UCT Potential | F3 | Industrial | Food Products | Existing | Space Heating | Natural Gas | Windows - High Efficiency | A | Original Unit Winter Peak Savings (kW) | Achievable Economic UCT Potential | 0 | 0 | 0 | 0 | 0 | 0 | 0 | 0 | 0 | 0 | 0 | 0 | 0 | 0 | 0 | 0 | 0 | 0 | 0 | 0 | 0 | 0
F4_Industrial_Food Products_Existing_Space Heating_Natural Gas_Windows - High Efficiency_A_Achievable Economic UCT Potential | F4 | Industrial | Food Products | Existing | Space Heating | Natural Gas | Windows - High Efficiency | A | Standalone Impact on Baseline Energy (%) | Achievable Economic UCT Potential | bar: 2019 to 2040
F5_Industrial_Food Products_Existing_Space Heating_Natural Gas_Windows - High Efficiency_A_Achievable Economic UCT Potential | F5 | Industrial | Food Products | Existing | Space Heating | Natural Gas | Windows - High Efficiency | A | Standalone Impact on Baseline Summer Peak (%) | Achievable Economic UCT Potential | bar: 2019 to 2040
F6_Industrial_Food Products_Existing_Space Heating_Natural Gas_Windows - High Efficiency_A_Achievable Economic UCT Potential | F6 | Industrial | Food Products | Existing | Space Heating | Natural Gas | Windows - High Efficiency | A | Standalone Impact on Baseline Winter Peak (%) | Achievable Economic UCT Potential | bar: 2019 to 2040
F7_Industrial_Food Products_Existing_Space Heating_Natural Gas_Windows - High Efficiency_A_Achievable Economic UCT Potential | F7 | Industrial | Food Products | Existing | Space Heating | Natural Gas | Windows - High Efficiency | A | Incremental Energy Savings (MWh or mTherms) | Achievable Economic UCT Potential | 0 | 0 | 0 | 0 | 0 | 0 | 0 | 0 | 0 | 0 | 0 | 0 | 0 | 0 | 0 | 0 | 0 | 0 | 0 | 0 | 0 | 0
F8_Industrial_Food Products_Existing_Space Heating_Natural Gas_Windows - High Efficiency_A_Achievable Economic UCT Potential | F8 | Industrial | Food Products | Existing | Space Heating | Natural Gas | Windows - High Efficiency | A | Incremental Summer Peak Savings (MW) | Achievable Economic UCT Potential | 0 | 0 | 0 | 0 | 0 | 0 | 0 | 0 | 0 | 0 | 0 | 0 | 0 | 0 | 0 | 0 | 0 | 0 | 0 | 0 | 0 | 0
F9_Industrial_Food Products_Existing_Space Heating_Natural Gas_Windows - High Efficiency_A_Achievable Economic UCT Potential | F9 | Industrial | Food Products | Existing | Space Heating | Natural Gas | Windows - High Efficiency | A | Incremental Winter Peak Savings (MW) | Achievable Economic UCT Potential | 0 | 0 | 0 | 0 | 0 | 0 | 0 | 0 | 0 | 0 | 0 | 0 | 0 | 0 | 0 | 0 | 0 | 0 | 0 | 0 | 0 | 0
F10_Industrial_Food Products_Existing_Space Heating_Natural Gas_Windows - High Efficiency_A_Achievable Economic UCT Potential | F10 | Industrial | Food Products | Existing | Space Heating | Natural Gas | Windows - High Efficiency | A | Cumulative Energy Savings (MWh or mTherms) | Achievable Economic UCT Potential | 0 | 0 | 0 | 0 | 0 | 0 | 0 | 0 | 0 | 0 | 0 | 0 | 0 | 0 | 0 | 0 | 0 | 0 | 0 | 0 | 0 | 0
F11_Industrial_Food Products_Existing_Space Heating_Natural Gas_Windows - High Efficiency_A_Achievable Economic UCT Potential | F11 | Industrial | Food Products | Existing | Space Heating | Natural Gas | Windows - High Efficiency | A | Cumulative Summer Peak Savings (MW) | Achievable Economic UCT Potential | 0 | 0 | 0 | 0 | 0 | 0 | 0 | 0 | 0 | 0 | 0 | 0 | 0 | 0 | 0 | 0 | 0 | 0 | 0 | 0 | 0 | 0
F12_Industrial_Food Products_Existing_Space Heating_Natural Gas_Windows - High Efficiency_A_Achievable Economic UCT Potential | F12 | Industrial | Food Products | Existing | Space Heating | Natural Gas | Windows - High Efficiency | A | Cumulative Winter Peak Savings (MW) | Achievable Economic UCT Potential | 0 | 0 | 0 | 0 | 0 | 0 | 0 | 0 | 0 | 0 | 0 | 0 | 0 | 0 | 0 | 0 | 0 | 0 | 0 | 0 | 0 | 0
F13_Industrial_Food Products_Existing_Space Heating_Natural Gas_Windows - High Efficiency_A_Achievable Economic UCT Potential | F13 | Industrial | Food Products | Existing | Space Heating | Natural Gas | Windows - High Efficiency | A | Purchases (Incremental) | Achievable Economic UCT Potential | 0 | 0 | 0 | 0 | 0 | 0 | 0 | 0 | 0 | 0 | 0 | 0 | 0 | 0 | 0 | 0 | 0 | 0 | 0 | 0 | 0 | 0
F14_Industrial_Food Products_Existing_Space Heating_Natural Gas_Windows - High Efficiency_A_Achievable Economic UCT Potential | F14 | Industrial | Food Products | Existing | Space Heating | Natural Gas | Windows - High Efficiency | A | Purchases (Cumulative) | Achievable Economic UCT Potential | 0 | 0 | 0 | 0 | 0 | 0 | 0 | 0 | 0 | 0 | 0 | 0 | 0 | 0 | 0 | 0 | 0 | 0 | 0 | 0 | 0 | 0
F1_Industrial_Food Products_Existing_Space Heating_Natural Gas_Gas Boiler - Maintenance_A_Achievable Economic UCT Potential | F1 | Industrial | Food Products | Existing | Space Heating | Natural Gas | Gas Boiler - Maintenance | A | Original Unit Energy Savings (kWh or therms) | Achievable Economic UCT Potential | 0 | 0 | 0.9524 | 0.95001 | 0.94767 | 0.94538 | 0.94315 | 0.94099 | 0.93889 | 0.93687 | 0.93492 | 0.93305 | 0.93126 | 0.92956 | 0.92794 | 0.92641 | 0.92497 | 0.92362 | 0.92236 | 0.9212 | 0.92013 | 0.91916
F2_Industrial_Food Products_Existing_Space Heating_Natural Gas_Gas Boiler - Maintenance_A_Achievable Economic UCT Potential | F2 | Industrial | Food Products | Existing | Space Heating | Natural Gas | Gas Boiler - Maintenance | A | Original Unit Summer Peak Savings (kW) | Achievable Economic UCT Potential | 0 | 0 | 0 | 0 | 0 | 0 | 0 | 0 | 0 | 0 | 0 | 0 | 0 | 0 | 0 | 0 | 0 | 0 | 0 | 0 | 0 | 0
F3_Industrial_Food Products_Existing_Space Heating_Natural Gas_Gas Boiler - Maintenance_A_Achievable Economic UCT Potential | F3 | Industrial | Food Products | Existing | Space Heating | Natural Gas | Gas Boiler - Maintenance | A | Original Unit Winter Peak Savings (kW) | Achievable Economic UCT Potential | 0 | 0 | 0 | 0 | 0 | 0 | 0 | 0 | 0 | 0 | 0 | 0 | 0 | 0 | 0 | 0 | 0 | 0 | 0 | 0 | 0 | 0
F4_Industrial_Food Products_Existing_Space Heating_Natural Gas_Gas Boiler - Maintenance_A_Achievable Economic UCT Potential | F4 | Industrial | Food Products | Existing | Space Heating | Natural Gas | Gas Boiler - Maintenance | A | Standalone Impact on Baseline Energy (%) | Achievable Economic UCT Potential | 0% | 0% | 0.004189% | 0.007197% | 0.009355% | 0.0111% | 0.01268% | 0.0141% | 0.01538% | 0.01652% | 0.01754% | 0.01847% | 0.01931% | 0.02004% | 0.0207% | 0.02131% | 0.02187% | 0.02242% | 0.02295% | 0.02347% | 0.02398% | 0.02448%
F5_Industrial_Food Products_Existing_Space Heating_Natural Gas_Gas Boiler - Maintenance_A_Achievable Economic UCT Potential | F5 | Industrial | Food Products | Existing | Space Heating | Natural Gas | Gas Boiler - Maintenance | A | Standalone Impact on Baseline Summer Peak (%) | Achievable Economic UCT Potential | bar: 2019 to 2040
F6_Industrial_Food Products_Existing_Space Heating_Natural Gas_Gas Boiler - Maintenance_A_Achievable Economic UCT Potential | F6 | Industrial | Food Products | Existing | Space Heating | Natural Gas | Gas Boiler - Maintenance | A | Standalone Impact on Baseline Winter Peak (%) | Achievable Economic UCT Potential | bar: 2019 to 2040
F7_Industrial_Food Products_Existing_Space Heating_Natural Gas_Gas Boiler - Maintenance_A_Achievable Economic UCT Potential | F7 | Industrial | Food Products | Existing | Space Heating | Natural Gas | Gas Boiler - Maintenance | A | Incremental Energy Savings (MWh or mTherms) | Achievable Economic UCT Potential | 0 | 0 | 0.017197 | 0.011816 | 0.008019 | 0.0061227 | 0.0052595 | 0.0044625 | 0.0037487 | 0.0031232 | 0.0025843 | 0.0021258 | 0.0017399 | 0.0013292 | 0.0010156 | 0.00077603 | 0.00059302 | 0.00053435 | 0.00041042 | 0.00034689 | 0.00028559 | 0.00022645
F8_Industrial_Food Products_Existing_Space Heating_Natural Gas_Gas Boiler - Maintenance_A_Achievable Economic UCT Potential | F8 | Industrial | Food Products | Existing | Space Heating | Natural Gas | Gas Boiler - Maintenance | A | Incremental Summer Peak Savings (MW) | Achievable Economic UCT Potential | 0 | 0 | 0 | 0 | 0 | 0 | 0 | 0 | 0 | 0 | 0 | 0 | 0 | 0 | 0 | 0 | 0 | 0 | 0 | 0 | 0 | 0
F9_Industrial_Food Products_Existing_Space Heating_Natural Gas_Gas Boiler - Maintenance_A_Achievable Economic UCT Potential | F9 | Industrial | Food Products | Existing | Space Heating | Natural Gas | Gas Boiler - Maintenance | A | Incremental Winter Peak Savings (MW) | Achievable Economic UCT Potential | 0 | 0 | 0 | 0 | 0 | 0 | 0 | 0 | 0 | 0 | 0 | 0 | 0 | 0 | 0 | 0 | 0 | 0 | 0 | 0 | 0 | 0
F10_Industrial_Food Products_Existing_Space Heating_Natural Gas_Gas Boiler - Maintenance_A_Achievable Economic UCT Potential | F10 | Industrial | Food Products | Existing | Space Heating | Natural Gas | Gas Boiler - Maintenance | A | Cumulative Energy Savings (MWh or mTherms) | Achievable Economic UCT Potential | 0 | 0 | 0.017197 | 0.02897 | 0.036917 | 0.042951 | 0.048109 | 0.052461 | 0.056093 | 0.059096 | 0.061557 | 0.06356 | 0.065178 | 0.066388 | 0.067288 | 0.067953 | 0.06844 | 0.068874 | 0.069191 | 0.069451 | 0.069656 | 0.069809
F11_Industrial_Food Products_Existing_Space Heating_Natural Gas_Gas Boiler - Maintenance_A_Achievable Economic UCT Potential | F11 | Industrial | Food Products | Existing | Space Heating | Natural Gas | Gas Boiler - Maintenance | A | Cumulative Summer Peak Savings (MW) | Achievable Economic UCT Potential | 0 | 0 | 0 | 0 | 0 | 0 | 0 | 0 | 0 | 0 | 0 | 0 | 0 | 0 | 0 | 0 | 0 | 0 | 0 | 0 | 0 | 0
F12_Industrial_Food Products_Existing_Space Heating_Natural Gas_Gas Boiler - Maintenance_A_Achievable Economic UCT Potential | F12 | Industrial | Food Products | Existing | Space Heating | Natural Gas | Gas Boiler - Maintenance | A | Cumulative Winter Peak Savings (MW) | Achievable Economic UCT Potential | 0 | 0 | 0 | 0 | 0 | 0 | 0 | 0 | 0 | 0 | 0 | 0 | 0 | 0 | 0 | 0 | 0 | 0 | 0 | 0 | 0 | 0
F13_Industrial_Food Products_Existing_Space Heating_Natural Gas_Gas Boiler - Maintenance_A_Achievable Economic UCT Potential | F13 | Industrial | Food Products | Existing | Space Heating | Natural Gas | Gas Boiler - Maintenance | A | Purchases (Incremental) | Achievable Economic UCT Potential | 0 | 0 | 18.0563 | 12.4378 | 8.4619 | 6.4765 | 5.5765 | 4.7424 | 3.9927 | 3.3337 | 2.7641 | 2.2783 | 1.8683 | 1.43 | 1.0945 | 0.83767 | 0.64113 | 0.57854 | 0.44497 | 0.37656 | 0.31038 | 0.24637
F14_Industrial_Food Products_Existing_Space Heating_Natural Gas_Gas Boiler - Maintenance_A_Achievable Economic UCT Potential | F14 | Industrial | Food Products | Existing | Space Heating | Natural Gas | Gas Boiler - Maintenance | A | Purchases (Cumulative) | Achievable Economic UCT Potential | 0 | 0 | 18.0563 | 30.4942 | 38.956 | 45.4325 | 51.0091 | 55.7514 | 59.7441 | 63.0778 | 65.8419 | 68.1202 | 69.9886 | 71.4185 | 72.513 | 73.3507 | 73.9918 | 74.5703 | 75.0153 | 75.3919 | 75.7022 | 75.9486
F1_Industrial_Food Products_Existing_Process_Natural Gas_Gas Boiler - Maintenance_A_Achievable Economic UCT Potential | F1 | Industrial | Food Products | Existing | Process | Natural Gas | Gas Boiler - Maintenance | A | Original Unit Energy Savings (kWh or therms) | Achievable Economic UCT Potential | 0 | 0 | 34.75 | 34.75 | 34.75 | 34.75 | 34.75 | 34.75 | 34.75 | 34.75 | 34.75 | 34.75 | 34.75 | 34.75 | 34.75 | 34.75 | 34.75 | 34.75 | 34.75 | 34.75 | 34.75 | 34.75
F2_Industrial_Food Products_Existing_Process_Natural Gas_Gas Boiler - Maintenance_A_Achievable Economic UCT Potential | F2 | Industrial | Food Products | Existing | Process | Natural Gas | Gas Boiler - Maintenance | A | Original Unit Summer Peak Savings (kW) | Achievable Economic UCT Potential | 0 | 0 | 0 | 0 | 0 | 0 | 0 | 0 | 0 | 0 | 0 | 0 | 0 | 0 | 0 | 0 | 0 | 0 | 0 | 0 | 0 | 0
F3_Industrial_Food Products_Existing_Process_Natural Gas_Gas Boiler - Maintenance_A_Achievable Economic UCT Potential | F3 | Industrial | Food Products | Existing | Process | Natural Gas | Gas Boiler - Maintenance | A | Original Unit Winter Peak Savings (kW) | Achievable Economic UCT Potential | 0 | 0 | 0 | 0 | 0 | 0 | 0 | 0 | 0 | 0 | 0 | 0 | 0 | 0 | 0 | 0 | 0 | 0 | 0 | 0 | 0 | 0
F4_Industrial_Food Products_Existing_Process_Natural Gas_Gas Boiler - Maintenance_A_Achievable Economic UCT Potential | F4 | Industrial | Food Products | Existing | Process | Natural Gas | Gas Boiler - Maintenance | A | Standalone Impact on Baseline Energy (%) | Achievable Economic UCT Potential | 0% | 0% | 0.02325% | 0.03996% | 0.05194% | 0.06164% | 0.07042% | 0.07831% | 0.08539% | 0.09174% | 0.09744% | 0.1026% | 0.1072% | 0.1114% | 0.115% | 0.1184% | 0.1215% | 0.1246% | 0.1276% | 0.1305% | 0.1333% | 0.1361%
F5_Industrial_Food Products_Existing_Process_Natural Gas_Gas Boiler - Maintenance_A_Achievable Economic UCT Potential | F5 | Industrial | Food Products | Existing | Process | Natural Gas | Gas Boiler - Maintenance | A | Standalone Impact on Baseline Summer Peak (%) | Achievable Economic UCT Potential | bar: 2019 to 2040
F6_Industrial_Food Products_Existing_Process_Natural Gas_Gas Boiler - Maintenance_A_Achievable Economic UCT Potential | F6 | Industrial | Food Products | Existing | Process | Natural Gas | Gas Boiler - Maintenance | A | Standalone Impact on Baseline Winter Peak (%) | Achievable Economic UCT Potential | bar: 2019 to 2040
F7_Industrial_Food Products_Existing_Process_Natural Gas_Gas Boiler - Maintenance_A_Achievable Economic UCT Potential | F7 | Industrial | Food Products | Existing | Process | Natural Gas | Gas Boiler - Maintenance | A | Incremental Energy Savings (MWh or mTherms) | Achievable Economic UCT Potential | 0 | 0 | 1.4961 | 1.0306 | 0.70115 | 0.53664 | 0.46207 | 0.39295 | 0.33083 | 0.27623 | 0.22903 | 0.18878 | 0.15481 | 0.11849 | 0.090686 | 0.069409 | 0.053124 | 0.047938 | 0.03687 | 0.031202 | 0.025718 | 0.020414
F8_Industrial_Food Products_Existing_Process_Natural Gas_Gas Boiler - Maintenance_A_Achievable Economic UCT Potential | F8 | Industrial | Food Products | Existing | Process | Natural Gas | Gas Boiler - Maintenance | A | Incremental Summer Peak Savings (MW) | Achievable Economic UCT Potential | 0 | 0 | 0 | 0 | 0 | 0 | 0 | 0 | 0 | 0 | 0 | 0 | 0 | 0 | 0 | 0 | 0 | 0 | 0 | 0 | 0 | 0
F9_Industrial_Food Products_Existing_Process_Natural Gas_Gas Boiler - Maintenance_A_Achievable Economic UCT Potential | F9 | Industrial | Food Products | Existing | Process | Natural Gas | Gas Boiler - Maintenance | A | Incremental Winter Peak Savings (MW) | Achievable Economic UCT Potential | 0 | 0 | 0 | 0 | 0 | 0 | 0 | 0 | 0 | 0 | 0 | 0 | 0 | 0 | 0 | 0 | 0 | 0 | 0 | 0 | 0 | 0
F10_Industrial_Food Products_Existing_Process_Natural Gas_Gas Boiler - Maintenance_A_Achievable Economic UCT Potential | F10 | Industrial | Food Products | Existing | Process | Natural Gas | Gas Boiler - Maintenance | A | Cumulative Energy Savings (MWh or mTherms) | Achievable Economic UCT Potential | 0 | 0 | 1.4961 | 2.5267 | 3.2279 | 3.7645 | 4.2266 | 4.6195 | 4.9504 | 5.2266 | 5.4556 | 5.6444 | 5.7992 | 5.9177 | 6.0084 | 6.0778 | 6.1309 | 6.1789 | 6.2157 | 6.2469 | 6.2726 | 6.2931
F11_Industrial_Food Products_Existing_Process_Natural Gas_Gas Boiler - Maintenance_A_Achievable Economic UCT Potential | F11 | Industrial | Food Products | Existing | Process | Natural Gas | Gas Boiler - Maintenance | A | Cumulative Summer Peak Savings (MW) | Achievable Economic UCT Potential | 0 | 0 | 0 | 0 | 0 | 0 | 0 | 0 | 0 | 0 | 0 | 0 | 0 | 0 | 0 | 0 | 0 | 0 | 0 | 0 | 0 | 0
F12_Industrial_Food Products_Existing_Process_Natural Gas_Gas Boiler - Maintenance_A_Achievable Economic UCT Potential | F12 | Industrial | Food Products | Existing | Process | Natural Gas | Gas Boiler - Maintenance | A | Cumulative Winter Peak Savings (MW) | Achievable Economic UCT Potential | 0 | 0 | 0 | 0 | 0 | 0 | 0 | 0 | 0 | 0 | 0 | 0 | 0 | 0 | 0 | 0 | 0 | 0 | 0 | 0 | 0 | 0
F13_Industrial_Food Products_Existing_Process_Natural Gas_Gas Boiler - Maintenance_A_Achievable Economic UCT Potential | F13 | Industrial | Food Products | Existing | Process | Natural Gas | Gas Boiler - Maintenance | A | Purchases (Incremental) | Achievable Economic UCT Potential | 0 | 0 | 43.0544 | 29.6574 | 20.1769 | 15.4428 | 13.297 | 11.3079 | 9.5203 | 7.949 | 6.5909 | 5.4326 | 4.4549 | 3.4097 | 2.6097 | 1.9974 | 1.5287 | 1.3795 | 1.061 | 0.89789 | 0.74008 | 0.58745
F14_Industrial_Food Products_Existing_Process_Natural Gas_Gas Boiler - Maintenance_A_Achievable Economic UCT Potential | F14 | Industrial | Food Products | Existing | Process | Natural Gas | Gas Boiler - Maintenance | A | Purchases (Cumulative) | Achievable Economic UCT Potential | 0 | 0 | 43.0544 | 72.7117 | 92.8886 | 108.3314 | 121.6284 | 132.9363 | 142.4566 | 150.4056 | 156.9965 | 162.4291 | 166.884 | 170.2937 | 172.9033 | 174.9007 | 176.4295 | 177.809 | 178.87 | 179.7679 | 180.5079 | 181.0954
F1_Industrial_Food Products_Existing_Space Heating_Natural Gas_Gas Furnace - Maintenance_A_Achievable Economic UCT Potential | F1 | Industrial | Food Products | Existing | Space Heating | Natural Gas | Gas Furnace - Maintenance | A | Original Unit Energy Savings (kWh or therms) | Achievable Economic UCT Potential | 0 | 0 | 0.0093975 | 0.0093456 | 0.0092937 | 0.0092423 | 0.0091918 | 0.0091426 | 0.0090951 | 0.0090495 | 0.0090061 | 0.0089653 | 0.0089269 | 0.0088907 | 0.0088567 | 0.0088247 | 0.0087946 | 0.0087662 | 0.0087395 | 0.0087144 | 0.0086907 | 0.0086685
F2_Industrial_Food Products_Existing_Space Heating_Natural Gas_Gas Furnace - Maintenance_A_Achievable Economic UCT Potential | F2 | Industrial | Food Products | Existing | Space Heating | Natural Gas | Gas Furnace - Maintenance | A | Original Unit Summer Peak Savings (kW) | Achievable Economic UCT Potential | 0 | 0 | 0 | 0 | 0 | 0 | 0 | 0 | 0 | 0 | 0 | 0 | 0 | 0 | 0 | 0 | 0 | 0 | 0 | 0 | 0 | 0
F3_Industrial_Food Products_Existing_Space Heating_Natural Gas_Gas Furnace - Maintenance_A_Achievable Economic UCT Potential | F3 | Industrial | Food Products | Existing | Space Heating | Natural Gas | Gas Furnace - Maintenance | A | Original Unit Winter Peak Savings (kW) | Achievable Economic UCT Potential | 0 | 0 | 0 | 0 | 0 | 0 | 0 | 0 | 0 | 0 | 0 | 0 | 0 | 0 | 0 | 0 | 0 | 0 | 0 | 0 | 0 | 0
F4_Industrial_Food Products_Existing_Space Heating_Natural Gas_Gas Furnace - Maintenance_A_Achievable Economic UCT Potential | F4 | Industrial | Food Products | Existing | Space Heating | Natural Gas | Gas Furnace - Maintenance | A | Standalone Impact on Baseline Energy (%) | Achievable Economic UCT Potential | 0% | 0% | 3.298e-05% | 5.649e-05% | 7.319e-05% | 8.658e-05% | 9.861e-05% | 0.0001093% | 0.0001188% | 0.0001273% | 0.0001348% | 0.0001416% | 0.0001476% | 0.0001529% | 0.0001577% | 0.0001619% | 0.0001659% | 0.0001698% | 0.0001735% | 0.0001771% | 0.0001807% | 0.0001842%
F5_Industrial_Food Products_Existing_Space Heating_Natural Gas_Gas Furnace - Maintenance_A_Achievable Economic UCT Potential | F5 | Industrial | Food Products | Existing | Space Heating | Natural Gas | Gas Furnace - Maintenance | A | Standalone Impact on Baseline Summer Peak (%) | Achievable Economic UCT Potential | bar: 2019 to 2040
F6_Industrial_Food Products_Existing_Space Heating_Natural Gas_Gas Furnace - Maintenance_A_Achievable Economic UCT Potential | F6 | Industrial | Food Products | Existing | Space Heating | Natural Gas | Gas Furnace - Maintenance | A | Standalone Impact on Baseline Winter Peak (%) | Achievable Economic UCT Potential | bar: 2019 to 2040
F7_Industrial_Food Products_Existing_Space Heating_Natural Gas_Gas Furnace - Maintenance_A_Achievable Economic UCT Potential | F7 | Industrial | Food Products | Existing | Space Heating | Natural Gas | Gas Furnace - Maintenance | A | Incremental Energy Savings (MWh or mTherms) | Achievable Economic UCT Potential | 0 | 0 | 0.00013538 | 9.2741e-05 | 6.2745e-05 | 4.7758e-05 | 4.0897e-05 | 3.4593e-05 | 2.8973e-05 | 2.407e-05 | 1.9862e-05 | 1.6297e-05 | 1.3307e-05 | 1.0143e-05 | 7.7338e-06 | 5.8979e-06 | 4.4987e-06 | 4.0464e-06 | 3.1027e-06 | 2.6181e-06 | 2.1521e-06 | 1.7039e-06
F8_Industrial_Food Products_Existing_Space Heating_Natural Gas_Gas Furnace - Maintenance_A_Achievable Economic UCT Potential | F8 | Industrial | Food Products | Existing | Space Heating | Natural Gas | Gas Furnace - Maintenance | A | Incremental Summer Peak Savings (MW) | Achievable Economic UCT Potential | 0 | 0 | 0 | 0 | 0 | 0 | 0 | 0 | 0 | 0 | 0 | 0 | 0 | 0 | 0 | 0 | 0 | 0 | 0 | 0 | 0 | 0
F9_Industrial_Food Products_Existing_Space Heating_Natural Gas_Gas Furnace - Maintenance_A_Achievable Economic UCT Potential | F9 | Industrial | Food Products | Existing | Space Heating | Natural Gas | Gas Furnace - Maintenance | A | Incremental Winter Peak Savings (MW) | Achievable Economic UCT Potential | 0 | 0 | 0 | 0 | 0 | 0 | 0 | 0 | 0 | 0 | 0 | 0 | 0 | 0 | 0 | 0 | 0 | 0 | 0 | 0 | 0 | 0
F10_Industrial_Food Products_Existing_Space Heating_Natural Gas_Gas Furnace - Maintenance_A_Achievable Economic UCT Potential | F10 | Industrial | Food Products | Existing | Space Heating | Natural Gas | Gas Furnace - Maintenance | A | Cumulative Energy Savings (MWh or mTherms) | Achievable Economic UCT Potential | 0 | 0 | 0.00013538 | 0.00022738 | 0.00028886 | 0.00033502 | 0.00037409 | 0.00040668 | 0.00043353 | 0.00045543 | 0.00047311 | 0.00048726 | 0.00049848 | 0.00050661 | 0.0005124 | 0.00051645 | 0.00051918 | 0.00052155 | 0.00052307 | 0.00052418 | 0.00052491 | 0.00052527
F11_Industrial_Food Products_Existing_Space Heating_Natural Gas_Gas Furnace - Maintenance_A_Achievable Economic UCT Potential | F11 | Industrial | Food Products | Existing | Space Heating | Natural Gas | Gas Furnace - Maintenance | A | Cumulative Summer Peak Savings (MW) | Achievable Economic UCT Potential | 0 | 0 | 0 | 0 | 0 | 0 | 0 | 0 | 0 | 0 | 0 | 0 | 0 | 0 | 0 | 0 | 0 | 0 | 0 | 0 | 0 | 0
F12_Industrial_Food Products_Existing_Space Heating_Natural Gas_Gas Furnace - Maintenance_A_Achievable Economic UCT Potential | F12 | Industrial | Food Products | Existing | Space Heating | Natural Gas | Gas Furnace - Maintenance | A | Cumulative Winter Peak Savings (MW) | Achievable Economic UCT Potential | 0 | 0 | 0 | 0 | 0 | 0 | 0 | 0 | 0 | 0 | 0 | 0 | 0 | 0 | 0 | 0 | 0 | 0 | 0 | 0 | 0 | 0
F13_Industrial_Food Products_Existing_Space Heating_Natural Gas_Gas Furnace - Maintenance_A_Achievable Economic UCT Potential | F13 | Industrial | Food Products | Existing | Space Heating | Natural Gas | Gas Furnace - Maintenance | A | Purchases (Incremental) | Achievable Economic UCT Potential | 0 | 0 | 14.4063 | 9.9236 | 6.7513 | 5.1673 | 4.4493 | 3.7837 | 3.1855 | 2.6598 | 2.2054 | 1.8178 | 1.4907 | 1.1409 | 0.87322 | 0.66834 | 0.51153 | 0.46159 | 0.35502 | 0.30044 | 0.24764 | 0.19657
F14_Industrial_Food Products_Existing_Space Heating_Natural Gas_Gas Furnace - Maintenance_A_Achievable Economic UCT Potential | F14 | Industrial | Food Products | Existing | Space Heating | Natural Gas | Gas Furnace - Maintenance | A | Purchases (Cumulative) | Achievable Economic UCT Potential | 0 | 0 | 14.4063 | 24.3299 | 31.0812 | 36.2484 | 40.6977 | 44.4814 | 47.667 | 50.3267 | 52.5321 | 54.3499 | 55.8405 | 56.9814 | 57.8547 | 58.523 | 59.0345 | 59.4961 | 59.8511 | 60.1516 | 60.3992 | 60.5958
F1_Industrial_Food Products_Existing_Space Heating_Natural Gas_Gas Boiler - Hot Water Reset_A_Achievable Economic UCT Potential | F1 | Industrial | Food Products | Existing | Space Heating | Natural Gas | Gas Boiler - Hot Water Reset | A | Original Unit Energy Savings (kWh or therms) | Achievable Economic UCT Potential | 0 | 0 | 3.4633 | 3.4546 | 3.4461 | 3.4377 | 3.4296 | 3.4218 | 3.4142 | 3.4068 | 3.3997 | 3.3929 | 3.3864 | 3.3802 | 3.3743 | 3.3688 | 3.3635 | 3.3586 | 3.354 | 3.3498 | 3.3459 | 3.3424
F2_Industrial_Food Products_Existing_Space Heating_Natural Gas_Gas Boiler - Hot Water Reset_A_Achievable Economic UCT Potential | F2 | Industrial | Food Products | Existing | Space Heating | Natural Gas | Gas Boiler - Hot Water Reset | A | Original Unit Summer Peak Savings (kW) | Achievable Economic UCT Potential | 0 | 0 | 0 | 0 | 0 | 0 | 0 | 0 | 0 | 0 | 0 | 0 | 0 | 0 | 0 | 0 | 0 | 0 | 0 | 0 | 0 | 0
F3_Industrial_Food Products_Existing_Space Heating_Natural Gas_Gas Boiler - Hot Water Reset_A_Achievable Economic UCT Potential | F3 | Industrial | Food Products | Existing | Space Heating | Natural Gas | Gas Boiler - Hot Water Reset | A | Original Unit Winter Peak Savings (kW) | Achievable Economic UCT Potential | 0 | 0 | 0 | 0 | 0 | 0 | 0 | 0 | 0 | 0 | 0 | 0 | 0 | 0 | 0 | 0 | 0 | 0 | 0 | 0 | 0 | 0
F4_Industrial_Food Products_Existing_Space Heating_Natural Gas_Gas Boiler - Hot Water Reset_A_Achievable Economic UCT Potential | F4 | Industrial | Food Products | Existing | Space Heating | Natural Gas | Gas Boiler - Hot Water Reset | A | Standalone Impact on Baseline Energy (%) | Achievable Economic UCT Potential | 0% | 0% | 0.007402% | 0.01662% | 0.02803% | 0.04143% | 0.05687% | 0.07508% | 0.09527% | 0.1162% | 0.1364% | 0.1544% | 0.1692% | 0.1801% | 0.1879% | 0.1934% | 0.1977% | 0.2015% | 0.2052% | 0.2088% | 0.2124% | 0.2161%
F5_Industrial_Food Products_Existing_Space Heating_Natural Gas_Gas Boiler - Hot Water Reset_A_Achievable Economic UCT Potential | F5 | Industrial | Food Products | Existing | Space Heating | Natural Gas | Gas Boiler - Hot Water Reset | A | Standalone Impact on Baseline Summer Peak (%) | Achievable Economic UCT Potential | bar: 2019 to 2040
F6_Industrial_Food Products_Existing_Space Heating_Natural Gas_Gas Boiler - Hot Water Reset_A_Achievable Economic UCT Potential | F6 | Industrial | Food Products | Existing | Space Heating | Natural Gas | Gas Boiler - Hot Water Reset | A | Standalone Impact on Baseline Winter Peak (%) | Achievable Economic UCT Potential | bar: 2019 to 2040
F7_Industrial_Food Products_Existing_Space Heating_Natural Gas_Gas Boiler - Hot Water Reset_A_Achievable Economic UCT Potential | F7 | Industrial | Food Products | Existing | Space Heating | Natural Gas | Gas Boiler - Hot Water Reset | A | Incremental Energy Savings (MWh or mTherms) | Achievable Economic UCT Potential | 0 | 0 | 0.030391 | 0.036579 | 0.043882 | 0.049941 | 0.05585 | 0.064023 | 0.06887 | 0.068993 | 0.063764 | 0.053758 | 0.040804 | 0.026491 | 0.01509 | 0.0071287 | 0.0029594 | 0.001056 | 0.00032373 | 6.9254e-05 | 1.1174e-05 | 1.3168e-06
F8_Industrial_Food Products_Existing_Space Heating_Natural Gas_Gas Boiler - Hot Water Reset_A_Achievable Economic UCT Potential | F8 | Industrial | Food Products | Existing | Space Heating | Natural Gas | Gas Boiler - Hot Water Reset | A | Incremental Summer Peak Savings (MW) | Achievable Economic UCT Potential | 0 | 0 | 0 | 0 | 0 | 0 | 0 | 0 | 0 | 0 | 0 | 0 | 0 | 0 | 0 | 0 | 0 | 0 | 0 | 0 | 0 | 0
F9_Industrial_Food Products_Existing_Space Heating_Natural Gas_Gas Boiler - Hot Water Reset_A_Achievable Economic UCT Potential | F9 | Industrial | Food Products | Existing | Space Heating | Natural Gas | Gas Boiler - Hot Water Reset | A | Incremental Winter Peak Savings (MW) | Achievable Economic UCT Potential | 0 | 0 | 0 | 0 | 0 | 0 | 0 | 0 | 0 | 0 | 0 | 0 | 0 | 0 | 0 | 0 | 0 | 0 | 0 | 0 | 0 | 0
F10_Industrial_Food Products_Existing_Space Heating_Natural Gas_Gas Boiler - Hot Water Reset_A_Achievable Economic UCT Potential | F10 | Industrial | Food Products | Existing | Space Heating | Natural Gas | Gas Boiler - Hot Water Reset | A | Cumulative Energy Savings (MWh or mTherms) | Achievable Economic UCT Potential | 0 | 0 | 0.030391 | 0.066894 | 0.11061 | 0.16029 | 0.21576 | 0.27929 | 0.34753 | 0.41578 | 0.47868 | 0.53148 | 0.57126 | 0.59671 | 0.61076 | 0.61688 | 0.61888 | 0.61903 | 0.61852 | 0.6178 | 0.6171 | 0.61645
F11_Industrial_Food Products_Existing_Space Heating_Natural Gas_Gas Boiler - Hot Water Reset_A_Achievable Economic UCT Potential | F11 | Industrial | Food Products | Existing | Space Heating | Natural Gas | Gas Boiler - Hot Water Reset | A | Cumulative Summer Peak Savings (MW) | Achievable Economic UCT Potential | 0 | 0 | 0 | 0 | 0 | 0 | 0 | 0 | 0 | 0 | 0 | 0 | 0 | 0 | 0 | 0 | 0 | 0 | 0 | 0 | 0 | 0
F12_Industrial_Food Products_Existing_Space Heating_Natural Gas_Gas Boiler - Hot Water Reset_A_Achievable Economic UCT Potential | F12 | Industrial | Food Products | Existing | Space Heating | Natural Gas | Gas Boiler - Hot Water Reset | A | Cumulative Winter Peak Savings (MW) | Achievable Economic UCT Potential | 0 | 0 | 0 | 0 | 0 | 0 | 0 | 0 | 0 | 0 | 0 | 0 | 0 | 0 | 0 | 0 | 0 | 0 | 0 | 0 | 0 | 0
F13_Industrial_Food Products_Existing_Space Heating_Natural Gas_Gas Boiler - Hot Water Reset_A_Achievable Economic UCT Potential | F13 | Industrial | Food Products | Existing | Space Heating | Natural Gas | Gas Boiler - Hot Water Reset | A | Purchases (Incremental) | Achievable Economic UCT Potential | 0 | 0 | 8.7751 | 10.5887 | 12.7341 | 14.5274 | 16.2846 | 18.7104 | 20.1718 | 20.2516 | 18.7556 | 15.8441 | 12.0494 | 7.8371 | 4.4721 | 2.1161 | 0.87984 | 0.31443 | 0.096519 | 0.020674 | 0.0033397 | 0.00039396
F14_Industrial_Food Products_Existing_Space Heating_Natural Gas_Gas Boiler - Hot Water Reset_A_Achievable Economic UCT Potential | F14 | Industrial | Food Products | Existing | Space Heating | Natural Gas | Gas Boiler - Hot Water Reset | A | Purchases (Cumulative) | Achievable Economic UCT Potential | 0 | 0 | 8.7751 | 19.3639 | 32.0979 | 46.6253 | 62.91 | 81.6204 | 101.7922 | 122.0438 | 140.7994 | 156.6435 | 168.693 | 176.53 | 181.0021 | 183.1182 | 183.9981 | 184.3125 | 184.409 | 184.4297 | 184.433 | 184.4334
F1_Industrial_Food Products_Existing_Process_Natural Gas_Gas Boiler - Hot Water Reset_A_Achievable Economic UCT Potential | F1 | Industrial | Food Products | Existing | Process | Natural Gas | Gas Boiler - Hot Water Reset | A | Original Unit Energy Savings (kWh or therms) | Achievable Economic UCT Potential | 0 | 0 | 63.1817 | 63.1817 | 63.1817 | 63.1817 | 63.1817 | 63.1817 | 63.1817 | 63.1817 | 63.1817 | 63.1817 | 63.1817 | 63.1817 | 63.1817 | 63.1817 | 63.1817 | 63.1817 | 63.1817 | 63.1817 | 63.1817 | 63.1817
F2_Industrial_Food Products_Existing_Process_Natural Gas_Gas Boiler - Hot Water Reset_A_Achievable Economic UCT Potential | F2 | Industrial | Food Products | Existing | Process | Natural Gas | Gas Boiler - Hot Water Reset | A | Original Unit Summer Peak Savings (kW) | Achievable Economic UCT Potential | 0 | 0 | 0 | 0 | 0 | 0 | 0 | 0 | 0 | 0 | 0 | 0 | 0 | 0 | 0 | 0 | 0 | 0 | 0 | 0 | 0 | 0
F3_Industrial_Food Products_Existing_Process_Natural Gas_Gas Boiler - Hot Water Reset_A_Achievable Economic UCT Potential | F3 | Industrial | Food Products | Existing | Process | Natural Gas | Gas Boiler - Hot Water Reset | A | Original Unit Winter Peak Savings (kW) | Achievable Economic UCT Potential | 0 | 0 | 0 | 0 | 0 | 0 | 0 | 0 | 0 | 0 | 0 | 0 | 0 | 0 | 0 | 0 | 0 | 0 | 0 | 0 | 0 | 0
F4_Industrial_Food Products_Existing_Process_Natural Gas_Gas Boiler - Hot Water Reset_A_Achievable Economic UCT Potential | F4 | Industrial | Food Products | Existing | Process | Natural Gas | Gas Boiler - Hot Water Reset | A | Standalone Impact on Baseline Energy (%) | Achievable Economic UCT Potential | 0% | 0% | 0.02055% | 0.04613% | 0.07781% | 0.115% | 0.1579% | 0.2085% | 0.2645% | 0.3227% | 0.3789% | 0.4289% | 0.47% | 0.5004% | 0.5221% | 0.5375% | 0.5496% | 0.5602% | 0.5703% | 0.5803% | 0.5905% | 0.6009%
F5_Industrial_Food Products_Existing_Process_Natural Gas_Gas Boiler - Hot Water Reset_A_Achievable Economic UCT Potential | F5 | Industrial | Food Products | Existing | Process | Natural Gas | Gas Boiler - Hot Water Reset | A | Standalone Impact on Baseline Summer Peak (%) | Achievable Economic UCT Potential | bar: 2019 to 2040
F6_Industrial_Food Products_Existing_Process_Natural Gas_Gas Boiler - Hot Water Reset_A_Achievable Economic UCT Potential | F6 | Industrial | Food Products | Existing | Process | Natural Gas | Gas Boiler - Hot Water Reset | A | Standalone Impact on Baseline Winter Peak (%) | Achievable Economic UCT Potential | bar: 2019 to 2040
F7_Industrial_Food Products_Existing_Process_Natural Gas_Gas Boiler - Hot Water Reset_A_Achievable Economic UCT Potential | F7 | Industrial | Food Products | Existing | Process | Natural Gas | Gas Boiler - Hot Water Reset | A | Incremental Energy Savings (MWh or mTherms) | Achievable Economic UCT Potential | 0 | 0 | 1.322 | 1.5952 | 1.9184 | 2.1886 | 2.4533 | 2.8188 | 3.0389 | 3.051 | 2.8256 | 2.387 | 1.8153 | 1.1807 | 0.67374 | 0.3188 | 0.13255 | 0.047369 | 0.014541 | 0.0031146 | 0.00050313 | 5.9352e-05
F8_Industrial_Food Products_Existing_Process_Natural Gas_Gas Boiler - Hot Water Reset_A_Achievable Economic UCT Potential | F8 | Industrial | Food Products | Existing | Process | Natural Gas | Gas Boiler - Hot Water Reset | A | Incremental Summer Peak Savings (MW) | Achievable Economic UCT Potential | 0 | 0 | 0 | 0 | 0 | 0 | 0 | 0 | 0 | 0 | 0 | 0 | 0 | 0 | 0 | 0 | 0 | 0 | 0 | 0 | 0 | 0
F9_Industrial_Food Products_Existing_Process_Natural Gas_Gas Boiler - Hot Water Reset_A_Achievable Economic UCT Potential | F9 | Industrial | Food Products | Existing | Process | Natural Gas | Gas Boiler - Hot Water Reset | A | Incremental Winter Peak Savings (MW) | Achievable Economic UCT Potential | 0 | 0 | 0 | 0 | 0 | 0 | 0 | 0 | 0 | 0 | 0 | 0 | 0 | 0 | 0 | 0 | 0 | 0 | 0 | 0 | 0 | 0
F10_Industrial_Food Products_Existing_Process_Natural Gas_Gas Boiler - Hot Water Reset_A_Achievable Economic UCT Potential | F10 | Industrial | Food Products | Existing | Process | Natural Gas | Gas Boiler - Hot Water Reset | A | Cumulative Energy Savings (MWh or mTherms) | Achievable Economic UCT Potential | 0 | 0 | 1.322 | 2.9172 | 4.8357 | 7.0243 | 9.4776 | 12.2964 | 15.3353 | 18.3863 | 21.2119 | 23.5989 | 25.4142 | 26.5949 | 27.2686 | 27.5874 | 27.72 | 27.7673 | 27.7819 | 27.785 | 27.7855 | 27.7855
F11_Industrial_Food Products_Existing_Process_Natural Gas_Gas Boiler - Hot Water Reset_A_Achievable Economic UCT Potential | F11 | Industrial | Food Products | Existing | Process | Natural Gas | Gas Boiler - Hot Water Reset | A | Cumulative Summer Peak Savings (MW) | Achievable Economic UCT Potential | 0 | 0 | 0 | 0 | 0 | 0 | 0 | 0 | 0 | 0 | 0 | 0 | 0 | 0 | 0 | 0 | 0 | 0 | 0 | 0 | 0 | 0
F12_Industrial_Food Products_Existing_Process_Natural Gas_Gas Boiler - Hot Water Reset_A_Achievable Economic UCT Potential | F12 | Industrial | Food Products | Existing | Process | Natural Gas | Gas Boiler - Hot Water Reset | A | Cumulative Winter Peak Savings (MW) | Achievable Economic UCT Potential | 0 | 0 | 0 | 0 | 0 | 0 | 0 | 0 | 0 | 0 | 0 | 0 | 0 | 0 | 0 | 0 | 0 | 0 | 0 | 0 | 0 | 0
F13_Industrial_Food Products_Existing_Process_Natural Gas_Gas Boiler - Hot Water Reset_A_Achievable Economic UCT Potential | F13 | Industrial | Food Products | Existing | Process | Natural Gas | Gas Boiler - Hot Water Reset | A | Purchases (Incremental) | Achievable Economic UCT Potential | 0 | 0 | 20.9239 | 25.2482 | 30.3637 | 34.6398 | 38.8299 | 44.6141 | 48.0985 | 48.2888 | 44.7218 | 37.7794 | 28.7312 | 18.6871 | 10.6635 | 5.0458 | 2.0979 | 0.74973 | 0.23015 | 0.049296 | 0.0079632 | 0.00093938
F14_Industrial_Food Products_Existing_Process_Natural Gas_Gas Boiler - Hot Water Reset_A_Achievable Economic UCT Potential | F14 | Industrial | Food Products | Existing | Process | Natural Gas | Gas Boiler - Hot Water Reset | A | Purchases (Cumulative) | Achievable Economic UCT Potential | 0 | 0 | 20.9239 | 46.1721 | 76.5358 | 111.1756 | 150.0055 | 194.6195 | 242.718 | 291.0069 | 335.7287 | 373.5081 | 402.2393 | 420.9265 | 431.5899 | 436.6357 | 438.7336 | 439.4834 | 439.7135 | 439.7628 | 439.7708 | 439.7717
F1_Industrial_Food Products_Existing_Space Heating_Natural Gas_Steam Trap Maintenance_A_Achievable Economic UCT Potential | F1 | Industrial | Food Products | Existing | Space Heating | Natural Gas | Steam Trap Maintenance | A | Original Unit Energy Savings (kWh or therms) | Achievable Economic UCT Potential | 0 | 0 | 1.2235 | 1.2204 | 1.2174 | 1.2145 | 1.2116 | 1.2088 | 1.2062 | 1.2036 | 1.201 | 1.1986 | 1.1964 | 1.1942 | 1.1921 | 1.1901 | 1.1883 | 1.1865 | 1.1849 | 1.1834 | 1.182 | 1.1808
F2_Industrial_Food Products_Existing_Space Heating_Natural Gas_Steam Trap Maintenance_A_Achievable Economic UCT Potential | F2 | Industrial | Food Products | Existing | Space Heating | Natural Gas | Steam Trap Maintenance | A | Original Unit Summer Peak Savings (kW) | Achievable Economic UCT Potential | 0 | 0 | 0 | 0 | 0 | 0 | 0 | 0 | 0 | 0 | 0 | 0 | 0 | 0 | 0 | 0 | 0 | 0 | 0 | 0 | 0 | 0
F3_Industrial_Food Products_Existing_Space Heating_Natural Gas_Steam Trap Maintenance_A_Achievable Economic UCT Potential | F3 | Industrial | Food Products | Existing | Space Heating | Natural Gas | Steam Trap Maintenance | A | Original Unit Winter Peak Savings (kW) | Achievable Economic UCT Potential | 0 | 0 | 0 | 0 | 0 | 0 | 0 | 0 | 0 | 0 | 0 | 0 | 0 | 0 | 0 | 0 | 0 | 0 | 0 | 0 | 0 | 0
F4_Industrial_Food Products_Existing_Space Heating_Natural Gas_Steam Trap Maintenance_A_Achievable Economic UCT Potential | F4 | Industrial | Food Products | Existing | Space Heating | Natural Gas | Steam Trap Maintenance | A | Standalone Impact on Baseline Energy (%) | Achievable Economic UCT Potential | 0% | 0% | 0.00146% | 0.002944% | 0.004455% | 0.005992% | 0.007556% | 0.009147% | 0.01077% | 0.01241% | 0.01409% | 0.01579% | 0.01753% | 0.01929% | 0.02108% | 0.02291% | 0.02477% | 0.02665% | 0.02858% | 0.03053% | 0.03252% | 0.03455%
F5_Industrial_Food Products_Existing_Space Heating_Natural Gas_Steam Trap Maintenance_A_Achievable Economic UCT Potential | F5 | Industrial | Food Products | Existing | Space Heating | Natural Gas | Steam Trap Maintenance | A | Standalone Impact on Baseline Summer Peak (%) | Achievable Economic UCT Potential | bar: 2019 to 2040
F6_Industrial_Food Products_Existing_Space Heating_Natural Gas_Steam Trap Maintenance_A_Achievable Economic UCT Potential | F6 | Industrial | Food Products | Existing | Space Heating | Natural Gas | Steam Trap Maintenance | A | Standalone Impact on Baseline Winter Peak (%) | Achievable Economic UCT Potential | bar: 2019 to 2040
F7_Industrial_Food Products_Existing_Space Heating_Natural Gas_Steam Trap Maintenance_A_Achievable Economic UCT Potential | F7 | Industrial | Food Products | Existing | Space Heating | Natural Gas | Steam Trap Maintenance | A | Incremental Energy Savings (MWh or mTherms) | Achievable Economic UCT Potential | 0 | 0 | 0.0059924 | 0.0058743 | 0.0057588 | 0.0056458 | 0.0055354 | 0.0054275 | 0.0053221 | 0.005219 | 0.0051184 | 0.0050201 | 0.0049241 | 0.0048303 | 0.0047388 | 0.0046494 | 0.0045621 | 0.0044769 | 0.0043937 | 0.0043125 | 0.0042333 | 0.0041559
F8_Industrial_Food Products_Existing_Space Heating_Natural Gas_Steam Trap Maintenance_A_Achievable Economic UCT Potential | F8 | Industrial | Food Products | Existing | Space Heating | Natural Gas | Steam Trap Maintenance | A | Incremental Summer Peak Savings (MW) | Achievable Economic UCT Potential | 0 | 0 | 0 | 0 | 0 | 0 | 0 | 0 | 0 | 0 | 0 | 0 | 0 | 0 | 0 | 0 | 0 | 0 | 0 | 0 | 0 | 0
F9_Industrial_Food Products_Existing_Space Heating_Natural Gas_Steam Trap Maintenance_A_Achievable Economic UCT Potential | F9 | Industrial | Food Products | Existing | Space Heating | Natural Gas | Steam Trap Maintenance | A | Incremental Winter Peak Savings (MW) | Achievable Economic UCT Potential | 0 | 0 | 0 | 0 | 0 | 0 | 0 | 0 | 0 | 0 | 0 | 0 | 0 | 0 | 0 | 0 | 0 | 0 | 0 | 0 | 0 | 0
F10_Industrial_Food Products_Existing_Space Heating_Natural Gas_Steam Trap Maintenance_A_Achievable Economic UCT Potential | F10 | Industrial | Food Products | Existing | Space Heating | Natural Gas | Steam Trap Maintenance | A | Cumulative Energy Savings (MWh or mTherms) | Achievable Economic UCT Potential | 0 | 0 | 0.0059924 | 0.011852 | 0.017581 | 0.023185 | 0.028665 | 0.034027 | 0.039274 | 0.044408 | 0.049434 | 0.054355 | 0.059175 | 0.063897 | 0.068525 | 0.073061 | 0.077509 | 0.081873 | 0.086155 | 0.090359 | 0.094488 | 0.098544
F11_Industrial_Food Products_Existing_Space Heating_Natural Gas_Steam Trap Maintenance_A_Achievable Economic UCT Potential | F11 | Industrial | Food Products | Existing | Space Heating | Natural Gas | Steam Trap Maintenance | A | Cumulative Summer Peak Savings (MW) | Achievable Economic UCT Potential | 0 | 0 | 0 | 0 | 0 | 0 | 0 | 0 | 0 | 0 | 0 | 0 | 0 | 0 | 0 | 0 | 0 | 0 | 0 | 0 | 0 | 0
F12_Industrial_Food Products_Existing_Space Heating_Natural Gas_Steam Trap Maintenance_A_Achievable Economic UCT Potential | F12 | Industrial | Food Products | Existing | Space Heating | Natural Gas | Steam Trap Maintenance | A | Cumulative Winter Peak Savings (MW) | Achievable Economic UCT Potential | 0 | 0 | 0 | 0 | 0 | 0 | 0 | 0 | 0 | 0 | 0 | 0 | 0 | 0 | 0 | 0 | 0 | 0 | 0 | 0 | 0 | 0
F13_Industrial_Food Products_Existing_Space Heating_Natural Gas_Steam Trap Maintenance_A_Achievable Economic UCT Potential | F13 | Industrial | Food Products | Existing | Space Heating | Natural Gas | Steam Trap Maintenance | A | Purchases (Incremental) | Achievable Economic UCT Potential | 0 | 0 | 4.8978 | 4.8133 | 4.7303 | 4.6488 | 4.5686 | 4.4898 | 4.4124 | 4.3364 | 4.2616 | 4.1881 | 4.1159 | 4.0449 | 3.9752 | 3.9067 | 3.8393 | 3.7731 | 3.7081 | 3.6441 | 3.5813 | 3.5196
F14_Industrial_Food Products_Existing_Space Heating_Natural Gas_Steam Trap Maintenance_A_Achievable Economic UCT Potential | F14 | Industrial | Food Products | Existing | Space Heating | Natural Gas | Steam Trap Maintenance | A | Purchases (Cumulative) | Achievable Economic UCT Potential | 0 | 0 | 4.8978 | 9.7111 | 14.4414 | 19.0902 | 23.6588 | 28.1486 | 32.5611 | 36.8974 | 41.159 | 45.3471 | 49.463 | 53.508 | 57.4832 | 61.3899 | 65.2292 | 69.0023 | 72.7103 | 76.3545 | 79.9358 | 83.4553
F1_Industrial_Food Products_Existing_Process_Natural Gas_Steam Trap Maintenance_A_Achievable Economic UCT Potential | F1 | Industrial | Food Products | Existing | Process | Natural Gas | Steam Trap Maintenance | A | Original Unit Energy Savings (kWh or therms) | Achievable Economic UCT Potential | 0 | 0 | 44.6416 | 44.6416 | 44.6416 | 44.6416 | 44.6416 | 44.6416 | 44.6416 | 44.6416 | 44.6416 | 44.6416 | 44.6416 | 44.6416 | 44.6416 | 44.6416 | 44.6416 | 44.6416 | 44.6416 | 44.6416 | 44.6416 | 44.6416
F2_Industrial_Food Products_Existing_Process_Natural Gas_Steam Trap Maintenance_A_Achievable Economic UCT Potential | F2 | Industrial | Food Products | Existing | Process | Natural Gas | Steam Trap Maintenance | A | Original Unit Summer Peak Savings (kW) | Achievable Economic UCT Potential | 0 | 0 | 0 | 0 | 0 | 0 | 0 | 0 | 0 | 0 | 0 | 0 | 0 | 0 | 0 | 0 | 0 | 0 | 0 | 0 | 0 | 0
F3_Industrial_Food Products_Existing_Process_Natural Gas_Steam Trap Maintenance_A_Achievable Economic UCT Potential | F3 | Industrial | Food Products | Existing | Process | Natural Gas | Steam Trap Maintenance | A | Original Unit Winter Peak Savings (kW) | Achievable Economic UCT Potential | 0 | 0 | 0 | 0 | 0 | 0 | 0 | 0 | 0 | 0 | 0 | 0 | 0 | 0 | 0 | 0 | 0 | 0 | 0 | 0 | 0 | 0
F4_Industrial_Food Products_Existing_Process_Natural Gas_Steam Trap Maintenance_A_Achievable Economic UCT Potential | F4 | Industrial | Food Products | Existing | Process | Natural Gas | Steam Trap Maintenance | A | Standalone Impact on Baseline Energy (%) | Achievable Economic UCT Potential | 0% | 0% | 0.008102% | 0.01635% | 0.02474% | 0.03327% | 0.04196% | 0.0508% | 0.05979% | 0.06894% | 0.07825% | 0.08773% | 0.09737% | 0.1072% | 0.1172% | 0.1273% | 0.1377% | 0.1482% | 0.1589% | 0.1698% | 0.1808% | 0.1921%
F5_Industrial_Food Products_Existing_Process_Natural Gas_Steam Trap Maintenance_A_Achievable Economic UCT Potential | F5 | Industrial | Food Products | Existing | Process | Natural Gas | Steam Trap Maintenance | A | Standalone Impact on Baseline Summer Peak (%) | Achievable Economic UCT Potential | bar: 2019 to 2040
F6_Industrial_Food Products_Existing_Process_Natural Gas_Steam Trap Maintenance_A_Achievable Economic UCT Potential | F6 | Industrial | Food Products | Existing | Process | Natural Gas | Steam Trap Maintenance | A | Standalone Impact on Baseline Winter Peak (%) | Achievable Economic UCT Potential | bar: 2019 to 2040
F7_Industrial_Food Products_Existing_Process_Natural Gas_Steam Trap Maintenance_A_Achievable Economic UCT Potential | F7 | Industrial | Food Products | Existing | Process | Natural Gas | Steam Trap Maintenance | A | Incremental Energy Savings (MWh or mTherms) | Achievable Economic UCT Potential | 0 | 0 | 0.52134 | 0.51236 | 0.50352 | 0.49484 | 0.48631 | 0.47792 | 0.46968 | 0.46159 | 0.45363 | 0.44581 | 0.43812 | 0.43057 | 0.42314 | 0.41585 | 0.40868 | 0.40163 | 0.39471 | 0.3879 | 0.38121 | 0.37464
F8_Industrial_Food Products_Existing_Process_Natural Gas_Steam Trap Maintenance_A_Achievable Economic UCT Potential | F8 | Industrial | Food Products | Existing | Process | Natural Gas | Steam Trap Maintenance | A | Incremental Summer Peak Savings (MW) | Achievable Economic UCT Potential | 0 | 0 | 0 | 0 | 0 | 0 | 0 | 0 | 0 | 0 | 0 | 0 | 0 | 0 | 0 | 0 | 0 | 0 | 0 | 0 | 0 | 0
F9_Industrial_Food Products_Existing_Process_Natural Gas_Steam Trap Maintenance_A_Achievable Economic UCT Potential | F9 | Industrial | Food Products | Existing | Process | Natural Gas | Steam Trap Maintenance | A | Incremental Winter Peak Savings (MW) | Achievable Economic UCT Potential | 0 | 0 | 0 | 0 | 0 | 0 | 0 | 0 | 0 | 0 | 0 | 0 | 0 | 0 | 0 | 0 | 0 | 0 | 0 | 0 | 0 | 0
F10_Industrial_Food Products_Existing_Process_Natural Gas_Steam Trap Maintenance_A_Achievable Economic UCT Potential | F10 | Industrial | Food Products | Existing | Process | Natural Gas | Steam Trap Maintenance | A | Cumulative Energy Savings (MWh or mTherms) | Achievable Economic UCT Potential | 0 | 0 | 0.52134 | 1.0337 | 1.5372 | 2.0321 | 2.5184 | 2.9963 | 3.466 | 3.9276 | 4.3812 | 4.827 | 5.2651 | 5.6957 | 6.1188 | 6.5347 | 6.9433 | 7.345 | 7.7397 | 8.1276 | 8.5088 | 8.8834
F11_Industrial_Food Products_Existing_Process_Natural Gas_Steam Trap Maintenance_A_Achievable Economic UCT Potential | F11 | Industrial | Food Products | Existing | Process | Natural Gas | Steam Trap Maintenance | A | Cumulative Summer Peak Savings (MW) | Achievable Economic UCT Potential | 0 | 0 | 0 | 0 | 0 | 0 | 0 | 0 | 0 | 0 | 0 | 0 | 0 | 0 | 0 | 0 | 0 | 0 | 0 | 0 | 0 | 0
F12_Industrial_Food Products_Existing_Process_Natural Gas_Steam Trap Maintenance_A_Achievable Economic UCT Potential | F12 | Industrial | Food Products | Existing | Process | Natural Gas | Steam Trap Maintenance | A | Cumulative Winter Peak Savings (MW) | Achievable Economic UCT Potential | 0 | 0 | 0 | 0 | 0 | 0 | 0 | 0 | 0 | 0 | 0 | 0 | 0 | 0 | 0 | 0 | 0 | 0 | 0 | 0 | 0 | 0
F13_Industrial_Food Products_Existing_Process_Natural Gas_Steam Trap Maintenance_A_Achievable Economic UCT Potential | F13 | Industrial | Food Products | Existing | Process | Natural Gas | Steam Trap Maintenance | A | Purchases (Incremental) | Achievable Economic UCT Potential | 0 | 0 | 11.6784 | 11.4771 | 11.2792 | 11.0847 | 10.8936 | 10.7058 | 10.5212 | 10.3398 | 10.1615 | 9.9863 | 9.8142 | 9.645 | 9.4787 | 9.3152 | 9.1546 | 8.9968 | 8.8417 | 8.6892 | 8.5394 | 8.3922
F14_Industrial_Food Products_Existing_Process_Natural Gas_Steam Trap Maintenance_A_Achievable Economic UCT Potential | F14 | Industrial | Food Products | Existing | Process | Natural Gas | Steam Trap Maintenance | A | Purchases (Cumulative) | Achievable Economic UCT Potential | 0 | 0 | 11.6784 | 23.1555 | 34.4347 | 45.5195 | 56.4131 | 67.1189 | 77.6401 | 87.9799 | 98.1415 | 108.1278 | 117.942 | 127.5869 | 137.0656 | 146.3808 | 155.5355 | 164.5323 | 173.3739 | 182.0632 | 190.6026 | 198.9948
F1_Industrial_Food Products_Existing_Space Heating_Natural Gas_Gas Boiler - High Turndown_A_Achievable Economic UCT Potential | F1 | Industrial | Food Products | Existing | Space Heating | Natural Gas | Gas Boiler - High Turndown | A | Original Unit Energy Savings (kWh or therms) | Achievable Economic UCT Potential | 0 | 0 | 1.2987 | 1.2955 | 1.2923 | 1.2892 | 1.2861 | 1.2832 | 1.2803 | 1.2776 | 1.2749 | 1.2723 | 1.2699 | 1.2676 | 1.2654 | 1.2633 | 1.2613 | 1.2595 | 1.2578 | 1.2562 | 1.2547 | 1.2534
F2_Industrial_Food Products_Existing_Space Heating_Natural Gas_Gas Boiler - High Turndown_A_Achievable Economic UCT Potential | F2 | Industrial | Food Products | Existing | Space Heating | Natural Gas | Gas Boiler - High Turndown | A | Original Unit Summer Peak Savings (kW) | Achievable Economic UCT Potential | 0 | 0 | 0 | 0 | 0 | 0 | 0 | 0 | 0 | 0 | 0 | 0 | 0 | 0 | 0 | 0 | 0 | 0 | 0 | 0 | 0 | 0
F3_Industrial_Food Products_Existing_Space Heating_Natural Gas_Gas Boiler - High Turndown_A_Achievable Economic UCT Potential | F3 | Industrial | Food Products | Existing | Space Heating | Natural Gas | Gas Boiler - High Turndown | A | Original Unit Winter Peak Savings (kW) | Achievable Economic UCT Potential | 0 | 0 | 0 | 0 | 0 | 0 | 0 | 0 | 0 | 0 | 0 | 0 | 0 | 0 | 0 | 0 | 0 | 0 | 0 | 0 | 0 | 0
F4_Industrial_Food Products_Existing_Space Heating_Natural Gas_Gas Boiler - High Turndown_A_Achievable Economic UCT Potential | F4 | Industrial | Food Products | Existing | Space Heating | Natural Gas | Gas Boiler - High Turndown | A | Standalone Impact on Baseline Energy (%) | Achievable Economic UCT Potential | 0% | 0% | 0.004236% | 0.008546% | 0.01293% | 0.01739% | 0.02193% | 0.02613% | 0.02963% | 0.03259% | 0.03511% | 0.03728% | 0.03918% | 0.04086% | 0.04237% | 0.04375% | 0.04502% | 0.04621% | 0.04702% | 0.04785% | 0.04868% | 0.04954%
F5_Industrial_Food Products_Existing_Space Heating_Natural Gas_Gas Boiler - High Turndown_A_Achievable Economic UCT Potential | F5 | Industrial | Food Products | Existing | Space Heating | Natural Gas | Gas Boiler - High Turndown | A | Standalone Impact on Baseline Summer Peak (%) | Achievable Economic UCT Potential | bar: 2019 to 2040
F6_Industrial_Food Products_Existing_Space Heating_Natural Gas_Gas Boiler - High Turndown_A_Achievable Economic UCT Potential | F6 | Industrial | Food Products | Existing | Space Heating | Natural Gas | Gas Boiler - High Turndown | A | Standalone Impact on Baseline Winter Peak (%) | Achievable Economic UCT Potential | bar: 2019 to 2040
F7_Industrial_Food Products_Existing_Space Heating_Natural Gas_Gas Boiler - High Turndown_A_Achievable Economic UCT Potential | F7 | Industrial | Food Products | Existing | Space Heating | Natural Gas | Gas Boiler - High Turndown | A | Incremental Energy Savings (MWh or mTherms) | Achievable Economic UCT Potential | 0 | 0 | 0.017393 | 0.01705 | 0.016715 | 0.016387 | 0.016066 | 0.014178 | 0.011122 | 0.0087253 | 0.0068457 | 0.0053713 | 0.0042149 | 0.0033077 | 0.002596 | 0.0020376 | 0.0015995 | 0.0012557 | 8.4058e-06 | 2.9466e-06 | 9.8606e-07 | 3.1566e-07
F8_Industrial_Food Products_Existing_Space Heating_Natural Gas_Gas Boiler - High Turndown_A_Achievable Economic UCT Potential | F8 | Industrial | Food Products | Existing | Space Heating | Natural Gas | Gas Boiler - High Turndown | A | Incremental Summer Peak Savings (MW) | Achievable Economic UCT Potential | 0 | 0 | 0 | 0 | 0 | 0 | 0 | 0 | 0 | 0 | 0 | 0 | 0 | 0 | 0 | 0 | 0 | 0 | 0 | 0 | 0 | 0
F9_Industrial_Food Products_Existing_Space Heating_Natural Gas_Gas Boiler - High Turndown_A_Achievable Economic UCT Potential | F9 | Industrial | Food Products | Existing | Space Heating | Natural Gas | Gas Boiler - High Turndown | A | Incremental Winter Peak Savings (MW) | Achievable Economic UCT Potential | 0 | 0 | 0 | 0 | 0 | 0 | 0 | 0 | 0 | 0 | 0 | 0 | 0 | 0 | 0 | 0 | 0 | 0 | 0 | 0 | 0 | 0
F10_Industrial_Food Products_Existing_Space Heating_Natural Gas_Gas Boiler - High Turndown_A_Achievable Economic UCT Potential | F10 | Industrial | Food Products | Existing | Space Heating | Natural Gas | Gas Boiler - High Turndown | A | Cumulative Energy Savings (MWh or mTherms) | Achievable Economic UCT Potential | 0 | 0 | 0.017393 | 0.034399 | 0.051029 | 0.067293 | 0.083201 | 0.097188 | 0.10809 | 0.11659 | 0.12319 | 0.12831 | 0.13228 | 0.13535 | 0.13771 | 0.13952 | 0.1409 | 0.14195 | 0.14177 | 0.14159 | 0.14143 | 0.14128
F11_Industrial_Food Products_Existing_Space Heating_Natural Gas_Gas Boiler - High Turndown_A_Achievable Economic UCT Potential | F11 | Industrial | Food Products | Existing | Space Heating | Natural Gas | Gas Boiler - High Turndown | A | Cumulative Summer Peak Savings (MW) | Achievable Economic UCT Potential | 0 | 0 | 0 | 0 | 0 | 0 | 0 | 0 | 0 | 0 | 0 | 0 | 0 | 0 | 0 | 0 | 0 | 0 | 0 | 0 | 0 | 0
F12_Industrial_Food Products_Existing_Space Heating_Natural Gas_Gas Boiler - High Turndown_A_Achievable Economic UCT Potential | F12 | Industrial | Food Products | Existing | Space Heating | Natural Gas | Gas Boiler - High Turndown | A | Cumulative Winter Peak Savings (MW) | Achievable Economic UCT Potential | 0 | 0 | 0 | 0 | 0 | 0 | 0 | 0 | 0 | 0 | 0 | 0 | 0 | 0 | 0 | 0 | 0 | 0 | 0 | 0 | 0 | 0
F13_Industrial_Food Products_Existing_Space Heating_Natural Gas_Gas Boiler - High Turndown_A_Achievable Economic UCT Potential | F13 | Industrial | Food Products | Existing | Space Heating | Natural Gas | Gas Boiler - High Turndown | A | Purchases (Incremental) | Achievable Economic UCT Potential | 0 | 0 | 13.3923 | 13.1614 | 12.9344 | 12.7114 | 12.4923 | 11.0492 | 8.6869 | 6.8297 | 5.3696 | 4.2216 | 3.3191 | 2.6095 | 2.0516 | 1.613 | 1.2681 | 0.99701 | 0.0066831 | 0.0023457 | 0.00078587 | 0.00025185
F14_Industrial_Food Products_Existing_Space Heating_Natural Gas_Gas Boiler - High Turndown_A_Achievable Economic UCT Potential | F14 | Industrial | Food Products | Existing | Space Heating | Natural Gas | Gas Boiler - High Turndown | A | Purchases (Cumulative) | Achievable Economic UCT Potential | 0 | 0 | 13.3923 | 26.5536 | 39.488 | 52.1995 | 64.6917 | 75.7409 | 84.4279 | 91.2576 | 96.6272 | 100.8488 | 104.1679 | 106.7773 | 108.8289 | 110.4419 | 111.71 | 112.707 | 112.7137 | 112.716 | 112.7168 | 112.7171
F1_Industrial_Food Products_Existing_Process_Natural Gas_Gas Boiler - High Turndown_A_Achievable Economic UCT Potential | F1 | Industrial | Food Products | Existing | Process | Natural Gas | Gas Boiler - High Turndown | A | Original Unit Energy Savings (kWh or therms) | Achievable Economic UCT Potential | 0 | 0 | 47.3863 | 47.3863 | 47.3863 | 47.3863 | 47.3863 | 47.3863 | 47.3863 | 47.3863 | 47.3863 | 47.3863 | 47.3863 | 47.3863 | 47.3863 | 47.3863 | 47.3863 | 47.3863 | 47.3863 | 47.3863 | 47.3863 | 47.3863
F2_Industrial_Food Products_Existing_Process_Natural Gas_Gas Boiler - High Turndown_A_Achievable Economic UCT Potential | F2 | Industrial | Food Products | Existing | Process | Natural Gas | Gas Boiler - High Turndown | A | Original Unit Summer Peak Savings (kW) | Achievable Economic UCT Potential | 0 | 0 | 0 | 0 | 0 | 0 | 0 | 0 | 0 | 0 | 0 | 0 | 0 | 0 | 0 | 0 | 0 | 0 | 0 | 0 | 0 | 0
F3_Industrial_Food Products_Existing_Process_Natural Gas_Gas Boiler - High Turndown_A_Achievable Economic UCT Potential | F3 | Industrial | Food Products | Existing | Process | Natural Gas | Gas Boiler - High Turndown | A | Original Unit Winter Peak Savings (kW) | Achievable Economic UCT Potential | 0 | 0 | 0 | 0 | 0 | 0 | 0 | 0 | 0 | 0 | 0 | 0 | 0 | 0 | 0 | 0 | 0 | 0 | 0 | 0 | 0 | 0
F4_Industrial_Food Products_Existing_Process_Natural Gas_Gas Boiler - High Turndown_A_Achievable Economic UCT Potential | F4 | Industrial | Food Products | Existing | Process | Natural Gas | Gas Boiler - High Turndown | A | Standalone Impact on Baseline Energy (%) | Achievable Economic UCT Potential | 0% | 0% | 0.02352% | 0.04745% | 0.07179% | 0.09657% | 0.1218% | 0.1451% | 0.1646% | 0.181% | 0.195% | 0.2071% | 0.2177% | 0.227% | 0.2354% | 0.2431% | 0.2502% | 0.2569% | 0.2614% | 0.266% | 0.2707% | 0.2754%
F5_Industrial_Food Products_Existing_Process_Natural Gas_Gas Boiler - High Turndown_A_Achievable Economic UCT Potential | F5 | Industrial | Food Products | Existing | Process | Natural Gas | Gas Boiler - High Turndown | A | Standalone Impact on Baseline Summer Peak (%) | Achievable Economic UCT Potential | bar: 2019 to 2040
F6_Industrial_Food Products_Existing_Process_Natural Gas_Gas Boiler - High Turndown_A_Achievable Economic UCT Potential | F6 | Industrial | Food Products | Existing | Process | Natural Gas | Gas Boiler - High Turndown | A | Standalone Impact on Baseline Winter Peak (%) | Achievable Economic UCT Potential | bar: 2019 to 2040
F7_Industrial_Food Products_Existing_Process_Natural Gas_Gas Boiler - High Turndown_A_Achievable Economic UCT Potential | F7 | Industrial | Food Products | Existing | Process | Natural Gas | Gas Boiler - High Turndown | A | Incremental Energy Savings (MWh or mTherms) | Achievable Economic UCT Potential | 0 | 0 | 1.5132 | 1.4871 | 1.4615 | 1.4363 | 1.4115 | 1.2484 | 0.98154 | 0.77169 | 0.60671 | 0.477 | 0.37502 | 0.29484 | 0.23181 | 0.18225 | 0.14329 | 0.11265 | 0.00075513 | 0.00026504 | 8.8796e-05 | 2.8456e-05
F8_Industrial_Food Products_Existing_Process_Natural Gas_Gas Boiler - High Turndown_A_Achievable Economic UCT Potential | F8 | Industrial | Food Products | Existing | Process | Natural Gas | Gas Boiler - High Turndown | A | Incremental Summer Peak Savings (MW) | Achievable Economic UCT Potential | 0 | 0 | 0 | 0 | 0 | 0 | 0 | 0 | 0 | 0 | 0 | 0 | 0 | 0 | 0 | 0 | 0 | 0 | 0 | 0 | 0 | 0
F9_Industrial_Food Products_Existing_Process_Natural Gas_Gas Boiler - High Turndown_A_Achievable Economic UCT Potential | F9 | Industrial | Food Products | Existing | Process | Natural Gas | Gas Boiler - High Turndown | A | Incremental Winter Peak Savings (MW) | Achievable Economic UCT Potential | 0 | 0 | 0 | 0 | 0 | 0 | 0 | 0 | 0 | 0 | 0 | 0 | 0 | 0 | 0 | 0 | 0 | 0 | 0 | 0 | 0 | 0
F10_Industrial_Food Products_Existing_Process_Natural Gas_Gas Boiler - High Turndown_A_Achievable Economic UCT Potential | F10 | Industrial | Food Products | Existing | Process | Natural Gas | Gas Boiler - High Turndown | A | Cumulative Energy Savings (MWh or mTherms) | Achievable Economic UCT Potential | 0 | 0 | 1.5132 | 3.0003 | 4.4618 | 5.898 | 7.3095 | 8.558 | 9.5395 | 10.3112 | 10.9179 | 11.3949 | 11.7699 | 12.0648 | 12.2966 | 12.4788 | 12.6221 | 12.7348 | 12.7355 | 12.7358 | 12.7359 | 12.7359
F11_Industrial_Food Products_Existing_Process_Natural Gas_Gas Boiler - High Turndown_A_Achievable Economic UCT Potential | F11 | Industrial | Food Products | Existing | Process | Natural Gas | Gas Boiler - High Turndown | A | Cumulative Summer Peak Savings (MW) | Achievable Economic UCT Potential | 0 | 0 | 0 | 0 | 0 | 0 | 0 | 0 | 0 | 0 | 0 | 0 | 0 | 0 | 0 | 0 | 0 | 0 | 0 | 0 | 0 | 0
F12_Industrial_Food Products_Existing_Process_Natural Gas_Gas Boiler - High Turndown_A_Achievable Economic UCT Potential | F12 | Industrial | Food Products | Existing | Process | Natural Gas | Gas Boiler - High Turndown | A | Cumulative Winter Peak Savings (MW) | Achievable Economic UCT Potential | 0 | 0 | 0 | 0 | 0 | 0 | 0 | 0 | 0 | 0 | 0 | 0 | 0 | 0 | 0 | 0 | 0 | 0 | 0 | 0 | 0 | 0
F13_Industrial_Food Products_Existing_Process_Natural Gas_Gas Boiler - High Turndown_A_Achievable Economic UCT Potential | F13 | Industrial | Food Products | Existing | Process | Natural Gas | Gas Boiler - High Turndown | A | Purchases (Incremental) | Achievable Economic UCT Potential | 0 | 0 | 31.9331 | 31.3825 | 30.8415 | 30.3097 | 29.7871 | 26.3462 | 20.7136 | 16.2851 | 12.8035 | 10.0662 | 7.9141 | 6.2221 | 4.8919 | 3.846 | 3.0238 | 2.3773 | 0.015936 | 0.0055931 | 0.0018739 | 0.00060051
F14_Industrial_Food Products_Existing_Process_Natural Gas_Gas Boiler - High Turndown_A_Achievable Economic UCT Potential | F14 | Industrial | Food Products | Existing | Process | Natural Gas | Gas Boiler - High Turndown | A | Purchases (Cumulative) | Achievable Economic UCT Potential | 0 | 0 | 31.9331 | 63.3157 | 94.1571 | 124.4668 | 154.254 | 180.6002 | 201.3137 | 217.5989 | 230.4024 | 240.4686 | 248.3827 | 254.6048 | 259.4967 | 263.3427 | 266.3665 | 268.7438 | 268.7598 | 268.7654 | 268.7672 | 268.7678
F1_Industrial_Food Products_Existing_Space Heating_Natural Gas_Gas Boiler - Burner Control Optimization_A_Achievable Economic UCT Potential | F1 | Industrial | Food Products | Existing | Space Heating | Natural Gas | Gas Boiler - Burner Control Optimization | A | Original Unit Energy Savings (kWh or therms) | Achievable Economic UCT Potential | 0 | 0 | 0.37663 | 0.37568 | 0.37476 | 0.37385 | 0.37297 | 0.37212 | 0.37129 | 0.37049 | 0.36972 | 0.36898 | 0.36827 | 0.3676 | 0.36696 | 0.36635 | 0.36578 | 0.36525 | 0.36475 | 0.36429 | 0.36387 | 0.36349
F2_Industrial_Food Products_Existing_Space Heating_Natural Gas_Gas Boiler - Burner Control Optimization_A_Achievable Economic UCT Potential | F2 | Industrial | Food Products | Existing | Space Heating | Natural Gas | Gas Boiler - Burner Control Optimization | A | Original Unit Summer Peak Savings (kW) | Achievable Economic UCT Potential | 0 | 0 | 0 | 0 | 0 | 0 | 0 | 0 | 0 | 0 | 0 | 0 | 0 | 0 | 0 | 0 | 0 | 0 | 0 | 0 | 0 | 0
F3_Industrial_Food Products_Existing_Space Heating_Natural Gas_Gas Boiler - Burner Control Optimization_A_Achievable Economic UCT Potential | F3 | Industrial | Food Products | Existing | Space Heating | Natural Gas | Gas Boiler - Burner Control Optimization | A | Original Unit Winter Peak Savings (kW) | Achievable Economic UCT Potential | 0 | 0 | 0 | 0 | 0 | 0 | 0 | 0 | 0 | 0 | 0 | 0 | 0 | 0 | 0 | 0 | 0 | 0 | 0 | 0 | 0 | 0
F4_Industrial_Food Products_Existing_Space Heating_Natural Gas_Gas Boiler - Burner Control Optimization_A_Achievable Economic UCT Potential | F4 | Industrial | Food Products | Existing | Space Heating | Natural Gas | Gas Boiler - Burner Control Optimization | A | Standalone Impact on Baseline Energy (%) | Achievable Economic UCT Potential | 0% | 0% | 0.0003314% | 0.000858% | 0.001915% | 0.003771% | 0.006672% | 0.01076% | 0.016% | 0.02217% | 0.0289% | 0.03575% | 0.0423% | 0.04822% | 0.05332% | 0.05757% | 0.06101% | 0.06379% | 0.06604% | 0.06792% | 0.06955% | 0.07107%
F5_Industrial_Food Products_Existing_Space Heating_Natural Gas_Gas Boiler - Burner Control Optimization_A_Achievable Economic UCT Potential | F5 | Industrial | Food Products | Existing | Space Heating | Natural Gas | Gas Boiler - Burner Control Optimization | A | Standalone Impact on Baseline Summer Peak (%) | Achievable Economic UCT Potential | bar: 2019 to 2040
F6_Industrial_Food Products_Existing_Space Heating_Natural Gas_Gas Boiler - Burner Control Optimization_A_Achievable Economic UCT Potential | F6 | Industrial | Food Products | Existing | Space Heating | Natural Gas | Gas Boiler - Burner Control Optimization | A | Standalone Impact on Baseline Winter Peak (%) | Achievable Economic UCT Potential | bar: 2019 to 2040
F7_Industrial_Food Products_Existing_Space Heating_Natural Gas_Gas Boiler - Burner Control Optimization_A_Achievable Economic UCT Potential | F7 | Industrial | Food Products | Existing | Space Heating | Natural Gas | Gas Boiler - Burner Control Optimization | A | Incremental Energy Savings (MWh or mTherms) | Achievable Economic UCT Potential | 0 | 0 | 0.0013606 | 0.0020966 | 0.0041108 | 0.0070528 | 0.010756 | 0.014765 | 0.018427 | 0.021082 | 0.022266 | 0.021838 | 0.019993 | 0.017161 | 0.013864 | 0.01058 | 0.0076495 | 0.0052546 | 0.003438 | 0.0021474 | 0.0012831 | 0.00085287
F8_Industrial_Food Products_Existing_Space Heating_Natural Gas_Gas Boiler - Burner Control Optimization_A_Achievable Economic UCT Potential | F8 | Industrial | Food Products | Existing | Space Heating | Natural Gas | Gas Boiler - Burner Control Optimization | A | Incremental Summer Peak Savings (MW) | Achievable Economic UCT Potential | 0 | 0 | 0 | 0 | 0 | 0 | 0 | 0 | 0 | 0 | 0 | 0 | 0 | 0 | 0 | 0 | 0 | 0 | 0 | 0 | 0 | 0
F9_Industrial_Food Products_Existing_Space Heating_Natural Gas_Gas Boiler - Burner Control Optimization_A_Achievable Economic UCT Potential | F9 | Industrial | Food Products | Existing | Space Heating | Natural Gas | Gas Boiler - Burner Control Optimization | A | Incremental Winter Peak Savings (MW) | Achievable Economic UCT Potential | 0 | 0 | 0 | 0 | 0 | 0 | 0 | 0 | 0 | 0 | 0 | 0 | 0 | 0 | 0 | 0 | 0 | 0 | 0 | 0 | 0 | 0
F10_Industrial_Food Products_Existing_Space Heating_Natural Gas_Gas Boiler - Burner Control Optimization_A_Achievable Economic UCT Potential | F10 | Industrial | Food Products | Existing | Space Heating | Natural Gas | Gas Boiler - Burner Control Optimization | A | Cumulative Energy Savings (MWh or mTherms) | Achievable Economic UCT Potential | 0 | 0 | 0.0013606 | 0.0034538 | 0.0075561 | 0.014591 | 0.025313 | 0.04002 | 0.058358 | 0.079315 | 0.10142 | 0.12305 | 0.14281 | 0.15971 | 0.17329 | 0.18359 | 0.19095 | 0.19593 | 0.1991 | 0.201 | 0.20205 | 0.20269
F11_Industrial_Food Products_Existing_Space Heating_Natural Gas_Gas Boiler - Burner Control Optimization_A_Achievable Economic UCT Potential | F11 | Industrial | Food Products | Existing | Space Heating | Natural Gas | Gas Boiler - Burner Control Optimization | A | Cumulative Summer Peak Savings (MW) | Achievable Economic UCT Potential | 0 | 0 | 0 | 0 | 0 | 0 | 0 | 0 | 0 | 0 | 0 | 0 | 0 | 0 | 0 | 0 | 0 | 0 | 0 | 0 | 0 | 0
F12_Industrial_Food Products_Existing_Space Heating_Natural Gas_Gas Boiler - Burner Control Optimization_A_Achievable Economic UCT Potential | F12 | Industrial | Food Products | Existing | Space Heating | Natural Gas | Gas Boiler - Burner Control Optimization | A | Cumulative Winter Peak Savings (MW) | Achievable Economic UCT Potential | 0 | 0 | 0 | 0 | 0 | 0 | 0 | 0 | 0 | 0 | 0 | 0 | 0 | 0 | 0 | 0 | 0 | 0 | 0 | 0 | 0 | 0
F13_Industrial_Food Products_Existing_Space Heating_Natural Gas_Gas Boiler - Burner Control Optimization_A_Achievable Economic UCT Potential | F13 | Industrial | Food Products | Existing | Space Heating | Natural Gas | Gas Boiler - Burner Control Optimization | A | Purchases (Incremental) | Achievable Economic UCT Potential | 0 | 0 | 3.6126 | 5.5808 | 10.9691 | 18.865 | 28.8396 | 39.6794 | 49.6303 | 56.9037 | 60.2244 | 59.186 | 54.2879 | 46.6829 | 37.7819 | 28.8793 | 20.9126 | 14.3864 | 9.4256 | 5.8947 | 3.5262 | 2.3464
F14_Industrial_Food Products_Existing_Space Heating_Natural Gas_Gas Boiler - Burner Control Optimization_A_Achievable Economic UCT Potential | F14 | Industrial | Food Products | Existing | Space Heating | Natural Gas | Gas Boiler - Burner Control Optimization | A | Purchases (Cumulative) | Achievable Economic UCT Potential | 0 | 0 | 3.6126 | 9.1934 | 20.1625 | 39.0276 | 67.8672 | 107.5466 | 157.1769 | 214.0806 | 274.305 | 333.491 | 387.7788 | 434.4617 | 472.2436 | 501.1229 | 522.0354 | 536.4218 | 545.8474 | 551.7421 | 555.2683 | 557.6146
F1_Industrial_Food Products_Existing_Process_Natural Gas_Gas Boiler - Burner Control Optimization_A_Achievable Economic UCT Potential | F1 | Industrial | Food Products | Existing | Process | Natural Gas | Gas Boiler - Burner Control Optimization | A | Original Unit Energy Savings (kWh or therms) | Achievable Economic UCT Potential | 0 | 0 | 13.742 | 13.742 | 13.742 | 13.742 | 13.742 | 13.742 | 13.742 | 13.742 | 13.742 | 13.742 | 13.742 | 13.742 | 13.742 | 13.742 | 13.742 | 13.742 | 13.742 | 13.742 | 13.742 | 13.742
F2_Industrial_Food Products_Existing_Process_Natural Gas_Gas Boiler - Burner Control Optimization_A_Achievable Economic UCT Potential | F2 | Industrial | Food Products | Existing | Process | Natural Gas | Gas Boiler - Burner Control Optimization | A | Original Unit Summer Peak Savings (kW) | Achievable Economic UCT Potential | 0 | 0 | 0 | 0 | 0 | 0 | 0 | 0 | 0 | 0 | 0 | 0 | 0 | 0 | 0 | 0 | 0 | 0 | 0 | 0 | 0 | 0
F3_Industrial_Food Products_Existing_Process_Natural Gas_Gas Boiler - Burner Control Optimization_A_Achievable Economic UCT Potential | F3 | Industrial | Food Products | Existing | Process | Natural Gas | Gas Boiler - Burner Control Optimization | A | Original Unit Winter Peak Savings (kW) | Achievable Economic UCT Potential | 0 | 0 | 0 | 0 | 0 | 0 | 0 | 0 | 0 | 0 | 0 | 0 | 0 | 0 | 0 | 0 | 0 | 0 | 0 | 0 | 0 | 0
F4_Industrial_Food Products_Existing_Process_Natural Gas_Gas Boiler - Burner Control Optimization_A_Achievable Economic UCT Potential | F4 | Industrial | Food Products | Existing | Process | Natural Gas | Gas Boiler - Burner Control Optimization | A | Standalone Impact on Baseline Energy (%) | Achievable Economic UCT Potential | 0% | 0% | 0.00184% | 0.004764% | 0.01063% | 0.02094% | 0.03705% | 0.05974% | 0.08884% | 0.1231% | 0.1605% | 0.1986% | 0.235% | 0.2679% | 0.2963% | 0.3199% | 0.3391% | 0.3546% | 0.3671% | 0.3776% | 0.3867% | 0.3951%
F5_Industrial_Food Products_Existing_Process_Natural Gas_Gas Boiler - Burner Control Optimization_A_Achievable Economic UCT Potential | F5 | Industrial | Food Products | Existing | Process | Natural Gas | Gas Boiler - Burner Control Optimization | A | Standalone Impact on Baseline Summer Peak (%) | Achievable Economic UCT Potential | bar: 2019 to 2040
F6_Industrial_Food Products_Existing_Process_Natural Gas_Gas Boiler - Burner Control Optimization_A_Achievable Economic UCT Potential | F6 | Industrial | Food Products | Existing | Process | Natural Gas | Gas Boiler - Burner Control Optimization | A | Standalone Impact on Baseline Winter Peak (%) | Achievable Economic UCT Potential | bar: 2019 to 2040
F7_Industrial_Food Products_Existing_Process_Natural Gas_Gas Boiler - Burner Control Optimization_A_Achievable Economic UCT Potential | F7 | Industrial | Food Products | Existing | Process | Natural Gas | Gas Boiler - Burner Control Optimization | A | Incremental Energy Savings (MWh or mTherms) | Achievable Economic UCT Potential | 0 | 0 | 0.11838 | 0.18287 | 0.35943 | 0.61815 | 0.94499 | 1.3002 | 1.6262 | 1.8646 | 1.9734 | 1.9394 | 1.7789 | 1.5297 | 1.238 | 0.94629 | 0.68524 | 0.4714 | 0.30885 | 0.19315 | 0.11554 | 0.076884
F8_Industrial_Food Products_Existing_Process_Natural Gas_Gas Boiler - Burner Control Optimization_A_Achievable Economic UCT Potential | F8 | Industrial | Food Products | Existing | Process | Natural Gas | Gas Boiler - Burner Control Optimization | A | Incremental Summer Peak Savings (MW) | Achievable Economic UCT Potential | 0 | 0 | 0 | 0 | 0 | 0 | 0 | 0 | 0 | 0 | 0 | 0 | 0 | 0 | 0 | 0 | 0 | 0 | 0 | 0 | 0 | 0
F9_Industrial_Food Products_Existing_Process_Natural Gas_Gas Boiler - Burner Control Optimization_A_Achievable Economic UCT Potential | F9 | Industrial | Food Products | Existing | Process | Natural Gas | Gas Boiler - Burner Control Optimization | A | Incremental Winter Peak Savings (MW) | Achievable Economic UCT Potential | 0 | 0 | 0 | 0 | 0 | 0 | 0 | 0 | 0 | 0 | 0 | 0 | 0 | 0 | 0 | 0 | 0 | 0 | 0 | 0 | 0 | 0
F10_Industrial_Food Products_Existing_Process_Natural Gas_Gas Boiler - Burner Control Optimization_A_Achievable Economic UCT Potential | F10 | Industrial | Food Products | Existing | Process | Natural Gas | Gas Boiler - Burner Control Optimization | A | Cumulative Energy Savings (MWh or mTherms) | Achievable Economic UCT Potential | 0 | 0 | 0.11838 | 0.30124 | 0.66067 | 1.2788 | 2.2238 | 3.524 | 5.1502 | 7.0148 | 8.9882 | 10.9275 | 12.7064 | 14.2361 | 15.4741 | 16.4204 | 17.1056 | 17.577 | 17.8859 | 18.079 | 18.1946 | 18.2714
F11_Industrial_Food Products_Existing_Process_Natural Gas_Gas Boiler - Burner Control Optimization_A_Achievable Economic UCT Potential | F11 | Industrial | Food Products | Existing | Process | Natural Gas | Gas Boiler - Burner Control Optimization | A | Cumulative Summer Peak Savings (MW) | Achievable Economic UCT Potential | 0 | 0 | 0 | 0 | 0 | 0 | 0 | 0 | 0 | 0 | 0 | 0 | 0 | 0 | 0 | 0 | 0 | 0 | 0 | 0 | 0 | 0
F12_Industrial_Food Products_Existing_Process_Natural Gas_Gas Boiler - Burner Control Optimization_A_Achievable Economic UCT Potential | F12 | Industrial | Food Products | Existing | Process | Natural Gas | Gas Boiler - Burner Control Optimization | A | Cumulative Winter Peak Savings (MW) | Achievable Economic UCT Potential | 0 | 0 | 0 | 0 | 0 | 0 | 0 | 0 | 0 | 0 | 0 | 0 | 0 | 0 | 0 | 0 | 0 | 0 | 0 | 0 | 0 | 0
F13_Industrial_Food Products_Existing_Process_Natural Gas_Gas Boiler - Burner Control Optimization_A_Achievable Economic UCT Potential | F13 | Industrial | Food Products | Existing | Process | Natural Gas | Gas Boiler - Burner Control Optimization | A | Purchases (Incremental) | Achievable Economic UCT Potential | 0 | 0 | 8.6141 | 13.3071 | 26.1553 | 44.9827 | 68.7666 | 94.6133 | 118.3408 | 135.6839 | 143.6018 | 141.1259 | 129.4465 | 111.3128 | 90.0889 | 68.861 | 49.8649 | 34.3036 | 22.4748 | 14.0555 | 8.408 | 5.5948
F14_Industrial_Food Products_Existing_Process_Natural Gas_Gas Boiler - Burner Control Optimization_A_Achievable Economic UCT Potential | F14 | Industrial | Food Products | Existing | Process | Natural Gas | Gas Boiler - Burner Control Optimization | A | Purchases (Cumulative) | Achievable Economic UCT Potential | 0 | 0 | 8.6141 | 21.9212 | 48.0765 | 93.0592 | 161.8258 | 256.4391 | 374.7799 | 510.4638 | 654.0656 | 795.1915 | 924.638 | 1035.9508 | 1126.0397 | 1194.9007 | 1244.7656 | 1279.0692 | 1301.544 | 1315.5996 | 1324.0076 | 1329.6024
F1_Industrial_Food Products_Existing_Space Heating_Natural Gas_HVAC - Demand Controlled Ventilation_A_Achievable Economic UCT Potential | F1 | Industrial | Food Products | Existing | Space Heating | Natural Gas | HVAC - Demand Controlled Ventilation | A | Original Unit Energy Savings (kWh or therms) | Achievable Economic UCT Potential | 0 | 0 | 0.076632 | 0.076208 | 0.075785 | 0.075366 | 0.074954 | 0.074553 | 0.074165 | 0.073793 | 0.07344 | 0.073107 | 0.072794 | 0.072499 | 0.072221 | 0.07196 | 0.071715 | 0.071483 | 0.071266 | 0.071061 | 0.070868 | 0.070686
F2_Industrial_Food Products_Existing_Space Heating_Natural Gas_HVAC - Demand Controlled Ventilation_A_Achievable Economic UCT Potential | F2 | Industrial | Food Products | Existing | Space Heating | Natural Gas | HVAC - Demand Controlled Ventilation | A | Original Unit Summer Peak Savings (kW) | Achievable Economic UCT Potential | 0 | 0 | 0 | 0 | 0 | 0 | 0 | 0 | 0 | 0 | 0 | 0 | 0 | 0 | 0 | 0 | 0 | 0 | 0 | 0 | 0 | 0
F3_Industrial_Food Products_Existing_Space Heating_Natural Gas_HVAC - Demand Controlled Ventilation_A_Achievable Economic UCT Potential | F3 | Industrial | Food Products | Existing | Space Heating | Natural Gas | HVAC - Demand Controlled Ventilation | A | Original Unit Winter Peak Savings (kW) | Achievable Economic UCT Potential | 0 | 0 | 0 | 0 | 0 | 0 | 0 | 0 | 0 | 0 | 0 | 0 | 0 | 0 | 0 | 0 | 0 | 0 | 0 | 0 | 0 | 0
F4_Industrial_Food Products_Existing_Space Heating_Natural Gas_HVAC - Demand Controlled Ventilation_A_Achievable Economic UCT Potential | F4 | Industrial | Food Products | Existing | Space Heating | Natural Gas | HVAC - Demand Controlled Ventilation | A | Standalone Impact on Baseline Energy (%) | Achievable Economic UCT Potential | 0% | 0% | 0.04258% | 0.08564% | 0.1292% | 0.1732% | 0.2177% | 0.2628% | 0.3084% | 0.3545% | 0.4013% | 0.4487% | 0.4967% | 0.5455% | 0.595% | 0.6452% | 0.6962% | 0.748% | 0.8005% | 0.854% | 0.9083% | 0.9634%
F5_Industrial_Food Products_Existing_Space Heating_Natural Gas_HVAC - Demand Controlled Ventilation_A_Achievable Economic UCT Potential | F5 | Industrial | Food Products | Existing | Space Heating | Natural Gas | HVAC - Demand Controlled Ventilation | A | Standalone Impact on Baseline Summer Peak (%) | Achievable Economic UCT Potential | bar: 2019 to 2040
F6_Industrial_Food Products_Existing_Space Heating_Natural Gas_HVAC - Demand Controlled Ventilation_A_Achievable Economic UCT Potential | F6 | Industrial | Food Products | Existing | Space Heating | Natural Gas | HVAC - Demand Controlled Ventilation | A | Standalone Impact on Baseline Winter Peak (%) | Achievable Economic UCT Potential | bar: 2019 to 2040
F7_Industrial_Food Products_Existing_Space Heating_Natural Gas_HVAC - Demand Controlled Ventilation_A_Achievable Economic UCT Potential | F7 | Industrial | Food Products | Existing | Space Heating | Natural Gas | HVAC - Demand Controlled Ventilation | A | Incremental Energy Savings (MWh or mTherms) | Achievable Economic UCT Potential | 0 | 0 | 0.17482 | 0.17085 | 0.16698 | 0.16319 | 0.1595 | 0.15591 | 0.15243 | 0.14905 | 0.14577 | 0.14261 | 0.13955 | 0.13659 | 0.13372 | 0.13094 | 0.12824 | 0.12563 | 0.12309 | 0.12062 | 0.11821 | 0.11588
F8_Industrial_Food Products_Existing_Space Heating_Natural Gas_HVAC - Demand Controlled Ventilation_A_Achievable Economic UCT Potential | F8 | Industrial | Food Products | Existing | Space Heating | Natural Gas | HVAC - Demand Controlled Ventilation | A | Incremental Summer Peak Savings (MW) | Achievable Economic UCT Potential | 0 | 0 | 0 | 0 | 0 | 0 | 0 | 0 | 0 | 0 | 0 | 0 | 0 | 0 | 0 | 0 | 0 | 0 | 0 | 0 | 0 | 0
F9_Industrial_Food Products_Existing_Space Heating_Natural Gas_HVAC - Demand Controlled Ventilation_A_Achievable Economic UCT Potential | F9 | Industrial | Food Products | Existing | Space Heating | Natural Gas | HVAC - Demand Controlled Ventilation | A | Incremental Winter Peak Savings (MW) | Achievable Economic UCT Potential | 0 | 0 | 0 | 0 | 0 | 0 | 0 | 0 | 0 | 0 | 0 | 0 | 0 | 0 | 0 | 0 | 0 | 0 | 0 | 0 | 0 | 0
F10_Industrial_Food Products_Existing_Space Heating_Natural Gas_HVAC - Demand Controlled Ventilation_A_Achievable Economic UCT Potential | F10 | Industrial | Food Products | Existing | Space Heating | Natural Gas | HVAC - Demand Controlled Ventilation | A | Cumulative Energy Savings (MWh or mTherms) | Achievable Economic UCT Potential | 0 | 0 | 0.17482 | 0.3447 | 0.50976 | 0.67014 | 0.82598 | 0.97747 | 1.1248 | 1.2682 | 1.4079 | 1.5441 | 1.6771 | 1.8069 | 1.9337 | 2.0576 | 2.1789 | 2.2975 | 2.4135 | 2.5272 | 2.6386 | 2.7477
F11_Industrial_Food Products_Existing_Space Heating_Natural Gas_HVAC - Demand Controlled Ventilation_A_Achievable Economic UCT Potential | F11 | Industrial | Food Products | Existing | Space Heating | Natural Gas | HVAC - Demand Controlled Ventilation | A | Cumulative Summer Peak Savings (MW) | Achievable Economic UCT Potential | 0 | 0 | 0 | 0 | 0 | 0 | 0 | 0 | 0 | 0 | 0 | 0 | 0 | 0 | 0 | 0 | 0 | 0 | 0 | 0 | 0 | 0
F12_Industrial_Food Products_Existing_Space Heating_Natural Gas_HVAC - Demand Controlled Ventilation_A_Achievable Economic UCT Potential | F12 | Industrial | Food Products | Existing | Space Heating | Natural Gas | HVAC - Demand Controlled Ventilation | A | Cumulative Winter Peak Savings (MW) | Achievable Economic UCT Potential | 0 | 0 | 0 | 0 | 0 | 0 | 0 | 0 | 0 | 0 | 0 | 0 | 0 | 0 | 0 | 0 | 0 | 0 | 0 | 0 | 0 | 0
F13_Industrial_Food Products_Existing_Space Heating_Natural Gas_HVAC - Demand Controlled Ventilation_A_Achievable Economic UCT Potential | F13 | Industrial | Food Products | Existing | Space Heating | Natural Gas | HVAC - Demand Controlled Ventilation | A | Purchases (Incremental) | Achievable Economic UCT Potential | 0 | 0 | 2281.2689 | 2241.9367 | 2203.2826 | 2165.295 | 2127.9623 | 2091.2733 | 2055.2168 | 2019.7821 | 1984.9582 | 1950.7348 | 1917.1015 | 1884.048 | 1851.5644 | 1819.6409 | 1788.2678 | 1757.4356 | 1727.1349 | 1697.3568 | 1668.092 | 1639.3318
F14_Industrial_Food Products_Existing_Space Heating_Natural Gas_HVAC - Demand Controlled Ventilation_A_Achievable Economic UCT Potential | F14 | Industrial | Food Products | Existing | Space Heating | Natural Gas | HVAC - Demand Controlled Ventilation | A | Purchases (Cumulative) | Achievable Economic UCT Potential | 0 | 0 | 2281.2689 | 4523.2055 | 6726.4881 | 8891.7831 | 11019.7454 | 13111.0186 | 15166.2355 | 17186.0175 | 19170.9758 | 21121.7106 | 23038.8121 | 24922.86 | 26774.4244 | 28594.0653 | 30382.3331 | 32139.7686 | 33866.9036 | 35564.2603 | 37232.3523 | 38871.6841
F1_Industrial_Food Products_Existing_Space Heating_Natural Gas_Gas Boiler - Stack Economizer_A_Achievable Economic UCT Potential | F1 | Industrial | Food Products | Existing | Space Heating | Natural Gas | Gas Boiler - Stack Economizer | A | Original Unit Energy Savings (kWh or therms) | Achievable Economic UCT Potential | 0 | 0 | 0.94807 | 0.94569 | 0.94336 | 0.94108 | 0.93886 | 0.93671 | 0.93463 | 0.93261 | 0.93067 | 0.92881 | 0.92703 | 0.92533 | 0.92372 | 0.9222 | 0.92076 | 0.91942 | 0.91817 | 0.91701 | 0.91595 | 0.91498
F2_Industrial_Food Products_Existing_Space Heating_Natural Gas_Gas Boiler - Stack Economizer_A_Achievable Economic UCT Potential | F2 | Industrial | Food Products | Existing | Space Heating | Natural Gas | Gas Boiler - Stack Economizer | A | Original Unit Summer Peak Savings (kW) | Achievable Economic UCT Potential | 0 | 0 | 0 | 0 | 0 | 0 | 0 | 0 | 0 | 0 | 0 | 0 | 0 | 0 | 0 | 0 | 0 | 0 | 0 | 0 | 0 | 0
F3_Industrial_Food Products_Existing_Space Heating_Natural Gas_Gas Boiler - Stack Economizer_A_Achievable Economic UCT Potential | F3 | Industrial | Food Products | Existing | Space Heating | Natural Gas | Gas Boiler - Stack Economizer | A | Original Unit Winter Peak Savings (kW) | Achievable Economic UCT Potential | 0 | 0 | 0 | 0 | 0 | 0 | 0 | 0 | 0 | 0 | 0 | 0 | 0 | 0 | 0 | 0 | 0 | 0 | 0 | 0 | 0 | 0
F4_Industrial_Food Products_Existing_Space Heating_Natural Gas_Gas Boiler - Stack Economizer_A_Achievable Economic UCT Potential | F4 | Industrial | Food Products | Existing | Space Heating | Natural Gas | Gas Boiler - Stack Economizer | A | Standalone Impact on Baseline Energy (%) | Achievable Economic UCT Potential | 0% | 0% | 0.008247% | 0.01664% | 0.02517% | 0.03386% | 0.04269% | 0.05086% | 0.05768% | 0.06344% | 0.06835% | 0.07258% | 0.07627% | 0.07955% | 0.08248% | 0.08516% | 0.08764% | 0.08996% | 0.09154% | 0.09314% | 0.09477% | 0.09643%
F5_Industrial_Food Products_Existing_Space Heating_Natural Gas_Gas Boiler - Stack Economizer_A_Achievable Economic UCT Potential | F5 | Industrial | Food Products | Existing | Space Heating | Natural Gas | Gas Boiler - Stack Economizer | A | Standalone Impact on Baseline Summer Peak (%) | Achievable Economic UCT Potential | bar: 2019 to 2040
F6_Industrial_Food Products_Existing_Space Heating_Natural Gas_Gas Boiler - Stack Economizer_A_Achievable Economic UCT Potential | F6 | Industrial | Food Products | Existing | Space Heating | Natural Gas | Gas Boiler - Stack Economizer | A | Standalone Impact on Baseline Winter Peak (%) | Achievable Economic UCT Potential | bar: 2019 to 2040
F7_Industrial_Food Products_Existing_Space Heating_Natural Gas_Gas Boiler - Stack Economizer_A_Achievable Economic UCT Potential | F7 | Industrial | Food Products | Existing | Space Heating | Natural Gas | Gas Boiler - Stack Economizer | A | Incremental Energy Savings (MWh or mTherms) | Achievable Economic UCT Potential | 0 | 0 | 0.033858 | 0.033191 | 0.032538 | 0.0319 | 0.031276 | 0.0276 | 0.021651 | 0.016985 | 0.013326 | 0.010456 | 0.008205 | 0.006439 | 0.0050536 | 0.0039666 | 0.0031137 | 0.0024445 | 1.6363e-05 | 5.736e-06 | 1.9195e-06 | 6.1449e-07
F8_Industrial_Food Products_Existing_Space Heating_Natural Gas_Gas Boiler - Stack Economizer_A_Achievable Economic UCT Potential | F8 | Industrial | Food Products | Existing | Space Heating | Natural Gas | Gas Boiler - Stack Economizer | A | Incremental Summer Peak Savings (MW) | Achievable Economic UCT Potential | 0 | 0 | 0 | 0 | 0 | 0 | 0 | 0 | 0 | 0 | 0 | 0 | 0 | 0 | 0 | 0 | 0 | 0 | 0 | 0 | 0 | 0
F9_Industrial_Food Products_Existing_Space Heating_Natural Gas_Gas Boiler - Stack Economizer_A_Achievable Economic UCT Potential | F9 | Industrial | Food Products | Existing | Space Heating | Natural Gas | Gas Boiler - Stack Economizer | A | Incremental Winter Peak Savings (MW) | Achievable Economic UCT Potential | 0 | 0 | 0 | 0 | 0 | 0 | 0 | 0 | 0 | 0 | 0 | 0 | 0 | 0 | 0 | 0 | 0 | 0 | 0 | 0 | 0 | 0
F10_Industrial_Food Products_Existing_Space Heating_Natural Gas_Gas Boiler - Stack Economizer_A_Achievable Economic UCT Potential | F10 | Industrial | Food Products | Existing | Space Heating | Natural Gas | Gas Boiler - Stack Economizer | A | Cumulative Energy Savings (MWh or mTherms) | Achievable Economic UCT Potential | 0 | 0 | 0.033858 | 0.066964 | 0.099337 | 0.131 | 0.16196 | 0.18919 | 0.21042 | 0.22695 | 0.23981 | 0.24979 | 0.25751 | 0.26348 | 0.26807 | 0.2716 | 0.27429 | 0.27633 | 0.27597 | 0.27563 | 0.27531 | 0.27502
F11_Industrial_Food Products_Existing_Space Heating_Natural Gas_Gas Boiler - Stack Economizer_A_Achievable Economic UCT Potential | F11 | Industrial | Food Products | Existing | Space Heating | Natural Gas | Gas Boiler - Stack Economizer | A | Cumulative Summer Peak Savings (MW) | Achievable Economic UCT Potential | 0 | 0 | 0 | 0 | 0 | 0 | 0 | 0 | 0 | 0 | 0 | 0 | 0 | 0 | 0 | 0 | 0 | 0 | 0 | 0 | 0 | 0
F12_Industrial_Food Products_Existing_Space Heating_Natural Gas_Gas Boiler - Stack Economizer_A_Achievable Economic UCT Potential | F12 | Industrial | Food Products | Existing | Space Heating | Natural Gas | Gas Boiler - Stack Economizer | A | Cumulative Winter Peak Savings (MW) | Achievable Economic UCT Potential | 0 | 0 | 0 | 0 | 0 | 0 | 0 | 0 | 0 | 0 | 0 | 0 | 0 | 0 | 0 | 0 | 0 | 0 | 0 | 0 | 0 | 0
F13_Industrial_Food Products_Existing_Space Heating_Natural Gas_Gas Boiler - Stack Economizer_A_Achievable Economic UCT Potential | F13 | Industrial | Food Products | Existing | Space Heating | Natural Gas | Gas Boiler - Stack Economizer | A | Purchases (Incremental) | Achievable Economic UCT Potential | 0 | 0 | 35.7127 | 35.0969 | 34.4918 | 33.8971 | 33.3127 | 29.4645 | 23.1652 | 18.2126 | 14.3189 | 11.2576 | 8.8508 | 6.9586 | 5.4709 | 4.3012 | 3.3817 | 2.6587 | 0.017822 | 0.0062551 | 0.0020957 | 0.00067159
F14_Industrial_Food Products_Existing_Space Heating_Natural Gas_Gas Boiler - Stack Economizer_A_Achievable Economic UCT Potential | F14 | Industrial | Food Products | Existing | Space Heating | Natural Gas | Gas Boiler - Stack Economizer | A | Purchases (Cumulative) | Achievable Economic UCT Potential | 0 | 0 | 35.7127 | 70.8096 | 105.3014 | 139.1986 | 172.5113 | 201.9758 | 225.141 | 243.3536 | 257.6725 | 268.9301 | 277.7809 | 284.7395 | 290.2104 | 294.5116 | 297.8933 | 300.552 | 300.5698 | 300.5761 | 300.5782 | 300.5788
F1_Industrial_Food Products_Existing_Process_Natural Gas_Gas Boiler - Stack Economizer_A_Achievable Economic UCT Potential | F1 | Industrial | Food Products | Existing | Process | Natural Gas | Gas Boiler - Stack Economizer | A | Original Unit Energy Savings (kWh or therms) | Achievable Economic UCT Potential | 0 | 0 | 45.4909 | 45.4909 | 45.4909 | 45.4909 | 45.4909 | 45.4909 | 45.4909 | 45.4909 | 45.4909 | 45.4909 | 45.4909 | 45.4909 | 45.4909 | 45.4909 | 45.4909 | 45.4909 | 45.4909 | 45.4909 | 45.4909 | 45.4909
F2_Industrial_Food Products_Existing_Process_Natural Gas_Gas Boiler - Stack Economizer_A_Achievable Economic UCT Potential | F2 | Industrial | Food Products | Existing | Process | Natural Gas | Gas Boiler - Stack Economizer | A | Original Unit Summer Peak Savings (kW) | Achievable Economic UCT Potential | 0 | 0 | 0 | 0 | 0 | 0 | 0 | 0 | 0 | 0 | 0 | 0 | 0 | 0 | 0 | 0 | 0 | 0 | 0 | 0 | 0 | 0
F3_Industrial_Food Products_Existing_Process_Natural Gas_Gas Boiler - Stack Economizer_A_Achievable Economic UCT Potential | F3 | Industrial | Food Products | Existing | Process | Natural Gas | Gas Boiler - Stack Economizer | A | Original Unit Winter Peak Savings (kW) | Achievable Economic UCT Potential | 0 | 0 | 0 | 0 | 0 | 0 | 0 | 0 | 0 | 0 | 0 | 0 | 0 | 0 | 0 | 0 | 0 | 0 | 0 | 0 | 0 | 0
F4_Industrial_Food Products_Existing_Process_Natural Gas_Gas Boiler - Stack Economizer_A_Achievable Economic UCT Potential | F4 | Industrial | Food Products | Existing | Process | Natural Gas | Gas Boiler - Stack Economizer | A | Standalone Impact on Baseline Energy (%) | Achievable Economic UCT Potential | 0% | 0% | 0.0602% | 0.1215% | 0.1838% | 0.2472% | 0.3118% | 0.3714% | 0.4213% | 0.4633% | 0.4992% | 0.5302% | 0.5572% | 0.5812% | 0.6028% | 0.6224% | 0.6406% | 0.6577% | 0.6692% | 0.681% | 0.6929% | 0.7051%
F5_Industrial_Food Products_Existing_Process_Natural Gas_Gas Boiler - Stack Economizer_A_Achievable Economic UCT Potential | F5 | Industrial | Food Products | Existing | Process | Natural Gas | Gas Boiler - Stack Economizer | A | Standalone Impact on Baseline Summer Peak (%) | Achievable Economic UCT Potential | bar: 2019 to 2040
F6_Industrial_Food Products_Existing_Process_Natural Gas_Gas Boiler - Stack Economizer_A_Achievable Economic UCT Potential | F6 | Industrial | Food Products | Existing | Process | Natural Gas | Gas Boiler - Stack Economizer | A | Standalone Impact on Baseline Winter Peak (%) | Achievable Economic UCT Potential | bar: 2019 to 2040
F7_Industrial_Food Products_Existing_Process_Natural Gas_Gas Boiler - Stack Economizer_A_Achievable Economic UCT Potential | F7 | Industrial | Food Products | Existing | Process | Natural Gas | Gas Boiler - Stack Economizer | A | Incremental Energy Savings (MWh or mTherms) | Achievable Economic UCT Potential | 0 | 0 | 3.8738 | 3.807 | 3.7413 | 3.6768 | 3.6134 | 3.196 | 2.5127 | 1.9755 | 1.5532 | 1.2211 | 0.96005 | 0.7548 | 0.59343 | 0.46656 | 0.36681 | 0.28839 | 0.0019331 | 0.0006785 | 0.00022732 | 7.2847e-05
F8_Industrial_Food Products_Existing_Process_Natural Gas_Gas Boiler - Stack Economizer_A_Achievable Economic UCT Potential | F8 | Industrial | Food Products | Existing | Process | Natural Gas | Gas Boiler - Stack Economizer | A | Incremental Summer Peak Savings (MW) | Achievable Economic UCT Potential | 0 | 0 | 0 | 0 | 0 | 0 | 0 | 0 | 0 | 0 | 0 | 0 | 0 | 0 | 0 | 0 | 0 | 0 | 0 | 0 | 0 | 0
F9_Industrial_Food Products_Existing_Process_Natural Gas_Gas Boiler - Stack Economizer_A_Achievable Economic UCT Potential | F9 | Industrial | Food Products | Existing | Process | Natural Gas | Gas Boiler - Stack Economizer | A | Incremental Winter Peak Savings (MW) | Achievable Economic UCT Potential | 0 | 0 | 0 | 0 | 0 | 0 | 0 | 0 | 0 | 0 | 0 | 0 | 0 | 0 | 0 | 0 | 0 | 0 | 0 | 0 | 0 | 0
F10_Industrial_Food Products_Existing_Process_Natural Gas_Gas Boiler - Stack Economizer_A_Achievable Economic UCT Potential | F10 | Industrial | Food Products | Existing | Process | Natural Gas | Gas Boiler - Stack Economizer | A | Cumulative Energy Savings (MWh or mTherms) | Achievable Economic UCT Potential | 0 | 0 | 3.8738 | 7.6808 | 11.4221 | 15.0989 | 18.7124 | 21.9084 | 24.4212 | 26.3967 | 27.9499 | 29.171 | 30.131 | 30.8858 | 31.4793 | 31.9458 | 32.3126 | 32.601 | 32.603 | 32.6036 | 32.6039 | 32.6039
F11_Industrial_Food Products_Existing_Process_Natural Gas_Gas Boiler - Stack Economizer_A_Achievable Economic UCT Potential | F11 | Industrial | Food Products | Existing | Process | Natural Gas | Gas Boiler - Stack Economizer | A | Cumulative Summer Peak Savings (MW) | Achievable Economic UCT Potential | 0 | 0 | 0 | 0 | 0 | 0 | 0 | 0 | 0 | 0 | 0 | 0 | 0 | 0 | 0 | 0 | 0 | 0 | 0 | 0 | 0 | 0
F12_Industrial_Food Products_Existing_Process_Natural Gas_Gas Boiler - Stack Economizer_A_Achievable Economic UCT Potential | F12 | Industrial | Food Products | Existing | Process | Natural Gas | Gas Boiler - Stack Economizer | A | Cumulative Winter Peak Savings (MW) | Achievable Economic UCT Potential | 0 | 0 | 0 | 0 | 0 | 0 | 0 | 0 | 0 | 0 | 0 | 0 | 0 | 0 | 0 | 0 | 0 | 0 | 0 | 0 | 0 | 0
F13_Industrial_Food Products_Existing_Process_Natural Gas_Gas Boiler - Stack Economizer_A_Achievable Economic UCT Potential | F13 | Industrial | Food Products | Existing | Process | Natural Gas | Gas Boiler - Stack Economizer | A | Purchases (Incremental) | Achievable Economic UCT Potential | 0 | 0 | 85.155 | 83.6868 | 82.2439 | 80.8259 | 79.4324 | 70.2565 | 55.2362 | 43.4271 | 34.1427 | 26.8432 | 21.1043 | 16.5923 | 13.045 | 10.2561 | 8.0634 | 6.3395 | 0.042495 | 0.014915 | 0.004997 | 0.0016014
F14_Industrial_Food Products_Existing_Process_Natural Gas_Gas Boiler - Stack Economizer_A_Achievable Economic UCT Potential | F14 | Industrial | Food Products | Existing | Process | Natural Gas | Gas Boiler - Stack Economizer | A | Purchases (Cumulative) | Achievable Economic UCT Potential | 0 | 0 | 85.155 | 168.8417 | 251.0856 | 331.9115 | 411.3439 | 481.6004 | 536.8366 | 580.2637 | 614.4063 | 641.2495 | 662.3538 | 678.9462 | 691.9912 | 702.2473 | 710.3107 | 716.6502 | 716.6927 | 716.7076 | 716.7126 | 716.7142
F1_Industrial_Food Products_Existing_Space Heating_Natural Gas_Gas Furnace Tube Inserts_A_Achievable Economic UCT Potential | F1 | Industrial | Food Products | Existing | Space Heating | Natural Gas | Gas Furnace Tube Inserts | A | Original Unit Energy Savings (kWh or therms) | Achievable Economic UCT Potential | 0 | 0 | 0.088102 | 0.087615 | 0.087128 | 0.086647 | 0.086173 | 0.085712 | 0.085266 | 0.084839 | 0.084432 | 0.08405 | 0.08369 | 0.083351 | 0.083032 | 0.082732 | 0.082449 | 0.082183 | 0.081933 | 0.081697 | 0.081476 | 0.081267
F2_Industrial_Food Products_Existing_Space Heating_Natural Gas_Gas Furnace Tube Inserts_A_Achievable Economic UCT Potential | F2 | Industrial | Food Products | Existing | Space Heating | Natural Gas | Gas Furnace Tube Inserts | A | Original Unit Summer Peak Savings (kW) | Achievable Economic UCT Potential | 0 | 0 | 0 | 0 | 0 | 0 | 0 | 0 | 0 | 0 | 0 | 0 | 0 | 0 | 0 | 0 | 0 | 0 | 0 | 0 | 0 | 0
F3_Industrial_Food Products_Existing_Space Heating_Natural Gas_Gas Furnace Tube Inserts_A_Achievable Economic UCT Potential | F3 | Industrial | Food Products | Existing | Space Heating | Natural Gas | Gas Furnace Tube Inserts | A | Original Unit Winter Peak Savings (kW) | Achievable Economic UCT Potential | 0 | 0 | 0 | 0 | 0 | 0 | 0 | 0 | 0 | 0 | 0 | 0 | 0 | 0 | 0 | 0 | 0 | 0 | 0 | 0 | 0 | 0
F4_Industrial_Food Products_Existing_Space Heating_Natural Gas_Gas Furnace Tube Inserts_A_Achievable Economic UCT Potential | F4 | Industrial | Food Products | Existing | Space Heating | Natural Gas | Gas Furnace Tube Inserts | A | Standalone Impact on Baseline Energy (%) | Achievable Economic UCT Potential | bar: 2019 to 2040
F5_Industrial_Food Products_Existing_Space Heating_Natural Gas_Gas Furnace Tube Inserts_A_Achievable Economic UCT Potential | F5 | Industrial | Food Products | Existing | Space Heating | Natural Gas | Gas Furnace Tube Inserts | A | Standalone Impact on Baseline Summer Peak (%) | Achievable Economic UCT Potential | bar: 2019 to 2040
F6_Industrial_Food Products_Existing_Space Heating_Natural Gas_Gas Furnace Tube Inserts_A_Achievable Economic UCT Potential | F6 | Industrial | Food Products | Existing | Space Heating | Natural Gas | Gas Furnace Tube Inserts | A | Standalone Impact on Baseline Winter Peak (%) | Achievable Economic UCT Potential | bar: 2019 to 2040
F7_Industrial_Food Products_Existing_Space Heating_Natural Gas_Gas Furnace Tube Inserts_A_Achievable Economic UCT Potential | F7 | Industrial | Food Products | Existing | Space Heating | Natural Gas | Gas Furnace Tube Inserts | A | Incremental Energy Savings (MWh or mTherms) | Achievable Economic UCT Potential | 0 | 0 | 0 | 0 | 0 | 0 | 0 | 0 | 0 | 0 | 0 | 0 | 0 | 0 | 0 | 0 | 0 | 0 | 0 | 0 | 0 | 0
F8_Industrial_Food Products_Existing_Space Heating_Natural Gas_Gas Furnace Tube Inserts_A_Achievable Economic UCT Potential | F8 | Industrial | Food Products | Existing | Space Heating | Natural Gas | Gas Furnace Tube Inserts | A | Incremental Summer Peak Savings (MW) | Achievable Economic UCT Potential | 0 | 0 | 0 | 0 | 0 | 0 | 0 | 0 | 0 | 0 | 0 | 0 | 0 | 0 | 0 | 0 | 0 | 0 | 0 | 0 | 0 | 0
F9_Industrial_Food Products_Existing_Space Heating_Natural Gas_Gas Furnace Tube Inserts_A_Achievable Economic UCT Potential | F9 | Industrial | Food Products | Existing | Space Heating | Natural Gas | Gas Furnace Tube Inserts | A | Incremental Winter Peak Savings (MW) | Achievable Economic UCT Potential | 0 | 0 | 0 | 0 | 0 | 0 | 0 | 0 | 0 | 0 | 0 | 0 | 0 | 0 | 0 | 0 | 0 | 0 | 0 | 0 | 0 | 0
F10_Industrial_Food Products_Existing_Space Heating_Natural Gas_Gas Furnace Tube Inserts_A_Achievable Economic UCT Potential | F10 | Industrial | Food Products | Existing | Space Heating | Natural Gas | Gas Furnace Tube Inserts | A | Cumulative Energy Savings (MWh or mTherms) | Achievable Economic UCT Potential | 0 | 0 | 0 | 0 | 0 | 0 | 0 | 0 | 0 | 0 | 0 | 0 | 0 | 0 | 0 | 0 | 0 | 0 | 0 | 0 | 0 | 0
F11_Industrial_Food Products_Existing_Space Heating_Natural Gas_Gas Furnace Tube Inserts_A_Achievable Economic UCT Potential | F11 | Industrial | Food Products | Existing | Space Heating | Natural Gas | Gas Furnace Tube Inserts | A | Cumulative Summer Peak Savings (MW) | Achievable Economic UCT Potential | 0 | 0 | 0 | 0 | 0 | 0 | 0 | 0 | 0 | 0 | 0 | 0 | 0 | 0 | 0 | 0 | 0 | 0 | 0 | 0 | 0 | 0
F12_Industrial_Food Products_Existing_Space Heating_Natural Gas_Gas Furnace Tube Inserts_A_Achievable Economic UCT Potential | F12 | Industrial | Food Products | Existing | Space Heating | Natural Gas | Gas Furnace Tube Inserts | A | Cumulative Winter Peak Savings (MW) | Achievable Economic UCT Potential | 0 | 0 | 0 | 0 | 0 | 0 | 0 | 0 | 0 | 0 | 0 | 0 | 0 | 0 | 0 | 0 | 0 | 0 | 0 | 0 | 0 | 0
F13_Industrial_Food Products_Existing_Space Heating_Natural Gas_Gas Furnace Tube Inserts_A_Achievable Economic UCT Potential | F13 | Industrial | Food Products | Existing | Space Heating | Natural Gas | Gas Furnace Tube Inserts | A | Purchases (Incremental) | Achievable Economic UCT Potential | 0 | 0 | 0 | 0 | 0 | 0 | 0 | 0 | 0 | 0 | 0 | 0 | 0 | 0 | 0 | 0 | 0 | 0 | 0 | 0 | 0 | 0
F14_Industrial_Food Products_Existing_Space Heating_Natural Gas_Gas Furnace Tube Inserts_A_Achievable Economic UCT Potential | F14 | Industrial | Food Products | Existing | Space Heating | Natural Gas | Gas Furnace Tube Inserts | A | Purchases (Cumulative) | Achievable Economic UCT Potential | 0 | 0 | 0 | 0 | 0 | 0 | 0 | 0 | 0 | 0 | 0 | 0 | 0 | 0 | 0 | 0 | 0 | 0 | 0 | 0 | 0 | 0
F1_Industrial_Food Products_Existing_Space Heating_Natural Gas_Space Heating - Heat Recovery Ventilator_A_Achievable Economic UCT Potential | F1 | Industrial | Food Products | Existing | Space Heating | Natural Gas | Space Heating - Heat Recovery Ventilator | A | Original Unit Energy Savings (kWh or therms) | Achievable Economic UCT Potential | 0 | 0 | 0.01336 | 0.013329 | 0.013297 | 0.013266 | 0.013235 | 0.013205 | 0.013176 | 0.013148 | 0.013122 | 0.013097 | 0.013074 | 0.013051 | 0.013031 | 0.013011 | 0.012992 | 0.012975 | 0.012959 | 0.012943 | 0.012929 | 0.012915
F2_Industrial_Food Products_Existing_Space Heating_Natural Gas_Space Heating - Heat Recovery Ventilator_A_Achievable Economic UCT Potential | F2 | Industrial | Food Products | Existing | Space Heating | Natural Gas | Space Heating - Heat Recovery Ventilator | A | Original Unit Summer Peak Savings (kW) | Achievable Economic UCT Potential | 0 | 0 | 0 | 0 | 0 | 0 | 0 | 0 | 0 | 0 | 0 | 0 | 0 | 0 | 0 | 0 | 0 | 0 | 0 | 0 | 0 | 0
F3_Industrial_Food Products_Existing_Space Heating_Natural Gas_Space Heating - Heat Recovery Ventilator_A_Achievable Economic UCT Potential | F3 | Industrial | Food Products | Existing | Space Heating | Natural Gas | Space Heating - Heat Recovery Ventilator | A | Original Unit Winter Peak Savings (kW) | Achievable Economic UCT Potential | 0 | 0 | 0 | 0 | 0 | 0 | 0 | 0 | 0 | 0 | 0 | 0 | 0 | 0 | 0 | 0 | 0 | 0 | 0 | 0 | 0 | 0
F4_Industrial_Food Products_Existing_Space Heating_Natural Gas_Space Heating - Heat Recovery Ventilator_A_Achievable Economic UCT Potential | F4 | Industrial | Food Products | Existing | Space Heating | Natural Gas | Space Heating - Heat Recovery Ventilator | A | Standalone Impact on Baseline Energy (%) | Achievable Economic UCT Potential | bar: 2019 to 2040
F5_Industrial_Food Products_Existing_Space Heating_Natural Gas_Space Heating - Heat Recovery Ventilator_A_Achievable Economic UCT Potential | F5 | Industrial | Food Products | Existing | Space Heating | Natural Gas | Space Heating - Heat Recovery Ventilator | A | Standalone Impact on Baseline Summer Peak (%) | Achievable Economic UCT Potential | bar: 2019 to 2040
F6_Industrial_Food Products_Existing_Space Heating_Natural Gas_Space Heating - Heat Recovery Ventilator_A_Achievable Economic UCT Potential | F6 | Industrial | Food Products | Existing | Space Heating | Natural Gas | Space Heating - Heat Recovery Ventilator | A | Standalone Impact on Baseline Winter Peak (%) | Achievable Economic UCT Potential | bar: 2019 to 2040
F7_Industrial_Food Products_Existing_Space Heating_Natural Gas_Space Heating - Heat Recovery Ventilator_A_Achievable Economic UCT Potential | F7 | Industrial | Food Products | Existing | Space Heating | Natural Gas | Space Heating - Heat Recovery Ventilator | A | Incremental Energy Savings (MWh or mTherms) | Achievable Economic UCT Potential | 0 | 0 | 0 | 0 | 0 | 0 | 0 | 0 | 0 | 0 | 0 | 0 | 0 | 0 | 0 | 0 | 0 | 0 | 0 | 0 | 0 | 0
F8_Industrial_Food Products_Existing_Space Heating_Natural Gas_Space Heating - Heat Recovery Ventilator_A_Achievable Economic UCT Potential | F8 | Industrial | Food Products | Existing | Space Heating | Natural Gas | Space Heating - Heat Recovery Ventilator | A | Incremental Summer Peak Savings (MW) | Achievable Economic UCT Potential | 0 | 0 | 0 | 0 | 0 | 0 | 0 | 0 | 0 | 0 | 0 | 0 | 0 | 0 | 0 | 0 | 0 | 0 | 0 | 0 | 0 | 0
F9_Industrial_Food Products_Existing_Space Heating_Natural Gas_Space Heating - Heat Recovery Ventilator_A_Achievable Economic UCT Potential | F9 | Industrial | Food Products | Existing | Space Heating | Natural Gas | Space Heating - Heat Recovery Ventilator | A | Incremental Winter Peak Savings (MW) | Achievable Economic UCT Potential | 0 | 0 | 0 | 0 | 0 | 0 | 0 | 0 | 0 | 0 | 0 | 0 | 0 | 0 | 0 | 0 | 0 | 0 | 0 | 0 | 0 | 0
F10_Industrial_Food Products_Existing_Space Heating_Natural Gas_Space Heating - Heat Recovery Ventilator_A_Achievable Economic UCT Potential | F10 | Industrial | Food Products | Existing | Space Heating | Natural Gas | Space Heating - Heat Recovery Ventilator | A | Cumulative Energy Savings (MWh or mTherms) | Achievable Economic UCT Potential | 0 | 0 | 0 | 0 | 0 | 0 | 0 | 0 | 0 | 0 | 0 | 0 | 0 | 0 | 0 | 0 | 0 | 0 | 0 | 0 | 0 | 0
F11_Industrial_Food Products_Existing_Space Heating_Natural Gas_Space Heating - Heat Recovery Ventilator_A_Achievable Economic UCT Potential | F11 | Industrial | Food Products | Existing | Space Heating | Natural Gas | Space Heating - Heat Recovery Ventilator | A | Cumulative Summer Peak Savings (MW) | Achievable Economic UCT Potential | 0 | 0 | 0 | 0 | 0 | 0 | 0 | 0 | 0 | 0 | 0 | 0 | 0 | 0 | 0 | 0 | 0 | 0 | 0 | 0 | 0 | 0
F12_Industrial_Food Products_Existing_Space Heating_Natural Gas_Space Heating - Heat Recovery Ventilator_A_Achievable Economic UCT Potential | F12 | Industrial | Food Products | Existing | Space Heating | Natural Gas | Space Heating - Heat Recovery Ventilator | A | Cumulative Winter Peak Savings (MW) | Achievable Economic UCT Potential | 0 | 0 | 0 | 0 | 0 | 0 | 0 | 0 | 0 | 0 | 0 | 0 | 0 | 0 | 0 | 0 | 0 | 0 | 0 | 0 | 0 | 0
F13_Industrial_Food Products_Existing_Space Heating_Natural Gas_Space Heating - Heat Recovery Ventilator_A_Achievable Economic UCT Potential | F13 | Industrial | Food Products | Existing | Space Heating | Natural Gas | Space Heating - Heat Recovery Ventilator | A | Purchases (Incremental) | Achievable Economic UCT Potential | 0 | 0 | 0 | 0 | 0 | 0 | 0 | 0 | 0 | 0 | 0 | 0 | 0 | 0 | 0 | 0 | 0 | 0 | 0 | 0 | 0 | 0
F14_Industrial_Food Products_Existing_Space Heating_Natural Gas_Space Heating - Heat Recovery Ventilator_A_Achievable Economic UCT Potential | F14 | Industrial | Food Products | Existing | Space Heating | Natural Gas | Space Heating - Heat Recovery Ventilator | A | Purchases (Cumulative) | Achievable Economic UCT Potential | 0 | 0 | 0 | 0 | 0 | 0 | 0 | 0 | 0 | 0 | 0 | 0 | 0 | 0 | 0 | 0 | 0 | 0 | 0 | 0 | 0 | 0
F1_Industrial_Food Products_Existing_Space Heating_Natural Gas_Thermostat - Programmable_A_Achievable Economic UCT Potential | F1 | Industrial | Food Products | Existing | Space Heating | Natural Gas | Thermostat - Programmable | A | Original Unit Energy Savings (kWh or therms) | Achievable Economic UCT Potential | 0 | 0 | 0.0064634 | 0.006448 | 0.0064327 | 0.0064176 | 0.0064027 | 0.0063882 | 0.0063742 | 0.0063608 | 0.006348 | 0.006336 | 0.0063246 | 0.0063139 | 0.0063038 | 0.0062943 | 0.0062853 | 0.0062769 | 0.006269 | 0.0062616 | 0.0062546 | 0.006248
F2_Industrial_Food Products_Existing_Space Heating_Natural Gas_Thermostat - Programmable_A_Achievable Economic UCT Potential | F2 | Industrial | Food Products | Existing | Space Heating | Natural Gas | Thermostat - Programmable | A | Original Unit Summer Peak Savings (kW) | Achievable Economic UCT Potential | 0 | 0 | 0 | 0 | 0 | 0 | 0 | 0 | 0 | 0 | 0 | 0 | 0 | 0 | 0 | 0 | 0 | 0 | 0 | 0 | 0 | 0
F3_Industrial_Food Products_Existing_Space Heating_Natural Gas_Thermostat - Programmable_A_Achievable Economic UCT Potential | F3 | Industrial | Food Products | Existing | Space Heating | Natural Gas | Thermostat - Programmable | A | Original Unit Winter Peak Savings (kW) | Achievable Economic UCT Potential | 0 | 0 | 0 | 0 | 0 | 0 | 0 | 0 | 0 | 0 | 0 | 0 | 0 | 0 | 0 | 0 | 0 | 0 | 0 | 0 | 0 | 0
F4_Industrial_Food Products_Existing_Space Heating_Natural Gas_Thermostat - Programmable_A_Achievable Economic UCT Potential | F4 | Industrial | Food Products | Existing | Space Heating | Natural Gas | Thermostat - Programmable | A | Standalone Impact on Baseline Energy (%) | Achievable Economic UCT Potential | bar: 2019 to 2040
F5_Industrial_Food Products_Existing_Space Heating_Natural Gas_Thermostat - Programmable_A_Achievable Economic UCT Potential | F5 | Industrial | Food Products | Existing | Space Heating | Natural Gas | Thermostat - Programmable | A | Standalone Impact on Baseline Summer Peak (%) | Achievable Economic UCT Potential | bar: 2019 to 2040
F6_Industrial_Food Products_Existing_Space Heating_Natural Gas_Thermostat - Programmable_A_Achievable Economic UCT Potential | F6 | Industrial | Food Products | Existing | Space Heating | Natural Gas | Thermostat - Programmable | A | Standalone Impact on Baseline Winter Peak (%) | Achievable Economic UCT Potential | bar: 2019 to 2040
F7_Industrial_Food Products_Existing_Space Heating_Natural Gas_Thermostat - Programmable_A_Achievable Economic UCT Potential | F7 | Industrial | Food Products | Existing | Space Heating | Natural Gas | Thermostat - Programmable | A | Incremental Energy Savings (MWh or mTherms) | Achievable Economic UCT Potential | 0 | 0 | 0 | 0 | 0 | 0 | 0 | 0 | 0 | 0 | 0 | 0 | 0 | 0 | 0 | 0 | 0 | 0 | 0 | 0 | 0 | 0
F8_Industrial_Food Products_Existing_Space Heating_Natural Gas_Thermostat - Programmable_A_Achievable Economic UCT Potential | F8 | Industrial | Food Products | Existing | Space Heating | Natural Gas | Thermostat - Programmable | A | Incremental Summer Peak Savings (MW) | Achievable Economic UCT Potential | 0 | 0 | 0 | 0 | 0 | 0 | 0 | 0 | 0 | 0 | 0 | 0 | 0 | 0 | 0 | 0 | 0 | 0 | 0 | 0 | 0 | 0
F9_Industrial_Food Products_Existing_Space Heating_Natural Gas_Thermostat - Programmable_A_Achievable Economic UCT Potential | F9 | Industrial | Food Products | Existing | Space Heating | Natural Gas | Thermostat - Programmable | A | Incremental Winter Peak Savings (MW) | Achievable Economic UCT Potential | 0 | 0 | 0 | 0 | 0 | 0 | 0 | 0 | 0 | 0 | 0 | 0 | 0 | 0 | 0 | 0 | 0 | 0 | 0 | 0 | 0 | 0
F10_Industrial_Food Products_Existing_Space Heating_Natural Gas_Thermostat - Programmable_A_Achievable Economic UCT Potential | F10 | Industrial | Food Products | Existing | Space Heating | Natural Gas | Thermostat - Programmable | A | Cumulative Energy Savings (MWh or mTherms) | Achievable Economic UCT Potential | 0 | 0 | 0 | 0 | 0 | 0 | 0 | 0 | 0 | 0 | 0 | 0 | 0 | 0 | 0 | 0 | 0 | 0 | 0 | 0 | 0 | 0
F11_Industrial_Food Products_Existing_Space Heating_Natural Gas_Thermostat - Programmable_A_Achievable Economic UCT Potential | F11 | Industrial | Food Products | Existing | Space Heating | Natural Gas | Thermostat - Programmable | A | Cumulative Summer Peak Savings (MW) | Achievable Economic UCT Potential | 0 | 0 | 0 | 0 | 0 | 0 | 0 | 0 | 0 | 0 | 0 | 0 | 0 | 0 | 0 | 0 | 0 | 0 | 0 | 0 | 0 | 0
F12_Industrial_Food Products_Existing_Space Heating_Natural Gas_Thermostat - Programmable_A_Achievable Economic UCT Potential | F12 | Industrial | Food Products | Existing | Space Heating | Natural Gas | Thermostat - Programmable | A | Cumulative Winter Peak Savings (MW) | Achievable Economic UCT Potential | 0 | 0 | 0 | 0 | 0 | 0 | 0 | 0 | 0 | 0 | 0 | 0 | 0 | 0 | 0 | 0 | 0 | 0 | 0 | 0 | 0 | 0
F13_Industrial_Food Products_Existing_Space Heating_Natural Gas_Thermostat - Programmable_A_Achievable Economic UCT Potential | F13 | Industrial | Food Products | Existing | Space Heating | Natural Gas | Thermostat - Programmable | A | Purchases (Incremental) | Achievable Economic UCT Potential | 0 | 0 | 0 | 0 | 0 | 0 | 0 | 0 | 0 | 0 | 0 | 0 | 0 | 0 | 0 | 0 | 0 | 0 | 0 | 0 | 0 | 0
F14_Industrial_Food Products_Existing_Space Heating_Natural Gas_Thermostat - Programmable_A_Achievable Economic UCT Potential | F14 | Industrial | Food Products | Existing | Space Heating | Natural Gas | Thermostat - Programmable | A | Purchases (Cumulative) | Achievable Economic UCT Potential | 0 | 0 | 0 | 0 | 0 | 0 | 0 | 0 | 0 | 0 | 0 | 0 | 0 | 0 | 0 | 0 | 0 | 0 | 0 | 0 | 0 | 0
F1_Industrial_Food Products_Existing_Space Heating_Natural Gas_ENERGY STAR Connected Thermostat_A_Achievable Economic UCT Potential | F1 | Industrial | Food Products | Existing | Space Heating | Natural Gas | ENERGY STAR Connected Thermostat | A | Original Unit Energy Savings (kWh or therms) | Achievable Economic UCT Potential | 0 | 0 | 0.015624 | 0.015587 | 0.01555 | 0.015514 | 0.015478 | 0.015443 | 0.015409 | 0.015376 | 0.015345 | 0.015316 | 0.015289 | 0.015263 | 0.015238 | 0.015215 | 0.015194 | 0.015173 | 0.015154 | 0.015136 | 0.01512 | 0.015104
F2_Industrial_Food Products_Existing_Space Heating_Natural Gas_ENERGY STAR Connected Thermostat_A_Achievable Economic UCT Potential | F2 | Industrial | Food Products | Existing | Space Heating | Natural Gas | ENERGY STAR Connected Thermostat | A | Original Unit Summer Peak Savings (kW) | Achievable Economic UCT Potential | 0 | 0 | 0 | 0 | 0 | 0 | 0 | 0 | 0 | 0 | 0 | 0 | 0 | 0 | 0 | 0 | 0 | 0 | 0 | 0 | 0 | 0
F3_Industrial_Food Products_Existing_Space Heating_Natural Gas_ENERGY STAR Connected Thermostat_A_Achievable Economic UCT Potential | F3 | Industrial | Food Products | Existing | Space Heating | Natural Gas | ENERGY STAR Connected Thermostat | A | Original Unit Winter Peak Savings (kW) | Achievable Economic UCT Potential | 0 | 0 | 0 | 0 | 0 | 0 | 0 | 0 | 0 | 0 | 0 | 0 | 0 | 0 | 0 | 0 | 0 | 0 | 0 | 0 | 0 | 0
F4_Industrial_Food Products_Existing_Space Heating_Natural Gas_ENERGY STAR Connected Thermostat_A_Achievable Economic UCT Potential | F4 | Industrial | Food Products | Existing | Space Heating | Natural Gas | ENERGY STAR Connected Thermostat | A | Standalone Impact on Baseline Energy (%) | Achievable Economic UCT Potential | bar: 2019 to 2040
F5_Industrial_Food Products_Existing_Space Heating_Natural Gas_ENERGY STAR Connected Thermostat_A_Achievable Economic UCT Potential | F5 | Industrial | Food Products | Existing | Space Heating | Natural Gas | ENERGY STAR Connected Thermostat | A | Standalone Impact on Baseline Summer Peak (%) | Achievable Economic UCT Potential | bar: 2019 to 2040
F6_Industrial_Food Products_Existing_Space Heating_Natural Gas_ENERGY STAR Connected Thermostat_A_Achievable Economic UCT Potential | F6 | Industrial | Food Products | Existing | Space Heating | Natural Gas | ENERGY STAR Connected Thermostat | A | Standalone Impact on Baseline Winter Peak (%) | Achievable Economic UCT Potential | bar: 2019 to 2040
F7_Industrial_Food Products_Existing_Space Heating_Natural Gas_ENERGY STAR Connected Thermostat_A_Achievable Economic UCT Potential | F7 | Industrial | Food Products | Existing | Space Heating | Natural Gas | ENERGY STAR Connected Thermostat | A | Incremental Energy Savings (MWh or mTherms) | Achievable Economic UCT Potential | 0 | 0 | 0 | 0 | 0 | 0 | 0 | 0 | 0 | 0 | 0 | 0 | 0 | 0 | 0 | 0 | 0 | 0 | 0 | 0 | 0 | 0
F8_Industrial_Food Products_Existing_Space Heating_Natural Gas_ENERGY STAR Connected Thermostat_A_Achievable Economic UCT Potential | F8 | Industrial | Food Products | Existing | Space Heating | Natural Gas | ENERGY STAR Connected Thermostat | A | Incremental Summer Peak Savings (MW) | Achievable Economic UCT Potential | 0 | 0 | 0 | 0 | 0 | 0 | 0 | 0 | 0 | 0 | 0 | 0 | 0 | 0 | 0 | 0 | 0 | 0 | 0 | 0 | 0 | 0
F9_Industrial_Food Products_Existing_Space Heating_Natural Gas_ENERGY STAR Connected Thermostat_A_Achievable Economic UCT Potential | F9 | Industrial | Food Products | Existing | Space Heating | Natural Gas | ENERGY STAR Connected Thermostat | A | Incremental Winter Peak Savings (MW) | Achievable Economic UCT Potential | 0 | 0 | 0 | 0 | 0 | 0 | 0 | 0 | 0 | 0 | 0 | 0 | 0 | 0 | 0 | 0 | 0 | 0 | 0 | 0 | 0 | 0
F10_Industrial_Food Products_Existing_Space Heating_Natural Gas_ENERGY STAR Connected Thermostat_A_Achievable Economic UCT Potential | F10 | Industrial | Food Products | Existing | Space Heating | Natural Gas | ENERGY STAR Connected Thermostat | A | Cumulative Energy Savings (MWh or mTherms) | Achievable Economic UCT Potential | 0 | 0 | 0 | 0 | 0 | 0 | 0 | 0 | 0 | 0 | 0 | 0 | 0 | 0 | 0 | 0 | 0 | 0 | 0 | 0 | 0 | 0
F11_Industrial_Food Products_Existing_Space Heating_Natural Gas_ENERGY STAR Connected Thermostat_A_Achievable Economic UCT Potential | F11 | Industrial | Food Products | Existing | Space Heating | Natural Gas | ENERGY STAR Connected Thermostat | A | Cumulative Summer Peak Savings (MW) | Achievable Economic UCT Potential | 0 | 0 | 0 | 0 | 0 | 0 | 0 | 0 | 0 | 0 | 0 | 0 | 0 | 0 | 0 | 0 | 0 | 0 | 0 | 0 | 0 | 0
F12_Industrial_Food Products_Existing_Space Heating_Natural Gas_ENERGY STAR Connected Thermostat_A_Achievable Economic UCT Potential | F12 | Industrial | Food Products | Existing | Space Heating | Natural Gas | ENERGY STAR Connected Thermostat | A | Cumulative Winter Peak Savings (MW) | Achievable Economic UCT Potential | 0 | 0 | 0 | 0 | 0 | 0 | 0 | 0 | 0 | 0 | 0 | 0 | 0 | 0 | 0 | 0 | 0 | 0 | 0 | 0 | 0 | 0
F13_Industrial_Food Products_Existing_Space Heating_Natural Gas_ENERGY STAR Connected Thermostat_A_Achievable Economic UCT Potential | F13 | Industrial | Food Products | Existing | Space Heating | Natural Gas | ENERGY STAR Connected Thermostat | A | Purchases (Incremental) | Achievable Economic UCT Potential | 0 | 0 | 0 | 0 | 0 | 0 | 0 | 0 | 0 | 0 | 0 | 0 | 0 | 0 | 0 | 0 | 0 | 0 | 0 | 0 | 0 | 0
F14_Industrial_Food Products_Existing_Space Heating_Natural Gas_ENERGY STAR Connected Thermostat_A_Achievable Economic UCT Potential | F14 | Industrial | Food Products | Existing | Space Heating | Natural Gas | ENERGY STAR Connected Thermostat | A | Purchases (Cumulative) | Achievable Economic UCT Potential | 0 | 0 | 0 | 0 | 0 | 0 | 0 | 0 | 0 | 0 | 0 | 0 | 0 | 0 | 0 | 0 | 0 | 0 | 0 | 0 | 0 | 0
F1_Industrial_Food Products_Existing_Space Heating_Natural Gas_Destratification Fans (HVLS)_A_Achievable Economic UCT Potential | F1 | Industrial | Food Products | Existing | Space Heating | Natural Gas | Destratification Fans (HVLS) | A | Original Unit Energy Savings (kWh or therms) | Achievable Economic UCT Potential | 0 | 0 | 0.015624 | 0.015587 | 0.01555 | 0.015514 | 0.015478 | 0.015443 | 0.015409 | 0.015376 | 0.015345 | 0.015316 | 0.015289 | 0.015263 | 0.015238 | 0.015215 | 0.015194 | 0.015173 | 0.015154 | 0.015136 | 0.01512 | 0.015104
F2_Industrial_Food Products_Existing_Space Heating_Natural Gas_Destratification Fans (HVLS)_A_Achievable Economic UCT Potential | F2 | Industrial | Food Products | Existing | Space Heating | Natural Gas | Destratification Fans (HVLS) | A | Original Unit Summer Peak Savings (kW) | Achievable Economic UCT Potential | 0 | 0 | 0 | 0 | 0 | 0 | 0 | 0 | 0 | 0 | 0 | 0 | 0 | 0 | 0 | 0 | 0 | 0 | 0 | 0 | 0 | 0
F3_Industrial_Food Products_Existing_Space Heating_Natural Gas_Destratification Fans (HVLS)_A_Achievable Economic UCT Potential | F3 | Industrial | Food Products | Existing | Space Heating | Natural Gas | Destratification Fans (HVLS) | A | Original Unit Winter Peak Savings (kW) | Achievable Economic UCT Potential | 0 | 0 | 0 | 0 | 0 | 0 | 0 | 0 | 0 | 0 | 0 | 0 | 0 | 0 | 0 | 0 | 0 | 0 | 0 | 0 | 0 | 0
F4_Industrial_Food Products_Existing_Space Heating_Natural Gas_Destratification Fans (HVLS)_A_Achievable Economic UCT Potential | F4 | Industrial | Food Products | Existing | Space Heating | Natural Gas | Destratification Fans (HVLS) | A | Standalone Impact on Baseline Energy (%) | Achievable Economic UCT Potential | bar: 2019 to 2040
F5_Industrial_Food Products_Existing_Space Heating_Natural Gas_Destratification Fans (HVLS)_A_Achievable Economic UCT Potential | F5 | Industrial | Food Products | Existing | Space Heating | Natural Gas | Destratification Fans (HVLS) | A | Standalone Impact on Baseline Summer Peak (%) | Achievable Economic UCT Potential | bar: 2019 to 2040
F6_Industrial_Food Products_Existing_Space Heating_Natural Gas_Destratification Fans (HVLS)_A_Achievable Economic UCT Potential | F6 | Industrial | Food Products | Existing | Space Heating | Natural Gas | Destratification Fans (HVLS) | A | Standalone Impact on Baseline Winter Peak (%) | Achievable Economic UCT Potential | bar: 2019 to 2040
F7_Industrial_Food Products_Existing_Space Heating_Natural Gas_Destratification Fans (HVLS)_A_Achievable Economic UCT Potential | F7 | Industrial | Food Products | Existing | Space Heating | Natural Gas | Destratification Fans (HVLS) | A | Incremental Energy Savings (MWh or mTherms) | Achievable Economic UCT Potential | 0 | 0 | 0 | 0 | 0 | 0 | 0 | 0 | 0 | 0 | 0 | 0 | 0 | 0 | 0 | 0 | 0 | 0 | 0 | 0 | 0 | 0
F8_Industrial_Food Products_Existing_Space Heating_Natural Gas_Destratification Fans (HVLS)_A_Achievable Economic UCT Potential | F8 | Industrial | Food Products | Existing | Space Heating | Natural Gas | Destratification Fans (HVLS) | A | Incremental Summer Peak Savings (MW) | Achievable Economic UCT Potential | 0 | 0 | 0 | 0 | 0 | 0 | 0 | 0 | 0 | 0 | 0 | 0 | 0 | 0 | 0 | 0 | 0 | 0 | 0 | 0 | 0 | 0
F9_Industrial_Food Products_Existing_Space Heating_Natural Gas_Destratification Fans (HVLS)_A_Achievable Economic UCT Potential | F9 | Industrial | Food Products | Existing | Space Heating | Natural Gas | Destratification Fans (HVLS) | A | Incremental Winter Peak Savings (MW) | Achievable Economic UCT Potential | 0 | 0 | 0 | 0 | 0 | 0 | 0 | 0 | 0 | 0 | 0 | 0 | 0 | 0 | 0 | 0 | 0 | 0 | 0 | 0 | 0 | 0
F10_Industrial_Food Products_Existing_Space Heating_Natural Gas_Destratification Fans (HVLS)_A_Achievable Economic UCT Potential | F10 | Industrial | Food Products | Existing | Space Heating | Natural Gas | Destratification Fans (HVLS) | A | Cumulative Energy Savings (MWh or mTherms) | Achievable Economic UCT Potential | 0 | 0 | 0 | 0 | 0 | 0 | 0 | 0 | 0 | 0 | 0 | 0 | 0 | 0 | 0 | 0 | 0 | 0 | 0 | 0 | 0 | 0
F11_Industrial_Food Products_Existing_Space Heating_Natural Gas_Destratification Fans (HVLS)_A_Achievable Economic UCT Potential | F11 | Industrial | Food Products | Existing | Space Heating | Natural Gas | Destratification Fans (HVLS) | A | Cumulative Summer Peak Savings (MW) | Achievable Economic UCT Potential | 0 | 0 | 0 | 0 | 0 | 0 | 0 | 0 | 0 | 0 | 0 | 0 | 0 | 0 | 0 | 0 | 0 | 0 | 0 | 0 | 0 | 0
F12_Industrial_Food Products_Existing_Space Heating_Natural Gas_Destratification Fans (HVLS)_A_Achievable Economic UCT Potential | F12 | Industrial | Food Products | Existing | Space Heating | Natural Gas | Destratification Fans (HVLS) | A | Cumulative Winter Peak Savings (MW) | Achievable Economic UCT Potential | 0 | 0 | 0 | 0 | 0 | 0 | 0 | 0 | 0 | 0 | 0 | 0 | 0 | 0 | 0 | 0 | 0 | 0 | 0 | 0 | 0 | 0
F13_Industrial_Food Products_Existing_Space Heating_Natural Gas_Destratification Fans (HVLS)_A_Achievable Economic UCT Potential | F13 | Industrial | Food Products | Existing | Space Heating | Natural Gas | Destratification Fans (HVLS) | A | Purchases (Incremental) | Achievable Economic UCT Potential | 0 | 0 | 0 | 0 | 0 | 0 | 0 | 0 | 0 | 0 | 0 | 0 | 0 | 0 | 0 | 0 | 0 | 0 | 0 | 0 | 0 | 0
F14_Industrial_Food Products_Existing_Space Heating_Natural Gas_Destratification Fans (HVLS)_A_Achievable Economic UCT Potential | F14 | Industrial | Food Products | Existing | Space Heating | Natural Gas | Destratification Fans (HVLS) | A | Purchases (Cumulative) | Achievable Economic UCT Potential | 0 | 0 | 0 | 0 | 0 | 0 | 0 | 0 | 0 | 0 | 0 | 0 | 0 | 0 | 0 | 0 | 0 | 0 | 0 | 0 | 0 | 0
F1_Industrial_Food Products_Existing_Space Heating_Natural Gas_Gas Boiler - Insulate Steam Lines/Condensate Tank_A_Achievable Economic UCT Potential | F1 | Industrial | Food Products | Existing | Space Heating | Natural Gas | Gas Boiler - Insulate Steam Lines/Condensate Tank | A | Original Unit Energy Savings (kWh or therms) | Achievable Economic UCT Potential | 0 | 0 | 10.3143 | 10.2884 | 10.2631 | 10.2383 | 10.2142 | 10.1908 | 10.1681 | 10.1462 | 10.1251 | 10.1048 | 10.0855 | 10.067 | 10.0495 | 10.0329 | 10.0173 | 10.0026 | 9.989 | 9.9764 | 9.9649 | 9.9544
F2_Industrial_Food Products_Existing_Space Heating_Natural Gas_Gas Boiler - Insulate Steam Lines/Condensate Tank_A_Achievable Economic UCT Potential | F2 | Industrial | Food Products | Existing | Space Heating | Natural Gas | Gas Boiler - Insulate Steam Lines/Condensate Tank | A | Original Unit Summer Peak Savings (kW) | Achievable Economic UCT Potential | 0 | 0 | 0 | 0 | 0 | 0 | 0 | 0 | 0 | 0 | 0 | 0 | 0 | 0 | 0 | 0 | 0 | 0 | 0 | 0 | 0 | 0
F3_Industrial_Food Products_Existing_Space Heating_Natural Gas_Gas Boiler - Insulate Steam Lines/Condensate Tank_A_Achievable Economic UCT Potential | F3 | Industrial | Food Products | Existing | Space Heating | Natural Gas | Gas Boiler - Insulate Steam Lines/Condensate Tank | A | Original Unit Winter Peak Savings (kW) | Achievable Economic UCT Potential | 0 | 0 | 0 | 0 | 0 | 0 | 0 | 0 | 0 | 0 | 0 | 0 | 0 | 0 | 0 | 0 | 0 | 0 | 0 | 0 | 0 | 0
F4_Industrial_Food Products_Existing_Space Heating_Natural Gas_Gas Boiler - Insulate Steam Lines/Condensate Tank_A_Achievable Economic UCT Potential | F4 | Industrial | Food Products | Existing | Space Heating | Natural Gas | Gas Boiler - Insulate Steam Lines/Condensate Tank | A | Standalone Impact on Baseline Energy (%) | Achievable Economic UCT Potential | 0% | 0% | 0.005127% | 0.01034% | 0.01565% | 0.02105% | 0.02654% | 0.03213% | 0.03782% | 0.0436% | 0.04949% | 0.05548% | 0.06157% | 0.06776% | 0.07406% | 0.08047% | 0.08699% | 0.09363% | 0.1004% | 0.1073% | 0.1142% | 0.1214%
F5_Industrial_Food Products_Existing_Space Heating_Natural Gas_Gas Boiler - Insulate Steam Lines/Condensate Tank_A_Achievable Economic UCT Potential | F5 | Industrial | Food Products | Existing | Space Heating | Natural Gas | Gas Boiler - Insulate Steam Lines/Condensate Tank | A | Standalone Impact on Baseline Summer Peak (%) | Achievable Economic UCT Potential | bar: 2019 to 2040
F6_Industrial_Food Products_Existing_Space Heating_Natural Gas_Gas Boiler - Insulate Steam Lines/Condensate Tank_A_Achievable Economic UCT Potential | F6 | Industrial | Food Products | Existing | Space Heating | Natural Gas | Gas Boiler - Insulate Steam Lines/Condensate Tank | A | Standalone Impact on Baseline Winter Peak (%) | Achievable Economic UCT Potential | bar: 2019 to 2040
F7_Industrial_Food Products_Existing_Space Heating_Natural Gas_Gas Boiler - Insulate Steam Lines/Condensate Tank_A_Achievable Economic UCT Potential | F7 | Industrial | Food Products | Existing | Space Heating | Natural Gas | Gas Boiler - Insulate Steam Lines/Condensate Tank | A | Incremental Energy Savings (MWh or mTherms) | Achievable Economic UCT Potential | 0 | 0 | 0.021049 | 0.020634 | 0.020228 | 0.019831 | 0.019444 | 0.019065 | 0.018694 | 0.018332 | 0.017979 | 0.017633 | 0.017296 | 0.016967 | 0.016645 | 0.016331 | 0.016025 | 0.015725 | 0.015433 | 0.015148 | 0.01487 | 0.014598
F8_Industrial_Food Products_Existing_Space Heating_Natural Gas_Gas Boiler - Insulate Steam Lines/Condensate Tank_A_Achievable Economic UCT Potential | F8 | Industrial | Food Products | Existing | Space Heating | Natural Gas | Gas Boiler - Insulate Steam Lines/Condensate Tank | A | Incremental Summer Peak Savings (MW) | Achievable Economic UCT Potential | 0 | 0 | 0 | 0 | 0 | 0 | 0 | 0 | 0 | 0 | 0 | 0 | 0 | 0 | 0 | 0 | 0 | 0 | 0 | 0 | 0 | 0
F9_Industrial_Food Products_Existing_Space Heating_Natural Gas_Gas Boiler - Insulate Steam Lines/Condensate Tank_A_Achievable Economic UCT Potential | F9 | Industrial | Food Products | Existing | Space Heating | Natural Gas | Gas Boiler - Insulate Steam Lines/Condensate Tank | A | Incremental Winter Peak Savings (MW) | Achievable Economic UCT Potential | 0 | 0 | 0 | 0 | 0 | 0 | 0 | 0 | 0 | 0 | 0 | 0 | 0 | 0 | 0 | 0 | 0 | 0 | 0 | 0 | 0 | 0
F10_Industrial_Food Products_Existing_Space Heating_Natural Gas_Gas Boiler - Insulate Steam Lines/Condensate Tank_A_Achievable Economic UCT Potential | F10 | Industrial | Food Products | Existing | Space Heating | Natural Gas | Gas Boiler - Insulate Steam Lines/Condensate Tank | A | Cumulative Energy Savings (MWh or mTherms) | Achievable Economic UCT Potential | 0 | 0 | 0.021049 | 0.04163 | 0.061755 | 0.081438 | 0.10069 | 0.11952 | 0.13795 | 0.15599 | 0.17364 | 0.19093 | 0.20786 | 0.22444 | 0.2407 | 0.25663 | 0.27226 | 0.28759 | 0.30263 | 0.31739 | 0.3319 | 0.34614
F11_Industrial_Food Products_Existing_Space Heating_Natural Gas_Gas Boiler - Insulate Steam Lines/Condensate Tank_A_Achievable Economic UCT Potential | F11 | Industrial | Food Products | Existing | Space Heating | Natural Gas | Gas Boiler - Insulate Steam Lines/Condensate Tank | A | Cumulative Summer Peak Savings (MW) | Achievable Economic UCT Potential | 0 | 0 | 0 | 0 | 0 | 0 | 0 | 0 | 0 | 0 | 0 | 0 | 0 | 0 | 0 | 0 | 0 | 0 | 0 | 0 | 0 | 0
F12_Industrial_Food Products_Existing_Space Heating_Natural Gas_Gas Boiler - Insulate Steam Lines/Condensate Tank_A_Achievable Economic UCT Potential | F12 | Industrial | Food Products | Existing | Space Heating | Natural Gas | Gas Boiler - Insulate Steam Lines/Condensate Tank | A | Cumulative Winter Peak Savings (MW) | Achievable Economic UCT Potential | 0 | 0 | 0 | 0 | 0 | 0 | 0 | 0 | 0 | 0 | 0 | 0 | 0 | 0 | 0 | 0 | 0 | 0 | 0 | 0 | 0 | 0
F13_Industrial_Food Products_Existing_Space Heating_Natural Gas_Gas Boiler - Insulate Steam Lines/Condensate Tank_A_Achievable Economic UCT Potential | F13 | Industrial | Food Products | Existing | Space Heating | Natural Gas | Gas Boiler - Insulate Steam Lines/Condensate Tank | A | Purchases (Incremental) | Achievable Economic UCT Potential | 0 | 0 | 2.0407 | 2.0055 | 1.971 | 1.937 | 1.9036 | 1.8708 | 1.8385 | 1.8068 | 1.7757 | 1.745 | 1.715 | 1.6854 | 1.6563 | 1.6278 | 1.5997 | 1.5721 | 1.545 | 1.5184 | 1.4922 | 1.4665
F14_Industrial_Food Products_Existing_Space Heating_Natural Gas_Gas Boiler - Insulate Steam Lines/Condensate Tank_A_Achievable Economic UCT Potential | F14 | Industrial | Food Products | Existing | Space Heating | Natural Gas | Gas Boiler - Insulate Steam Lines/Condensate Tank | A | Purchases (Cumulative) | Achievable Economic UCT Potential | 0 | 0 | 2.0407 | 4.0463 | 6.0172 | 7.9542 | 9.8578 | 11.7286 | 13.5671 | 15.3739 | 17.1496 | 18.8946 | 20.6096 | 22.295 | 23.9513 | 25.5791 | 27.1788 | 28.7509 | 30.296 | 31.8144 | 33.3066 | 34.7731
F1_Industrial_Food Products_Existing_Process_Natural Gas_Gas Boiler - Insulate Steam Lines/Condensate Tank_A_Achievable Economic UCT Potential | F1 | Industrial | Food Products | Existing | Process | Natural Gas | Gas Boiler - Insulate Steam Lines/Condensate Tank | A | Original Unit Energy Savings (kWh or therms) | Achievable Economic UCT Potential | 0 | 0 | 376.3371 | 376.3371 | 376.3371 | 376.3371 | 376.3371 | 376.3371 | 376.3371 | 376.3371 | 376.3371 | 376.3371 | 376.3371 | 376.3371 | 376.3371 | 376.3371 | 376.3371 | 376.3371 | 376.3371 | 376.3371 | 376.3371 | 376.3371
F2_Industrial_Food Products_Existing_Process_Natural Gas_Gas Boiler - Insulate Steam Lines/Condensate Tank_A_Achievable Economic UCT Potential | F2 | Industrial | Food Products | Existing | Process | Natural Gas | Gas Boiler - Insulate Steam Lines/Condensate Tank | A | Original Unit Summer Peak Savings (kW) | Achievable Economic UCT Potential | 0 | 0 | 0 | 0 | 0 | 0 | 0 | 0 | 0 | 0 | 0 | 0 | 0 | 0 | 0 | 0 | 0 | 0 | 0 | 0 | 0 | 0
F3_Industrial_Food Products_Existing_Process_Natural Gas_Gas Boiler - Insulate Steam Lines/Condensate Tank_A_Achievable Economic UCT Potential | F3 | Industrial | Food Products | Existing | Process | Natural Gas | Gas Boiler - Insulate Steam Lines/Condensate Tank | A | Original Unit Winter Peak Savings (kW) | Achievable Economic UCT Potential | 0 | 0 | 0 | 0 | 0 | 0 | 0 | 0 | 0 | 0 | 0 | 0 | 0 | 0 | 0 | 0 | 0 | 0 | 0 | 0 | 0 | 0
F4_Industrial_Food Products_Existing_Process_Natural Gas_Gas Boiler - Insulate Steam Lines/Condensate Tank_A_Achievable Economic UCT Potential | F4 | Industrial | Food Products | Existing | Process | Natural Gas | Gas Boiler - Insulate Steam Lines/Condensate Tank | A | Standalone Impact on Baseline Energy (%) | Achievable Economic UCT Potential | 0% | 0% | 0.02846% | 0.05742% | 0.08688% | 0.1169% | 0.1474% | 0.1784% | 0.21% | 0.2422% | 0.2749% | 0.3081% | 0.342% | 0.3765% | 0.4115% | 0.4472% | 0.4835% | 0.5205% | 0.5581% | 0.5963% | 0.6352% | 0.6748%
F5_Industrial_Food Products_Existing_Process_Natural Gas_Gas Boiler - Insulate Steam Lines/Condensate Tank_A_Achievable Economic UCT Potential | F5 | Industrial | Food Products | Existing | Process | Natural Gas | Gas Boiler - Insulate Steam Lines/Condensate Tank | A | Standalone Impact on Baseline Summer Peak (%) | Achievable Economic UCT Potential | bar: 2019 to 2040
F6_Industrial_Food Products_Existing_Process_Natural Gas_Gas Boiler - Insulate Steam Lines/Condensate Tank_A_Achievable Economic UCT Potential | F6 | Industrial | Food Products | Existing | Process | Natural Gas | Gas Boiler - Insulate Steam Lines/Condensate Tank | A | Standalone Impact on Baseline Winter Peak (%) | Achievable Economic UCT Potential | bar: 2019 to 2040
F7_Industrial_Food Products_Existing_Process_Natural Gas_Gas Boiler - Insulate Steam Lines/Condensate Tank_A_Achievable Economic UCT Potential | F7 | Industrial | Food Products | Existing | Process | Natural Gas | Gas Boiler - Insulate Steam Lines/Condensate Tank | A | Incremental Energy Savings (MWh or mTherms) | Achievable Economic UCT Potential | 0 | 0 | 1.8313 | 1.7997 | 1.7687 | 1.7382 | 1.7082 | 1.6787 | 1.6498 | 1.6214 | 1.5934 | 1.5659 | 1.5389 | 1.5124 | 1.4863 | 1.4607 | 1.4355 | 1.4108 | 1.3864 | 1.3625 | 1.339 | 1.316
F8_Industrial_Food Products_Existing_Process_Natural Gas_Gas Boiler - Insulate Steam Lines/Condensate Tank_A_Achievable Economic UCT Potential | F8 | Industrial | Food Products | Existing | Process | Natural Gas | Gas Boiler - Insulate Steam Lines/Condensate Tank | A | Incremental Summer Peak Savings (MW) | Achievable Economic UCT Potential | 0 | 0 | 0 | 0 | 0 | 0 | 0 | 0 | 0 | 0 | 0 | 0 | 0 | 0 | 0 | 0 | 0 | 0 | 0 | 0 | 0 | 0
F9_Industrial_Food Products_Existing_Process_Natural Gas_Gas Boiler - Insulate Steam Lines/Condensate Tank_A_Achievable Economic UCT Potential | F9 | Industrial | Food Products | Existing | Process | Natural Gas | Gas Boiler - Insulate Steam Lines/Condensate Tank | A | Incremental Winter Peak Savings (MW) | Achievable Economic UCT Potential | 0 | 0 | 0 | 0 | 0 | 0 | 0 | 0 | 0 | 0 | 0 | 0 | 0 | 0 | 0 | 0 | 0 | 0 | 0 | 0 | 0 | 0
F10_Industrial_Food Products_Existing_Process_Natural Gas_Gas Boiler - Insulate Steam Lines/Condensate Tank_A_Achievable Economic UCT Potential | F10 | Industrial | Food Products | Existing | Process | Natural Gas | Gas Boiler - Insulate Steam Lines/Condensate Tank | A | Cumulative Energy Savings (MWh or mTherms) | Achievable Economic UCT Potential | 0 | 0 | 1.8313 | 3.631 | 5.3996 | 7.1378 | 8.846 | 10.5247 | 12.1745 | 13.7959 | 15.3893 | 16.9552 | 18.4941 | 20.0065 | 21.4929 | 22.9536 | 24.3891 | 25.7998 | 27.1863 | 28.5488 | 29.8878 | 31.2038
F11_Industrial_Food Products_Existing_Process_Natural Gas_Gas Boiler - Insulate Steam Lines/Condensate Tank_A_Achievable Economic UCT Potential | F11 | Industrial | Food Products | Existing | Process | Natural Gas | Gas Boiler - Insulate Steam Lines/Condensate Tank | A | Cumulative Summer Peak Savings (MW) | Achievable Economic UCT Potential | 0 | 0 | 0 | 0 | 0 | 0 | 0 | 0 | 0 | 0 | 0 | 0 | 0 | 0 | 0 | 0 | 0 | 0 | 0 | 0 | 0 | 0
F12_Industrial_Food Products_Existing_Process_Natural Gas_Gas Boiler - Insulate Steam Lines/Condensate Tank_A_Achievable Economic UCT Potential | F12 | Industrial | Food Products | Existing | Process | Natural Gas | Gas Boiler - Insulate Steam Lines/Condensate Tank | A | Cumulative Winter Peak Savings (MW) | Achievable Economic UCT Potential | 0 | 0 | 0 | 0 | 0 | 0 | 0 | 0 | 0 | 0 | 0 | 0 | 0 | 0 | 0 | 0 | 0 | 0 | 0 | 0 | 0 | 0
F13_Industrial_Food Products_Existing_Process_Natural Gas_Gas Boiler - Insulate Steam Lines/Condensate Tank_A_Achievable Economic UCT Potential | F13 | Industrial | Food Products | Existing | Process | Natural Gas | Gas Boiler - Insulate Steam Lines/Condensate Tank | A | Purchases (Incremental) | Achievable Economic UCT Potential | 0 | 0 | 4.866 | 4.7821 | 4.6997 | 4.6186 | 4.539 | 4.4607 | 4.3838 | 4.3083 | 4.234 | 4.161 | 4.0892 | 4.0187 | 3.9494 | 3.8813 | 3.8144 | 3.7487 | 3.684 | 3.6205 | 3.5581 | 3.4967
F14_Industrial_Food Products_Existing_Process_Natural Gas_Gas Boiler - Insulate Steam Lines/Condensate Tank_A_Achievable Economic UCT Potential | F14 | Industrial | Food Products | Existing | Process | Natural Gas | Gas Boiler - Insulate Steam Lines/Condensate Tank | A | Purchases (Cumulative) | Achievable Economic UCT Potential | 0 | 0 | 4.866 | 9.6481 | 14.3478 | 18.9664 | 23.5055 | 27.9662 | 32.35 | 36.6583 | 40.8923 | 45.0533 | 49.1425 | 53.1612 | 57.1107 | 60.992 | 64.8064 | 68.5551 | 72.2391 | 75.8597 | 79.4177 | 82.9145
F1_Industrial_Food Products_Existing_Space Heating_Natural Gas_Gas Boiler - Insulate Hot Water Lines_A_Achievable Economic UCT Potential | F1 | Industrial | Food Products | Existing | Space Heating | Natural Gas | Gas Boiler - Insulate Hot Water Lines | A | Original Unit Energy Savings (kWh or therms) | Achievable Economic UCT Potential | 0 | 0 | 11.6584 | 11.6292 | 11.6005 | 11.5725 | 11.5453 | 11.5188 | 11.4931 | 11.4684 | 11.4445 | 11.4216 | 11.3997 | 11.3789 | 11.3591 | 11.3403 | 11.3227 | 11.3061 | 11.2907 | 11.2765 | 11.2635 | 11.2516
F2_Industrial_Food Products_Existing_Space Heating_Natural Gas_Gas Boiler - Insulate Hot Water Lines_A_Achievable Economic UCT Potential | F2 | Industrial | Food Products | Existing | Space Heating | Natural Gas | Gas Boiler - Insulate Hot Water Lines | A | Original Unit Summer Peak Savings (kW) | Achievable Economic UCT Potential | 0 | 0 | 0 | 0 | 0 | 0 | 0 | 0 | 0 | 0 | 0 | 0 | 0 | 0 | 0 | 0 | 0 | 0 | 0 | 0 | 0 | 0
F3_Industrial_Food Products_Existing_Space Heating_Natural Gas_Gas Boiler - Insulate Hot Water Lines_A_Achievable Economic UCT Potential | F3 | Industrial | Food Products | Existing | Space Heating | Natural Gas | Gas Boiler - Insulate Hot Water Lines | A | Original Unit Winter Peak Savings (kW) | Achievable Economic UCT Potential | 0 | 0 | 0 | 0 | 0 | 0 | 0 | 0 | 0 | 0 | 0 | 0 | 0 | 0 | 0 | 0 | 0 | 0 | 0 | 0 | 0 | 0
F4_Industrial_Food Products_Existing_Space Heating_Natural Gas_Gas Boiler - Insulate Hot Water Lines_A_Achievable Economic UCT Potential | F4 | Industrial | Food Products | Existing | Space Heating | Natural Gas | Gas Boiler - Insulate Hot Water Lines | A | Standalone Impact on Baseline Energy (%) | Achievable Economic UCT Potential | 0% | 0% | 0.01159% | 0.02338% | 0.03537% | 0.04758% | 0.06% | 0.07264% | 0.08549% | 0.09857% | 0.1119% | 0.1254% | 0.1392% | 0.1532% | 0.1674% | 0.1819% | 0.1967% | 0.2117% | 0.2269% | 0.2425% | 0.2583% | 0.2744%
F5_Industrial_Food Products_Existing_Space Heating_Natural Gas_Gas Boiler - Insulate Hot Water Lines_A_Achievable Economic UCT Potential | F5 | Industrial | Food Products | Existing | Space Heating | Natural Gas | Gas Boiler - Insulate Hot Water Lines | A | Standalone Impact on Baseline Summer Peak (%) | Achievable Economic UCT Potential | bar: 2019 to 2040
F6_Industrial_Food Products_Existing_Space Heating_Natural Gas_Gas Boiler - Insulate Hot Water Lines_A_Achievable Economic UCT Potential | F6 | Industrial | Food Products | Existing | Space Heating | Natural Gas | Gas Boiler - Insulate Hot Water Lines | A | Standalone Impact on Baseline Winter Peak (%) | Achievable Economic UCT Potential | bar: 2019 to 2040
F7_Industrial_Food Products_Existing_Space Heating_Natural Gas_Gas Boiler - Insulate Hot Water Lines_A_Achievable Economic UCT Potential | F7 | Industrial | Food Products | Existing | Space Heating | Natural Gas | Gas Boiler - Insulate Hot Water Lines | A | Incremental Energy Savings (MWh or mTherms) | Achievable Economic UCT Potential | 0 | 0 | 0.047583 | 0.046646 | 0.045728 | 0.044832 | 0.043955 | 0.043098 | 0.042261 | 0.041442 | 0.040643 | 0.039863 | 0.0391 | 0.038356 | 0.037629 | 0.036919 | 0.036226 | 0.035549 | 0.034889 | 0.034244 | 0.033615 | 0.033
F8_Industrial_Food Products_Existing_Space Heating_Natural Gas_Gas Boiler - Insulate Hot Water Lines_A_Achievable Economic UCT Potential | F8 | Industrial | Food Products | Existing | Space Heating | Natural Gas | Gas Boiler - Insulate Hot Water Lines | A | Incremental Summer Peak Savings (MW) | Achievable Economic UCT Potential | 0 | 0 | 0 | 0 | 0 | 0 | 0 | 0 | 0 | 0 | 0 | 0 | 0 | 0 | 0 | 0 | 0 | 0 | 0 | 0 | 0 | 0
F9_Industrial_Food Products_Existing_Space Heating_Natural Gas_Gas Boiler - Insulate Hot Water Lines_A_Achievable Economic UCT Potential | F9 | Industrial | Food Products | Existing | Space Heating | Natural Gas | Gas Boiler - Insulate Hot Water Lines | A | Incremental Winter Peak Savings (MW) | Achievable Economic UCT Potential | 0 | 0 | 0 | 0 | 0 | 0 | 0 | 0 | 0 | 0 | 0 | 0 | 0 | 0 | 0 | 0 | 0 | 0 | 0 | 0 | 0 | 0
F10_Industrial_Food Products_Existing_Space Heating_Natural Gas_Gas Boiler - Insulate Hot Water Lines_A_Achievable Economic UCT Potential | F10 | Industrial | Food Products | Existing | Space Heating | Natural Gas | Gas Boiler - Insulate Hot Water Lines | A | Cumulative Energy Savings (MWh or mTherms) | Achievable Economic UCT Potential | 0 | 0 | 0.047583 | 0.09411 | 0.13961 | 0.1841 | 0.22762 | 0.2702 | 0.31186 | 0.35263 | 0.39254 | 0.43162 | 0.46989 | 0.50738 | 0.54413 | 0.58015 | 0.61547 | 0.65012 | 0.68413 | 0.71751 | 0.75029 | 0.7825
F11_Industrial_Food Products_Existing_Space Heating_Natural Gas_Gas Boiler - Insulate Hot Water Lines_A_Achievable Economic UCT Potential | F11 | Industrial | Food Products | Existing | Space Heating | Natural Gas | Gas Boiler - Insulate Hot Water Lines | A | Cumulative Summer Peak Savings (MW) | Achievable Economic UCT Potential | 0 | 0 | 0 | 0 | 0 | 0 | 0 | 0 | 0 | 0 | 0 | 0 | 0 | 0 | 0 | 0 | 0 | 0 | 0 | 0 | 0 | 0
F12_Industrial_Food Products_Existing_Space Heating_Natural Gas_Gas Boiler - Insulate Hot Water Lines_A_Achievable Economic UCT Potential | F12 | Industrial | Food Products | Existing | Space Heating | Natural Gas | Gas Boiler - Insulate Hot Water Lines | A | Cumulative Winter Peak Savings (MW) | Achievable Economic UCT Potential | 0 | 0 | 0 | 0 | 0 | 0 | 0 | 0 | 0 | 0 | 0 | 0 | 0 | 0 | 0 | 0 | 0 | 0 | 0 | 0 | 0 | 0
F13_Industrial_Food Products_Existing_Space Heating_Natural Gas_Gas Boiler - Insulate Hot Water Lines_A_Achievable Economic UCT Potential | F13 | Industrial | Food Products | Existing | Space Heating | Natural Gas | Gas Boiler - Insulate Hot Water Lines | A | Purchases (Incremental) | Achievable Economic UCT Potential | 0 | 0 | 4.0815 | 4.0111 | 3.9419 | 3.874 | 3.8072 | 3.7415 | 3.677 | 3.6136 | 3.5513 | 3.4901 | 3.4299 | 3.3708 | 3.3127 | 3.2556 | 3.1994 | 3.1443 | 3.0901 | 3.0368 | 2.9844 | 2.933
F14_Industrial_Food Products_Existing_Space Heating_Natural Gas_Gas Boiler - Insulate Hot Water Lines_A_Achievable Economic UCT Potential | F14 | Industrial | Food Products | Existing | Space Heating | Natural Gas | Gas Boiler - Insulate Hot Water Lines | A | Purchases (Cumulative) | Achievable Economic UCT Potential | 0 | 0 | 4.0815 | 8.0926 | 12.0345 | 15.9085 | 19.7156 | 23.4572 | 27.1342 | 30.7478 | 34.2992 | 37.7893 | 41.2192 | 44.59 | 47.9027 | 51.1582 | 54.3576 | 57.5019 | 60.5919 | 63.6287 | 66.6131 | 69.5461
F1_Industrial_Food Products_Existing_Process_Natural Gas_Gas Boiler - Insulate Hot Water Lines_A_Achievable Economic UCT Potential | F1 | Industrial | Food Products | Existing | Process | Natural Gas | Gas Boiler - Insulate Hot Water Lines | A | Original Unit Energy Savings (kWh or therms) | Achievable Economic UCT Potential | 0 | 0 | 425.3792 | 425.3792 | 425.3792 | 425.3792 | 425.3792 | 425.3792 | 425.3792 | 425.3792 | 425.3792 | 425.3792 | 425.3792 | 425.3792 | 425.3792 | 425.3792 | 425.3792 | 425.3792 | 425.3792 | 425.3792 | 425.3792 | 425.3792
F2_Industrial_Food Products_Existing_Process_Natural Gas_Gas Boiler - Insulate Hot Water Lines_A_Achievable Economic UCT Potential | F2 | Industrial | Food Products | Existing | Process | Natural Gas | Gas Boiler - Insulate Hot Water Lines | A | Original Unit Summer Peak Savings (kW) | Achievable Economic UCT Potential | 0 | 0 | 0 | 0 | 0 | 0 | 0 | 0 | 0 | 0 | 0 | 0 | 0 | 0 | 0 | 0 | 0 | 0 | 0 | 0 | 0 | 0
F3_Industrial_Food Products_Existing_Process_Natural Gas_Gas Boiler - Insulate Hot Water Lines_A_Achievable Economic UCT Potential | F3 | Industrial | Food Products | Existing | Process | Natural Gas | Gas Boiler - Insulate Hot Water Lines | A | Original Unit Winter Peak Savings (kW) | Achievable Economic UCT Potential | 0 | 0 | 0 | 0 | 0 | 0 | 0 | 0 | 0 | 0 | 0 | 0 | 0 | 0 | 0 | 0 | 0 | 0 | 0 | 0 | 0 | 0
F4_Industrial_Food Products_Existing_Process_Natural Gas_Gas Boiler - Insulate Hot Water Lines_A_Achievable Economic UCT Potential | F4 | Industrial | Food Products | Existing | Process | Natural Gas | Gas Boiler - Insulate Hot Water Lines | A | Standalone Impact on Baseline Energy (%) | Achievable Economic UCT Potential | 0% | 0% | 0.06434% | 0.1298% | 0.1964% | 0.2642% | 0.3332% | 0.4033% | 0.4748% | 0.5474% | 0.6214% | 0.6966% | 0.7732% | 0.8511% | 0.9303% | 1.011% | 1.093% | 1.177% | 1.262% | 1.348% | 1.436% | 1.526%
F5_Industrial_Food Products_Existing_Process_Natural Gas_Gas Boiler - Insulate Hot Water Lines_A_Achievable Economic UCT Potential | F5 | Industrial | Food Products | Existing | Process | Natural Gas | Gas Boiler - Insulate Hot Water Lines | A | Standalone Impact on Baseline Summer Peak (%) | Achievable Economic UCT Potential | bar: 2019 to 2040
F6_Industrial_Food Products_Existing_Process_Natural Gas_Gas Boiler - Insulate Hot Water Lines_A_Achievable Economic UCT Potential | F6 | Industrial | Food Products | Existing | Process | Natural Gas | Gas Boiler - Insulate Hot Water Lines | A | Standalone Impact on Baseline Winter Peak (%) | Achievable Economic UCT Potential | bar: 2019 to 2040
F7_Industrial_Food Products_Existing_Process_Natural Gas_Gas Boiler - Insulate Hot Water Lines_A_Achievable Economic UCT Potential | F7 | Industrial | Food Products | Existing | Process | Natural Gas | Gas Boiler - Insulate Hot Water Lines | A | Incremental Energy Savings (MWh or mTherms) | Achievable Economic UCT Potential | 0 | 0 | 4.1398 | 4.0684 | 3.9983 | 3.9293 | 3.8616 | 3.795 | 3.7296 | 3.6653 | 3.6021 | 3.54 | 3.479 | 3.419 | 3.36 | 3.3021 | 3.2452 | 3.1892 | 3.1342 | 3.0802 | 3.0271 | 2.9749
F8_Industrial_Food Products_Existing_Process_Natural Gas_Gas Boiler - Insulate Hot Water Lines_A_Achievable Economic UCT Potential | F8 | Industrial | Food Products | Existing | Process | Natural Gas | Gas Boiler - Insulate Hot Water Lines | A | Incremental Summer Peak Savings (MW) | Achievable Economic UCT Potential | 0 | 0 | 0 | 0 | 0 | 0 | 0 | 0 | 0 | 0 | 0 | 0 | 0 | 0 | 0 | 0 | 0 | 0 | 0 | 0 | 0 | 0
F9_Industrial_Food Products_Existing_Process_Natural Gas_Gas Boiler - Insulate Hot Water Lines_A_Achievable Economic UCT Potential | F9 | Industrial | Food Products | Existing | Process | Natural Gas | Gas Boiler - Insulate Hot Water Lines | A | Incremental Winter Peak Savings (MW) | Achievable Economic UCT Potential | 0 | 0 | 0 | 0 | 0 | 0 | 0 | 0 | 0 | 0 | 0 | 0 | 0 | 0 | 0 | 0 | 0 | 0 | 0 | 0 | 0 | 0
F10_Industrial_Food Products_Existing_Process_Natural Gas_Gas Boiler - Insulate Hot Water Lines_A_Achievable Economic UCT Potential | F10 | Industrial | Food Products | Existing | Process | Natural Gas | Gas Boiler - Insulate Hot Water Lines | A | Cumulative Energy Savings (MWh or mTherms) | Achievable Economic UCT Potential | 0 | 0 | 4.1398 | 8.2082 | 12.2065 | 16.1359 | 19.9975 | 23.7925 | 27.5221 | 31.1874 | 34.7895 | 38.3294 | 41.8084 | 45.2274 | 48.5874 | 51.8895 | 55.1346 | 58.3238 | 61.4581 | 64.5382 | 67.5653 | 70.5402
F11_Industrial_Food Products_Existing_Process_Natural Gas_Gas Boiler - Insulate Hot Water Lines_A_Achievable Economic UCT Potential | F11 | Industrial | Food Products | Existing | Process | Natural Gas | Gas Boiler - Insulate Hot Water Lines | A | Cumulative Summer Peak Savings (MW) | Achievable Economic UCT Potential | 0 | 0 | 0 | 0 | 0 | 0 | 0 | 0 | 0 | 0 | 0 | 0 | 0 | 0 | 0 | 0 | 0 | 0 | 0 | 0 | 0 | 0
F12_Industrial_Food Products_Existing_Process_Natural Gas_Gas Boiler - Insulate Hot Water Lines_A_Achievable Economic UCT Potential | F12 | Industrial | Food Products | Existing | Process | Natural Gas | Gas Boiler - Insulate Hot Water Lines | A | Cumulative Winter Peak Savings (MW) | Achievable Economic UCT Potential | 0 | 0 | 0 | 0 | 0 | 0 | 0 | 0 | 0 | 0 | 0 | 0 | 0 | 0 | 0 | 0 | 0 | 0 | 0 | 0 | 0 | 0
F13_Industrial_Food Products_Existing_Process_Natural Gas_Gas Boiler - Insulate Hot Water Lines_A_Achievable Economic UCT Potential | F13 | Industrial | Food Products | Existing | Process | Natural Gas | Gas Boiler - Insulate Hot Water Lines | A | Purchases (Incremental) | Achievable Economic UCT Potential | 0 | 0 | 9.732 | 9.5642 | 9.3993 | 9.2373 | 9.078 | 8.9215 | 8.7677 | 8.6165 | 8.468 | 8.322 | 8.1785 | 8.0375 | 7.8989 | 7.7627 | 7.6289 | 7.4973 | 7.3681 | 7.241 | 7.1162 | 6.9935
F14_Industrial_Food Products_Existing_Process_Natural Gas_Gas Boiler - Insulate Hot Water Lines_A_Achievable Economic UCT Potential | F14 | Industrial | Food Products | Existing | Process | Natural Gas | Gas Boiler - Insulate Hot Water Lines | A | Purchases (Cumulative) | Achievable Economic UCT Potential | 0 | 0 | 9.732 | 19.2963 | 28.6956 | 37.9329 | 47.0109 | 55.9324 | 64.7001 | 73.3166 | 81.7846 | 90.1065 | 98.285 | 106.3224 | 114.2213 | 121.984 | 129.6129 | 137.1102 | 144.4783 | 151.7193 | 158.8355 | 165.829
F1_Industrial_Food Products_Existing_Process_Natural Gas_Process - Insulate Heated Process Fluids_A_Achievable Economic UCT Potential | F1 | Industrial | Food Products | Existing | Process | Natural Gas | Process - Insulate Heated Process Fluids | A | Original Unit Energy Savings (kWh or therms) | Achievable Economic UCT Potential | 0 | 0 | 275.607 | 275.607 | 275.607 | 275.607 | 275.607 | 275.607 | 275.607 | 275.607 | 275.607 | 275.607 | 275.607 | 275.607 | 275.607 | 275.607 | 275.607 | 275.607 | 275.607 | 275.607 | 275.607 | 275.607
F2_Industrial_Food Products_Existing_Process_Natural Gas_Process - Insulate Heated Process Fluids_A_Achievable Economic UCT Potential | F2 | Industrial | Food Products | Existing | Process | Natural Gas | Process - Insulate Heated Process Fluids | A | Original Unit Summer Peak Savings (kW) | Achievable Economic UCT Potential | 0 | 0 | 0 | 0 | 0 | 0 | 0 | 0 | 0 | 0 | 0 | 0 | 0 | 0 | 0 | 0 | 0 | 0 | 0 | 0 | 0 | 0
F3_Industrial_Food Products_Existing_Process_Natural Gas_Process - Insulate Heated Process Fluids_A_Achievable Economic UCT Potential | F3 | Industrial | Food Products | Existing | Process | Natural Gas | Process - Insulate Heated Process Fluids | A | Original Unit Winter Peak Savings (kW) | Achievable Economic UCT Potential | 0 | 0 | 0 | 0 | 0 | 0 | 0 | 0 | 0 | 0 | 0 | 0 | 0 | 0 | 0 | 0 | 0 | 0 | 0 | 0 | 0 | 0
F4_Industrial_Food Products_Existing_Process_Natural Gas_Process - Insulate Heated Process Fluids_A_Achievable Economic UCT Potential | F4 | Industrial | Food Products | Existing | Process | Natural Gas | Process - Insulate Heated Process Fluids | A | Standalone Impact on Baseline Energy (%) | Achievable Economic UCT Potential | 0% | 0% | 0.04559% | 0.09198% | 0.1392% | 0.1872% | 0.2361% | 0.2813% | 0.319% | 0.3509% | 0.3781% | 0.4015% | 0.422% | 0.4401% | 0.4565% | 0.4714% | 0.4851% | 0.4981% | 0.5068% | 0.5157% | 0.5248% | 0.534%
F5_Industrial_Food Products_Existing_Process_Natural Gas_Process - Insulate Heated Process Fluids_A_Achievable Economic UCT Potential | F5 | Industrial | Food Products | Existing | Process | Natural Gas | Process - Insulate Heated Process Fluids | A | Standalone Impact on Baseline Summer Peak (%) | Achievable Economic UCT Potential | bar: 2019 to 2040
F6_Industrial_Food Products_Existing_Process_Natural Gas_Process - Insulate Heated Process Fluids_A_Achievable Economic UCT Potential | F6 | Industrial | Food Products | Existing | Process | Natural Gas | Process - Insulate Heated Process Fluids | A | Standalone Impact on Baseline Winter Peak (%) | Achievable Economic UCT Potential | bar: 2019 to 2040
F7_Industrial_Food Products_Existing_Process_Natural Gas_Process - Insulate Heated Process Fluids_A_Achievable Economic UCT Potential | F7 | Industrial | Food Products | Existing | Process | Natural Gas | Process - Insulate Heated Process Fluids | A | Incremental Energy Savings (MWh or mTherms) | Achievable Economic UCT Potential | 0 | 0 | 2.9337 | 2.8831 | 2.8334 | 2.7845 | 2.7365 | 2.4204 | 1.9029 | 1.4961 | 1.1762 | 0.92477 | 0.72706 | 0.57162 | 0.44941 | 0.35333 | 0.27779 | 0.2184 | 0.001464 | 0.00051384 | 0.00017215 | 5.5168e-05
F8_Industrial_Food Products_Existing_Process_Natural Gas_Process - Insulate Heated Process Fluids_A_Achievable Economic UCT Potential | F8 | Industrial | Food Products | Existing | Process | Natural Gas | Process - Insulate Heated Process Fluids | A | Incremental Summer Peak Savings (MW) | Achievable Economic UCT Potential | 0 | 0 | 0 | 0 | 0 | 0 | 0 | 0 | 0 | 0 | 0 | 0 | 0 | 0 | 0 | 0 | 0 | 0 | 0 | 0 | 0 | 0
F9_Industrial_Food Products_Existing_Process_Natural Gas_Process - Insulate Heated Process Fluids_A_Achievable Economic UCT Potential | F9 | Industrial | Food Products | Existing | Process | Natural Gas | Process - Insulate Heated Process Fluids | A | Incremental Winter Peak Savings (MW) | Achievable Economic UCT Potential | 0 | 0 | 0 | 0 | 0 | 0 | 0 | 0 | 0 | 0 | 0 | 0 | 0 | 0 | 0 | 0 | 0 | 0 | 0 | 0 | 0 | 0
F10_Industrial_Food Products_Existing_Process_Natural Gas_Process - Insulate Heated Process Fluids_A_Achievable Economic UCT Potential | F10 | Industrial | Food Products | Existing | Process | Natural Gas | Process - Insulate Heated Process Fluids | A | Cumulative Energy Savings (MWh or mTherms) | Achievable Economic UCT Potential | 0 | 0 | 2.9337 | 5.8167 | 8.6501 | 11.4346 | 14.1712 | 16.5916 | 18.4945 | 19.9906 | 21.1668 | 22.0916 | 22.8187 | 23.3903 | 23.8397 | 24.193 | 24.4708 | 24.6892 | 24.6907 | 24.6912 | 24.6914 | 24.6914
F11_Industrial_Food Products_Existing_Process_Natural Gas_Process - Insulate Heated Process Fluids_A_Achievable Economic UCT Potential | F11 | Industrial | Food Products | Existing | Process | Natural Gas | Process - Insulate Heated Process Fluids | A | Cumulative Summer Peak Savings (MW) | Achievable Economic UCT Potential | 0 | 0 | 0 | 0 | 0 | 0 | 0 | 0 | 0 | 0 | 0 | 0 | 0 | 0 | 0 | 0 | 0 | 0 | 0 | 0 | 0 | 0
F12_Industrial_Food Products_Existing_Process_Natural Gas_Process - Insulate Heated Process Fluids_A_Achievable Economic UCT Potential | F12 | Industrial | Food Products | Existing | Process | Natural Gas | Process - Insulate Heated Process Fluids | A | Cumulative Winter Peak Savings (MW) | Achievable Economic UCT Potential | 0 | 0 | 0 | 0 | 0 | 0 | 0 | 0 | 0 | 0 | 0 | 0 | 0 | 0 | 0 | 0 | 0 | 0 | 0 | 0 | 0 | 0
F13_Industrial_Food Products_Existing_Process_Natural Gas_Process - Insulate Heated Process Fluids_A_Achievable Economic UCT Potential | F13 | Industrial | Food Products | Existing | Process | Natural Gas | Process - Insulate Heated Process Fluids | A | Purchases (Incremental) | Achievable Economic UCT Potential | 0 | 0 | 10.6444 | 10.4608 | 10.2805 | 10.1032 | 9.929 | 8.7821 | 6.9045 | 5.4284 | 4.2678 | 3.3554 | 2.638 | 2.074 | 1.6306 | 1.282 | 1.0079 | 0.79244 | 0.0053118 | 0.0018644 | 0.00062463 | 0.00020017
F14_Industrial_Food Products_Existing_Process_Natural Gas_Process - Insulate Heated Process Fluids_A_Achievable Economic UCT Potential | F14 | Industrial | Food Products | Existing | Process | Natural Gas | Process - Insulate Heated Process Fluids | A | Purchases (Cumulative) | Achievable Economic UCT Potential | 0 | 0 | 10.6444 | 21.1052 | 31.3857 | 41.4889 | 51.418 | 60.2001 | 67.1046 | 72.533 | 76.8008 | 80.1562 | 82.7942 | 84.8683 | 86.4989 | 87.7809 | 88.7888 | 89.5813 | 89.5866 | 89.5885 | 89.5891 | 89.5893
F1_Industrial_Food Products_Existing_Process_Natural Gas_Process Heat Recovery_A_Achievable Economic UCT Potential | F1 | Industrial | Food Products | Existing | Process | Natural Gas | Process Heat Recovery | A | Original Unit Energy Savings (kWh or therms) | Achievable Economic UCT Potential | 0 | 0 | 3.2358 | 3.2358 | 3.2358 | 3.2358 | 3.2358 | 3.2358 | 3.2358 | 3.2358 | 3.2358 | 3.2358 | 3.2358 | 3.2358 | 3.2358 | 3.2358 | 3.2358 | 3.2358 | 3.2358 | 3.2358 | 3.2358 | 3.2358
F2_Industrial_Food Products_Existing_Process_Natural Gas_Process Heat Recovery_A_Achievable Economic UCT Potential | F2 | Industrial | Food Products | Existing | Process | Natural Gas | Process Heat Recovery | A | Original Unit Summer Peak Savings (kW) | Achievable Economic UCT Potential | 0 | 0 | 0 | 0 | 0 | 0 | 0 | 0 | 0 | 0 | 0 | 0 | 0 | 0 | 0 | 0 | 0 | 0 | 0 | 0 | 0 | 0
F3_Industrial_Food Products_Existing_Process_Natural Gas_Process Heat Recovery_A_Achievable Economic UCT Potential | F3 | Industrial | Food Products | Existing | Process | Natural Gas | Process Heat Recovery | A | Original Unit Winter Peak Savings (kW) | Achievable Economic UCT Potential | 0 | 0 | 0 | 0 | 0 | 0 | 0 | 0 | 0 | 0 | 0 | 0 | 0 | 0 | 0 | 0 | 0 | 0 | 0 | 0 | 0 | 0
F4_Industrial_Food Products_Existing_Process_Natural Gas_Process Heat Recovery_A_Achievable Economic UCT Potential | F4 | Industrial | Food Products | Existing | Process | Natural Gas | Process Heat Recovery | A | Standalone Impact on Baseline Energy (%) | Achievable Economic UCT Potential | bar: 2019 to 2040
F5_Industrial_Food Products_Existing_Process_Natural Gas_Process Heat Recovery_A_Achievable Economic UCT Potential | F5 | Industrial | Food Products | Existing | Process | Natural Gas | Process Heat Recovery | A | Standalone Impact on Baseline Summer Peak (%) | Achievable Economic UCT Potential | bar: 2019 to 2040
F6_Industrial_Food Products_Existing_Process_Natural Gas_Process Heat Recovery_A_Achievable Economic UCT Potential | F6 | Industrial | Food Products | Existing | Process | Natural Gas | Process Heat Recovery | A | Standalone Impact on Baseline Winter Peak (%) | Achievable Economic UCT Potential | bar: 2019 to 2040
F7_Industrial_Food Products_Existing_Process_Natural Gas_Process Heat Recovery_A_Achievable Economic UCT Potential | F7 | Industrial | Food Products | Existing | Process | Natural Gas | Process Heat Recovery | A | Incremental Energy Savings (MWh or mTherms) | Achievable Economic UCT Potential | 0 | 0 | 0 | 0 | 0 | 0 | 0 | 0 | 0 | 0 | 0 | 0 | 0 | 0 | 0 | 0 | 0 | 0 | 0 | 0 | 0 | 0
F8_Industrial_Food Products_Existing_Process_Natural Gas_Process Heat Recovery_A_Achievable Economic UCT Potential | F8 | Industrial | Food Products | Existing | Process | Natural Gas | Process Heat Recovery | A | Incremental Summer Peak Savings (MW) | Achievable Economic UCT Potential | 0 | 0 | 0 | 0 | 0 | 0 | 0 | 0 | 0 | 0 | 0 | 0 | 0 | 0 | 0 | 0 | 0 | 0 | 0 | 0 | 0 | 0
F9_Industrial_Food Products_Existing_Process_Natural Gas_Process Heat Recovery_A_Achievable Economic UCT Potential | F9 | Industrial | Food Products | Existing | Process | Natural Gas | Process Heat Recovery | A | Incremental Winter Peak Savings (MW) | Achievable Economic UCT Potential | 0 | 0 | 0 | 0 | 0 | 0 | 0 | 0 | 0 | 0 | 0 | 0 | 0 | 0 | 0 | 0 | 0 | 0 | 0 | 0 | 0 | 0
F10_Industrial_Food Products_Existing_Process_Natural Gas_Process Heat Recovery_A_Achievable Economic UCT Potential | F10 | Industrial | Food Products | Existing | Process | Natural Gas | Process Heat Recovery | A | Cumulative Energy Savings (MWh or mTherms) | Achievable Economic UCT Potential | 0 | 0 | 0 | 0 | 0 | 0 | 0 | 0 | 0 | 0 | 0 | 0 | 0 | 0 | 0 | 0 | 0 | 0 | 0 | 0 | 0 | 0
F11_Industrial_Food Products_Existing_Process_Natural Gas_Process Heat Recovery_A_Achievable Economic UCT Potential | F11 | Industrial | Food Products | Existing | Process | Natural Gas | Process Heat Recovery | A | Cumulative Summer Peak Savings (MW) | Achievable Economic UCT Potential | 0 | 0 | 0 | 0 | 0 | 0 | 0 | 0 | 0 | 0 | 0 | 0 | 0 | 0 | 0 | 0 | 0 | 0 | 0 | 0 | 0 | 0
F12_Industrial_Food Products_Existing_Process_Natural Gas_Process Heat Recovery_A_Achievable Economic UCT Potential | F12 | Industrial | Food Products | Existing | Process | Natural Gas | Process Heat Recovery | A | Cumulative Winter Peak Savings (MW) | Achievable Economic UCT Potential | 0 | 0 | 0 | 0 | 0 | 0 | 0 | 0 | 0 | 0 | 0 | 0 | 0 | 0 | 0 | 0 | 0 | 0 | 0 | 0 | 0 | 0
F13_Industrial_Food Products_Existing_Process_Natural Gas_Process Heat Recovery_A_Achievable Economic UCT Potential | F13 | Industrial | Food Products | Existing | Process | Natural Gas | Process Heat Recovery | A | Purchases (Incremental) | Achievable Economic UCT Potential | 0 | 0 | 0 | 0 | 0 | 0 | 0 | 0 | 0 | 0 | 0 | 0 | 0 | 0 | 0 | 0 | 0 | 0 | 0 | 0 | 0 | 0
F14_Industrial_Food Products_Existing_Process_Natural Gas_Process Heat Recovery_A_Achievable Economic UCT Potential | F14 | Industrial | Food Products | Existing | Process | Natural Gas | Process Heat Recovery | A | Purchases (Cumulative) | Achievable Economic UCT Potential | 0 | 0 | 0 | 0 | 0 | 0 | 0 | 0 | 0 | 0 | 0 | 0 | 0 | 0 | 0 | 0 | 0 | 0 | 0 | 0 | 0 | 0
F1_Industrial_Food Products_Existing_Space Heating_Natural Gas_Building Automation System_A_Achievable Economic UCT Potential | F1 | Industrial | Food Products | Existing | Space Heating | Natural Gas | Building Automation System | A | Original Unit Energy Savings (kWh or therms) | Achievable Economic UCT Potential | 0 | 0 | 0.015624 | 0.015587 | 0.01555 | 0.015514 | 0.015478 | 0.015443 | 0.015409 | 0.015376 | 0.015345 | 0.015316 | 0.015289 | 0.015263 | 0.015238 | 0.015215 | 0.015194 | 0.015173 | 0.015154 | 0.015136 | 0.01512 | 0.015104
F2_Industrial_Food Products_Existing_Space Heating_Natural Gas_Building Automation System_A_Achievable Economic UCT Potential | F2 | Industrial | Food Products | Existing | Space Heating | Natural Gas | Building Automation System | A | Original Unit Summer Peak Savings (kW) | Achievable Economic UCT Potential | 0 | 0 | 0 | 0 | 0 | 0 | 0 | 0 | 0 | 0 | 0 | 0 | 0 | 0 | 0 | 0 | 0 | 0 | 0 | 0 | 0 | 0
F3_Industrial_Food Products_Existing_Space Heating_Natural Gas_Building Automation System_A_Achievable Economic UCT Potential | F3 | Industrial | Food Products | Existing | Space Heating | Natural Gas | Building Automation System | A | Original Unit Winter Peak Savings (kW) | Achievable Economic UCT Potential | 0 | 0 | 0 | 0 | 0 | 0 | 0 | 0 | 0 | 0 | 0 | 0 | 0 | 0 | 0 | 0 | 0 | 0 | 0 | 0 | 0 | 0
F4_Industrial_Food Products_Existing_Space Heating_Natural Gas_Building Automation System_A_Achievable Economic UCT Potential | F4 | Industrial | Food Products | Existing | Space Heating | Natural Gas | Building Automation System | A | Standalone Impact on Baseline Energy (%) | Achievable Economic UCT Potential | 0% | 0% | 0.01308% | 0.03945% | 0.08656% | 0.1636% | 0.2811% | 0.4501% | 0.6813% | 0.9827% | 1.358% | 1.804% | 2.309% | 2.854% | 3.41% | 3.946% | 4.435% | 4.86% | 5.21% | 5.485% | 5.699% | 5.875%
F5_Industrial_Food Products_Existing_Space Heating_Natural Gas_Building Automation System_A_Achievable Economic UCT Potential | F5 | Industrial | Food Products | Existing | Space Heating | Natural Gas | Building Automation System | A | Standalone Impact on Baseline Summer Peak (%) | Achievable Economic UCT Potential | bar: 2019 to 2040
F6_Industrial_Food Products_Existing_Space Heating_Natural Gas_Building Automation System_A_Achievable Economic UCT Potential | F6 | Industrial | Food Products | Existing | Space Heating | Natural Gas | Building Automation System | A | Standalone Impact on Baseline Winter Peak (%) | Achievable Economic UCT Potential | bar: 2019 to 2040
F7_Industrial_Food Products_Existing_Space Heating_Natural Gas_Building Automation System_A_Achievable Economic UCT Potential | F7 | Industrial | Food Products | Existing | Space Heating | Natural Gas | Building Automation System | A | Incremental Energy Savings (MWh or mTherms) | Achievable Economic UCT Potential | 0 | 0 | 0.053695 | 0.10523 | 0.18319 | 0.29215 | 0.43479 | 0.61059 | 0.81447 | 1.0355 | 1.2561 | 1.4529 | 1.5991 | 1.6689 | 1.6444 | 1.5211 | 1.3125 | 1.0652 | 0.79954 | 0.54334 | 0.34077 | 0.21818
F8_Industrial_Food Products_Existing_Space Heating_Natural Gas_Building Automation System_A_Achievable Economic UCT Potential | F8 | Industrial | Food Products | Existing | Space Heating | Natural Gas | Building Automation System | A | Incremental Summer Peak Savings (MW) | Achievable Economic UCT Potential | 0 | 0 | 0 | 0 | 0 | 0 | 0 | 0 | 0 | 0 | 0 | 0 | 0 | 0 | 0 | 0 | 0 | 0 | 0 | 0 | 0 | 0
F9_Industrial_Food Products_Existing_Space Heating_Natural Gas_Building Automation System_A_Achievable Economic UCT Potential | F9 | Industrial | Food Products | Existing | Space Heating | Natural Gas | Building Automation System | A | Incremental Winter Peak Savings (MW) | Achievable Economic UCT Potential | 0 | 0 | 0 | 0 | 0 | 0 | 0 | 0 | 0 | 0 | 0 | 0 | 0 | 0 | 0 | 0 | 0 | 0 | 0 | 0 | 0 | 0
F10_Industrial_Food Products_Existing_Space Heating_Natural Gas_Building Automation System_A_Achievable Economic UCT Potential | F10 | Industrial | Food Products | Existing | Space Heating | Natural Gas | Building Automation System | A | Cumulative Energy Savings (MWh or mTherms) | Achievable Economic UCT Potential | 0 | 0 | 0.053695 | 0.1588 | 0.34161 | 0.63296 | 1.0663 | 1.6745 | 2.4853 | 3.5155 | 4.7645 | 6.2083 | 7.7962 | 9.452 | 11.0813 | 12.5856 | 13.8802 | 14.9268 | 15.7076 | 16.2323 | 16.555 | 16.7558
F11_Industrial_Food Products_Existing_Space Heating_Natural Gas_Building Automation System_A_Achievable Economic UCT Potential | F11 | Industrial | Food Products | Existing | Space Heating | Natural Gas | Building Automation System | A | Cumulative Summer Peak Savings (MW) | Achievable Economic UCT Potential | 0 | 0 | 0 | 0 | 0 | 0 | 0 | 0 | 0 | 0 | 0 | 0 | 0 | 0 | 0 | 0 | 0 | 0 | 0 | 0 | 0 | 0
F12_Industrial_Food Products_Existing_Space Heating_Natural Gas_Building Automation System_A_Achievable Economic UCT Potential | F12 | Industrial | Food Products | Existing | Space Heating | Natural Gas | Building Automation System | A | Cumulative Winter Peak Savings (MW) | Achievable Economic UCT Potential | 0 | 0 | 0 | 0 | 0 | 0 | 0 | 0 | 0 | 0 | 0 | 0 | 0 | 0 | 0 | 0 | 0 | 0 | 0 | 0 | 0 | 0
F13_Industrial_Food Products_Existing_Space Heating_Natural Gas_Building Automation System_A_Achievable Economic UCT Potential | F13 | Industrial | Food Products | Existing | Space Heating | Natural Gas | Building Automation System | A | Purchases (Incremental) | Achievable Economic UCT Potential | 0 | 0 | 3436.6546 | 6751.205 | 11780.3966 | 18832.043 | 28091.5763 | 39539.465 | 52857.2113 | 67340.6221 | 81852.7306 | 94859.61 | 104591.3812 | 109347.166 | 107910.5091 | 99969.994 | 86380.5357 | 70204.0977 | 52759.8747 | 35896.3073 | 22538.3424 | 14445.4893
F14_Industrial_Food Products_Existing_Space Heating_Natural Gas_Building Automation System_A_Achievable Economic UCT Potential | F14 | Industrial | Food Products | Existing | Space Heating | Natural Gas | Building Automation System | A | Purchases (Cumulative) | Achievable Economic UCT Potential | 0 | 0 | 3436.6546 | 10187.8597 | 21968.2563 | 40800.2993 | 68891.8756 | 108431.3405 | 161288.5518 | 228629.1739 | 310481.9045 | 405341.5145 | 509932.8956 | 619280.0616 | 727190.5707 | 827160.5647 | 913541.1004 | 983745.1982 | 1036505.0728 | 1072401.3801 | 1094939.7225 | 1109385.2118
F1_Industrial_Food Products_Existing_Space Heating_Natural Gas_Steam System Efficiency Improvements_A_Achievable Economic UCT Potential | F1 | Industrial | Food Products | Existing | Space Heating | Natural Gas | Steam System Efficiency Improvements | A | Original Unit Energy Savings (kWh or therms) | Achievable Economic UCT Potential | 0 | 0 | 0.13953 | 0.13917 | 0.13883 | 0.1385 | 0.13817 | 0.13785 | 0.13755 | 0.13725 | 0.13697 | 0.13669 | 0.13643 | 0.13618 | 0.13594 | 0.13572 | 0.13551 | 0.13531 | 0.13512 | 0.13495 | 0.1348 | 0.13466
F2_Industrial_Food Products_Existing_Space Heating_Natural Gas_Steam System Efficiency Improvements_A_Achievable Economic UCT Potential | F2 | Industrial | Food Products | Existing | Space Heating | Natural Gas | Steam System Efficiency Improvements | A | Original Unit Summer Peak Savings (kW) | Achievable Economic UCT Potential | 0 | 0 | 0 | 0 | 0 | 0 | 0 | 0 | 0 | 0 | 0 | 0 | 0 | 0 | 0 | 0 | 0 | 0 | 0 | 0 | 0 | 0
F3_Industrial_Food Products_Existing_Space Heating_Natural Gas_Steam System Efficiency Improvements_A_Achievable Economic UCT Potential | F3 | Industrial | Food Products | Existing | Space Heating | Natural Gas | Steam System Efficiency Improvements | A | Original Unit Winter Peak Savings (kW) | Achievable Economic UCT Potential | 0 | 0 | 0 | 0 | 0 | 0 | 0 | 0 | 0 | 0 | 0 | 0 | 0 | 0 | 0 | 0 | 0 | 0 | 0 | 0 | 0 | 0
F4_Industrial_Food Products_Existing_Space Heating_Natural Gas_Steam System Efficiency Improvements_A_Achievable Economic UCT Potential | F4 | Industrial | Food Products | Existing | Space Heating | Natural Gas | Steam System Efficiency Improvements | A | Standalone Impact on Baseline Energy (%) | Achievable Economic UCT Potential | 0% | 0% | 0.0008277% | 0.002496% | 0.005477% | 0.01035% | 0.01778% | 0.02848% | 0.0431% | 0.06217% | 0.0859% | 0.1141% | 0.146% | 0.1804% | 0.2156% | 0.2495% | 0.2803% | 0.3071% | 0.3292% | 0.3466% | 0.3601% | 0.3712%
F5_Industrial_Food Products_Existing_Space Heating_Natural Gas_Steam System Efficiency Improvements_A_Achievable Economic UCT Potential | F5 | Industrial | Food Products | Existing | Space Heating | Natural Gas | Steam System Efficiency Improvements | A | Standalone Impact on Baseline Summer Peak (%) | Achievable Economic UCT Potential | bar: 2019 to 2040
F6_Industrial_Food Products_Existing_Space Heating_Natural Gas_Steam System Efficiency Improvements_A_Achievable Economic UCT Potential | F6 | Industrial | Food Products | Existing | Space Heating | Natural Gas | Steam System Efficiency Improvements | A | Standalone Impact on Baseline Winter Peak (%) | Achievable Economic UCT Potential | bar: 2019 to 2040
F7_Industrial_Food Products_Existing_Space Heating_Natural Gas_Steam System Efficiency Improvements_A_Achievable Economic UCT Potential | F7 | Industrial | Food Products | Existing | Space Heating | Natural Gas | Steam System Efficiency Improvements | A | Incremental Energy Savings (MWh or mTherms) | Achievable Economic UCT Potential | 0 | 0 | 0.0033983 | 0.006659 | 0.011591 | 0.018484 | 0.027508 | 0.038629 | 0.051526 | 0.065503 | 0.079453 | 0.091895 | 0.10113 | 0.10553 | 0.10397 | 0.096156 | 0.082956 | 0.067322 | 0.050525 | 0.034333 | 0.021532 | 0.013786
F8_Industrial_Food Products_Existing_Space Heating_Natural Gas_Steam System Efficiency Improvements_A_Achievable Economic UCT Potential | F8 | Industrial | Food Products | Existing | Space Heating | Natural Gas | Steam System Efficiency Improvements | A | Incremental Summer Peak Savings (MW) | Achievable Economic UCT Potential | 0 | 0 | 0 | 0 | 0 | 0 | 0 | 0 | 0 | 0 | 0 | 0 | 0 | 0 | 0 | 0 | 0 | 0 | 0 | 0 | 0 | 0
F9_Industrial_Food Products_Existing_Space Heating_Natural Gas_Steam System Efficiency Improvements_A_Achievable Economic UCT Potential | F9 | Industrial | Food Products | Existing | Space Heating | Natural Gas | Steam System Efficiency Improvements | A | Incremental Winter Peak Savings (MW) | Achievable Economic UCT Potential | 0 | 0 | 0 | 0 | 0 | 0 | 0 | 0 | 0 | 0 | 0 | 0 | 0 | 0 | 0 | 0 | 0 | 0 | 0 | 0 | 0 | 0
F10_Industrial_Food Products_Existing_Space Heating_Natural Gas_Steam System Efficiency Improvements_A_Achievable Economic UCT Potential | F10 | Industrial | Food Products | Existing | Space Heating | Natural Gas | Steam System Efficiency Improvements | A | Cumulative Energy Savings (MWh or mTherms) | Achievable Economic UCT Potential | 0 | 0 | 0.0033983 | 0.010049 | 0.021615 | 0.040047 | 0.067461 | 0.10594 | 0.15723 | 0.22239 | 0.30138 | 0.39267 | 0.49305 | 0.59768 | 0.7006 | 0.7956 | 0.87732 | 0.94336 | 0.9926 | 1.0257 | 1.046 | 1.0587
F11_Industrial_Food Products_Existing_Space Heating_Natural Gas_Steam System Efficiency Improvements_A_Achievable Economic UCT Potential | F11 | Industrial | Food Products | Existing | Space Heating | Natural Gas | Steam System Efficiency Improvements | A | Cumulative Summer Peak Savings (MW) | Achievable Economic UCT Potential | 0 | 0 | 0 | 0 | 0 | 0 | 0 | 0 | 0 | 0 | 0 | 0 | 0 | 0 | 0 | 0 | 0 | 0 | 0 | 0 | 0 | 0
F12_Industrial_Food Products_Existing_Space Heating_Natural Gas_Steam System Efficiency Improvements_A_Achievable Economic UCT Potential | F12 | Industrial | Food Products | Existing | Space Heating | Natural Gas | Steam System Efficiency Improvements | A | Cumulative Winter Peak Savings (MW) | Achievable Economic UCT Potential | 0 | 0 | 0 | 0 | 0 | 0 | 0 | 0 | 0 | 0 | 0 | 0 | 0 | 0 | 0 | 0 | 0 | 0 | 0 | 0 | 0 | 0
F13_Industrial_Food Products_Existing_Space Heating_Natural Gas_Steam System Efficiency Improvements_A_Achievable Economic UCT Potential | F13 | Industrial | Food Products | Existing | Space Heating | Natural Gas | Steam System Efficiency Improvements | A | Purchases (Incremental) | Achievable Economic UCT Potential | 0 | 0 | 24.356 | 47.8466 | 83.4891 | 133.465 | 199.0884 | 280.221 | 374.6055 | 477.2512 | 580.1003 | 672.2817 | 741.2519 | 774.9567 | 764.775 | 708.4996 | 612.1894 | 497.545 | 373.9157 | 254.4015 | 159.732 | 102.3769
F14_Industrial_Food Products_Existing_Space Heating_Natural Gas_Steam System Efficiency Improvements_A_Achievable Economic UCT Potential | F14 | Industrial | Food Products | Existing | Space Heating | Natural Gas | Steam System Efficiency Improvements | A | Purchases (Cumulative) | Achievable Economic UCT Potential | 0 | 0 | 24.356 | 72.2026 | 155.6917 | 289.1567 | 488.2451 | 768.4662 | 1143.0717 | 1620.3229 | 2200.4232 | 2872.7049 | 3613.9568 | 4388.9135 | 5153.6885 | 5862.1881 | 6474.3775 | 6971.9225 | 7345.8382 | 7600.2398 | 7759.9717 | 7862.3487
F1_Industrial_Food Products_Existing_Process_Natural Gas_Steam System Efficiency Improvements_A_Achievable Economic UCT Potential | F1 | Industrial | Food Products | Existing | Process | Natural Gas | Steam System Efficiency Improvements | A | Original Unit Energy Savings (kWh or therms) | Achievable Economic UCT Potential | 0 | 0 | 5.0908 | 5.0908 | 5.0908 | 5.0908 | 5.0908 | 5.0908 | 5.0908 | 5.0908 | 5.0908 | 5.0908 | 5.0908 | 5.0908 | 5.0908 | 5.0908 | 5.0908 | 5.0908 | 5.0908 | 5.0908 | 5.0908 | 5.0908
F2_Industrial_Food Products_Existing_Process_Natural Gas_Steam System Efficiency Improvements_A_Achievable Economic UCT Potential | F2 | Industrial | Food Products | Existing | Process | Natural Gas | Steam System Efficiency Improvements | A | Original Unit Summer Peak Savings (kW) | Achievable Economic UCT Potential | 0 | 0 | 0 | 0 | 0 | 0 | 0 | 0 | 0 | 0 | 0 | 0 | 0 | 0 | 0 | 0 | 0 | 0 | 0 | 0 | 0 | 0
F3_Industrial_Food Products_Existing_Process_Natural Gas_Steam System Efficiency Improvements_A_Achievable Economic UCT Potential | F3 | Industrial | Food Products | Existing | Process | Natural Gas | Steam System Efficiency Improvements | A | Original Unit Winter Peak Savings (kW) | Achievable Economic UCT Potential | 0 | 0 | 0 | 0 | 0 | 0 | 0 | 0 | 0 | 0 | 0 | 0 | 0 | 0 | 0 | 0 | 0 | 0 | 0 | 0 | 0 | 0
F4_Industrial_Food Products_Existing_Process_Natural Gas_Steam System Efficiency Improvements_A_Achievable Economic UCT Potential | F4 | Industrial | Food Products | Existing | Process | Natural Gas | Steam System Efficiency Improvements | A | Standalone Impact on Baseline Energy (%) | Achievable Economic UCT Potential | 0% | 0% | 0.0001185% | 0.0003574% | 0.0007841% | 0.001482% | 0.002546% | 0.004077% | 0.006172% | 0.008902% | 0.0123% | 0.01634% | 0.02092% | 0.02585% | 0.03089% | 0.03575% | 0.04017% | 0.04402% | 0.04719% | 0.04969% | 0.05162% | 0.05322%
F5_Industrial_Food Products_Existing_Process_Natural Gas_Steam System Efficiency Improvements_A_Achievable Economic UCT Potential | F5 | Industrial | Food Products | Existing | Process | Natural Gas | Steam System Efficiency Improvements | A | Standalone Impact on Baseline Summer Peak (%) | Achievable Economic UCT Potential | bar: 2019 to 2040
F6_Industrial_Food Products_Existing_Process_Natural Gas_Steam System Efficiency Improvements_A_Achievable Economic UCT Potential | F6 | Industrial | Food Products | Existing | Process | Natural Gas | Steam System Efficiency Improvements | A | Standalone Impact on Baseline Winter Peak (%) | Achievable Economic UCT Potential | bar: 2019 to 2040
F7_Industrial_Food Products_Existing_Process_Natural Gas_Steam System Efficiency Improvements_A_Achievable Economic UCT Potential | F7 | Industrial | Food Products | Existing | Process | Natural Gas | Steam System Efficiency Improvements | A | Incremental Energy Savings (MWh or mTherms) | Achievable Economic UCT Potential | 0 | 0 | 0.007623 | 0.014975 | 0.026131 | 0.041772 | 0.062312 | 0.087705 | 0.11725 | 0.14937 | 0.18156 | 0.21041 | 0.232 | 0.24255 | 0.23936 | 0.22175 | 0.19161 | 0.15572 | 0.11703 | 0.079624 | 0.049994 | 0.032042
F8_Industrial_Food Products_Existing_Process_Natural Gas_Steam System Efficiency Improvements_A_Achievable Economic UCT Potential | F8 | Industrial | Food Products | Existing | Process | Natural Gas | Steam System Efficiency Improvements | A | Incremental Summer Peak Savings (MW) | Achievable Economic UCT Potential | 0 | 0 | 0 | 0 | 0 | 0 | 0 | 0 | 0 | 0 | 0 | 0 | 0 | 0 | 0 | 0 | 0 | 0 | 0 | 0 | 0 | 0
F9_Industrial_Food Products_Existing_Process_Natural Gas_Steam System Efficiency Improvements_A_Achievable Economic UCT Potential | F9 | Industrial | Food Products | Existing | Process | Natural Gas | Steam System Efficiency Improvements | A | Incremental Winter Peak Savings (MW) | Achievable Economic UCT Potential | 0 | 0 | 0 | 0 | 0 | 0 | 0 | 0 | 0 | 0 | 0 | 0 | 0 | 0 | 0 | 0 | 0 | 0 | 0 | 0 | 0 | 0
F10_Industrial_Food Products_Existing_Process_Natural Gas_Steam System Efficiency Improvements_A_Achievable Economic UCT Potential | F10 | Industrial | Food Products | Existing | Process | Natural Gas | Steam System Efficiency Improvements | A | Cumulative Energy Savings (MWh or mTherms) | Achievable Economic UCT Potential | 0 | 0 | 0.007623 | 0.022598 | 0.048729 | 0.090501 | 0.15281 | 0.24052 | 0.35776 | 0.50714 | 0.6887 | 0.89911 | 1.1311 | 1.3737 | 1.613 | 1.8348 | 2.0264 | 2.1821 | 2.2991 | 2.3788 | 2.4287 | 2.4608
F11_Industrial_Food Products_Existing_Process_Natural Gas_Steam System Efficiency Improvements_A_Achievable Economic UCT Potential | F11 | Industrial | Food Products | Existing | Process | Natural Gas | Steam System Efficiency Improvements | A | Cumulative Summer Peak Savings (MW) | Achievable Economic UCT Potential | 0 | 0 | 0 | 0 | 0 | 0 | 0 | 0 | 0 | 0 | 0 | 0 | 0 | 0 | 0 | 0 | 0 | 0 | 0 | 0 | 0 | 0
F12_Industrial_Food Products_Existing_Process_Natural Gas_Steam System Efficiency Improvements_A_Achievable Economic UCT Potential | F12 | Industrial | Food Products | Existing | Process | Natural Gas | Steam System Efficiency Improvements | A | Cumulative Winter Peak Savings (MW) | Achievable Economic UCT Potential | 0 | 0 | 0 | 0 | 0 | 0 | 0 | 0 | 0 | 0 | 0 | 0 | 0 | 0 | 0 | 0 | 0 | 0 | 0 | 0 | 0 | 0
F13_Industrial_Food Products_Existing_Process_Natural Gas_Steam System Efficiency Improvements_A_Achievable Economic UCT Potential | F13 | Industrial | Food Products | Existing | Process | Natural Gas | Steam System Efficiency Improvements | A | Purchases (Incremental) | Achievable Economic UCT Potential | 0 | 0 | 1.4974 | 2.9416 | 5.1329 | 8.2054 | 12.24 | 17.228 | 23.0308 | 29.3414 | 35.6646 | 41.3319 | 45.5722 | 47.6444 | 47.0184 | 43.5586 | 37.6374 | 30.5891 | 22.9884 | 15.6406 | 9.8203 | 6.2941
F14_Industrial_Food Products_Existing_Process_Natural Gas_Steam System Efficiency Improvements_A_Achievable Economic UCT Potential | F14 | Industrial | Food Products | Existing | Process | Natural Gas | Steam System Efficiency Improvements | A | Purchases (Cumulative) | Achievable Economic UCT Potential | 0 | 0 | 1.4974 | 4.439 | 9.5719 | 17.7774 | 30.0173 | 47.2453 | 70.2761 | 99.6175 | 135.2821 | 176.614 | 222.1863 | 269.8306 | 316.849 | 360.4076 | 398.0451 | 428.6342 | 451.6225 | 467.2631 | 477.0835 | 483.3776
F1_Industrial_Food Products_Existing_Space Heating_Natural Gas_Strategic Energy Management_A_Achievable Economic UCT Potential | F1 | Industrial | Food Products | Existing | Space Heating | Natural Gas | Strategic Energy Management | A | Original Unit Energy Savings (kWh or therms) | Achievable Economic UCT Potential | 0 | 0 | 7.9291 | 7.9102 | 7.8914 | 7.8729 | 7.8547 | 7.8369 | 7.8197 | 7.8032 | 7.7875 | 7.7727 | 7.7588 | 7.7457 | 7.7333 | 7.7216 | 7.7106 | 7.7003 | 7.6906 | 7.6815 | 7.6729 | 7.6649
F2_Industrial_Food Products_Existing_Space Heating_Natural Gas_Strategic Energy Management_A_Achievable Economic UCT Potential | F2 | Industrial | Food Products | Existing | Space Heating | Natural Gas | Strategic Energy Management | A | Original Unit Summer Peak Savings (kW) | Achievable Economic UCT Potential | 0 | 0 | 0 | 0 | 0 | 0 | 0 | 0 | 0 | 0 | 0 | 0 | 0 | 0 | 0 | 0 | 0 | 0 | 0 | 0 | 0 | 0
F3_Industrial_Food Products_Existing_Space Heating_Natural Gas_Strategic Energy Management_A_Achievable Economic UCT Potential | F3 | Industrial | Food Products | Existing | Space Heating | Natural Gas | Strategic Energy Management | A | Original Unit Winter Peak Savings (kW) | Achievable Economic UCT Potential | 0 | 0 | 0 | 0 | 0 | 0 | 0 | 0 | 0 | 0 | 0 | 0 | 0 | 0 | 0 | 0 | 0 | 0 | 0 | 0 | 0 | 0
F4_Industrial_Food Products_Existing_Space Heating_Natural Gas_Strategic Energy Management_A_Achievable Economic UCT Potential | F4 | Industrial | Food Products | Existing | Space Heating | Natural Gas | Strategic Energy Management | A | Standalone Impact on Baseline Energy (%) | Achievable Economic UCT Potential | 0% | 0% | 0.08224% | 0.1659% | 0.2511% | 0.3377% | 0.4259% | 0.5156% | 0.6069% | 0.6997% | 0.7943% | 0.8904% | 0.9883% | 1.088% | 1.189% | 1.292% | 1.397% | 1.504% | 1.613% | 1.723% | 1.836% | 1.95%
F5_Industrial_Food Products_Existing_Space Heating_Natural Gas_Strategic Energy Management_A_Achievable Economic UCT Potential | F5 | Industrial | Food Products | Existing | Space Heating | Natural Gas | Strategic Energy Management | A | Standalone Impact on Baseline Summer Peak (%) | Achievable Economic UCT Potential | bar: 2019 to 2040
F6_Industrial_Food Products_Existing_Space Heating_Natural Gas_Strategic Energy Management_A_Achievable Economic UCT Potential | F6 | Industrial | Food Products | Existing | Space Heating | Natural Gas | Strategic Energy Management | A | Standalone Impact on Baseline Winter Peak (%) | Achievable Economic UCT Potential | bar: 2019 to 2040
F7_Industrial_Food Products_Existing_Space Heating_Natural Gas_Strategic Energy Management_A_Achievable Economic UCT Potential | F7 | Industrial | Food Products | Existing | Space Heating | Natural Gas | Strategic Energy Management | A | Incremental Energy Savings (MWh or mTherms) | Achievable Economic UCT Potential | 0 | 0 | 0.33764 | 0.33103 | 0.32455 | 0.3182 | 0.31199 | 0.30592 | 0.29999 | 0.29419 | 0.28854 | 0.28302 | 0.27765 | 0.2724 | 0.26727 | 0.26227 | 0.25738 | 0.2526 | 0.24793 | 0.24337 | 0.23891 | 0.23454
F8_Industrial_Food Products_Existing_Space Heating_Natural Gas_Strategic Energy Management_A_Achievable Economic UCT Potential | F8 | Industrial | Food Products | Existing | Space Heating | Natural Gas | Strategic Energy Management | A | Incremental Summer Peak Savings (MW) | Achievable Economic UCT Potential | 0 | 0 | 0 | 0 | 0 | 0 | 0 | 0 | 0 | 0 | 0 | 0 | 0 | 0 | 0 | 0 | 0 | 0 | 0 | 0 | 0 | 0
F9_Industrial_Food Products_Existing_Space Heating_Natural Gas_Strategic Energy Management_A_Achievable Economic UCT Potential | F9 | Industrial | Food Products | Existing | Space Heating | Natural Gas | Strategic Energy Management | A | Incremental Winter Peak Savings (MW) | Achievable Economic UCT Potential | 0 | 0 | 0 | 0 | 0 | 0 | 0 | 0 | 0 | 0 | 0 | 0 | 0 | 0 | 0 | 0 | 0 | 0 | 0 | 0 | 0 | 0
F10_Industrial_Food Products_Existing_Space Heating_Natural Gas_Strategic Energy Management_A_Achievable Economic UCT Potential | F10 | Industrial | Food Products | Existing | Space Heating | Natural Gas | Strategic Energy Management | A | Cumulative Energy Savings (MWh or mTherms) | Achievable Economic UCT Potential | 0 | 0 | 0.33764 | 0.66786 | 0.99082 | 1.3067 | 1.6157 | 1.9179 | 2.2137 | 2.5032 | 2.7867 | 3.0645 | 3.3366 | 3.6034 | 3.8649 | 4.1213 | 4.3728 | 4.6196 | 4.8617 | 5.0993 | 5.3325 | 5.5615
F11_Industrial_Food Products_Existing_Space Heating_Natural Gas_Strategic Energy Management_A_Achievable Economic UCT Potential | F11 | Industrial | Food Products | Existing | Space Heating | Natural Gas | Strategic Energy Management | A | Cumulative Summer Peak Savings (MW) | Achievable Economic UCT Potential | 0 | 0 | 0 | 0 | 0 | 0 | 0 | 0 | 0 | 0 | 0 | 0 | 0 | 0 | 0 | 0 | 0 | 0 | 0 | 0 | 0 | 0
F12_Industrial_Food Products_Existing_Space Heating_Natural Gas_Strategic Energy Management_A_Achievable Economic UCT Potential | F12 | Industrial | Food Products | Existing | Space Heating | Natural Gas | Strategic Energy Management | A | Cumulative Winter Peak Savings (MW) | Achievable Economic UCT Potential | 0 | 0 | 0 | 0 | 0 | 0 | 0 | 0 | 0 | 0 | 0 | 0 | 0 | 0 | 0 | 0 | 0 | 0 | 0 | 0 | 0 | 0
F13_Industrial_Food Products_Existing_Space Heating_Natural Gas_Strategic Energy Management_A_Achievable Economic UCT Potential | F13 | Industrial | Food Products | Existing | Space Heating | Natural Gas | Strategic Energy Management | A | Purchases (Incremental) | Achievable Economic UCT Potential | 0 | 0 | 42.5822 | 41.848 | 41.1265 | 40.4174 | 39.7206 | 39.0357 | 38.3627 | 37.7013 | 37.0513 | 36.4124 | 35.7846 | 35.1677 | 34.5613 | 33.9654 | 33.3798 | 32.8043 | 32.2387 | 31.6829 | 31.1366 | 30.5998
F14_Industrial_Food Products_Existing_Space Heating_Natural Gas_Strategic Energy Management_A_Achievable Economic UCT Potential | F14 | Industrial | Food Products | Existing | Space Heating | Natural Gas | Strategic Energy Management | A | Purchases (Cumulative) | Achievable Economic UCT Potential | 0 | 0 | 42.5822 | 84.4302 | 125.5567 | 165.9741 | 205.6947 | 244.7304 | 283.0931 | 320.7944 | 357.8456 | 394.2581 | 430.0427 | 465.2104 | 499.7717 | 533.7371 | 567.117 | 599.9213 | 632.16 | 663.8429 | 694.9795 | 725.5793
F1_Industrial_Food Products_Existing_Process_Natural Gas_Strategic Energy Management_A_Achievable Economic UCT Potential | F1 | Industrial | Food Products | Existing | Process | Natural Gas | Strategic Energy Management | A | Original Unit Energy Savings (kWh or therms) | Achievable Economic UCT Potential | 0 | 0 | 30.2077 | 30.2077 | 30.2077 | 30.2077 | 30.2077 | 30.2077 | 30.2077 | 30.2077 | 30.2077 | 30.2077 | 30.2077 | 30.2077 | 30.2077 | 30.2077 | 30.2077 | 30.2077 | 30.2077 | 30.2077 | 30.2077 | 30.2077
F2_Industrial_Food Products_Existing_Process_Natural Gas_Strategic Energy Management_A_Achievable Economic UCT Potential | F2 | Industrial | Food Products | Existing | Process | Natural Gas | Strategic Energy Management | A | Original Unit Summer Peak Savings (kW) | Achievable Economic UCT Potential | 0 | 0 | 0 | 0 | 0 | 0 | 0 | 0 | 0 | 0 | 0 | 0 | 0 | 0 | 0 | 0 | 0 | 0 | 0 | 0 | 0 | 0
F3_Industrial_Food Products_Existing_Process_Natural Gas_Strategic Energy Management_A_Achievable Economic UCT Potential | F3 | Industrial | Food Products | Existing | Process | Natural Gas | Strategic Energy Management | A | Original Unit Winter Peak Savings (kW) | Achievable Economic UCT Potential | 0 | 0 | 0 | 0 | 0 | 0 | 0 | 0 | 0 | 0 | 0 | 0 | 0 | 0 | 0 | 0 | 0 | 0 | 0 | 0 | 0 | 0
F4_Industrial_Food Products_Existing_Process_Natural Gas_Strategic Energy Management_A_Achievable Economic UCT Potential | F4 | Industrial | Food Products | Existing | Process | Natural Gas | Strategic Energy Management | A | Standalone Impact on Baseline Energy (%) | Achievable Economic UCT Potential | 0% | 0% | 0.08224% | 0.1659% | 0.2511% | 0.3377% | 0.4259% | 0.5156% | 0.6069% | 0.6997% | 0.7943% | 0.8904% | 0.9883% | 1.088% | 1.189% | 1.292% | 1.397% | 1.504% | 1.613% | 1.723% | 1.836% | 1.95%
F5_Industrial_Food Products_Existing_Process_Natural Gas_Strategic Energy Management_A_Achievable Economic UCT Potential | F5 | Industrial | Food Products | Existing | Process | Natural Gas | Strategic Energy Management | A | Standalone Impact on Baseline Summer Peak (%) | Achievable Economic UCT Potential | bar: 2019 to 2040
F6_Industrial_Food Products_Existing_Process_Natural Gas_Strategic Energy Management_A_Achievable Economic UCT Potential | F6 | Industrial | Food Products | Existing | Process | Natural Gas | Strategic Energy Management | A | Standalone Impact on Baseline Winter Peak (%) | Achievable Economic UCT Potential | bar: 2019 to 2040
F7_Industrial_Food Products_Existing_Process_Natural Gas_Strategic Energy Management_A_Achievable Economic UCT Potential | F7 | Industrial | Food Products | Existing | Process | Natural Gas | Strategic Energy Management | A | Incremental Energy Savings (MWh or mTherms) | Achievable Economic UCT Potential | 0 | 0 | 5.2917 | 5.2004 | 5.1108 | 5.0227 | 4.9361 | 4.851 | 4.7673 | 4.6851 | 4.6044 | 4.525 | 4.447 | 4.3703 | 4.2949 | 4.2209 | 4.1481 | 4.0766 | 4.0063 | 3.9372 | 3.8693 | 3.8026
F8_Industrial_Food Products_Existing_Process_Natural Gas_Strategic Energy Management_A_Achievable Economic UCT Potential | F8 | Industrial | Food Products | Existing | Process | Natural Gas | Strategic Energy Management | A | Incremental Summer Peak Savings (MW) | Achievable Economic UCT Potential | 0 | 0 | 0 | 0 | 0 | 0 | 0 | 0 | 0 | 0 | 0 | 0 | 0 | 0 | 0 | 0 | 0 | 0 | 0 | 0 | 0 | 0
F9_Industrial_Food Products_Existing_Process_Natural Gas_Strategic Energy Management_A_Achievable Economic UCT Potential | F9 | Industrial | Food Products | Existing | Process | Natural Gas | Strategic Energy Management | A | Incremental Winter Peak Savings (MW) | Achievable Economic UCT Potential | 0 | 0 | 0 | 0 | 0 | 0 | 0 | 0 | 0 | 0 | 0 | 0 | 0 | 0 | 0 | 0 | 0 | 0 | 0 | 0 | 0 | 0
F10_Industrial_Food Products_Existing_Process_Natural Gas_Strategic Energy Management_A_Achievable Economic UCT Potential | F10 | Industrial | Food Products | Existing | Process | Natural Gas | Strategic Energy Management | A | Cumulative Energy Savings (MWh or mTherms) | Achievable Economic UCT Potential | 0 | 0 | 5.2917 | 10.4921 | 15.6029 | 20.6256 | 25.5617 | 30.4126 | 35.18 | 39.8651 | 44.4694 | 48.9944 | 53.4414 | 57.8116 | 62.1066 | 66.3275 | 70.4756 | 74.5522 | 78.5585 | 82.4957 | 86.365 | 90.1677
F11_Industrial_Food Products_Existing_Process_Natural Gas_Strategic Energy Management_A_Achievable Economic UCT Potential | F11 | Industrial | Food Products | Existing | Process | Natural Gas | Strategic Energy Management | A | Cumulative Summer Peak Savings (MW) | Achievable Economic UCT Potential | 0 | 0 | 0 | 0 | 0 | 0 | 0 | 0 | 0 | 0 | 0 | 0 | 0 | 0 | 0 | 0 | 0 | 0 | 0 | 0 | 0 | 0
F12_Industrial_Food Products_Existing_Process_Natural Gas_Strategic Energy Management_A_Achievable Economic UCT Potential | F12 | Industrial | Food Products | Existing | Process | Natural Gas | Strategic Energy Management | A | Cumulative Winter Peak Savings (MW) | Achievable Economic UCT Potential | 0 | 0 | 0 | 0 | 0 | 0 | 0 | 0 | 0 | 0 | 0 | 0 | 0 | 0 | 0 | 0 | 0 | 0 | 0 | 0 | 0 | 0
F13_Industrial_Food Products_Existing_Process_Natural Gas_Strategic Energy Management_A_Achievable Economic UCT Potential | F13 | Industrial | Food Products | Existing | Process | Natural Gas | Strategic Energy Management | A | Purchases (Incremental) | Achievable Economic UCT Potential | 0 | 0 | 175.1766 | 172.1563 | 169.1881 | 166.271 | 163.4043 | 160.587 | 157.8182 | 155.0972 | 152.4231 | 149.7952 | 147.2125 | 144.6743 | 142.18 | 139.7286 | 137.3195 | 134.9519 | 132.6251 | 130.3385 | 128.0913 | 125.8828
F14_Industrial_Food Products_Existing_Process_Natural Gas_Strategic Energy Management_A_Achievable Economic UCT Potential | F14 | Industrial | Food Products | Existing | Process | Natural Gas | Strategic Energy Management | A | Purchases (Cumulative) | Achievable Economic UCT Potential | 0 | 0 | 175.1766 | 347.3329 | 516.5209 | 682.792 | 846.1963 | 1006.7833 | 1164.6015 | 1319.6988 | 1472.1219 | 1621.9171 | 1769.1296 | 1913.8039 | 2055.9839 | 2195.7124 | 2333.0319 | 2467.9838 | 2600.6089 | 2730.9474 | 2859.0387 | 2984.9215
F1_Industrial_Food Products_Existing_Miscellaneous_Natural Gas_Strategic Energy Management_A_Achievable Economic UCT Potential | F1 | Industrial | Food Products | Existing | Miscellaneous | Natural Gas | Strategic Energy Management | A | Original Unit Energy Savings (kWh or therms) | Achievable Economic UCT Potential | 0 | 0 | 2.7925 | 2.7925 | 2.7925 | 2.7925 | 2.7925 | 2.7925 | 2.7925 | 2.7925 | 2.7925 | 2.7925 | 2.7925 | 2.7925 | 2.7925 | 2.7925 | 2.7925 | 2.7925 | 2.7925 | 2.7925 | 2.7925 | 2.7925
F2_Industrial_Food Products_Existing_Miscellaneous_Natural Gas_Strategic Energy Management_A_Achievable Economic UCT Potential | F2 | Industrial | Food Products | Existing | Miscellaneous | Natural Gas | Strategic Energy Management | A | Original Unit Summer Peak Savings (kW) | Achievable Economic UCT Potential | 0 | 0 | 0 | 0 | 0 | 0 | 0 | 0 | 0 | 0 | 0 | 0 | 0 | 0 | 0 | 0 | 0 | 0 | 0 | 0 | 0 | 0
F3_Industrial_Food Products_Existing_Miscellaneous_Natural Gas_Strategic Energy Management_A_Achievable Economic UCT Potential | F3 | Industrial | Food Products | Existing | Miscellaneous | Natural Gas | Strategic Energy Management | A | Original Unit Winter Peak Savings (kW) | Achievable Economic UCT Potential | 0 | 0 | 0 | 0 | 0 | 0 | 0 | 0 | 0 | 0 | 0 | 0 | 0 | 0 | 0 | 0 | 0 | 0 | 0 | 0 | 0 | 0
F4_Industrial_Food Products_Existing_Miscellaneous_Natural Gas_Strategic Energy Management_A_Achievable Economic UCT Potential | F4 | Industrial | Food Products | Existing | Miscellaneous | Natural Gas | Strategic Energy Management | A | Standalone Impact on Baseline Energy (%) | Achievable Economic UCT Potential | 0% | 0% | 0.08224% | 0.1659% | 0.2511% | 0.3377% | 0.4259% | 0.5156% | 0.6069% | 0.6997% | 0.7943% | 0.8904% | 0.9883% | 1.088% | 1.189% | 1.292% | 1.397% | 1.504% | 1.613% | 1.723% | 1.836% | 1.95%
F5_Industrial_Food Products_Existing_Miscellaneous_Natural Gas_Strategic Energy Management_A_Achievable Economic UCT Potential | F5 | Industrial | Food Products | Existing | Miscellaneous | Natural Gas | Strategic Energy Management | A | Standalone Impact on Baseline Summer Peak (%) | Achievable Economic UCT Potential | bar: 2019 to 2040
F6_Industrial_Food Products_Existing_Miscellaneous_Natural Gas_Strategic Energy Management_A_Achievable Economic UCT Potential | F6 | Industrial | Food Products | Existing | Miscellaneous | Natural Gas | Strategic Energy Management | A | Standalone Impact on Baseline Winter Peak (%) | Achievable Economic UCT Potential | bar: 2019 to 2040
F7_Industrial_Food Products_Existing_Miscellaneous_Natural Gas_Strategic Energy Management_A_Achievable Economic UCT Potential | F7 | Industrial | Food Products | Existing | Miscellaneous | Natural Gas | Strategic Energy Management | A | Incremental Energy Savings (MWh or mTherms) | Achievable Economic UCT Potential | 0 | 0 | 0.12229 | 0.12019 | 0.11811 | 0.11608 | 0.11408 | 0.11211 | 0.11018 | 0.10828 | 0.10641 | 0.10458 | 0.10277 | 0.101 | 0.099259 | 0.097548 | 0.095866 | 0.094213 | 0.092589 | 0.090992 | 0.089423 | 0.087882
F8_Industrial_Food Products_Existing_Miscellaneous_Natural Gas_Strategic Energy Management_A_Achievable Economic UCT Potential | F8 | Industrial | Food Products | Existing | Miscellaneous | Natural Gas | Strategic Energy Management | A | Incremental Summer Peak Savings (MW) | Achievable Economic UCT Potential | 0 | 0 | 0 | 0 | 0 | 0 | 0 | 0 | 0 | 0 | 0 | 0 | 0 | 0 | 0 | 0 | 0 | 0 | 0 | 0 | 0 | 0
F9_Industrial_Food Products_Existing_Miscellaneous_Natural Gas_Strategic Energy Management_A_Achievable Economic UCT Potential | F9 | Industrial | Food Products | Existing | Miscellaneous | Natural Gas | Strategic Energy Management | A | Incremental Winter Peak Savings (MW) | Achievable Economic UCT Potential | 0 | 0 | 0 | 0 | 0 | 0 | 0 | 0 | 0 | 0 | 0 | 0 | 0 | 0 | 0 | 0 | 0 | 0 | 0 | 0 | 0 | 0
F10_Industrial_Food Products_Existing_Miscellaneous_Natural Gas_Strategic Energy Management_A_Achievable Economic UCT Potential | F10 | Industrial | Food Products | Existing | Miscellaneous | Natural Gas | Strategic Energy Management | A | Cumulative Energy Savings (MWh or mTherms) | Achievable Economic UCT Potential | 0 | 0 | 0.12229 | 0.24248 | 0.36059 | 0.47667 | 0.59075 | 0.70286 | 0.81303 | 0.92131 | 1.0277 | 1.1323 | 1.2351 | 1.3361 | 1.4353 | 1.5329 | 1.6287 | 1.723 | 1.8155 | 1.9065 | 1.996 | 2.0838
F11_Industrial_Food Products_Existing_Miscellaneous_Natural Gas_Strategic Energy Management_A_Achievable Economic UCT Potential | F11 | Industrial | Food Products | Existing | Miscellaneous | Natural Gas | Strategic Energy Management | A | Cumulative Summer Peak Savings (MW) | Achievable Economic UCT Potential | 0 | 0 | 0 | 0 | 0 | 0 | 0 | 0 | 0 | 0 | 0 | 0 | 0 | 0 | 0 | 0 | 0 | 0 | 0 | 0 | 0 | 0
F12_Industrial_Food Products_Existing_Miscellaneous_Natural Gas_Strategic Energy Management_A_Achievable Economic UCT Potential | F12 | Industrial | Food Products | Existing | Miscellaneous | Natural Gas | Strategic Energy Management | A | Cumulative Winter Peak Savings (MW) | Achievable Economic UCT Potential | 0 | 0 | 0 | 0 | 0 | 0 | 0 | 0 | 0 | 0 | 0 | 0 | 0 | 0 | 0 | 0 | 0 | 0 | 0 | 0 | 0 | 0
F13_Industrial_Food Products_Existing_Miscellaneous_Natural Gas_Strategic Energy Management_A_Achievable Economic UCT Potential | F13 | Industrial | Food Products | Existing | Miscellaneous | Natural Gas | Strategic Energy Management | A | Purchases (Incremental) | Achievable Economic UCT Potential | 0 | 0 | 43.7941 | 43.0391 | 42.297 | 41.5678 | 40.8511 | 40.1467 | 39.4546 | 38.7743 | 38.1058 | 37.4488 | 36.8031 | 36.1686 | 35.545 | 34.9321 | 34.3299 | 33.738 | 33.1563 | 32.5846 | 32.0228 | 31.4707
F14_Industrial_Food Products_Existing_Miscellaneous_Natural Gas_Strategic Energy Management_A_Achievable Economic UCT Potential | F14 | Industrial | Food Products | Existing | Miscellaneous | Natural Gas | Strategic Energy Management | A | Purchases (Cumulative) | Achievable Economic UCT Potential | 0 | 0 | 43.7941 | 86.8332 | 129.1302 | 170.698 | 211.5491 | 251.6958 | 291.1504 | 329.9247 | 368.0305 | 405.4793 | 442.2824 | 478.451 | 513.996 | 548.9281 | 583.258 | 616.9959 | 650.1522 | 682.7369 | 714.7597 | 746.2304
F1_Industrial_Food Products_Existing_Space Heating_Natural Gas_Commissioning_A_Achievable Economic UCT Potential | F1 | Industrial | Food Products | Existing | Space Heating | Natural Gas | Commissioning | A | Original Unit Energy Savings (kWh or therms) | Achievable Economic UCT Potential | 0 | 0 | 10.7577 | 10.7321 | 10.7066 | 10.6814 | 10.6567 | 10.6326 | 10.6093 | 10.5869 | 10.5656 | 10.5456 | 10.5266 | 10.5088 | 10.492 | 10.4762 | 10.4613 | 10.4473 | 10.4341 | 10.4217 | 10.4101 | 10.3992
F2_Industrial_Food Products_Existing_Space Heating_Natural Gas_Commissioning_A_Achievable Economic UCT Potential | F2 | Industrial | Food Products | Existing | Space Heating | Natural Gas | Commissioning | A | Original Unit Summer Peak Savings (kW) | Achievable Economic UCT Potential | 0 | 0 | 0 | 0 | 0 | 0 | 0 | 0 | 0 | 0 | 0 | 0 | 0 | 0 | 0 | 0 | 0 | 0 | 0 | 0 | 0 | 0
F3_Industrial_Food Products_Existing_Space Heating_Natural Gas_Commissioning_A_Achievable Economic UCT Potential | F3 | Industrial | Food Products | Existing | Space Heating | Natural Gas | Commissioning | A | Original Unit Winter Peak Savings (kW) | Achievable Economic UCT Potential | 0 | 0 | 0 | 0 | 0 | 0 | 0 | 0 | 0 | 0 | 0 | 0 | 0 | 0 | 0 | 0 | 0 | 0 | 0 | 0 | 0 | 0
F4_Industrial_Food Products_Existing_Space Heating_Natural Gas_Commissioning_A_Achievable Economic UCT Potential | F4 | Industrial | Food Products | Existing | Space Heating | Natural Gas | Commissioning | A | Standalone Impact on Baseline Energy (%) | Achievable Economic UCT Potential | bar: 2019 to 2040
F5_Industrial_Food Products_Existing_Space Heating_Natural Gas_Commissioning_A_Achievable Economic UCT Potential | F5 | Industrial | Food Products | Existing | Space Heating | Natural Gas | Commissioning | A | Standalone Impact on Baseline Summer Peak (%) | Achievable Economic UCT Potential | bar: 2019 to 2040
F6_Industrial_Food Products_Existing_Space Heating_Natural Gas_Commissioning_A_Achievable Economic UCT Potential | F6 | Industrial | Food Products | Existing | Space Heating | Natural Gas | Commissioning | A | Standalone Impact on Baseline Winter Peak (%) | Achievable Economic UCT Potential | bar: 2019 to 2040
F7_Industrial_Food Products_Existing_Space Heating_Natural Gas_Commissioning_A_Achievable Economic UCT Potential | F7 | Industrial | Food Products | Existing | Space Heating | Natural Gas | Commissioning | A | Incremental Energy Savings (MWh or mTherms) | Achievable Economic UCT Potential | 0 | 0 | 0 | 0 | 0 | 0 | 0 | 0 | 0 | 0 | 0 | 0 | 0 | 0 | 0 | 0 | 0 | 0 | 0 | 0 | 0 | 0
F8_Industrial_Food Products_Existing_Space Heating_Natural Gas_Commissioning_A_Achievable Economic UCT Potential | F8 | Industrial | Food Products | Existing | Space Heating | Natural Gas | Commissioning | A | Incremental Summer Peak Savings (MW) | Achievable Economic UCT Potential | 0 | 0 | 0 | 0 | 0 | 0 | 0 | 0 | 0 | 0 | 0 | 0 | 0 | 0 | 0 | 0 | 0 | 0 | 0 | 0 | 0 | 0
F9_Industrial_Food Products_Existing_Space Heating_Natural Gas_Commissioning_A_Achievable Economic UCT Potential | F9 | Industrial | Food Products | Existing | Space Heating | Natural Gas | Commissioning | A | Incremental Winter Peak Savings (MW) | Achievable Economic UCT Potential | 0 | 0 | 0 | 0 | 0 | 0 | 0 | 0 | 0 | 0 | 0 | 0 | 0 | 0 | 0 | 0 | 0 | 0 | 0 | 0 | 0 | 0
F10_Industrial_Food Products_Existing_Space Heating_Natural Gas_Commissioning_A_Achievable Economic UCT Potential | F10 | Industrial | Food Products | Existing | Space Heating | Natural Gas | Commissioning | A | Cumulative Energy Savings (MWh or mTherms) | Achievable Economic UCT Potential | 0 | 0 | 0 | 0 | 0 | 0 | 0 | 0 | 0 | 0 | 0 | 0 | 0 | 0 | 0 | 0 | 0 | 0 | 0 | 0 | 0 | 0
F11_Industrial_Food Products_Existing_Space Heating_Natural Gas_Commissioning_A_Achievable Economic UCT Potential | F11 | Industrial | Food Products | Existing | Space Heating | Natural Gas | Commissioning | A | Cumulative Summer Peak Savings (MW) | Achievable Economic UCT Potential | 0 | 0 | 0 | 0 | 0 | 0 | 0 | 0 | 0 | 0 | 0 | 0 | 0 | 0 | 0 | 0 | 0 | 0 | 0 | 0 | 0 | 0
F12_Industrial_Food Products_Existing_Space Heating_Natural Gas_Commissioning_A_Achievable Economic UCT Potential | F12 | Industrial | Food Products | Existing | Space Heating | Natural Gas | Commissioning | A | Cumulative Winter Peak Savings (MW) | Achievable Economic UCT Potential | 0 | 0 | 0 | 0 | 0 | 0 | 0 | 0 | 0 | 0 | 0 | 0 | 0 | 0 | 0 | 0 | 0 | 0 | 0 | 0 | 0 | 0
F13_Industrial_Food Products_Existing_Space Heating_Natural Gas_Commissioning_A_Achievable Economic UCT Potential | F13 | Industrial | Food Products | Existing | Space Heating | Natural Gas | Commissioning | A | Purchases (Incremental) | Achievable Economic UCT Potential | 0 | 0 | 0 | 0 | 0 | 0 | 0 | 0 | 0 | 0 | 0 | 0 | 0 | 0 | 0 | 0 | 0 | 0 | 0 | 0 | 0 | 0
F14_Industrial_Food Products_Existing_Space Heating_Natural Gas_Commissioning_A_Achievable Economic UCT Potential | F14 | Industrial | Food Products | Existing | Space Heating | Natural Gas | Commissioning | A | Purchases (Cumulative) | Achievable Economic UCT Potential | 0 | 0 | 0 | 0 | 0 | 0 | 0 | 0 | 0 | 0 | 0 | 0 | 0 | 0 | 0 | 0 | 0 | 0 | 0 | 0 | 0 | 0
F1_Industrial_Food Products_Existing_Process_Natural Gas_Commissioning_A_Achievable Economic UCT Potential | F1 | Industrial | Food Products | Existing | Process | Natural Gas | Commissioning | A | Original Unit Energy Savings (kWh or therms) | Achievable Economic UCT Potential | 0 | 0 | 168.6012 | 168.6012 | 168.6012 | 168.6012 | 168.6012 | 168.6012 | 168.6012 | 168.6012 | 168.6012 | 168.6012 | 168.6012 | 168.6012 | 168.6012 | 168.6012 | 168.6012 | 168.6012 | 168.6012 | 168.6012 | 168.6012 | 168.6012
F2_Industrial_Food Products_Existing_Process_Natural Gas_Commissioning_A_Achievable Economic UCT Potential | F2 | Industrial | Food Products | Existing | Process | Natural Gas | Commissioning | A | Original Unit Summer Peak Savings (kW) | Achievable Economic UCT Potential | 0 | 0 | 0 | 0 | 0 | 0 | 0 | 0 | 0 | 0 | 0 | 0 | 0 | 0 | 0 | 0 | 0 | 0 | 0 | 0 | 0 | 0
F3_Industrial_Food Products_Existing_Process_Natural Gas_Commissioning_A_Achievable Economic UCT Potential | F3 | Industrial | Food Products | Existing | Process | Natural Gas | Commissioning | A | Original Unit Winter Peak Savings (kW) | Achievable Economic UCT Potential | 0 | 0 | 0 | 0 | 0 | 0 | 0 | 0 | 0 | 0 | 0 | 0 | 0 | 0 | 0 | 0 | 0 | 0 | 0 | 0 | 0 | 0
F4_Industrial_Food Products_Existing_Process_Natural Gas_Commissioning_A_Achievable Economic UCT Potential | F4 | Industrial | Food Products | Existing | Process | Natural Gas | Commissioning | A | Standalone Impact on Baseline Energy (%) | Achievable Economic UCT Potential | bar: 2019 to 2040
F5_Industrial_Food Products_Existing_Process_Natural Gas_Commissioning_A_Achievable Economic UCT Potential | F5 | Industrial | Food Products | Existing | Process | Natural Gas | Commissioning | A | Standalone Impact on Baseline Summer Peak (%) | Achievable Economic UCT Potential | bar: 2019 to 2040
F6_Industrial_Food Products_Existing_Process_Natural Gas_Commissioning_A_Achievable Economic UCT Potential | F6 | Industrial | Food Products | Existing | Process | Natural Gas | Commissioning | A | Standalone Impact on Baseline Winter Peak (%) | Achievable Economic UCT Potential | bar: 2019 to 2040
F7_Industrial_Food Products_Existing_Process_Natural Gas_Commissioning_A_Achievable Economic UCT Potential | F7 | Industrial | Food Products | Existing | Process | Natural Gas | Commissioning | A | Incremental Energy Savings (MWh or mTherms) | Achievable Economic UCT Potential | 0 | 0 | 0 | 0 | 0 | 0 | 0 | 0 | 0 | 0 | 0 | 0 | 0 | 0 | 0 | 0 | 0 | 0 | 0 | 0 | 0 | 0
F8_Industrial_Food Products_Existing_Process_Natural Gas_Commissioning_A_Achievable Economic UCT Potential | F8 | Industrial | Food Products | Existing | Process | Natural Gas | Commissioning | A | Incremental Summer Peak Savings (MW) | Achievable Economic UCT Potential | 0 | 0 | 0 | 0 | 0 | 0 | 0 | 0 | 0 | 0 | 0 | 0 | 0 | 0 | 0 | 0 | 0 | 0 | 0 | 0 | 0 | 0
F9_Industrial_Food Products_Existing_Process_Natural Gas_Commissioning_A_Achievable Economic UCT Potential | F9 | Industrial | Food Products | Existing | Process | Natural Gas | Commissioning | A | Incremental Winter Peak Savings (MW) | Achievable Economic UCT Potential | 0 | 0 | 0 | 0 | 0 | 0 | 0 | 0 | 0 | 0 | 0 | 0 | 0 | 0 | 0 | 0 | 0 | 0 | 0 | 0 | 0 | 0
F10_Industrial_Food Products_Existing_Process_Natural Gas_Commissioning_A_Achievable Economic UCT Potential | F10 | Industrial | Food Products | Existing | Process | Natural Gas | Commissioning | A | Cumulative Energy Savings (MWh or mTherms) | Achievable Economic UCT Potential | 0 | 0 | 0 | 0 | 0 | 0 | 0 | 0 | 0 | 0 | 0 | 0 | 0 | 0 | 0 | 0 | 0 | 0 | 0 | 0 | 0 | 0
F11_Industrial_Food Products_Existing_Process_Natural Gas_Commissioning_A_Achievable Economic UCT Potential | F11 | Industrial | Food Products | Existing | Process | Natural Gas | Commissioning | A | Cumulative Summer Peak Savings (MW) | Achievable Economic UCT Potential | 0 | 0 | 0 | 0 | 0 | 0 | 0 | 0 | 0 | 0 | 0 | 0 | 0 | 0 | 0 | 0 | 0 | 0 | 0 | 0 | 0 | 0
F12_Industrial_Food Products_Existing_Process_Natural Gas_Commissioning_A_Achievable Economic UCT Potential | F12 | Industrial | Food Products | Existing | Process | Natural Gas | Commissioning | A | Cumulative Winter Peak Savings (MW) | Achievable Economic UCT Potential | 0 | 0 | 0 | 0 | 0 | 0 | 0 | 0 | 0 | 0 | 0 | 0 | 0 | 0 | 0 | 0 | 0 | 0 | 0 | 0 | 0 | 0
F13_Industrial_Food Products_Existing_Process_Natural Gas_Commissioning_A_Achievable Economic UCT Potential | F13 | Industrial | Food Products | Existing | Process | Natural Gas | Commissioning | A | Purchases (Incremental) | Achievable Economic UCT Potential | 0 | 0 | 0 | 0 | 0 | 0 | 0 | 0 | 0 | 0 | 0 | 0 | 0 | 0 | 0 | 0 | 0 | 0 | 0 | 0 | 0 | 0
F14_Industrial_Food Products_Existing_Process_Natural Gas_Commissioning_A_Achievable Economic UCT Potential | F14 | Industrial | Food Products | Existing | Process | Natural Gas | Commissioning | A | Purchases (Cumulative) | Achievable Economic UCT Potential | 0 | 0 | 0 | 0 | 0 | 0 | 0 | 0 | 0 | 0 | 0 | 0 | 0 | 0 | 0 | 0 | 0 | 0 | 0 | 0 | 0 | 0
F1_Industrial_Food Products_Existing_Space Heating_Natural Gas_Retrocommissioning_A_Achievable Economic UCT Potential | F1 | Industrial | Food Products | Existing | Space Heating | Natural Gas | Retrocommissioning | A | Original Unit Energy Savings (kWh or therms) | Achievable Economic UCT Potential | 0 | 0 | 1.4942 | 1.4906 | 1.4871 | 1.4836 | 1.4801 | 1.4768 | 1.4736 | 1.4704 | 1.4675 | 1.4647 | 1.4621 | 1.4596 | 1.4573 | 1.4551 | 1.453 | 1.4511 | 1.4492 | 1.4475 | 1.4459 | 1.4444
F2_Industrial_Food Products_Existing_Space Heating_Natural Gas_Retrocommissioning_A_Achievable Economic UCT Potential | F2 | Industrial | Food Products | Existing | Space Heating | Natural Gas | Retrocommissioning | A | Original Unit Summer Peak Savings (kW) | Achievable Economic UCT Potential | 0 | 0 | 0 | 0 | 0 | 0 | 0 | 0 | 0 | 0 | 0 | 0 | 0 | 0 | 0 | 0 | 0 | 0 | 0 | 0 | 0 | 0
F3_Industrial_Food Products_Existing_Space Heating_Natural Gas_Retrocommissioning_A_Achievable Economic UCT Potential | F3 | Industrial | Food Products | Existing | Space Heating | Natural Gas | Retrocommissioning | A | Original Unit Winter Peak Savings (kW) | Achievable Economic UCT Potential | 0 | 0 | 0 | 0 | 0 | 0 | 0 | 0 | 0 | 0 | 0 | 0 | 0 | 0 | 0 | 0 | 0 | 0 | 0 | 0 | 0 | 0
F4_Industrial_Food Products_Existing_Space Heating_Natural Gas_Retrocommissioning_A_Achievable Economic UCT Potential | F4 | Industrial | Food Products | Existing | Space Heating | Natural Gas | Retrocommissioning | A | Standalone Impact on Baseline Energy (%) | Achievable Economic UCT Potential | 0% | 0% | 0.0124% | 0.02501% | 0.03784% | 0.0509% | 0.06419% | 0.07772% | 0.09148% | 0.1055% | 0.1197% | 0.1342% | 0.149% | 0.164% | 0.1793% | 0.1948% | 0.2106% | 0.2267% | 0.2431% | 0.2597% | 0.2767% | 0.2939%
F5_Industrial_Food Products_Existing_Space Heating_Natural Gas_Retrocommissioning_A_Achievable Economic UCT Potential | F5 | Industrial | Food Products | Existing | Space Heating | Natural Gas | Retrocommissioning | A | Standalone Impact on Baseline Summer Peak (%) | Achievable Economic UCT Potential | bar: 2019 to 2040
F6_Industrial_Food Products_Existing_Space Heating_Natural Gas_Retrocommissioning_A_Achievable Economic UCT Potential | F6 | Industrial | Food Products | Existing | Space Heating | Natural Gas | Retrocommissioning | A | Standalone Impact on Baseline Winter Peak (%) | Achievable Economic UCT Potential | bar: 2019 to 2040
F7_Industrial_Food Products_Existing_Space Heating_Natural Gas_Retrocommissioning_A_Achievable Economic UCT Potential | F7 | Industrial | Food Products | Existing | Space Heating | Natural Gas | Retrocommissioning | A | Incremental Energy Savings (MWh or mTherms) | Achievable Economic UCT Potential | 0 | 0 | 0.050894 | 0.049898 | 0.048921 | 0.047965 | 0.047028 | 0.046113 | 0.045219 | 0.044345 | 0.043493 | 0.042662 | 0.041851 | 0.04106 | 0.040288 | 0.039533 | 0.038796 | 0.038077 | 0.037373 | 0.036685 | 0.036012 | 0.035354
F8_Industrial_Food Products_Existing_Space Heating_Natural Gas_Retrocommissioning_A_Achievable Economic UCT Potential | F8 | Industrial | Food Products | Existing | Space Heating | Natural Gas | Retrocommissioning | A | Incremental Summer Peak Savings (MW) | Achievable Economic UCT Potential | 0 | 0 | 0 | 0 | 0 | 0 | 0 | 0 | 0 | 0 | 0 | 0 | 0 | 0 | 0 | 0 | 0 | 0 | 0 | 0 | 0 | 0
F9_Industrial_Food Products_Existing_Space Heating_Natural Gas_Retrocommissioning_A_Achievable Economic UCT Potential | F9 | Industrial | Food Products | Existing | Space Heating | Natural Gas | Retrocommissioning | A | Incremental Winter Peak Savings (MW) | Achievable Economic UCT Potential | 0 | 0 | 0 | 0 | 0 | 0 | 0 | 0 | 0 | 0 | 0 | 0 | 0 | 0 | 0 | 0 | 0 | 0 | 0 | 0 | 0 | 0
F10_Industrial_Food Products_Existing_Space Heating_Natural Gas_Retrocommissioning_A_Achievable Economic UCT Potential | F10 | Industrial | Food Products | Existing | Space Heating | Natural Gas | Retrocommissioning | A | Cumulative Energy Savings (MWh or mTherms) | Achievable Economic UCT Potential | 0 | 0 | 0.050894 | 0.10067 | 0.14935 | 0.19697 | 0.24354 | 0.2891 | 0.33369 | 0.37733 | 0.42006 | 0.46193 | 0.50295 | 0.54316 | 0.58258 | 0.62123 | 0.65914 | 0.69634 | 0.73283 | 0.76865 | 0.80381 | 0.83832
F11_Industrial_Food Products_Existing_Space Heating_Natural Gas_Retrocommissioning_A_Achievable Economic UCT Potential | F11 | Industrial | Food Products | Existing | Space Heating | Natural Gas | Retrocommissioning | A | Cumulative Summer Peak Savings (MW) | Achievable Economic UCT Potential | 0 | 0 | 0 | 0 | 0 | 0 | 0 | 0 | 0 | 0 | 0 | 0 | 0 | 0 | 0 | 0 | 0 | 0 | 0 | 0 | 0 | 0
F12_Industrial_Food Products_Existing_Space Heating_Natural Gas_Retrocommissioning_A_Achievable Economic UCT Potential | F12 | Industrial | Food Products | Existing | Space Heating | Natural Gas | Retrocommissioning | A | Cumulative Winter Peak Savings (MW) | Achievable Economic UCT Potential | 0 | 0 | 0 | 0 | 0 | 0 | 0 | 0 | 0 | 0 | 0 | 0 | 0 | 0 | 0 | 0 | 0 | 0 | 0 | 0 | 0 | 0
F13_Industrial_Food Products_Existing_Space Heating_Natural Gas_Retrocommissioning_A_Achievable Economic UCT Potential | F13 | Industrial | Food Products | Existing | Space Heating | Natural Gas | Retrocommissioning | A | Purchases (Incremental) | Achievable Economic UCT Potential | 0 | 0 | 34.0621 | 33.4748 | 32.8977 | 32.3305 | 31.7731 | 31.2252 | 30.6869 | 30.1578 | 29.6378 | 29.1268 | 28.6247 | 28.1311 | 27.6461 | 27.1694 | 26.701 | 26.2406 | 25.7882 | 25.3436 | 24.9066 | 24.4772
F14_Industrial_Food Products_Existing_Space Heating_Natural Gas_Retrocommissioning_A_Achievable Economic UCT Potential | F14 | Industrial | Food Products | Existing | Space Heating | Natural Gas | Retrocommissioning | A | Purchases (Cumulative) | Achievable Economic UCT Potential | 0 | 0 | 34.0621 | 67.5369 | 100.4346 | 132.7651 | 164.5382 | 195.7634 | 226.4503 | 256.6081 | 286.2459 | 315.3728 | 343.9974 | 372.1285 | 399.7746 | 426.9441 | 453.6451 | 479.8857 | 505.674 | 531.0176 | 555.9242 | 580.4014
F1_Industrial_Food Products_Existing_Process_Natural Gas_Retrocommissioning_A_Achievable Economic UCT Potential | F1 | Industrial | Food Products | Existing | Process | Natural Gas | Retrocommissioning | A | Original Unit Energy Savings (kWh or therms) | Achievable Economic UCT Potential | 0 | 0 | 0 | 0 | 0 | 0 | 0 | 0 | 0 | 0 | 0 | 0 | 0 | 0 | 0 | 0 | 0 | 0 | 0 | 0 | 0 | 0
F2_Industrial_Food Products_Existing_Process_Natural Gas_Retrocommissioning_A_Achievable Economic UCT Potential | F2 | Industrial | Food Products | Existing | Process | Natural Gas | Retrocommissioning | A | Original Unit Summer Peak Savings (kW) | Achievable Economic UCT Potential | 0 | 0 | 0 | 0 | 0 | 0 | 0 | 0 | 0 | 0 | 0 | 0 | 0 | 0 | 0 | 0 | 0 | 0 | 0 | 0 | 0 | 0
F3_Industrial_Food Products_Existing_Process_Natural Gas_Retrocommissioning_A_Achievable Economic UCT Potential | F3 | Industrial | Food Products | Existing | Process | Natural Gas | Retrocommissioning | A | Original Unit Winter Peak Savings (kW) | Achievable Economic UCT Potential | 0 | 0 | 0 | 0 | 0 | 0 | 0 | 0 | 0 | 0 | 0 | 0 | 0 | 0 | 0 | 0 | 0 | 0 | 0 | 0 | 0 | 0
F4_Industrial_Food Products_Existing_Process_Natural Gas_Retrocommissioning_A_Achievable Economic UCT Potential | F4 | Industrial | Food Products | Existing | Process | Natural Gas | Retrocommissioning | A | Standalone Impact on Baseline Energy (%) | Achievable Economic UCT Potential | bar: 2019 to 2040
F5_Industrial_Food Products_Existing_Process_Natural Gas_Retrocommissioning_A_Achievable Economic UCT Potential | F5 | Industrial | Food Products | Existing | Process | Natural Gas | Retrocommissioning | A | Standalone Impact on Baseline Summer Peak (%) | Achievable Economic UCT Potential | bar: 2019 to 2040
F6_Industrial_Food Products_Existing_Process_Natural Gas_Retrocommissioning_A_Achievable Economic UCT Potential | F6 | Industrial | Food Products | Existing | Process | Natural Gas | Retrocommissioning | A | Standalone Impact on Baseline Winter Peak (%) | Achievable Economic UCT Potential | bar: 2019 to 2040
F7_Industrial_Food Products_Existing_Process_Natural Gas_Retrocommissioning_A_Achievable Economic UCT Potential | F7 | Industrial | Food Products | Existing | Process | Natural Gas | Retrocommissioning | A | Incremental Energy Savings (MWh or mTherms) | Achievable Economic UCT Potential | 0 | 0 | 0 | 0 | 0 | 0 | 0 | 0 | 0 | 0 | 0 | 0 | 0 | 0 | 0 | 0 | 0 | 0 | 0 | 0 | 0 | 0
F8_Industrial_Food Products_Existing_Process_Natural Gas_Retrocommissioning_A_Achievable Economic UCT Potential | F8 | Industrial | Food Products | Existing | Process | Natural Gas | Retrocommissioning | A | Incremental Summer Peak Savings (MW) | Achievable Economic UCT Potential | 0 | 0 | 0 | 0 | 0 | 0 | 0 | 0 | 0 | 0 | 0 | 0 | 0 | 0 | 0 | 0 | 0 | 0 | 0 | 0 | 0 | 0
F9_Industrial_Food Products_Existing_Process_Natural Gas_Retrocommissioning_A_Achievable Economic UCT Potential | F9 | Industrial | Food Products | Existing | Process | Natural Gas | Retrocommissioning | A | Incremental Winter Peak Savings (MW) | Achievable Economic UCT Potential | 0 | 0 | 0 | 0 | 0 | 0 | 0 | 0 | 0 | 0 | 0 | 0 | 0 | 0 | 0 | 0 | 0 | 0 | 0 | 0 | 0 | 0
F10_Industrial_Food Products_Existing_Process_Natural Gas_Retrocommissioning_A_Achievable Economic UCT Potential | F10 | Industrial | Food Products | Existing | Process | Natural Gas | Retrocommissioning | A | Cumulative Energy Savings (MWh or mTherms) | Achievable Economic UCT Potential | 0 | 0 | 0 | 0 | 0 | 0 | 0 | 0 | 0 | 0 | 0 | 0 | 0 | 0 | 0 | 0 | 0 | 0 | 0 | 0 | 0 | 0
F11_Industrial_Food Products_Existing_Process_Natural Gas_Retrocommissioning_A_Achievable Economic UCT Potential | F11 | Industrial | Food Products | Existing | Process | Natural Gas | Retrocommissioning | A | Cumulative Summer Peak Savings (MW) | Achievable Economic UCT Potential | 0 | 0 | 0 | 0 | 0 | 0 | 0 | 0 | 0 | 0 | 0 | 0 | 0 | 0 | 0 | 0 | 0 | 0 | 0 | 0 | 0 | 0
F12_Industrial_Food Products_Existing_Process_Natural Gas_Retrocommissioning_A_Achievable Economic UCT Potential | F12 | Industrial | Food Products | Existing | Process | Natural Gas | Retrocommissioning | A | Cumulative Winter Peak Savings (MW) | Achievable Economic UCT Potential | 0 | 0 | 0 | 0 | 0 | 0 | 0 | 0 | 0 | 0 | 0 | 0 | 0 | 0 | 0 | 0 | 0 | 0 | 0 | 0 | 0 | 0
F13_Industrial_Food Products_Existing_Process_Natural Gas_Retrocommissioning_A_Achievable Economic UCT Potential | F13 | Industrial | Food Products | Existing | Process | Natural Gas | Retrocommissioning | A | Purchases (Incremental) | Achievable Economic UCT Potential | 0 | 0 | 34.0621 | 33.4748 | 32.8977 | 32.3305 | 31.7731 | 31.2252 | 30.6869 | 30.1578 | 29.6378 | 29.1268 | 28.6247 | 28.1311 | 27.6461 | 27.1694 | 26.701 | 26.2406 | 25.7882 | 25.3436 | 24.9066 | 24.4772
F14_Industrial_Food Products_Existing_Process_Natural Gas_Retrocommissioning_A_Achievable Economic UCT Potential | F14 | Industrial | Food Products | Existing | Process | Natural Gas | Retrocommissioning | A | Purchases (Cumulative) | Achievable Economic UCT Potential | 0 | 0 | 34.0621 | 67.5369 | 100.4346 | 132.7651 | 164.5382 | 195.7634 | 226.4503 | 256.6081 | 286.2459 | 315.3728 | 343.9974 | 372.1285 | 399.7746 | 426.9441 | 453.6451 | 479.8857 | 505.674 | 531.0176 | 555.9242 | 580.4014
F1_Industrial_Food Products_New_Space Heating_Natural Gas_Insulation - Roof/Ceiling_A_Achievable Economic UCT Potential | F1 | Industrial | Food Products | New | Space Heating | Natural Gas | Insulation - Roof/Ceiling | A | Original Unit Energy Savings (kWh or therms) | Achievable Economic UCT Potential | 0 | 0 | 0.078976 | 0.078976 | 0.078976 | 0.078976 | 0.078976 | 0.078976 | 0.078976 | 0.078976 | 0.078976 | 0.078976 | 0.078976 | 0.078976 | 0.078976 | 0.078976 | 0.078976 | 0.078976 | 0.078976 | 0.078976 | 0.078976 | 0.078976
F2_Industrial_Food Products_New_Space Heating_Natural Gas_Insulation - Roof/Ceiling_A_Achievable Economic UCT Potential | F2 | Industrial | Food Products | New | Space Heating | Natural Gas | Insulation - Roof/Ceiling | A | Original Unit Summer Peak Savings (kW) | Achievable Economic UCT Potential | 0 | 0 | 0 | 0 | 0 | 0 | 0 | 0 | 0 | 0 | 0 | 0 | 0 | 0 | 0 | 0 | 0 | 0 | 0 | 0 | 0 | 0
F3_Industrial_Food Products_New_Space Heating_Natural Gas_Insulation - Roof/Ceiling_A_Achievable Economic UCT Potential | F3 | Industrial | Food Products | New | Space Heating | Natural Gas | Insulation - Roof/Ceiling | A | Original Unit Winter Peak Savings (kW) | Achievable Economic UCT Potential | 0 | 0 | 0 | 0 | 0 | 0 | 0 | 0 | 0 | 0 | 0 | 0 | 0 | 0 | 0 | 0 | 0 | 0 | 0 | 0 | 0 | 0
F4_Industrial_Food Products_New_Space Heating_Natural Gas_Insulation - Roof/Ceiling_A_Achievable Economic UCT Potential | F4 | Industrial | Food Products | New | Space Heating | Natural Gas | Insulation - Roof/Ceiling | A | Standalone Impact on Baseline Energy (%) | Achievable Economic UCT Potential | bar: 2019 to 2040
F5_Industrial_Food Products_New_Space Heating_Natural Gas_Insulation - Roof/Ceiling_A_Achievable Economic UCT Potential | F5 | Industrial | Food Products | New | Space Heating | Natural Gas | Insulation - Roof/Ceiling | A | Standalone Impact on Baseline Summer Peak (%) | Achievable Economic UCT Potential | bar: 2019 to 2040
F6_Industrial_Food Products_New_Space Heating_Natural Gas_Insulation - Roof/Ceiling_A_Achievable Economic UCT Potential | F6 | Industrial | Food Products | New | Space Heating | Natural Gas | Insulation - Roof/Ceiling | A | Standalone Impact on Baseline Winter Peak (%) | Achievable Economic UCT Potential | bar: 2019 to 2040
F7_Industrial_Food Products_New_Space Heating_Natural Gas_Insulation - Roof/Ceiling_A_Achievable Economic UCT Potential | F7 | Industrial | Food Products | New | Space Heating | Natural Gas | Insulation - Roof/Ceiling | A | Incremental Energy Savings (MWh or mTherms) | Achievable Economic UCT Potential | 0 | 0 | 0 | 0 | 0 | 0 | 0 | 0 | 0 | 0 | 0 | 0 | 0 | 0 | 0 | 0 | 0 | 0 | 0 | 0 | 0 | 0
F8_Industrial_Food Products_New_Space Heating_Natural Gas_Insulation - Roof/Ceiling_A_Achievable Economic UCT Potential | F8 | Industrial | Food Products | New | Space Heating | Natural Gas | Insulation - Roof/Ceiling | A | Incremental Summer Peak Savings (MW) | Achievable Economic UCT Potential | 0 | 0 | 0 | 0 | 0 | 0 | 0 | 0 | 0 | 0 | 0 | 0 | 0 | 0 | 0 | 0 | 0 | 0 | 0 | 0 | 0 | 0
F9_Industrial_Food Products_New_Space Heating_Natural Gas_Insulation - Roof/Ceiling_A_Achievable Economic UCT Potential | F9 | Industrial | Food Products | New | Space Heating | Natural Gas | Insulation - Roof/Ceiling | A | Incremental Winter Peak Savings (MW) | Achievable Economic UCT Potential | 0 | 0 | 0 | 0 | 0 | 0 | 0 | 0 | 0 | 0 | 0 | 0 | 0 | 0 | 0 | 0 | 0 | 0 | 0 | 0 | 0 | 0
F10_Industrial_Food Products_New_Space Heating_Natural Gas_Insulation - Roof/Ceiling_A_Achievable Economic UCT Potential | F10 | Industrial | Food Products | New | Space Heating | Natural Gas | Insulation - Roof/Ceiling | A | Cumulative Energy Savings (MWh or mTherms) | Achievable Economic UCT Potential | 0 | 0 | 0 | 0 | 0 | 0 | 0 | 0 | 0 | 0 | 0 | 0 | 0 | 0 | 0 | 0 | 0 | 0 | 0 | 0 | 0 | 0
F11_Industrial_Food Products_New_Space Heating_Natural Gas_Insulation - Roof/Ceiling_A_Achievable Economic UCT Potential | F11 | Industrial | Food Products | New | Space Heating | Natural Gas | Insulation - Roof/Ceiling | A | Cumulative Summer Peak Savings (MW) | Achievable Economic UCT Potential | 0 | 0 | 0 | 0 | 0 | 0 | 0 | 0 | 0 | 0 | 0 | 0 | 0 | 0 | 0 | 0 | 0 | 0 | 0 | 0 | 0 | 0
F12_Industrial_Food Products_New_Space Heating_Natural Gas_Insulation - Roof/Ceiling_A_Achievable Economic UCT Potential | F12 | Industrial | Food Products | New | Space Heating | Natural Gas | Insulation - Roof/Ceiling | A | Cumulative Winter Peak Savings (MW) | Achievable Economic UCT Potential | 0 | 0 | 0 | 0 | 0 | 0 | 0 | 0 | 0 | 0 | 0 | 0 | 0 | 0 | 0 | 0 | 0 | 0 | 0 | 0 | 0 | 0
F13_Industrial_Food Products_New_Space Heating_Natural Gas_Insulation - Roof/Ceiling_A_Achievable Economic UCT Potential | F13 | Industrial | Food Products | New | Space Heating | Natural Gas | Insulation - Roof/Ceiling | A | Purchases (Incremental) | Achievable Economic UCT Potential | 0 | 0 | 0 | 0 | 0 | 0 | 0 | 0 | 0 | 0 | 0 | 0 | 0 | 0 | 0 | 0 | 0 | 0 | 0 | 0 | 0 | 0
F14_Industrial_Food Products_New_Space Heating_Natural Gas_Insulation - Roof/Ceiling_A_Achievable Economic UCT Potential | F14 | Industrial | Food Products | New | Space Heating | Natural Gas | Insulation - Roof/Ceiling | A | Purchases (Cumulative) | Achievable Economic UCT Potential | 0 | 0 | 0 | 0 | 0 | 0 | 0 | 0 | 0 | 0 | 0 | 0 | 0 | 0 | 0 | 0 | 0 | 0 | 0 | 0 | 0 | 0
F1_Industrial_Food Products_New_Space Heating_Natural Gas_Insulation - Wall Cavity_A_Achievable Economic UCT Potential | F1 | Industrial | Food Products | New | Space Heating | Natural Gas | Insulation - Wall Cavity | A | Original Unit Energy Savings (kWh or therms) | Achievable Economic UCT Potential | 0 | 0 | 0.017277 | 0.017277 | 0.017277 | 0.017277 | 0.017277 | 0.017277 | 0.017277 | 0.017277 | 0.017277 | 0.017277 | 0.017277 | 0.017277 | 0.017277 | 0.017277 | 0.017277 | 0.017277 | 0.017277 | 0.017277 | 0.017277 | 0.017277
F2_Industrial_Food Products_New_Space Heating_Natural Gas_Insulation - Wall Cavity_A_Achievable Economic UCT Potential | F2 | Industrial | Food Products | New | Space Heating | Natural Gas | Insulation - Wall Cavity | A | Original Unit Summer Peak Savings (kW) | Achievable Economic UCT Potential | 0 | 0 | 0 | 0 | 0 | 0 | 0 | 0 | 0 | 0 | 0 | 0 | 0 | 0 | 0 | 0 | 0 | 0 | 0 | 0 | 0 | 0
F3_Industrial_Food Products_New_Space Heating_Natural Gas_Insulation - Wall Cavity_A_Achievable Economic UCT Potential | F3 | Industrial | Food Products | New | Space Heating | Natural Gas | Insulation - Wall Cavity | A | Original Unit Winter Peak Savings (kW) | Achievable Economic UCT Potential | 0 | 0 | 0 | 0 | 0 | 0 | 0 | 0 | 0 | 0 | 0 | 0 | 0 | 0 | 0 | 0 | 0 | 0 | 0 | 0 | 0 | 0
F4_Industrial_Food Products_New_Space Heating_Natural Gas_Insulation - Wall Cavity_A_Achievable Economic UCT Potential | F4 | Industrial | Food Products | New | Space Heating | Natural Gas | Insulation - Wall Cavity | A | Standalone Impact on Baseline Energy (%) | Achievable Economic UCT Potential | bar: 2019 to 2040
F5_Industrial_Food Products_New_Space Heating_Natural Gas_Insulation - Wall Cavity_A_Achievable Economic UCT Potential | F5 | Industrial | Food Products | New | Space Heating | Natural Gas | Insulation - Wall Cavity | A | Standalone Impact on Baseline Summer Peak (%) | Achievable Economic UCT Potential | bar: 2019 to 2040
F6_Industrial_Food Products_New_Space Heating_Natural Gas_Insulation - Wall Cavity_A_Achievable Economic UCT Potential | F6 | Industrial | Food Products | New | Space Heating | Natural Gas | Insulation - Wall Cavity | A | Standalone Impact on Baseline Winter Peak (%) | Achievable Economic UCT Potential | bar: 2019 to 2040
F7_Industrial_Food Products_New_Space Heating_Natural Gas_Insulation - Wall Cavity_A_Achievable Economic UCT Potential | F7 | Industrial | Food Products | New | Space Heating | Natural Gas | Insulation - Wall Cavity | A | Incremental Energy Savings (MWh or mTherms) | Achievable Economic UCT Potential | 0 | 0 | 0 | 0 | 0 | 0 | 0 | 0 | 0 | 0 | 0 | 0 | 0 | 0 | 0 | 0 | 0 | 0 | 0 | 0 | 0 | 0
F8_Industrial_Food Products_New_Space Heating_Natural Gas_Insulation - Wall Cavity_A_Achievable Economic UCT Potential | F8 | Industrial | Food Products | New | Space Heating | Natural Gas | Insulation - Wall Cavity | A | Incremental Summer Peak Savings (MW) | Achievable Economic UCT Potential | 0 | 0 | 0 | 0 | 0 | 0 | 0 | 0 | 0 | 0 | 0 | 0 | 0 | 0 | 0 | 0 | 0 | 0 | 0 | 0 | 0 | 0
F9_Industrial_Food Products_New_Space Heating_Natural Gas_Insulation - Wall Cavity_A_Achievable Economic UCT Potential | F9 | Industrial | Food Products | New | Space Heating | Natural Gas | Insulation - Wall Cavity | A | Incremental Winter Peak Savings (MW) | Achievable Economic UCT Potential | 0 | 0 | 0 | 0 | 0 | 0 | 0 | 0 | 0 | 0 | 0 | 0 | 0 | 0 | 0 | 0 | 0 | 0 | 0 | 0 | 0 | 0
F10_Industrial_Food Products_New_Space Heating_Natural Gas_Insulation - Wall Cavity_A_Achievable Economic UCT Potential | F10 | Industrial | Food Products | New | Space Heating | Natural Gas | Insulation - Wall Cavity | A | Cumulative Energy Savings (MWh or mTherms) | Achievable Economic UCT Potential | 0 | 0 | 0 | 0 | 0 | 0 | 0 | 0 | 0 | 0 | 0 | 0 | 0 | 0 | 0 | 0 | 0 | 0 | 0 | 0 | 0 | 0
F11_Industrial_Food Products_New_Space Heating_Natural Gas_Insulation - Wall Cavity_A_Achievable Economic UCT Potential | F11 | Industrial | Food Products | New | Space Heating | Natural Gas | Insulation - Wall Cavity | A | Cumulative Summer Peak Savings (MW) | Achievable Economic UCT Potential | 0 | 0 | 0 | 0 | 0 | 0 | 0 | 0 | 0 | 0 | 0 | 0 | 0 | 0 | 0 | 0 | 0 | 0 | 0 | 0 | 0 | 0
F12_Industrial_Food Products_New_Space Heating_Natural Gas_Insulation - Wall Cavity_A_Achievable Economic UCT Potential | F12 | Industrial | Food Products | New | Space Heating | Natural Gas | Insulation - Wall Cavity | A | Cumulative Winter Peak Savings (MW) | Achievable Economic UCT Potential | 0 | 0 | 0 | 0 | 0 | 0 | 0 | 0 | 0 | 0 | 0 | 0 | 0 | 0 | 0 | 0 | 0 | 0 | 0 | 0 | 0 | 0
F13_Industrial_Food Products_New_Space Heating_Natural Gas_Insulation - Wall Cavity_A_Achievable Economic UCT Potential | F13 | Industrial | Food Products | New | Space Heating | Natural Gas | Insulation - Wall Cavity | A | Purchases (Incremental) | Achievable Economic UCT Potential | 0 | 0 | 0 | 0 | 0 | 0 | 0 | 0 | 0 | 0 | 0 | 0 | 0 | 0 | 0 | 0 | 0 | 0 | 0 | 0 | 0 | 0
F14_Industrial_Food Products_New_Space Heating_Natural Gas_Insulation - Wall Cavity_A_Achievable Economic UCT Potential | F14 | Industrial | Food Products | New | Space Heating | Natural Gas | Insulation - Wall Cavity | A | Purchases (Cumulative) | Achievable Economic UCT Potential | 0 | 0 | 0 | 0 | 0 | 0 | 0 | 0 | 0 | 0 | 0 | 0 | 0 | 0 | 0 | 0 | 0 | 0 | 0 | 0 | 0 | 0
F1_Industrial_Food Products_New_Space Heating_Natural Gas_Insulation - Ducting_A_Achievable Economic UCT Potential | F1 | Industrial | Food Products | New | Space Heating | Natural Gas | Insulation - Ducting | A | Original Unit Energy Savings (kWh or therms) | Achievable Economic UCT Potential | 0 | 0 | 0.0012737 | 0.0012737 | 0.0012737 | 0.0012737 | 0.0012737 | 0.0012737 | 0.0012737 | 0.0012737 | 0.0012737 | 0.0012737 | 0.0012737 | 0.0012737 | 0.0012737 | 0.0012737 | 0.0012737 | 0.0012737 | 0.0012737 | 0.0012737 | 0.0012737 | 0.0012737
F2_Industrial_Food Products_New_Space Heating_Natural Gas_Insulation - Ducting_A_Achievable Economic UCT Potential | F2 | Industrial | Food Products | New | Space Heating | Natural Gas | Insulation - Ducting | A | Original Unit Summer Peak Savings (kW) | Achievable Economic UCT Potential | 0 | 0 | 0 | 0 | 0 | 0 | 0 | 0 | 0 | 0 | 0 | 0 | 0 | 0 | 0 | 0 | 0 | 0 | 0 | 0 | 0 | 0
F3_Industrial_Food Products_New_Space Heating_Natural Gas_Insulation - Ducting_A_Achievable Economic UCT Potential | F3 | Industrial | Food Products | New | Space Heating | Natural Gas | Insulation - Ducting | A | Original Unit Winter Peak Savings (kW) | Achievable Economic UCT Potential | 0 | 0 | 0 | 0 | 0 | 0 | 0 | 0 | 0 | 0 | 0 | 0 | 0 | 0 | 0 | 0 | 0 | 0 | 0 | 0 | 0 | 0
F4_Industrial_Food Products_New_Space Heating_Natural Gas_Insulation - Ducting_A_Achievable Economic UCT Potential | F4 | Industrial | Food Products | New | Space Heating | Natural Gas | Insulation - Ducting | A | Standalone Impact on Baseline Energy (%) | Achievable Economic UCT Potential | bar: 2019 to 2040
F5_Industrial_Food Products_New_Space Heating_Natural Gas_Insulation - Ducting_A_Achievable Economic UCT Potential | F5 | Industrial | Food Products | New | Space Heating | Natural Gas | Insulation - Ducting | A | Standalone Impact on Baseline Summer Peak (%) | Achievable Economic UCT Potential | bar: 2019 to 2040
F6_Industrial_Food Products_New_Space Heating_Natural Gas_Insulation - Ducting_A_Achievable Economic UCT Potential | F6 | Industrial | Food Products | New | Space Heating | Natural Gas | Insulation - Ducting | A | Standalone Impact on Baseline Winter Peak (%) | Achievable Economic UCT Potential | bar: 2019 to 2040
F7_Industrial_Food Products_New_Space Heating_Natural Gas_Insulation - Ducting_A_Achievable Economic UCT Potential | F7 | Industrial | Food Products | New | Space Heating | Natural Gas | Insulation - Ducting | A | Incremental Energy Savings (MWh or mTherms) | Achievable Economic UCT Potential | 0 | 0 | 0 | 0 | 0 | 0 | 0 | 0 | 0 | 0 | 0 | 0 | 0 | 0 | 0 | 0 | 0 | 0 | 0 | 0 | 0 | 0
F8_Industrial_Food Products_New_Space Heating_Natural Gas_Insulation - Ducting_A_Achievable Economic UCT Potential | F8 | Industrial | Food Products | New | Space Heating | Natural Gas | Insulation - Ducting | A | Incremental Summer Peak Savings (MW) | Achievable Economic UCT Potential | 0 | 0 | 0 | 0 | 0 | 0 | 0 | 0 | 0 | 0 | 0 | 0 | 0 | 0 | 0 | 0 | 0 | 0 | 0 | 0 | 0 | 0
F9_Industrial_Food Products_New_Space Heating_Natural Gas_Insulation - Ducting_A_Achievable Economic UCT Potential | F9 | Industrial | Food Products | New | Space Heating | Natural Gas | Insulation - Ducting | A | Incremental Winter Peak Savings (MW) | Achievable Economic UCT Potential | 0 | 0 | 0 | 0 | 0 | 0 | 0 | 0 | 0 | 0 | 0 | 0 | 0 | 0 | 0 | 0 | 0 | 0 | 0 | 0 | 0 | 0
F10_Industrial_Food Products_New_Space Heating_Natural Gas_Insulation - Ducting_A_Achievable Economic UCT Potential | F10 | Industrial | Food Products | New | Space Heating | Natural Gas | Insulation - Ducting | A | Cumulative Energy Savings (MWh or mTherms) | Achievable Economic UCT Potential | 0 | 0 | 0 | 0 | 0 | 0 | 0 | 0 | 0 | 0 | 0 | 0 | 0 | 0 | 0 | 0 | 0 | 0 | 0 | 0 | 0 | 0
F11_Industrial_Food Products_New_Space Heating_Natural Gas_Insulation - Ducting_A_Achievable Economic UCT Potential | F11 | Industrial | Food Products | New | Space Heating | Natural Gas | Insulation - Ducting | A | Cumulative Summer Peak Savings (MW) | Achievable Economic UCT Potential | 0 | 0 | 0 | 0 | 0 | 0 | 0 | 0 | 0 | 0 | 0 | 0 | 0 | 0 | 0 | 0 | 0 | 0 | 0 | 0 | 0 | 0
F12_Industrial_Food Products_New_Space Heating_Natural Gas_Insulation - Ducting_A_Achievable Economic UCT Potential | F12 | Industrial | Food Products | New | Space Heating | Natural Gas | Insulation - Ducting | A | Cumulative Winter Peak Savings (MW) | Achievable Economic UCT Potential | 0 | 0 | 0 | 0 | 0 | 0 | 0 | 0 | 0 | 0 | 0 | 0 | 0 | 0 | 0 | 0 | 0 | 0 | 0 | 0 | 0 | 0
F13_Industrial_Food Products_New_Space Heating_Natural Gas_Insulation - Ducting_A_Achievable Economic UCT Potential | F13 | Industrial | Food Products | New | Space Heating | Natural Gas | Insulation - Ducting | A | Purchases (Incremental) | Achievable Economic UCT Potential | 0 | 0 | 0 | 0 | 0 | 0 | 0 | 0 | 0 | 0 | 0 | 0 | 0 | 0 | 0 | 0 | 0 | 0 | 0 | 0 | 0 | 0
F14_Industrial_Food Products_New_Space Heating_Natural Gas_Insulation - Ducting_A_Achievable Economic UCT Potential | F14 | Industrial | Food Products | New | Space Heating | Natural Gas | Insulation - Ducting | A | Purchases (Cumulative) | Achievable Economic UCT Potential | 0 | 0 | 0 | 0 | 0 | 0 | 0 | 0 | 0 | 0 | 0 | 0 | 0 | 0 | 0 | 0 | 0 | 0 | 0 | 0 | 0 | 0
F1_Industrial_Food Products_New_Space Heating_Natural Gas_HVAC - Duct Repair and Sealing_A_Achievable Economic UCT Potential | F1 | Industrial | Food Products | New | Space Heating | Natural Gas | HVAC - Duct Repair and Sealing | A | Original Unit Energy Savings (kWh or therms) | Achievable Economic UCT Potential | 0 | 0 | 0.0036023 | 0.0036023 | 0.0036023 | 0.0036023 | 0.0036023 | 0.0036023 | 0.0036023 | 0.0036023 | 0.0036023 | 0.0036023 | 0.0036023 | 0.0036023 | 0.0036023 | 0.0036023 | 0.0036023 | 0.0036023 | 0.0036023 | 0.0036023 | 0.0036023 | 0.0036023
F2_Industrial_Food Products_New_Space Heating_Natural Gas_HVAC - Duct Repair and Sealing_A_Achievable Economic UCT Potential | F2 | Industrial | Food Products | New | Space Heating | Natural Gas | HVAC - Duct Repair and Sealing | A | Original Unit Summer Peak Savings (kW) | Achievable Economic UCT Potential | 0 | 0 | 0 | 0 | 0 | 0 | 0 | 0 | 0 | 0 | 0 | 0 | 0 | 0 | 0 | 0 | 0 | 0 | 0 | 0 | 0 | 0
F3_Industrial_Food Products_New_Space Heating_Natural Gas_HVAC - Duct Repair and Sealing_A_Achievable Economic UCT Potential | F3 | Industrial | Food Products | New | Space Heating | Natural Gas | HVAC - Duct Repair and Sealing | A | Original Unit Winter Peak Savings (kW) | Achievable Economic UCT Potential | 0 | 0 | 0 | 0 | 0 | 0 | 0 | 0 | 0 | 0 | 0 | 0 | 0 | 0 | 0 | 0 | 0 | 0 | 0 | 0 | 0 | 0
F4_Industrial_Food Products_New_Space Heating_Natural Gas_HVAC - Duct Repair and Sealing_A_Achievable Economic UCT Potential | F4 | Industrial | Food Products | New | Space Heating | Natural Gas | HVAC - Duct Repair and Sealing | A | Standalone Impact on Baseline Energy (%) | Achievable Economic UCT Potential | bar: 2019 to 2040
F5_Industrial_Food Products_New_Space Heating_Natural Gas_HVAC - Duct Repair and Sealing_A_Achievable Economic UCT Potential | F5 | Industrial | Food Products | New | Space Heating | Natural Gas | HVAC - Duct Repair and Sealing | A | Standalone Impact on Baseline Summer Peak (%) | Achievable Economic UCT Potential | bar: 2019 to 2040
F6_Industrial_Food Products_New_Space Heating_Natural Gas_HVAC - Duct Repair and Sealing_A_Achievable Economic UCT Potential | F6 | Industrial | Food Products | New | Space Heating | Natural Gas | HVAC - Duct Repair and Sealing | A | Standalone Impact on Baseline Winter Peak (%) | Achievable Economic UCT Potential | bar: 2019 to 2040
F7_Industrial_Food Products_New_Space Heating_Natural Gas_HVAC - Duct Repair and Sealing_A_Achievable Economic UCT Potential | F7 | Industrial | Food Products | New | Space Heating | Natural Gas | HVAC - Duct Repair and Sealing | A | Incremental Energy Savings (MWh or mTherms) | Achievable Economic UCT Potential | 0 | 0 | 0 | 0 | 0 | 0 | 0 | 0 | 0 | 0 | 0 | 0 | 0 | 0 | 0 | 0 | 0 | 0 | 0 | 0 | 0 | 0
F8_Industrial_Food Products_New_Space Heating_Natural Gas_HVAC - Duct Repair and Sealing_A_Achievable Economic UCT Potential | F8 | Industrial | Food Products | New | Space Heating | Natural Gas | HVAC - Duct Repair and Sealing | A | Incremental Summer Peak Savings (MW) | Achievable Economic UCT Potential | 0 | 0 | 0 | 0 | 0 | 0 | 0 | 0 | 0 | 0 | 0 | 0 | 0 | 0 | 0 | 0 | 0 | 0 | 0 | 0 | 0 | 0
F9_Industrial_Food Products_New_Space Heating_Natural Gas_HVAC - Duct Repair and Sealing_A_Achievable Economic UCT Potential | F9 | Industrial | Food Products | New | Space Heating | Natural Gas | HVAC - Duct Repair and Sealing | A | Incremental Winter Peak Savings (MW) | Achievable Economic UCT Potential | 0 | 0 | 0 | 0 | 0 | 0 | 0 | 0 | 0 | 0 | 0 | 0 | 0 | 0 | 0 | 0 | 0 | 0 | 0 | 0 | 0 | 0
F10_Industrial_Food Products_New_Space Heating_Natural Gas_HVAC - Duct Repair and Sealing_A_Achievable Economic UCT Potential | F10 | Industrial | Food Products | New | Space Heating | Natural Gas | HVAC - Duct Repair and Sealing | A | Cumulative Energy Savings (MWh or mTherms) | Achievable Economic UCT Potential | 0 | 0 | 0 | 0 | 0 | 0 | 0 | 0 | 0 | 0 | 0 | 0 | 0 | 0 | 0 | 0 | 0 | 0 | 0 | 0 | 0 | 0
F11_Industrial_Food Products_New_Space Heating_Natural Gas_HVAC - Duct Repair and Sealing_A_Achievable Economic UCT Potential | F11 | Industrial | Food Products | New | Space Heating | Natural Gas | HVAC - Duct Repair and Sealing | A | Cumulative Summer Peak Savings (MW) | Achievable Economic UCT Potential | 0 | 0 | 0 | 0 | 0 | 0 | 0 | 0 | 0 | 0 | 0 | 0 | 0 | 0 | 0 | 0 | 0 | 0 | 0 | 0 | 0 | 0
F12_Industrial_Food Products_New_Space Heating_Natural Gas_HVAC - Duct Repair and Sealing_A_Achievable Economic UCT Potential | F12 | Industrial | Food Products | New | Space Heating | Natural Gas | HVAC - Duct Repair and Sealing | A | Cumulative Winter Peak Savings (MW) | Achievable Economic UCT Potential | 0 | 0 | 0 | 0 | 0 | 0 | 0 | 0 | 0 | 0 | 0 | 0 | 0 | 0 | 0 | 0 | 0 | 0 | 0 | 0 | 0 | 0
F13_Industrial_Food Products_New_Space Heating_Natural Gas_HVAC - Duct Repair and Sealing_A_Achievable Economic UCT Potential | F13 | Industrial | Food Products | New | Space Heating | Natural Gas | HVAC - Duct Repair and Sealing | A | Purchases (Incremental) | Achievable Economic UCT Potential | 0 | 0 | 0 | 0 | 0 | 0 | 0 | 0 | 0 | 0 | 0 | 0 | 0 | 0 | 0 | 0 | 0 | 0 | 0 | 0 | 0 | 0
F14_Industrial_Food Products_New_Space Heating_Natural Gas_HVAC - Duct Repair and Sealing_A_Achievable Economic UCT Potential | F14 | Industrial | Food Products | New | Space Heating | Natural Gas | HVAC - Duct Repair and Sealing | A | Purchases (Cumulative) | Achievable Economic UCT Potential | 0 | 0 | 0 | 0 | 0 | 0 | 0 | 0 | 0 | 0 | 0 | 0 | 0 | 0 | 0 | 0 | 0 | 0 | 0 | 0 | 0 | 0
F1_Industrial_Food Products_New_Space Heating_Natural Gas_Windows - High Efficiency_A_Achievable Economic UCT Potential | F1 | Industrial | Food Products | New | Space Heating | Natural Gas | Windows - High Efficiency | A | Original Unit Energy Savings (kWh or therms) | Achievable Economic UCT Potential | 0 | 0 | 0.0073878 | 0.0073878 | 0.0073878 | 0.0073878 | 0.0073878 | 0.0073878 | 0.0073878 | 0.0073878 | 0.0073878 | 0.0073878 | 0.0073878 | 0.0073878 | 0.0073878 | 0.0073878 | 0.0073878 | 0.0073878 | 0.0073878 | 0.0073878 | 0.0073878 | 0.0073878
F2_Industrial_Food Products_New_Space Heating_Natural Gas_Windows - High Efficiency_A_Achievable Economic UCT Potential | F2 | Industrial | Food Products | New | Space Heating | Natural Gas | Windows - High Efficiency | A | Original Unit Summer Peak Savings (kW) | Achievable Economic UCT Potential | 0 | 0 | 0 | 0 | 0 | 0 | 0 | 0 | 0 | 0 | 0 | 0 | 0 | 0 | 0 | 0 | 0 | 0 | 0 | 0 | 0 | 0
F3_Industrial_Food Products_New_Space Heating_Natural Gas_Windows - High Efficiency_A_Achievable Economic UCT Potential | F3 | Industrial | Food Products | New | Space Heating | Natural Gas | Windows - High Efficiency | A | Original Unit Winter Peak Savings (kW) | Achievable Economic UCT Potential | 0 | 0 | 0 | 0 | 0 | 0 | 0 | 0 | 0 | 0 | 0 | 0 | 0 | 0 | 0 | 0 | 0 | 0 | 0 | 0 | 0 | 0
F4_Industrial_Food Products_New_Space Heating_Natural Gas_Windows - High Efficiency_A_Achievable Economic UCT Potential | F4 | Industrial | Food Products | New | Space Heating | Natural Gas | Windows - High Efficiency | A | Standalone Impact on Baseline Energy (%) | Achievable Economic UCT Potential | bar: 2019 to 2040
F5_Industrial_Food Products_New_Space Heating_Natural Gas_Windows - High Efficiency_A_Achievable Economic UCT Potential | F5 | Industrial | Food Products | New | Space Heating | Natural Gas | Windows - High Efficiency | A | Standalone Impact on Baseline Summer Peak (%) | Achievable Economic UCT Potential | bar: 2019 to 2040
F6_Industrial_Food Products_New_Space Heating_Natural Gas_Windows - High Efficiency_A_Achievable Economic UCT Potential | F6 | Industrial | Food Products | New | Space Heating | Natural Gas | Windows - High Efficiency | A | Standalone Impact on Baseline Winter Peak (%) | Achievable Economic UCT Potential | bar: 2019 to 2040
F7_Industrial_Food Products_New_Space Heating_Natural Gas_Windows - High Efficiency_A_Achievable Economic UCT Potential | F7 | Industrial | Food Products | New | Space Heating | Natural Gas | Windows - High Efficiency | A | Incremental Energy Savings (MWh or mTherms) | Achievable Economic UCT Potential | 0 | 0 | 0 | 0 | 0 | 0 | 0 | 0 | 0 | 0 | 0 | 0 | 0 | 0 | 0 | 0 | 0 | 0 | 0 | 0 | 0 | 0
F8_Industrial_Food Products_New_Space Heating_Natural Gas_Windows - High Efficiency_A_Achievable Economic UCT Potential | F8 | Industrial | Food Products | New | Space Heating | Natural Gas | Windows - High Efficiency | A | Incremental Summer Peak Savings (MW) | Achievable Economic UCT Potential | 0 | 0 | 0 | 0 | 0 | 0 | 0 | 0 | 0 | 0 | 0 | 0 | 0 | 0 | 0 | 0 | 0 | 0 | 0 | 0 | 0 | 0
F9_Industrial_Food Products_New_Space Heating_Natural Gas_Windows - High Efficiency_A_Achievable Economic UCT Potential | F9 | Industrial | Food Products | New | Space Heating | Natural Gas | Windows - High Efficiency | A | Incremental Winter Peak Savings (MW) | Achievable Economic UCT Potential | 0 | 0 | 0 | 0 | 0 | 0 | 0 | 0 | 0 | 0 | 0 | 0 | 0 | 0 | 0 | 0 | 0 | 0 | 0 | 0 | 0 | 0
F10_Industrial_Food Products_New_Space Heating_Natural Gas_Windows - High Efficiency_A_Achievable Economic UCT Potential | F10 | Industrial | Food Products | New | Space Heating | Natural Gas | Windows - High Efficiency | A | Cumulative Energy Savings (MWh or mTherms) | Achievable Economic UCT Potential | 0 | 0 | 0 | 0 | 0 | 0 | 0 | 0 | 0 | 0 | 0 | 0 | 0 | 0 | 0 | 0 | 0 | 0 | 0 | 0 | 0 | 0
F11_Industrial_Food Products_New_Space Heating_Natural Gas_Windows - High Efficiency_A_Achievable Economic UCT Potential | F11 | Industrial | Food Products | New | Space Heating | Natural Gas | Windows - High Efficiency | A | Cumulative Summer Peak Savings (MW) | Achievable Economic UCT Potential | 0 | 0 | 0 | 0 | 0 | 0 | 0 | 0 | 0 | 0 | 0 | 0 | 0 | 0 | 0 | 0 | 0 | 0 | 0 | 0 | 0 | 0
F12_Industrial_Food Products_New_Space Heating_Natural Gas_Windows - High Efficiency_A_Achievable Economic UCT Potential | F12 | Industrial | Food Products | New | Space Heating | Natural Gas | Windows - High Efficiency | A | Cumulative Winter Peak Savings (MW) | Achievable Economic UCT Potential | 0 | 0 | 0 | 0 | 0 | 0 | 0 | 0 | 0 | 0 | 0 | 0 | 0 | 0 | 0 | 0 | 0 | 0 | 0 | 0 | 0 | 0
F13_Industrial_Food Products_New_Space Heating_Natural Gas_Windows - High Efficiency_A_Achievable Economic UCT Potential | F13 | Industrial | Food Products | New | Space Heating | Natural Gas | Windows - High Efficiency | A | Purchases (Incremental) | Achievable Economic UCT Potential | 0 | 0 | 0 | 0 | 0 | 0 | 0 | 0 | 0 | 0 | 0 | 0 | 0 | 0 | 0 | 0 | 0 | 0 | 0 | 0 | 0 | 0
F14_Industrial_Food Products_New_Space Heating_Natural Gas_Windows - High Efficiency_A_Achievable Economic UCT Potential | F14 | Industrial | Food Products | New | Space Heating | Natural Gas | Windows - High Efficiency | A | Purchases (Cumulative) | Achievable Economic UCT Potential | 0 | 0 | 0 | 0 | 0 | 0 | 0 | 0 | 0 | 0 | 0 | 0 | 0 | 0 | 0 | 0 | 0 | 0 | 0 | 0 | 0 | 0
F1_Industrial_Food Products_New_Space Heating_Natural Gas_Gas Boiler - Maintenance_A_Achievable Economic UCT Potential | F1 | Industrial | Food Products | New | Space Heating | Natural Gas | Gas Boiler - Maintenance | A | Original Unit Energy Savings (kWh or therms) | Achievable Economic UCT Potential | 0 | 0 | 0.90938 | 0.90938 | 0.90938 | 0.90938 | 0.90938 | 0.90938 | 0.90938 | 0.90938 | 0.90938 | 0.90938 | 0.90938 | 0.90938 | 0.90938 | 0.90938 | 0.90938 | 0.90938 | 0.90938 | 0.90938 | 0.90938 | 0.90938
F2_Industrial_Food Products_New_Space Heating_Natural Gas_Gas Boiler - Maintenance_A_Achievable Economic UCT Potential | F2 | Industrial | Food Products | New | Space Heating | Natural Gas | Gas Boiler - Maintenance | A | Original Unit Summer Peak Savings (kW) | Achievable Economic UCT Potential | 0 | 0 | 0 | 0 | 0 | 0 | 0 | 0 | 0 | 0 | 0 | 0 | 0 | 0 | 0 | 0 | 0 | 0 | 0 | 0 | 0 | 0
F3_Industrial_Food Products_New_Space Heating_Natural Gas_Gas Boiler - Maintenance_A_Achievable Economic UCT Potential | F3 | Industrial | Food Products | New | Space Heating | Natural Gas | Gas Boiler - Maintenance | A | Original Unit Winter Peak Savings (kW) | Achievable Economic UCT Potential | 0 | 0 | 0 | 0 | 0 | 0 | 0 | 0 | 0 | 0 | 0 | 0 | 0 | 0 | 0 | 0 | 0 | 0 | 0 | 0 | 0 | 0
F4_Industrial_Food Products_New_Space Heating_Natural Gas_Gas Boiler - Maintenance_A_Achievable Economic UCT Potential | F4 | Industrial | Food Products | New | Space Heating | Natural Gas | Gas Boiler - Maintenance | A | Standalone Impact on Baseline Energy (%) | Achievable Economic UCT Potential | 0% | 0% | 0.002102% | 0.002678% | 0.002898% | 0.002333% | 0.00205% | 0.001805% | 0.001597% | 0.001413% | 0.001302% | 0.001194% | 0.001103% | 0.001014% | 0.0009612% | 0.000904% | 0.0008533% | 0.000801% | 0.0007699% | 0.0007346% | 0.0007033% | 0.0006747%
F5_Industrial_Food Products_New_Space Heating_Natural Gas_Gas Boiler - Maintenance_A_Achievable Economic UCT Potential | F5 | Industrial | Food Products | New | Space Heating | Natural Gas | Gas Boiler - Maintenance | A | Standalone Impact on Baseline Summer Peak (%) | Achievable Economic UCT Potential | bar: 2019 to 2040
F6_Industrial_Food Products_New_Space Heating_Natural Gas_Gas Boiler - Maintenance_A_Achievable Economic UCT Potential | F6 | Industrial | Food Products | New | Space Heating | Natural Gas | Gas Boiler - Maintenance | A | Standalone Impact on Baseline Winter Peak (%) | Achievable Economic UCT Potential | bar: 2019 to 2040
F7_Industrial_Food Products_New_Space Heating_Natural Gas_Gas Boiler - Maintenance_A_Achievable Economic UCT Potential | F7 | Industrial | Food Products | New | Space Heating | Natural Gas | Gas Boiler - Maintenance | A | Incremental Energy Savings (MWh or mTherms) | Achievable Economic UCT Potential | 0 | 0 | 0.00045414 | 0.00055553 | 0.00054838 | 0.00057007 | 0.00057491 | 0.00057328 | 0.00057007 | 0.00057491 | 0.00057328 | 0.0010242 | 0.0011304 | 0.0011217 | 0.0020484 | 0.0022609 | 0.0022433 | 0.0040968 | 0.0045218 | 0.0044867 | 0.0083096 | 0.0090629
F8_Industrial_Food Products_New_Space Heating_Natural Gas_Gas Boiler - Maintenance_A_Achievable Economic UCT Potential | F8 | Industrial | Food Products | New | Space Heating | Natural Gas | Gas Boiler - Maintenance | A | Incremental Summer Peak Savings (MW) | Achievable Economic UCT Potential | 0 | 0 | 0 | 0 | 0 | 0 | 0 | 0 | 0 | 0 | 0 | 0 | 0 | 0 | 0 | 0 | 0 | 0 | 0 | 0 | 0 | 0
F9_Industrial_Food Products_New_Space Heating_Natural Gas_Gas Boiler - Maintenance_A_Achievable Economic UCT Potential | F9 | Industrial | Food Products | New | Space Heating | Natural Gas | Gas Boiler - Maintenance | A | Incremental Winter Peak Savings (MW) | Achievable Economic UCT Potential | 0 | 0 | 0 | 0 | 0 | 0 | 0 | 0 | 0 | 0 | 0 | 0 | 0 | 0 | 0 | 0 | 0 | 0 | 0 | 0 | 0 | 0
F10_Industrial_Food Products_New_Space Heating_Natural Gas_Gas Boiler - Maintenance_A_Achievable Economic UCT Potential | F10 | Industrial | Food Products | New | Space Heating | Natural Gas | Gas Boiler - Maintenance | A | Cumulative Energy Savings (MWh or mTherms) | Achievable Economic UCT Potential | 0 | 0 | 0.00045414 | 0.0010097 | 0.001558 | 0.001674 | 0.0016934 | 0.0017183 | 0.0017183 | 0.0017183 | 0.0017183 | 0.0017183 | 0.0017183 | 0.0017183 | 0.0017183 | 0.0017183 | 0.0017183 | 0.0017183 | 0.0017183 | 0.0017183 | 0.0017183 | 0.0017183
F11_Industrial_Food Products_New_Space Heating_Natural Gas_Gas Boiler - Maintenance_A_Achievable Economic UCT Potential | F11 | Industrial | Food Products | New | Space Heating | Natural Gas | Gas Boiler - Maintenance | A | Cumulative Summer Peak Savings (MW) | Achievable Economic UCT Potential | 0 | 0 | 0 | 0 | 0 | 0 | 0 | 0 | 0 | 0 | 0 | 0 | 0 | 0 | 0 | 0 | 0 | 0 | 0 | 0 | 0 | 0
F12_Industrial_Food Products_New_Space Heating_Natural Gas_Gas Boiler - Maintenance_A_Achievable Economic UCT Potential | F12 | Industrial | Food Products | New | Space Heating | Natural Gas | Gas Boiler - Maintenance | A | Cumulative Winter Peak Savings (MW) | Achievable Economic UCT Potential | 0 | 0 | 0 | 0 | 0 | 0 | 0 | 0 | 0 | 0 | 0 | 0 | 0 | 0 | 0 | 0 | 0 | 0 | 0 | 0 | 0 | 0
F13_Industrial_Food Products_New_Space Heating_Natural Gas_Gas Boiler - Maintenance_A_Achievable Economic UCT Potential | F13 | Industrial | Food Products | New | Space Heating | Natural Gas | Gas Boiler - Maintenance | A | Purchases (Incremental) | Achievable Economic UCT Potential | 0 | 0 | 0.4994 | 0.61089 | 0.60303 | 0.62688 | 0.63221 | 0.63042 | 0.62688 | 0.63221 | 0.63042 | 1.1263 | 1.2431 | 1.2334 | 2.2526 | 2.4862 | 2.4669 | 4.5051 | 4.9724 | 4.9338 | 9.1377 | 9.9661
F14_Industrial_Food Products_New_Space Heating_Natural Gas_Gas Boiler - Maintenance_A_Achievable Economic UCT Potential | F14 | Industrial | Food Products | New | Space Heating | Natural Gas | Gas Boiler - Maintenance | A | Purchases (Cumulative) | Achievable Economic UCT Potential | 0 | 0 | 0.4994 | 1.1103 | 1.7133 | 1.8408 | 1.8621 | 1.8895 | 1.8895 | 1.8895 | 1.8895 | 1.8895 | 1.8895 | 1.8895 | 1.8895 | 1.8895 | 1.8895 | 1.8895 | 1.8895 | 1.8895 | 1.8895 | 1.8895
F1_Industrial_Food Products_New_Process_Natural Gas_Gas Boiler - Maintenance_A_Achievable Economic UCT Potential | F1 | Industrial | Food Products | New | Process | Natural Gas | Gas Boiler - Maintenance | A | Original Unit Energy Savings (kWh or therms) | Achievable Economic UCT Potential | 0 | 0 | 34.75 | 34.75 | 34.75 | 34.75 | 34.75 | 34.75 | 34.75 | 34.75 | 34.75 | 34.75 | 34.75 | 34.75 | 34.75 | 34.75 | 34.75 | 34.75 | 34.75 | 34.75 | 34.75 | 34.75
F2_Industrial_Food Products_New_Process_Natural Gas_Gas Boiler - Maintenance_A_Achievable Economic UCT Potential | F2 | Industrial | Food Products | New | Process | Natural Gas | Gas Boiler - Maintenance | A | Original Unit Summer Peak Savings (kW) | Achievable Economic UCT Potential | 0 | 0 | 0 | 0 | 0 | 0 | 0 | 0 | 0 | 0 | 0 | 0 | 0 | 0 | 0 | 0 | 0 | 0 | 0 | 0 | 0 | 0
F3_Industrial_Food Products_New_Process_Natural Gas_Gas Boiler - Maintenance_A_Achievable Economic UCT Potential | F3 | Industrial | Food Products | New | Process | Natural Gas | Gas Boiler - Maintenance | A | Original Unit Winter Peak Savings (kW) | Achievable Economic UCT Potential | 0 | 0 | 0 | 0 | 0 | 0 | 0 | 0 | 0 | 0 | 0 | 0 | 0 | 0 | 0 | 0 | 0 | 0 | 0 | 0 | 0 | 0
F4_Industrial_Food Products_New_Process_Natural Gas_Gas Boiler - Maintenance_A_Achievable Economic UCT Potential | F4 | Industrial | Food Products | New | Process | Natural Gas | Gas Boiler - Maintenance | A | Standalone Impact on Baseline Energy (%) | Achievable Economic UCT Potential | 0% | 0% | 0.01163% | 0.01481% | 0.01603% | 0.0129% | 0.01134% | 0.009983% | 0.00883% | 0.007815% | 0.007199% | 0.0066% | 0.0061% | 0.005607% | 0.005315% | 0.004999% | 0.004718% | 0.004429% | 0.004257% | 0.004062% | 0.003889% | 0.003731%
F5_Industrial_Food Products_New_Process_Natural Gas_Gas Boiler - Maintenance_A_Achievable Economic UCT Potential | F5 | Industrial | Food Products | New | Process | Natural Gas | Gas Boiler - Maintenance | A | Standalone Impact on Baseline Summer Peak (%) | Achievable Economic UCT Potential | bar: 2019 to 2040
F6_Industrial_Food Products_New_Process_Natural Gas_Gas Boiler - Maintenance_A_Achievable Economic UCT Potential | F6 | Industrial | Food Products | New | Process | Natural Gas | Gas Boiler - Maintenance | A | Standalone Impact on Baseline Winter Peak (%) | Achievable Economic UCT Potential | bar: 2019 to 2040
F7_Industrial_Food Products_New_Process_Natural Gas_Gas Boiler - Maintenance_A_Achievable Economic UCT Potential | F7 | Industrial | Food Products | New | Process | Natural Gas | Gas Boiler - Maintenance | A | Incremental Energy Savings (MWh or mTherms) | Achievable Economic UCT Potential | 0 | 0 | 0.04138 | 0.050618 | 0.049967 | 0.051943 | 0.052384 | 0.052236 | 0.051943 | 0.052384 | 0.052236 | 0.093323 | 0.103 | 0.1022 | 0.18665 | 0.206 | 0.2044 | 0.37329 | 0.41201 | 0.40881 | 0.75714 | 0.82578
F8_Industrial_Food Products_New_Process_Natural Gas_Gas Boiler - Maintenance_A_Achievable Economic UCT Potential | F8 | Industrial | Food Products | New | Process | Natural Gas | Gas Boiler - Maintenance | A | Incremental Summer Peak Savings (MW) | Achievable Economic UCT Potential | 0 | 0 | 0 | 0 | 0 | 0 | 0 | 0 | 0 | 0 | 0 | 0 | 0 | 0 | 0 | 0 | 0 | 0 | 0 | 0 | 0 | 0
F9_Industrial_Food Products_New_Process_Natural Gas_Gas Boiler - Maintenance_A_Achievable Economic UCT Potential | F9 | Industrial | Food Products | New | Process | Natural Gas | Gas Boiler - Maintenance | A | Incremental Winter Peak Savings (MW) | Achievable Economic UCT Potential | 0 | 0 | 0 | 0 | 0 | 0 | 0 | 0 | 0 | 0 | 0 | 0 | 0 | 0 | 0 | 0 | 0 | 0 | 0 | 0 | 0 | 0
F10_Industrial_Food Products_New_Process_Natural Gas_Gas Boiler - Maintenance_A_Achievable Economic UCT Potential | F10 | Industrial | Food Products | New | Process | Natural Gas | Gas Boiler - Maintenance | A | Cumulative Energy Savings (MWh or mTherms) | Achievable Economic UCT Potential | 0 | 0 | 0.04138 | 0.091998 | 0.14196 | 0.15253 | 0.15429 | 0.15656 | 0.15656 | 0.15656 | 0.15656 | 0.15656 | 0.15656 | 0.15656 | 0.15656 | 0.15656 | 0.15656 | 0.15656 | 0.15656 | 0.15656 | 0.15656 | 0.15656
F11_Industrial_Food Products_New_Process_Natural Gas_Gas Boiler - Maintenance_A_Achievable Economic UCT Potential | F11 | Industrial | Food Products | New | Process | Natural Gas | Gas Boiler - Maintenance | A | Cumulative Summer Peak Savings (MW) | Achievable Economic UCT Potential | 0 | 0 | 0 | 0 | 0 | 0 | 0 | 0 | 0 | 0 | 0 | 0 | 0 | 0 | 0 | 0 | 0 | 0 | 0 | 0 | 0 | 0
F12_Industrial_Food Products_New_Process_Natural Gas_Gas Boiler - Maintenance_A_Achievable Economic UCT Potential | F12 | Industrial | Food Products | New | Process | Natural Gas | Gas Boiler - Maintenance | A | Cumulative Winter Peak Savings (MW) | Achievable Economic UCT Potential | 0 | 0 | 0 | 0 | 0 | 0 | 0 | 0 | 0 | 0 | 0 | 0 | 0 | 0 | 0 | 0 | 0 | 0 | 0 | 0 | 0 | 0
F13_Industrial_Food Products_New_Process_Natural Gas_Gas Boiler - Maintenance_A_Achievable Economic UCT Potential | F13 | Industrial | Food Products | New | Process | Natural Gas | Gas Boiler - Maintenance | A | Purchases (Incremental) | Achievable Economic UCT Potential | 0 | 0 | 1.1908 | 1.4566 | 1.4379 | 1.4948 | 1.5075 | 1.5032 | 1.4948 | 1.5075 | 1.5032 | 2.6855 | 2.9641 | 2.9411 | 5.3711 | 5.9282 | 5.8822 | 10.7422 | 11.8564 | 11.7643 | 21.7884 | 23.7636
F14_Industrial_Food Products_New_Process_Natural Gas_Gas Boiler - Maintenance_A_Achievable Economic UCT Potential | F14 | Industrial | Food Products | New | Process | Natural Gas | Gas Boiler - Maintenance | A | Purchases (Cumulative) | Achievable Economic UCT Potential | 0 | 0 | 1.1908 | 2.6474 | 4.0853 | 4.3893 | 4.4401 | 4.5054 | 4.5054 | 4.5054 | 4.5054 | 4.5054 | 4.5054 | 4.5054 | 4.5054 | 4.5054 | 4.5054 | 4.5054 | 4.5054 | 4.5054 | 4.5054 | 4.5054
F1_Industrial_Food Products_New_Space Heating_Natural Gas_Gas Furnace - Maintenance_A_Achievable Economic UCT Potential | F1 | Industrial | Food Products | New | Space Heating | Natural Gas | Gas Furnace - Maintenance | A | Original Unit Energy Savings (kWh or therms) | Achievable Economic UCT Potential | 0 | 0 | 0.0083129 | 0.0083129 | 0.0083129 | 0.0083129 | 0.0083129 | 0.0083129 | 0.0083129 | 0.0083129 | 0.0083129 | 0.0083129 | 0.0083129 | 0.0083129 | 0.0083129 | 0.0083129 | 0.0083129 | 0.0083129 | 0.0083129 | 0.0083129 | 0.0083129 | 0.0083129
F2_Industrial_Food Products_New_Space Heating_Natural Gas_Gas Furnace - Maintenance_A_Achievable Economic UCT Potential | F2 | Industrial | Food Products | New | Space Heating | Natural Gas | Gas Furnace - Maintenance | A | Original Unit Summer Peak Savings (kW) | Achievable Economic UCT Potential | 0 | 0 | 0 | 0 | 0 | 0 | 0 | 0 | 0 | 0 | 0 | 0 | 0 | 0 | 0 | 0 | 0 | 0 | 0 | 0 | 0 | 0
F3_Industrial_Food Products_New_Space Heating_Natural Gas_Gas Furnace - Maintenance_A_Achievable Economic UCT Potential | F3 | Industrial | Food Products | New | Space Heating | Natural Gas | Gas Furnace - Maintenance | A | Original Unit Winter Peak Savings (kW) | Achievable Economic UCT Potential | 0 | 0 | 0 | 0 | 0 | 0 | 0 | 0 | 0 | 0 | 0 | 0 | 0 | 0 | 0 | 0 | 0 | 0 | 0 | 0 | 0 | 0
F4_Industrial_Food Products_New_Space Heating_Natural Gas_Gas Furnace - Maintenance_A_Achievable Economic UCT Potential | F4 | Industrial | Food Products | New | Space Heating | Natural Gas | Gas Furnace - Maintenance | A | Standalone Impact on Baseline Energy (%) | Achievable Economic UCT Potential | 0% | 0% | 1.533e-05% | 1.953e-05% | 2.114e-05% | 1.702e-05% | 1.495e-05% | 1.317e-05% | 1.165e-05% | 1.031e-05% | 9.496e-06% | 8.706e-06% | 8.046e-06% | 7.395e-06% | 7.01e-06% | 6.594e-06% | 6.224e-06% | 5.842e-06% | 5.615e-06% | 5.358e-06% | 5.13e-06% | 4.921e-06%
F5_Industrial_Food Products_New_Space Heating_Natural Gas_Gas Furnace - Maintenance_A_Achievable Economic UCT Potential | F5 | Industrial | Food Products | New | Space Heating | Natural Gas | Gas Furnace - Maintenance | A | Standalone Impact on Baseline Summer Peak (%) | Achievable Economic UCT Potential | bar: 2019 to 2040
F6_Industrial_Food Products_New_Space Heating_Natural Gas_Gas Furnace - Maintenance_A_Achievable Economic UCT Potential | F6 | Industrial | Food Products | New | Space Heating | Natural Gas | Gas Furnace - Maintenance | A | Standalone Impact on Baseline Winter Peak (%) | Achievable Economic UCT Potential | bar: 2019 to 2040
F7_Industrial_Food Products_New_Space Heating_Natural Gas_Gas Furnace - Maintenance_A_Achievable Economic UCT Potential | F7 | Industrial | Food Products | New | Space Heating | Natural Gas | Gas Furnace - Maintenance | A | Incremental Energy Savings (MWh or mTherms) | Achievable Economic UCT Potential | 0 | 0 | 3.3123e-06 | 4.0517e-06 | 3.9996e-06 | 4.1577e-06 | 4.1931e-06 | 4.1812e-06 | 4.1577e-06 | 4.1931e-06 | 4.1812e-06 | 7.47e-06 | 8.2448e-06 | 8.1808e-06 | 1.494e-05 | 1.649e-05 | 1.6362e-05 | 2.988e-05 | 3.2979e-05 | 3.2723e-05 | 6.0606e-05 | 6.61e-05
F8_Industrial_Food Products_New_Space Heating_Natural Gas_Gas Furnace - Maintenance_A_Achievable Economic UCT Potential | F8 | Industrial | Food Products | New | Space Heating | Natural Gas | Gas Furnace - Maintenance | A | Incremental Summer Peak Savings (MW) | Achievable Economic UCT Potential | 0 | 0 | 0 | 0 | 0 | 0 | 0 | 0 | 0 | 0 | 0 | 0 | 0 | 0 | 0 | 0 | 0 | 0 | 0 | 0 | 0 | 0
F9_Industrial_Food Products_New_Space Heating_Natural Gas_Gas Furnace - Maintenance_A_Achievable Economic UCT Potential | F9 | Industrial | Food Products | New | Space Heating | Natural Gas | Gas Furnace - Maintenance | A | Incremental Winter Peak Savings (MW) | Achievable Economic UCT Potential | 0 | 0 | 0 | 0 | 0 | 0 | 0 | 0 | 0 | 0 | 0 | 0 | 0 | 0 | 0 | 0 | 0 | 0 | 0 | 0 | 0 | 0
F10_Industrial_Food Products_New_Space Heating_Natural Gas_Gas Furnace - Maintenance_A_Achievable Economic UCT Potential | F10 | Industrial | Food Products | New | Space Heating | Natural Gas | Gas Furnace - Maintenance | A | Cumulative Energy Savings (MWh or mTherms) | Achievable Economic UCT Potential | 0 | 0 | 3.3123e-06 | 7.3639e-06 | 1.1364e-05 | 1.2209e-05 | 1.235e-05 | 1.2532e-05 | 1.2532e-05 | 1.2532e-05 | 1.2532e-05 | 1.2532e-05 | 1.2532e-05 | 1.2532e-05 | 1.2532e-05 | 1.2532e-05 | 1.2532e-05 | 1.2532e-05 | 1.2532e-05 | 1.2532e-05 | 1.2532e-05 | 1.2532e-05
F11_Industrial_Food Products_New_Space Heating_Natural Gas_Gas Furnace - Maintenance_A_Achievable Economic UCT Potential | F11 | Industrial | Food Products | New | Space Heating | Natural Gas | Gas Furnace - Maintenance | A | Cumulative Summer Peak Savings (MW) | Achievable Economic UCT Potential | 0 | 0 | 0 | 0 | 0 | 0 | 0 | 0 | 0 | 0 | 0 | 0 | 0 | 0 | 0 | 0 | 0 | 0 | 0 | 0 | 0 | 0
F12_Industrial_Food Products_New_Space Heating_Natural Gas_Gas Furnace - Maintenance_A_Achievable Economic UCT Potential | F12 | Industrial | Food Products | New | Space Heating | Natural Gas | Gas Furnace - Maintenance | A | Cumulative Winter Peak Savings (MW) | Achievable Economic UCT Potential | 0 | 0 | 0 | 0 | 0 | 0 | 0 | 0 | 0 | 0 | 0 | 0 | 0 | 0 | 0 | 0 | 0 | 0 | 0 | 0 | 0 | 0
F13_Industrial_Food Products_New_Space Heating_Natural Gas_Gas Furnace - Maintenance_A_Achievable Economic UCT Potential | F13 | Industrial | Food Products | New | Space Heating | Natural Gas | Gas Furnace - Maintenance | A | Purchases (Incremental) | Achievable Economic UCT Potential | 0 | 0 | 0.39845 | 0.4874 | 0.48113 | 0.50016 | 0.50441 | 0.50298 | 0.50016 | 0.50441 | 0.50298 | 0.8986 | 0.9918 | 0.98411 | 1.7972 | 1.9836 | 1.9682 | 3.5944 | 3.9672 | 3.9364 | 7.2905 | 7.9515
F14_Industrial_Food Products_New_Space Heating_Natural Gas_Gas Furnace - Maintenance_A_Achievable Economic UCT Potential | F14 | Industrial | Food Products | New | Space Heating | Natural Gas | Gas Furnace - Maintenance | A | Purchases (Cumulative) | Achievable Economic UCT Potential | 0 | 0 | 0.39845 | 0.88584 | 1.367 | 1.4687 | 1.4857 | 1.5075 | 1.5075 | 1.5075 | 1.5075 | 1.5075 | 1.5075 | 1.5075 | 1.5075 | 1.5075 | 1.5075 | 1.5075 | 1.5075 | 1.5075 | 1.5075 | 1.5075
F1_Industrial_Food Products_New_Space Heating_Natural Gas_Gas Boiler - Hot Water Reset_A_Achievable Economic UCT Potential | F1 | Industrial | Food Products | New | Space Heating | Natural Gas | Gas Boiler - Hot Water Reset | A | Original Unit Energy Savings (kWh or therms) | Achievable Economic UCT Potential | 0 | 0 | 3.3068 | 3.3068 | 3.3068 | 3.3068 | 3.3068 | 3.3068 | 3.3068 | 3.3068 | 3.3068 | 3.3068 | 3.3068 | 3.3068 | 3.3068 | 3.3068 | 3.3068 | 3.3068 | 3.3068 | 3.3068 | 3.3068 | 3.3068
F2_Industrial_Food Products_New_Space Heating_Natural Gas_Gas Boiler - Hot Water Reset_A_Achievable Economic UCT Potential | F2 | Industrial | Food Products | New | Space Heating | Natural Gas | Gas Boiler - Hot Water Reset | A | Original Unit Summer Peak Savings (kW) | Achievable Economic UCT Potential | 0 | 0 | 0 | 0 | 0 | 0 | 0 | 0 | 0 | 0 | 0 | 0 | 0 | 0 | 0 | 0 | 0 | 0 | 0 | 0 | 0 | 0
F3_Industrial_Food Products_New_Space Heating_Natural Gas_Gas Boiler - Hot Water Reset_A_Achievable Economic UCT Potential | F3 | Industrial | Food Products | New | Space Heating | Natural Gas | Gas Boiler - Hot Water Reset | A | Original Unit Winter Peak Savings (kW) | Achievable Economic UCT Potential | 0 | 0 | 0 | 0 | 0 | 0 | 0 | 0 | 0 | 0 | 0 | 0 | 0 | 0 | 0 | 0 | 0 | 0 | 0 | 0 | 0 | 0
F4_Industrial_Food Products_New_Space Heating_Natural Gas_Gas Boiler - Hot Water Reset_A_Achievable Economic UCT Potential | F4 | Industrial | Food Products | New | Space Heating | Natural Gas | Gas Boiler - Hot Water Reset | A | Standalone Impact on Baseline Energy (%) | Achievable Economic UCT Potential | 0% | 0% | 0.007431% | 0.01338% | 0.02055% | 0.02836% | 0.03942% | 0.05149% | 0.06451% | 0.07646% | 0.08869% | 0.097% | 0.1018% | 0.1016% | 0.101% | 0.09722% | 0.09271% | 0.08738% | 0.08398% | 0.08013% | 0.07672% | 0.07359%
F5_Industrial_Food Products_New_Space Heating_Natural Gas_Gas Boiler - Hot Water Reset_A_Achievable Economic UCT Potential | F5 | Industrial | Food Products | New | Space Heating | Natural Gas | Gas Boiler - Hot Water Reset | A | Standalone Impact on Baseline Summer Peak (%) | Achievable Economic UCT Potential | bar: 2019 to 2040
F6_Industrial_Food Products_New_Space Heating_Natural Gas_Gas Boiler - Hot Water Reset_A_Achievable Economic UCT Potential | F6 | Industrial | Food Products | New | Space Heating | Natural Gas | Gas Boiler - Hot Water Reset | A | Standalone Impact on Baseline Winter Peak (%) | Achievable Economic UCT Potential | bar: 2019 to 2040
F7_Industrial_Food Products_New_Space Heating_Natural Gas_Gas Boiler - Hot Water Reset_A_Achievable Economic UCT Potential | F7 | Industrial | Food Products | New | Space Heating | Natural Gas | Gas Boiler - Hot Water Reset | A | Incremental Energy Savings (MWh or mTherms) | Achievable Economic UCT Potential | 0 | 0 | 0.0016051 | 0.0034395 | 0.0060018 | 0.0092998 | 0.01221 | 0.01645 | 0.020401 | 0.023548 | 0.024091 | 0.022587 | 0.018913 | 0.013618 | 0.0083412 | 0.0042701 | 0.0019139 | 0.00074141 | 0.0016051 | 0.0034395 | 0.0060018 | 0.0092998
F8_Industrial_Food Products_New_Space Heating_Natural Gas_Gas Boiler - Hot Water Reset_A_Achievable Economic UCT Potential | F8 | Industrial | Food Products | New | Space Heating | Natural Gas | Gas Boiler - Hot Water Reset | A | Incremental Summer Peak Savings (MW) | Achievable Economic UCT Potential | 0 | 0 | 0 | 0 | 0 | 0 | 0 | 0 | 0 | 0 | 0 | 0 | 0 | 0 | 0 | 0 | 0 | 0 | 0 | 0 | 0 | 0
F9_Industrial_Food Products_New_Space Heating_Natural Gas_Gas Boiler - Hot Water Reset_A_Achievable Economic UCT Potential | F9 | Industrial | Food Products | New | Space Heating | Natural Gas | Gas Boiler - Hot Water Reset | A | Incremental Winter Peak Savings (MW) | Achievable Economic UCT Potential | 0 | 0 | 0 | 0 | 0 | 0 | 0 | 0 | 0 | 0 | 0 | 0 | 0 | 0 | 0 | 0 | 0 | 0 | 0 | 0 | 0 | 0
F10_Industrial_Food Products_New_Space Heating_Natural Gas_Gas Boiler - Hot Water Reset_A_Achievable Economic UCT Potential | F10 | Industrial | Food Products | New | Space Heating | Natural Gas | Gas Boiler - Hot Water Reset | A | Cumulative Energy Savings (MWh or mTherms) | Achievable Economic UCT Potential | 0 | 0 | 0.0016051 | 0.0050447 | 0.011046 | 0.020346 | 0.032556 | 0.049006 | 0.069407 | 0.092955 | 0.11705 | 0.13963 | 0.15855 | 0.17216 | 0.18051 | 0.18478 | 0.18669 | 0.18743 | 0.18743 | 0.18743 | 0.18743 | 0.18743
F11_Industrial_Food Products_New_Space Heating_Natural Gas_Gas Boiler - Hot Water Reset_A_Achievable Economic UCT Potential | F11 | Industrial | Food Products | New | Space Heating | Natural Gas | Gas Boiler - Hot Water Reset | A | Cumulative Summer Peak Savings (MW) | Achievable Economic UCT Potential | 0 | 0 | 0 | 0 | 0 | 0 | 0 | 0 | 0 | 0 | 0 | 0 | 0 | 0 | 0 | 0 | 0 | 0 | 0 | 0 | 0 | 0
F12_Industrial_Food Products_New_Space Heating_Natural Gas_Gas Boiler - Hot Water Reset_A_Achievable Economic UCT Potential | F12 | Industrial | Food Products | New | Space Heating | Natural Gas | Gas Boiler - Hot Water Reset | A | Cumulative Winter Peak Savings (MW) | Achievable Economic UCT Potential | 0 | 0 | 0 | 0 | 0 | 0 | 0 | 0 | 0 | 0 | 0 | 0 | 0 | 0 | 0 | 0 | 0 | 0 | 0 | 0 | 0 | 0
F13_Industrial_Food Products_New_Space Heating_Natural Gas_Gas Boiler - Hot Water Reset_A_Achievable Economic UCT Potential | F13 | Industrial | Food Products | New | Space Heating | Natural Gas | Gas Boiler - Hot Water Reset | A | Purchases (Incremental) | Achievable Economic UCT Potential | 0 | 0 | 0.4854 | 1.0401 | 1.815 | 2.8123 | 3.6924 | 4.9745 | 6.1694 | 7.1211 | 7.2853 | 6.8303 | 5.7193 | 4.1182 | 2.5224 | 1.2913 | 0.57878 | 0.22421 | 0.4854 | 1.0401 | 1.815 | 2.8123
F14_Industrial_Food Products_New_Space Heating_Natural Gas_Gas Boiler - Hot Water Reset_A_Achievable Economic UCT Potential | F14 | Industrial | Food Products | New | Space Heating | Natural Gas | Gas Boiler - Hot Water Reset | A | Purchases (Cumulative) | Achievable Economic UCT Potential | 0 | 0 | 0.4854 | 1.5255 | 3.3405 | 6.1528 | 9.8452 | 14.8196 | 20.989 | 28.1101 | 35.3954 | 42.2257 | 47.9451 | 52.0632 | 54.5856 | 55.8769 | 56.4557 | 56.6799 | 56.6799 | 56.6799 | 56.6799 | 56.6799
F1_Industrial_Food Products_New_Process_Natural Gas_Gas Boiler - Hot Water Reset_A_Achievable Economic UCT Potential | F1 | Industrial | Food Products | New | Process | Natural Gas | Gas Boiler - Hot Water Reset | A | Original Unit Energy Savings (kWh or therms) | Achievable Economic UCT Potential | 0 | 0 | 63.1817 | 63.1817 | 63.1817 | 63.1817 | 63.1817 | 63.1817 | 63.1817 | 63.1817 | 63.1817 | 63.1817 | 63.1817 | 63.1817 | 63.1817 | 63.1817 | 63.1817 | 63.1817 | 63.1817 | 63.1817 | 63.1817 | 63.1817
F2_Industrial_Food Products_New_Process_Natural Gas_Gas Boiler - Hot Water Reset_A_Achievable Economic UCT Potential | F2 | Industrial | Food Products | New | Process | Natural Gas | Gas Boiler - Hot Water Reset | A | Original Unit Summer Peak Savings (kW) | Achievable Economic UCT Potential | 0 | 0 | 0 | 0 | 0 | 0 | 0 | 0 | 0 | 0 | 0 | 0 | 0 | 0 | 0 | 0 | 0 | 0 | 0 | 0 | 0 | 0
F3_Industrial_Food Products_New_Process_Natural Gas_Gas Boiler - Hot Water Reset_A_Achievable Economic UCT Potential | F3 | Industrial | Food Products | New | Process | Natural Gas | Gas Boiler - Hot Water Reset | A | Original Unit Winter Peak Savings (kW) | Achievable Economic UCT Potential | 0 | 0 | 0 | 0 | 0 | 0 | 0 | 0 | 0 | 0 | 0 | 0 | 0 | 0 | 0 | 0 | 0 | 0 | 0 | 0 | 0 | 0
F4_Industrial_Food Products_New_Process_Natural Gas_Gas Boiler - Hot Water Reset_A_Achievable Economic UCT Potential | F4 | Industrial | Food Products | New | Process | Natural Gas | Gas Boiler - Hot Water Reset | A | Standalone Impact on Baseline Energy (%) | Achievable Economic UCT Potential | 0% | 0% | 0.02055% | 0.037% | 0.05682% | 0.0784% | 0.109% | 0.1424% | 0.1783% | 0.2114% | 0.2452% | 0.2682% | 0.2814% | 0.2809% | 0.2792% | 0.2688% | 0.2563% | 0.2416% | 0.2322% | 0.2216% | 0.2121% | 0.2035%
F5_Industrial_Food Products_New_Process_Natural Gas_Gas Boiler - Hot Water Reset_A_Achievable Economic UCT Potential | F5 | Industrial | Food Products | New | Process | Natural Gas | Gas Boiler - Hot Water Reset | A | Standalone Impact on Baseline Summer Peak (%) | Achievable Economic UCT Potential | bar: 2019 to 2040
F6_Industrial_Food Products_New_Process_Natural Gas_Gas Boiler - Hot Water Reset_A_Achievable Economic UCT Potential | F6 | Industrial | Food Products | New | Process | Natural Gas | Gas Boiler - Hot Water Reset | A | Standalone Impact on Baseline Winter Peak (%) | Achievable Economic UCT Potential | bar: 2019 to 2040
F7_Industrial_Food Products_New_Process_Natural Gas_Gas Boiler - Hot Water Reset_A_Achievable Economic UCT Potential | F7 | Industrial | Food Products | New | Process | Natural Gas | Gas Boiler - Hot Water Reset | A | Incremental Energy Savings (MWh or mTherms) | Achievable Economic UCT Potential | 0 | 0 | 0.073128 | 0.1567 | 0.27343 | 0.42368 | 0.55627 | 0.74942 | 0.92944 | 1.0728 | 1.0976 | 1.029 | 0.86164 | 0.62042 | 0.38001 | 0.19454 | 0.087195 | 0.033778 | 0.073128 | 0.1567 | 0.27343 | 0.42368
F8_Industrial_Food Products_New_Process_Natural Gas_Gas Boiler - Hot Water Reset_A_Achievable Economic UCT Potential | F8 | Industrial | Food Products | New | Process | Natural Gas | Gas Boiler - Hot Water Reset | A | Incremental Summer Peak Savings (MW) | Achievable Economic UCT Potential | 0 | 0 | 0 | 0 | 0 | 0 | 0 | 0 | 0 | 0 | 0 | 0 | 0 | 0 | 0 | 0 | 0 | 0 | 0 | 0 | 0 | 0
F9_Industrial_Food Products_New_Process_Natural Gas_Gas Boiler - Hot Water Reset_A_Achievable Economic UCT Potential | F9 | Industrial | Food Products | New | Process | Natural Gas | Gas Boiler - Hot Water Reset | A | Incremental Winter Peak Savings (MW) | Achievable Economic UCT Potential | 0 | 0 | 0 | 0 | 0 | 0 | 0 | 0 | 0 | 0 | 0 | 0 | 0 | 0 | 0 | 0 | 0 | 0 | 0 | 0 | 0 | 0
F10_Industrial_Food Products_New_Process_Natural Gas_Gas Boiler - Hot Water Reset_A_Achievable Economic UCT Potential | F10 | Industrial | Food Products | New | Process | Natural Gas | Gas Boiler - Hot Water Reset | A | Cumulative Energy Savings (MWh or mTherms) | Achievable Economic UCT Potential | 0 | 0 | 0.073128 | 0.22983 | 0.50326 | 0.92694 | 1.4832 | 2.2326 | 3.1621 | 4.2349 | 5.3324 | 6.3615 | 7.2231 | 7.8435 | 8.2235 | 8.4181 | 8.5052 | 8.539 | 8.539 | 8.539 | 8.539 | 8.539
F11_Industrial_Food Products_New_Process_Natural Gas_Gas Boiler - Hot Water Reset_A_Achievable Economic UCT Potential | F11 | Industrial | Food Products | New | Process | Natural Gas | Gas Boiler - Hot Water Reset | A | Cumulative Summer Peak Savings (MW) | Achievable Economic UCT Potential | 0 | 0 | 0 | 0 | 0 | 0 | 0 | 0 | 0 | 0 | 0 | 0 | 0 | 0 | 0 | 0 | 0 | 0 | 0 | 0 | 0 | 0
F12_Industrial_Food Products_New_Process_Natural Gas_Gas Boiler - Hot Water Reset_A_Achievable Economic UCT Potential | F12 | Industrial | Food Products | New | Process | Natural Gas | Gas Boiler - Hot Water Reset | A | Cumulative Winter Peak Savings (MW) | Achievable Economic UCT Potential | 0 | 0 | 0 | 0 | 0 | 0 | 0 | 0 | 0 | 0 | 0 | 0 | 0 | 0 | 0 | 0 | 0 | 0 | 0 | 0 | 0 | 0
F13_Industrial_Food Products_New_Process_Natural Gas_Gas Boiler - Hot Water Reset_A_Achievable Economic UCT Potential | F13 | Industrial | Food Products | New | Process | Natural Gas | Gas Boiler - Hot Water Reset | A | Purchases (Incremental) | Achievable Economic UCT Potential | 0 | 0 | 1.1574 | 2.4801 | 4.3277 | 6.7058 | 8.8042 | 11.8613 | 14.7106 | 16.9798 | 17.3714 | 16.2866 | 13.6375 | 9.8195 | 6.0146 | 3.079 | 1.3801 | 0.53461 | 1.1574 | 2.4801 | 4.3277 | 6.7058
F14_Industrial_Food Products_New_Process_Natural Gas_Gas Boiler - Hot Water Reset_A_Achievable Economic UCT Potential | F14 | Industrial | Food Products | New | Process | Natural Gas | Gas Boiler - Hot Water Reset | A | Purchases (Cumulative) | Achievable Economic UCT Potential | 0 | 0 | 1.1574 | 3.6376 | 7.9653 | 14.671 | 23.4752 | 35.3366 | 50.0472 | 67.027 | 84.3984 | 100.685 | 114.3224 | 124.142 | 130.1566 | 133.2356 | 134.6156 | 135.1502 | 135.1502 | 135.1502 | 135.1502 | 135.1502
F1_Industrial_Food Products_New_Space Heating_Natural Gas_Steam Trap Maintenance_A_Achievable Economic UCT Potential | F1 | Industrial | Food Products | New | Space Heating | Natural Gas | Steam Trap Maintenance | A | Original Unit Energy Savings (kWh or therms) | Achievable Economic UCT Potential | 0 | 0 | 1.1682 | 1.1682 | 1.1682 | 1.1682 | 1.1682 | 1.1682 | 1.1682 | 1.1682 | 1.1682 | 1.1682 | 1.1682 | 1.1682 | 1.1682 | 1.1682 | 1.1682 | 1.1682 | 1.1682 | 1.1682 | 1.1682 | 1.1682
F2_Industrial_Food Products_New_Space Heating_Natural Gas_Steam Trap Maintenance_A_Achievable Economic UCT Potential | F2 | Industrial | Food Products | New | Space Heating | Natural Gas | Steam Trap Maintenance | A | Original Unit Summer Peak Savings (kW) | Achievable Economic UCT Potential | 0 | 0 | 0 | 0 | 0 | 0 | 0 | 0 | 0 | 0 | 0 | 0 | 0 | 0 | 0 | 0 | 0 | 0 | 0 | 0 | 0 | 0
F3_Industrial_Food Products_New_Space Heating_Natural Gas_Steam Trap Maintenance_A_Achievable Economic UCT Potential | F3 | Industrial | Food Products | New | Space Heating | Natural Gas | Steam Trap Maintenance | A | Original Unit Winter Peak Savings (kW) | Achievable Economic UCT Potential | 0 | 0 | 0 | 0 | 0 | 0 | 0 | 0 | 0 | 0 | 0 | 0 | 0 | 0 | 0 | 0 | 0 | 0 | 0 | 0 | 0 | 0
F4_Industrial_Food Products_New_Space Heating_Natural Gas_Steam Trap Maintenance_A_Achievable Economic UCT Potential | F4 | Industrial | Food Products | New | Space Heating | Natural Gas | Steam Trap Maintenance | A | Standalone Impact on Baseline Energy (%) | Achievable Economic UCT Potential | bar: 2019 to 2040
F5_Industrial_Food Products_New_Space Heating_Natural Gas_Steam Trap Maintenance_A_Achievable Economic UCT Potential | F5 | Industrial | Food Products | New | Space Heating | Natural Gas | Steam Trap Maintenance | A | Standalone Impact on Baseline Summer Peak (%) | Achievable Economic UCT Potential | bar: 2019 to 2040
F6_Industrial_Food Products_New_Space Heating_Natural Gas_Steam Trap Maintenance_A_Achievable Economic UCT Potential | F6 | Industrial | Food Products | New | Space Heating | Natural Gas | Steam Trap Maintenance | A | Standalone Impact on Baseline Winter Peak (%) | Achievable Economic UCT Potential | bar: 2019 to 2040
F7_Industrial_Food Products_New_Space Heating_Natural Gas_Steam Trap Maintenance_A_Achievable Economic UCT Potential | F7 | Industrial | Food Products | New | Space Heating | Natural Gas | Steam Trap Maintenance | A | Incremental Energy Savings (MWh or mTherms) | Achievable Economic UCT Potential | 0 | 0 | 0 | 0 | 0 | 0 | 0 | 0 | 0 | 0 | 0 | 0 | 0 | 0 | 0 | 0 | 0 | 0 | 0 | 0 | 0 | 0
F8_Industrial_Food Products_New_Space Heating_Natural Gas_Steam Trap Maintenance_A_Achievable Economic UCT Potential | F8 | Industrial | Food Products | New | Space Heating | Natural Gas | Steam Trap Maintenance | A | Incremental Summer Peak Savings (MW) | Achievable Economic UCT Potential | 0 | 0 | 0 | 0 | 0 | 0 | 0 | 0 | 0 | 0 | 0 | 0 | 0 | 0 | 0 | 0 | 0 | 0 | 0 | 0 | 0 | 0
F9_Industrial_Food Products_New_Space Heating_Natural Gas_Steam Trap Maintenance_A_Achievable Economic UCT Potential | F9 | Industrial | Food Products | New | Space Heating | Natural Gas | Steam Trap Maintenance | A | Incremental Winter Peak Savings (MW) | Achievable Economic UCT Potential | 0 | 0 | 0 | 0 | 0 | 0 | 0 | 0 | 0 | 0 | 0 | 0 | 0 | 0 | 0 | 0 | 0 | 0 | 0 | 0 | 0 | 0
F10_Industrial_Food Products_New_Space Heating_Natural Gas_Steam Trap Maintenance_A_Achievable Economic UCT Potential | F10 | Industrial | Food Products | New | Space Heating | Natural Gas | Steam Trap Maintenance | A | Cumulative Energy Savings (MWh or mTherms) | Achievable Economic UCT Potential | 0 | 0 | 0 | 0 | 0 | 0 | 0 | 0 | 0 | 0 | 0 | 0 | 0 | 0 | 0 | 0 | 0 | 0 | 0 | 0 | 0 | 0
F11_Industrial_Food Products_New_Space Heating_Natural Gas_Steam Trap Maintenance_A_Achievable Economic UCT Potential | F11 | Industrial | Food Products | New | Space Heating | Natural Gas | Steam Trap Maintenance | A | Cumulative Summer Peak Savings (MW) | Achievable Economic UCT Potential | 0 | 0 | 0 | 0 | 0 | 0 | 0 | 0 | 0 | 0 | 0 | 0 | 0 | 0 | 0 | 0 | 0 | 0 | 0 | 0 | 0 | 0
F12_Industrial_Food Products_New_Space Heating_Natural Gas_Steam Trap Maintenance_A_Achievable Economic UCT Potential | F12 | Industrial | Food Products | New | Space Heating | Natural Gas | Steam Trap Maintenance | A | Cumulative Winter Peak Savings (MW) | Achievable Economic UCT Potential | 0 | 0 | 0 | 0 | 0 | 0 | 0 | 0 | 0 | 0 | 0 | 0 | 0 | 0 | 0 | 0 | 0 | 0 | 0 | 0 | 0 | 0
F13_Industrial_Food Products_New_Space Heating_Natural Gas_Steam Trap Maintenance_A_Achievable Economic UCT Potential | F13 | Industrial | Food Products | New | Space Heating | Natural Gas | Steam Trap Maintenance | A | Purchases (Incremental) | Achievable Economic UCT Potential | 0 | 0 | 0 | 0 | 0 | 0 | 0 | 0 | 0 | 0 | 0 | 0 | 0 | 0 | 0 | 0 | 0 | 0 | 0 | 0 | 0 | 0
F14_Industrial_Food Products_New_Space Heating_Natural Gas_Steam Trap Maintenance_A_Achievable Economic UCT Potential | F14 | Industrial | Food Products | New | Space Heating | Natural Gas | Steam Trap Maintenance | A | Purchases (Cumulative) | Achievable Economic UCT Potential | 0 | 0 | 0 | 0 | 0 | 0 | 0 | 0 | 0 | 0 | 0 | 0 | 0 | 0 | 0 | 0 | 0 | 0 | 0 | 0 | 0 | 0
F1_Industrial_Food Products_New_Process_Natural Gas_Steam Trap Maintenance_A_Achievable Economic UCT Potential | F1 | Industrial | Food Products | New | Process | Natural Gas | Steam Trap Maintenance | A | Original Unit Energy Savings (kWh or therms) | Achievable Economic UCT Potential | 0 | 0 | 44.6416 | 44.6416 | 44.6416 | 44.6416 | 44.6416 | 44.6416 | 44.6416 | 44.6416 | 44.6416 | 44.6416 | 44.6416 | 44.6416 | 44.6416 | 44.6416 | 44.6416 | 44.6416 | 44.6416 | 44.6416 | 44.6416 | 44.6416
F2_Industrial_Food Products_New_Process_Natural Gas_Steam Trap Maintenance_A_Achievable Economic UCT Potential | F2 | Industrial | Food Products | New | Process | Natural Gas | Steam Trap Maintenance | A | Original Unit Summer Peak Savings (kW) | Achievable Economic UCT Potential | 0 | 0 | 0 | 0 | 0 | 0 | 0 | 0 | 0 | 0 | 0 | 0 | 0 | 0 | 0 | 0 | 0 | 0 | 0 | 0 | 0 | 0
F3_Industrial_Food Products_New_Process_Natural Gas_Steam Trap Maintenance_A_Achievable Economic UCT Potential | F3 | Industrial | Food Products | New | Process | Natural Gas | Steam Trap Maintenance | A | Original Unit Winter Peak Savings (kW) | Achievable Economic UCT Potential | 0 | 0 | 0 | 0 | 0 | 0 | 0 | 0 | 0 | 0 | 0 | 0 | 0 | 0 | 0 | 0 | 0 | 0 | 0 | 0 | 0 | 0
F4_Industrial_Food Products_New_Process_Natural Gas_Steam Trap Maintenance_A_Achievable Economic UCT Potential | F4 | Industrial | Food Products | New | Process | Natural Gas | Steam Trap Maintenance | A | Standalone Impact on Baseline Energy (%) | Achievable Economic UCT Potential | bar: 2019 to 2040
F5_Industrial_Food Products_New_Process_Natural Gas_Steam Trap Maintenance_A_Achievable Economic UCT Potential | F5 | Industrial | Food Products | New | Process | Natural Gas | Steam Trap Maintenance | A | Standalone Impact on Baseline Summer Peak (%) | Achievable Economic UCT Potential | bar: 2019 to 2040
F6_Industrial_Food Products_New_Process_Natural Gas_Steam Trap Maintenance_A_Achievable Economic UCT Potential | F6 | Industrial | Food Products | New | Process | Natural Gas | Steam Trap Maintenance | A | Standalone Impact on Baseline Winter Peak (%) | Achievable Economic UCT Potential | bar: 2019 to 2040
F7_Industrial_Food Products_New_Process_Natural Gas_Steam Trap Maintenance_A_Achievable Economic UCT Potential | F7 | Industrial | Food Products | New | Process | Natural Gas | Steam Trap Maintenance | A | Incremental Energy Savings (MWh or mTherms) | Achievable Economic UCT Potential | 0 | 0 | 0 | 0 | 0 | 0 | 0 | 0 | 0 | 0 | 0 | 0 | 0 | 0 | 0 | 0 | 0 | 0 | 0 | 0 | 0 | 0
F8_Industrial_Food Products_New_Process_Natural Gas_Steam Trap Maintenance_A_Achievable Economic UCT Potential | F8 | Industrial | Food Products | New | Process | Natural Gas | Steam Trap Maintenance | A | Incremental Summer Peak Savings (MW) | Achievable Economic UCT Potential | 0 | 0 | 0 | 0 | 0 | 0 | 0 | 0 | 0 | 0 | 0 | 0 | 0 | 0 | 0 | 0 | 0 | 0 | 0 | 0 | 0 | 0
F9_Industrial_Food Products_New_Process_Natural Gas_Steam Trap Maintenance_A_Achievable Economic UCT Potential | F9 | Industrial | Food Products | New | Process | Natural Gas | Steam Trap Maintenance | A | Incremental Winter Peak Savings (MW) | Achievable Economic UCT Potential | 0 | 0 | 0 | 0 | 0 | 0 | 0 | 0 | 0 | 0 | 0 | 0 | 0 | 0 | 0 | 0 | 0 | 0 | 0 | 0 | 0 | 0
F10_Industrial_Food Products_New_Process_Natural Gas_Steam Trap Maintenance_A_Achievable Economic UCT Potential | F10 | Industrial | Food Products | New | Process | Natural Gas | Steam Trap Maintenance | A | Cumulative Energy Savings (MWh or mTherms) | Achievable Economic UCT Potential | 0 | 0 | 0 | 0 | 0 | 0 | 0 | 0 | 0 | 0 | 0 | 0 | 0 | 0 | 0 | 0 | 0 | 0 | 0 | 0 | 0 | 0
F11_Industrial_Food Products_New_Process_Natural Gas_Steam Trap Maintenance_A_Achievable Economic UCT Potential | F11 | Industrial | Food Products | New | Process | Natural Gas | Steam Trap Maintenance | A | Cumulative Summer Peak Savings (MW) | Achievable Economic UCT Potential | 0 | 0 | 0 | 0 | 0 | 0 | 0 | 0 | 0 | 0 | 0 | 0 | 0 | 0 | 0 | 0 | 0 | 0 | 0 | 0 | 0 | 0
F12_Industrial_Food Products_New_Process_Natural Gas_Steam Trap Maintenance_A_Achievable Economic UCT Potential | F12 | Industrial | Food Products | New | Process | Natural Gas | Steam Trap Maintenance | A | Cumulative Winter Peak Savings (MW) | Achievable Economic UCT Potential | 0 | 0 | 0 | 0 | 0 | 0 | 0 | 0 | 0 | 0 | 0 | 0 | 0 | 0 | 0 | 0 | 0 | 0 | 0 | 0 | 0 | 0
F13_Industrial_Food Products_New_Process_Natural Gas_Steam Trap Maintenance_A_Achievable Economic UCT Potential | F13 | Industrial | Food Products | New | Process | Natural Gas | Steam Trap Maintenance | A | Purchases (Incremental) | Achievable Economic UCT Potential | 0 | 0 | 0 | 0 | 0 | 0 | 0 | 0 | 0 | 0 | 0 | 0 | 0 | 0 | 0 | 0 | 0 | 0 | 0 | 0 | 0 | 0
F14_Industrial_Food Products_New_Process_Natural Gas_Steam Trap Maintenance_A_Achievable Economic UCT Potential | F14 | Industrial | Food Products | New | Process | Natural Gas | Steam Trap Maintenance | A | Purchases (Cumulative) | Achievable Economic UCT Potential | 0 | 0 | 0 | 0 | 0 | 0 | 0 | 0 | 0 | 0 | 0 | 0 | 0 | 0 | 0 | 0 | 0 | 0 | 0 | 0 | 0 | 0
F1_Industrial_Food Products_New_Space Heating_Natural Gas_Gas Boiler - High Turndown_A_Achievable Economic UCT Potential | F1 | Industrial | Food Products | New | Space Heating | Natural Gas | Gas Boiler - High Turndown | A | Original Unit Energy Savings (kWh or therms) | Achievable Economic UCT Potential | 0 | 0 | 1.2401 | 1.2401 | 1.2401 | 1.2401 | 1.2401 | 1.2401 | 1.2401 | 1.2401 | 1.2401 | 1.2401 | 1.2401 | 1.2401 | 1.2401 | 1.2401 | 1.2401 | 1.2401 | 1.2401 | 1.2401 | 1.2401 | 1.2401
F2_Industrial_Food Products_New_Space Heating_Natural Gas_Gas Boiler - High Turndown_A_Achievable Economic UCT Potential | F2 | Industrial | Food Products | New | Space Heating | Natural Gas | Gas Boiler - High Turndown | A | Original Unit Summer Peak Savings (kW) | Achievable Economic UCT Potential | 0 | 0 | 0 | 0 | 0 | 0 | 0 | 0 | 0 | 0 | 0 | 0 | 0 | 0 | 0 | 0 | 0 | 0 | 0 | 0 | 0 | 0
F3_Industrial_Food Products_New_Space Heating_Natural Gas_Gas Boiler - High Turndown_A_Achievable Economic UCT Potential | F3 | Industrial | Food Products | New | Space Heating | Natural Gas | Gas Boiler - High Turndown | A | Original Unit Winter Peak Savings (kW) | Achievable Economic UCT Potential | 0 | 0 | 0 | 0 | 0 | 0 | 0 | 0 | 0 | 0 | 0 | 0 | 0 | 0 | 0 | 0 | 0 | 0 | 0 | 0 | 0 | 0
F4_Industrial_Food Products_New_Space Heating_Natural Gas_Gas Boiler - High Turndown_A_Achievable Economic UCT Potential | F4 | Industrial | Food Products | New | Space Heating | Natural Gas | Gas Boiler - High Turndown | A | Standalone Impact on Baseline Energy (%) | Achievable Economic UCT Potential | 0% | 0% | 0.004253% | 0.00669% | 0.008944% | 0.01095% | 0.01377% | 0.01578% | 0.01702% | 0.01751% | 0.01809% | 0.01815% | 0.01803% | 0.01758% | 0.01746% | 0.01707% | 0.01662% | 0.01561% | 0.015% | 0.01431% | 0.0137% | 0.01314%
F5_Industrial_Food Products_New_Space Heating_Natural Gas_Gas Boiler - High Turndown_A_Achievable Economic UCT Potential | F5 | Industrial | Food Products | New | Space Heating | Natural Gas | Gas Boiler - High Turndown | A | Standalone Impact on Baseline Summer Peak (%) | Achievable Economic UCT Potential | bar: 2019 to 2040
F6_Industrial_Food Products_New_Space Heating_Natural Gas_Gas Boiler - High Turndown_A_Achievable Economic UCT Potential | F6 | Industrial | Food Products | New | Space Heating | Natural Gas | Gas Boiler - High Turndown | A | Standalone Impact on Baseline Winter Peak (%) | Achievable Economic UCT Potential | bar: 2019 to 2040
F7_Industrial_Food Products_New_Space Heating_Natural Gas_Gas Boiler - High Turndown_A_Achievable Economic UCT Potential | F7 | Industrial | Food Products | New | Space Heating | Natural Gas | Gas Boiler - High Turndown | A | Incremental Energy Savings (MWh or mTherms) | Achievable Economic UCT Potential | 0 | 0 | 0.00091864 | 0.0016032 | 0.0022861 | 0.0030515 | 0.0035124 | 0.0036428 | 0.0032947 | 0.0029781 | 0.0025864 | 0.0022568 | 0.0019536 | 0.0017004 | 0.0014349 | 0.0012205 | 0.0010345 | 0.00091864 | 0.0016032 | 0.0022861 | 0.0030515 | 0.0035124
F8_Industrial_Food Products_New_Space Heating_Natural Gas_Gas Boiler - High Turndown_A_Achievable Economic UCT Potential | F8 | Industrial | Food Products | New | Space Heating | Natural Gas | Gas Boiler - High Turndown | A | Incremental Summer Peak Savings (MW) | Achievable Economic UCT Potential | 0 | 0 | 0 | 0 | 0 | 0 | 0 | 0 | 0 | 0 | 0 | 0 | 0 | 0 | 0 | 0 | 0 | 0 | 0 | 0 | 0 | 0
F9_Industrial_Food Products_New_Space Heating_Natural Gas_Gas Boiler - High Turndown_A_Achievable Economic UCT Potential | F9 | Industrial | Food Products | New | Space Heating | Natural Gas | Gas Boiler - High Turndown | A | Incremental Winter Peak Savings (MW) | Achievable Economic UCT Potential | 0 | 0 | 0 | 0 | 0 | 0 | 0 | 0 | 0 | 0 | 0 | 0 | 0 | 0 | 0 | 0 | 0 | 0 | 0 | 0 | 0 | 0
F10_Industrial_Food Products_New_Space Heating_Natural Gas_Gas Boiler - High Turndown_A_Achievable Economic UCT Potential | F10 | Industrial | Food Products | New | Space Heating | Natural Gas | Gas Boiler - High Turndown | A | Cumulative Energy Savings (MWh or mTherms) | Achievable Economic UCT Potential | 0 | 0 | 0.00091864 | 0.0025218 | 0.0048079 | 0.0078594 | 0.011372 | 0.015015 | 0.018309 | 0.021287 | 0.023874 | 0.026131 | 0.028084 | 0.029785 | 0.031219 | 0.03244 | 0.033474 | 0.033474 | 0.033474 | 0.033474 | 0.033474 | 0.033474
F11_Industrial_Food Products_New_Space Heating_Natural Gas_Gas Boiler - High Turndown_A_Achievable Economic UCT Potential | F11 | Industrial | Food Products | New | Space Heating | Natural Gas | Gas Boiler - High Turndown | A | Cumulative Summer Peak Savings (MW) | Achievable Economic UCT Potential | 0 | 0 | 0 | 0 | 0 | 0 | 0 | 0 | 0 | 0 | 0 | 0 | 0 | 0 | 0 | 0 | 0 | 0 | 0 | 0 | 0 | 0
F12_Industrial_Food Products_New_Space Heating_Natural Gas_Gas Boiler - High Turndown_A_Achievable Economic UCT Potential | F12 | Industrial | Food Products | New | Space Heating | Natural Gas | Gas Boiler - High Turndown | A | Cumulative Winter Peak Savings (MW) | Achievable Economic UCT Potential | 0 | 0 | 0 | 0 | 0 | 0 | 0 | 0 | 0 | 0 | 0 | 0 | 0 | 0 | 0 | 0 | 0 | 0 | 0 | 0 | 0 | 0
F13_Industrial_Food Products_New_Space Heating_Natural Gas_Gas Boiler - High Turndown_A_Achievable Economic UCT Potential | F13 | Industrial | Food Products | New | Space Heating | Natural Gas | Gas Boiler - High Turndown | A | Purchases (Incremental) | Achievable Economic UCT Potential | 0 | 0 | 0.7408 | 1.2928 | 1.8435 | 2.4608 | 2.8325 | 2.9376 | 2.6569 | 2.4015 | 2.0857 | 1.8199 | 1.5754 | 1.3712 | 1.1572 | 0.98426 | 0.8342 | 0.7408 | 1.2928 | 1.8435 | 2.4608 | 2.8325
F14_Industrial_Food Products_New_Space Heating_Natural Gas_Gas Boiler - High Turndown_A_Achievable Economic UCT Potential | F14 | Industrial | Food Products | New | Space Heating | Natural Gas | Gas Boiler - High Turndown | A | Purchases (Cumulative) | Achievable Economic UCT Potential | 0 | 0 | 0.7408 | 2.0336 | 3.8772 | 6.3379 | 9.1704 | 12.108 | 14.7648 | 17.1664 | 19.2521 | 21.072 | 22.6474 | 24.0186 | 25.1758 | 26.1601 | 26.9942 | 26.9942 | 26.9942 | 26.9942 | 26.9942 | 26.9942
F1_Industrial_Food Products_New_Process_Natural Gas_Gas Boiler - High Turndown_A_Achievable Economic UCT Potential | F1 | Industrial | Food Products | New | Process | Natural Gas | Gas Boiler - High Turndown | A | Original Unit Energy Savings (kWh or therms) | Achievable Economic UCT Potential | 0 | 0 | 47.3863 | 47.3863 | 47.3863 | 47.3863 | 47.3863 | 47.3863 | 47.3863 | 47.3863 | 47.3863 | 47.3863 | 47.3863 | 47.3863 | 47.3863 | 47.3863 | 47.3863 | 47.3863 | 47.3863 | 47.3863 | 47.3863 | 47.3863
F2_Industrial_Food Products_New_Process_Natural Gas_Gas Boiler - High Turndown_A_Achievable Economic UCT Potential | F2 | Industrial | Food Products | New | Process | Natural Gas | Gas Boiler - High Turndown | A | Original Unit Summer Peak Savings (kW) | Achievable Economic UCT Potential | 0 | 0 | 0 | 0 | 0 | 0 | 0 | 0 | 0 | 0 | 0 | 0 | 0 | 0 | 0 | 0 | 0 | 0 | 0 | 0 | 0 | 0
F3_Industrial_Food Products_New_Process_Natural Gas_Gas Boiler - High Turndown_A_Achievable Economic UCT Potential | F3 | Industrial | Food Products | New | Process | Natural Gas | Gas Boiler - High Turndown | A | Original Unit Winter Peak Savings (kW) | Achievable Economic UCT Potential | 0 | 0 | 0 | 0 | 0 | 0 | 0 | 0 | 0 | 0 | 0 | 0 | 0 | 0 | 0 | 0 | 0 | 0 | 0 | 0 | 0 | 0
F4_Industrial_Food Products_New_Process_Natural Gas_Gas Boiler - High Turndown_A_Achievable Economic UCT Potential | F4 | Industrial | Food Products | New | Process | Natural Gas | Gas Boiler - High Turndown | A | Standalone Impact on Baseline Energy (%) | Achievable Economic UCT Potential | 0% | 0% | 0.02352% | 0.03699% | 0.04946% | 0.06057% | 0.07614% | 0.08724% | 0.09409% | 0.09682% | 0.1% | 0.1004% | 0.0997% | 0.09719% | 0.09657% | 0.09438% | 0.09192% | 0.08629% | 0.08293% | 0.07914% | 0.07576% | 0.07268%
F5_Industrial_Food Products_New_Process_Natural Gas_Gas Boiler - High Turndown_A_Achievable Economic UCT Potential | F5 | Industrial | Food Products | New | Process | Natural Gas | Gas Boiler - High Turndown | A | Standalone Impact on Baseline Summer Peak (%) | Achievable Economic UCT Potential | bar: 2019 to 2040
F6_Industrial_Food Products_New_Process_Natural Gas_Gas Boiler - High Turndown_A_Achievable Economic UCT Potential | F6 | Industrial | Food Products | New | Process | Natural Gas | Gas Boiler - High Turndown | A | Standalone Impact on Baseline Winter Peak (%) | Achievable Economic UCT Potential | bar: 2019 to 2040
F7_Industrial_Food Products_New_Process_Natural Gas_Gas Boiler - High Turndown_A_Achievable Economic UCT Potential | F7 | Industrial | Food Products | New | Process | Natural Gas | Gas Boiler - High Turndown | A | Incremental Energy Savings (MWh or mTherms) | Achievable Economic UCT Potential | 0 | 0 | 0.083703 | 0.14608 | 0.2083 | 0.27804 | 0.32004 | 0.33192 | 0.3002 | 0.27135 | 0.23567 | 0.20563 | 0.17801 | 0.15493 | 0.13075 | 0.11121 | 0.094256 | 0.083703 | 0.14608 | 0.2083 | 0.27804 | 0.32004
F8_Industrial_Food Products_New_Process_Natural Gas_Gas Boiler - High Turndown_A_Achievable Economic UCT Potential | F8 | Industrial | Food Products | New | Process | Natural Gas | Gas Boiler - High Turndown | A | Incremental Summer Peak Savings (MW) | Achievable Economic UCT Potential | 0 | 0 | 0 | 0 | 0 | 0 | 0 | 0 | 0 | 0 | 0 | 0 | 0 | 0 | 0 | 0 | 0 | 0 | 0 | 0 | 0 | 0
F9_Industrial_Food Products_New_Process_Natural Gas_Gas Boiler - High Turndown_A_Achievable Economic UCT Potential | F9 | Industrial | Food Products | New | Process | Natural Gas | Gas Boiler - High Turndown | A | Incremental Winter Peak Savings (MW) | Achievable Economic UCT Potential | 0 | 0 | 0 | 0 | 0 | 0 | 0 | 0 | 0 | 0 | 0 | 0 | 0 | 0 | 0 | 0 | 0 | 0 | 0 | 0 | 0 | 0
F10_Industrial_Food Products_New_Process_Natural Gas_Gas Boiler - High Turndown_A_Achievable Economic UCT Potential | F10 | Industrial | Food Products | New | Process | Natural Gas | Gas Boiler - High Turndown | A | Cumulative Energy Savings (MWh or mTherms) | Achievable Economic UCT Potential | 0 | 0 | 0.083703 | 0.22978 | 0.43808 | 0.71612 | 1.0362 | 1.3681 | 1.6683 | 1.9396 | 2.1753 | 2.3809 | 2.5589 | 2.7139 | 2.8446 | 2.9558 | 3.0501 | 3.0501 | 3.0501 | 3.0501 | 3.0501 | 3.0501
F11_Industrial_Food Products_New_Process_Natural Gas_Gas Boiler - High Turndown_A_Achievable Economic UCT Potential | F11 | Industrial | Food Products | New | Process | Natural Gas | Gas Boiler - High Turndown | A | Cumulative Summer Peak Savings (MW) | Achievable Economic UCT Potential | 0 | 0 | 0 | 0 | 0 | 0 | 0 | 0 | 0 | 0 | 0 | 0 | 0 | 0 | 0 | 0 | 0 | 0 | 0 | 0 | 0 | 0
F12_Industrial_Food Products_New_Process_Natural Gas_Gas Boiler - High Turndown_A_Achievable Economic UCT Potential | F12 | Industrial | Food Products | New | Process | Natural Gas | Gas Boiler - High Turndown | A | Cumulative Winter Peak Savings (MW) | Achievable Economic UCT Potential | 0 | 0 | 0 | 0 | 0 | 0 | 0 | 0 | 0 | 0 | 0 | 0 | 0 | 0 | 0 | 0 | 0 | 0 | 0 | 0 | 0 | 0
F13_Industrial_Food Products_New_Process_Natural Gas_Gas Boiler - High Turndown_A_Achievable Economic UCT Potential | F13 | Industrial | Food Products | New | Process | Natural Gas | Gas Boiler - High Turndown | A | Purchases (Incremental) | Achievable Economic UCT Potential | 0 | 0 | 1.7664 | 3.0827 | 4.3958 | 5.8675 | 6.7539 | 7.0045 | 6.3351 | 5.7263 | 4.9733 | 4.3395 | 3.7565 | 3.2696 | 2.7592 | 2.3469 | 1.9891 | 1.7664 | 3.0827 | 4.3958 | 5.8675 | 6.7539
F14_Industrial_Food Products_New_Process_Natural Gas_Gas Boiler - High Turndown_A_Achievable Economic UCT Potential | F14 | Industrial | Food Products | New | Process | Natural Gas | Gas Boiler - High Turndown | A | Purchases (Cumulative) | Achievable Economic UCT Potential | 0 | 0 | 1.7664 | 4.8491 | 9.2449 | 15.1124 | 21.8663 | 28.8708 | 35.206 | 40.9323 | 45.9056 | 50.2451 | 54.0016 | 57.2712 | 60.0303 | 62.3772 | 64.3663 | 64.3663 | 64.3663 | 64.3663 | 64.3663 | 64.3663
F1_Industrial_Food Products_New_Space Heating_Natural Gas_Gas Boiler - Burner Control Optimization_A_Achievable Economic UCT Potential | F1 | Industrial | Food Products | New | Space Heating | Natural Gas | Gas Boiler - Burner Control Optimization | A | Original Unit Energy Savings (kWh or therms) | Achievable Economic UCT Potential | 0 | 0 | 0.35962 | 0.35962 | 0.35962 | 0.35962 | 0.35962 | 0.35962 | 0.35962 | 0.35962 | 0.35962 | 0.35962 | 0.35962 | 0.35962 | 0.35962 | 0.35962 | 0.35962 | 0.35962 | 0.35962 | 0.35962 | 0.35962 | 0.35962
F2_Industrial_Food Products_New_Space Heating_Natural Gas_Gas Boiler - Burner Control Optimization_A_Achievable Economic UCT Potential | F2 | Industrial | Food Products | New | Space Heating | Natural Gas | Gas Boiler - Burner Control Optimization | A | Original Unit Summer Peak Savings (kW) | Achievable Economic UCT Potential | 0 | 0 | 0 | 0 | 0 | 0 | 0 | 0 | 0 | 0 | 0 | 0 | 0 | 0 | 0 | 0 | 0 | 0 | 0 | 0 | 0 | 0
F3_Industrial_Food Products_New_Space Heating_Natural Gas_Gas Boiler - Burner Control Optimization_A_Achievable Economic UCT Potential | F3 | Industrial | Food Products | New | Space Heating | Natural Gas | Gas Boiler - Burner Control Optimization | A | Original Unit Winter Peak Savings (kW) | Achievable Economic UCT Potential | 0 | 0 | 0 | 0 | 0 | 0 | 0 | 0 | 0 | 0 | 0 | 0 | 0 | 0 | 0 | 0 | 0 | 0 | 0 | 0 | 0 | 0
F4_Industrial_Food Products_New_Space Heating_Natural Gas_Gas Boiler - Burner Control Optimization_A_Achievable Economic UCT Potential | F4 | Industrial | Food Products | New | Space Heating | Natural Gas | Gas Boiler - Burner Control Optimization | A | Standalone Impact on Baseline Energy (%) | Achievable Economic UCT Potential | 0% | 0% | 0.0003327% | 0.0007136% | 0.001546% | 0.002989% | 0.005444% | 0.00871% | 0.01278% | 0.01723% | 0.02224% | 0.02677% | 0.03069% | 0.03341% | 0.03596% | 0.03716% | 0.03753% | 0.03695% | 0.03666% | 0.03571% | 0.0346% | 0.03342%
F5_Industrial_Food Products_New_Space Heating_Natural Gas_Gas Boiler - Burner Control Optimization_A_Achievable Economic UCT Potential | F5 | Industrial | Food Products | New | Space Heating | Natural Gas | Gas Boiler - Burner Control Optimization | A | Standalone Impact on Baseline Summer Peak (%) | Achievable Economic UCT Potential | bar: 2019 to 2040
F6_Industrial_Food Products_New_Space Heating_Natural Gas_Gas Boiler - Burner Control Optimization_A_Achievable Economic UCT Potential | F6 | Industrial | Food Products | New | Space Heating | Natural Gas | Gas Boiler - Burner Control Optimization | A | Standalone Impact on Baseline Winter Peak (%) | Achievable Economic UCT Potential | bar: 2019 to 2040
F7_Industrial_Food Products_New_Space Heating_Natural Gas_Gas Boiler - Burner Control Optimization_A_Achievable Economic UCT Potential | F7 | Industrial | Food Products | New | Space Heating | Natural Gas | Gas Boiler - Burner Control Optimization | A | Incremental Energy Savings (MWh or mTherms) | Achievable Economic UCT Potential | 0 | 0 | 7.1864e-05 | 0.00019714 | 0.00056223 | 0.0013133 | 0.0023516 | 0.0037937 | 0.0054587 | 0.0071956 | 0.0084126 | 0.0091756 | 0.0092666 | 0.0088216 | 0.0076635 | 0.0063374 | 0.0049471 | 0.0036891 | 0.002559 | 0.0017065 | 0.001085 | 0.00076584
F8_Industrial_Food Products_New_Space Heating_Natural Gas_Gas Boiler - Burner Control Optimization_A_Achievable Economic UCT Potential | F8 | Industrial | Food Products | New | Space Heating | Natural Gas | Gas Boiler - Burner Control Optimization | A | Incremental Summer Peak Savings (MW) | Achievable Economic UCT Potential | 0 | 0 | 0 | 0 | 0 | 0 | 0 | 0 | 0 | 0 | 0 | 0 | 0 | 0 | 0 | 0 | 0 | 0 | 0 | 0 | 0 | 0
F9_Industrial_Food Products_New_Space Heating_Natural Gas_Gas Boiler - Burner Control Optimization_A_Achievable Economic UCT Potential | F9 | Industrial | Food Products | New | Space Heating | Natural Gas | Gas Boiler - Burner Control Optimization | A | Incremental Winter Peak Savings (MW) | Achievable Economic UCT Potential | 0 | 0 | 0 | 0 | 0 | 0 | 0 | 0 | 0 | 0 | 0 | 0 | 0 | 0 | 0 | 0 | 0 | 0 | 0 | 0 | 0 | 0
F10_Industrial_Food Products_New_Space Heating_Natural Gas_Gas Boiler - Burner Control Optimization_A_Achievable Economic UCT Potential | F10 | Industrial | Food Products | New | Space Heating | Natural Gas | Gas Boiler - Burner Control Optimization | A | Cumulative Energy Savings (MWh or mTherms) | Achievable Economic UCT Potential | 0 | 0 | 7.1864e-05 | 0.00026901 | 0.00083124 | 0.0021446 | 0.0044961 | 0.0082898 | 0.013749 | 0.020944 | 0.029357 | 0.038532 | 0.047799 | 0.05662 | 0.064284 | 0.070621 | 0.075569 | 0.079258 | 0.081817 | 0.083523 | 0.084536 | 0.085105
F11_Industrial_Food Products_New_Space Heating_Natural Gas_Gas Boiler - Burner Control Optimization_A_Achievable Economic UCT Potential | F11 | Industrial | Food Products | New | Space Heating | Natural Gas | Gas Boiler - Burner Control Optimization | A | Cumulative Summer Peak Savings (MW) | Achievable Economic UCT Potential | 0 | 0 | 0 | 0 | 0 | 0 | 0 | 0 | 0 | 0 | 0 | 0 | 0 | 0 | 0 | 0 | 0 | 0 | 0 | 0 | 0 | 0
F12_Industrial_Food Products_New_Space Heating_Natural Gas_Gas Boiler - Burner Control Optimization_A_Achievable Economic UCT Potential | F12 | Industrial | Food Products | New | Space Heating | Natural Gas | Gas Boiler - Burner Control Optimization | A | Cumulative Winter Peak Savings (MW) | Achievable Economic UCT Potential | 0 | 0 | 0 | 0 | 0 | 0 | 0 | 0 | 0 | 0 | 0 | 0 | 0 | 0 | 0 | 0 | 0 | 0 | 0 | 0 | 0 | 0
F13_Industrial_Food Products_New_Space Heating_Natural Gas_Gas Boiler - Burner Control Optimization_A_Achievable Economic UCT Potential | F13 | Industrial | Food Products | New | Space Heating | Natural Gas | Gas Boiler - Burner Control Optimization | A | Purchases (Incremental) | Achievable Economic UCT Potential | 0 | 0 | 0.19983 | 0.5482 | 1.5634 | 3.652 | 6.539 | 10.5494 | 15.1791 | 20.0091 | 23.3931 | 25.5149 | 25.7681 | 24.5305 | 21.3102 | 17.6226 | 13.7567 | 10.2584 | 7.1158 | 4.7454 | 3.0171 | 2.1296
F14_Industrial_Food Products_New_Space Heating_Natural Gas_Gas Boiler - Burner Control Optimization_A_Achievable Economic UCT Potential | F14 | Industrial | Food Products | New | Space Heating | Natural Gas | Gas Boiler - Burner Control Optimization | A | Purchases (Cumulative) | Achievable Economic UCT Potential | 0 | 0 | 0.19983 | 0.74804 | 2.3115 | 5.9635 | 12.5025 | 23.0519 | 38.231 | 58.24 | 81.6331 | 107.1481 | 132.9161 | 157.4466 | 178.7569 | 196.3795 | 210.1362 | 220.3946 | 227.5105 | 232.2558 | 235.0731 | 236.6544
F1_Industrial_Food Products_New_Process_Natural Gas_Gas Boiler - Burner Control Optimization_A_Achievable Economic UCT Potential | F1 | Industrial | Food Products | New | Process | Natural Gas | Gas Boiler - Burner Control Optimization | A | Original Unit Energy Savings (kWh or therms) | Achievable Economic UCT Potential | 0 | 0 | 13.742 | 13.742 | 13.742 | 13.742 | 13.742 | 13.742 | 13.742 | 13.742 | 13.742 | 13.742 | 13.742 | 13.742 | 13.742 | 13.742 | 13.742 | 13.742 | 13.742 | 13.742 | 13.742 | 13.742
F2_Industrial_Food Products_New_Process_Natural Gas_Gas Boiler - Burner Control Optimization_A_Achievable Economic UCT Potential | F2 | Industrial | Food Products | New | Process | Natural Gas | Gas Boiler - Burner Control Optimization | A | Original Unit Summer Peak Savings (kW) | Achievable Economic UCT Potential | 0 | 0 | 0 | 0 | 0 | 0 | 0 | 0 | 0 | 0 | 0 | 0 | 0 | 0 | 0 | 0 | 0 | 0 | 0 | 0 | 0 | 0
F3_Industrial_Food Products_New_Process_Natural Gas_Gas Boiler - Burner Control Optimization_A_Achievable Economic UCT Potential | F3 | Industrial | Food Products | New | Process | Natural Gas | Gas Boiler - Burner Control Optimization | A | Original Unit Winter Peak Savings (kW) | Achievable Economic UCT Potential | 0 | 0 | 0 | 0 | 0 | 0 | 0 | 0 | 0 | 0 | 0 | 0 | 0 | 0 | 0 | 0 | 0 | 0 | 0 | 0 | 0 | 0
F4_Industrial_Food Products_New_Process_Natural Gas_Gas Boiler - Burner Control Optimization_A_Achievable Economic UCT Potential | F4 | Industrial | Food Products | New | Process | Natural Gas | Gas Boiler - Burner Control Optimization | A | Standalone Impact on Baseline Energy (%) | Achievable Economic UCT Potential | 0% | 0% | 0.00184% | 0.003946% | 0.008551% | 0.01653% | 0.0301% | 0.04816% | 0.07066% | 0.09526% | 0.123% | 0.148% | 0.1697% | 0.1847% | 0.1988% | 0.2055% | 0.2075% | 0.2043% | 0.2027% | 0.1975% | 0.1913% | 0.1848%
F5_Industrial_Food Products_New_Process_Natural Gas_Gas Boiler - Burner Control Optimization_A_Achievable Economic UCT Potential | F5 | Industrial | Food Products | New | Process | Natural Gas | Gas Boiler - Burner Control Optimization | A | Standalone Impact on Baseline Summer Peak (%) | Achievable Economic UCT Potential | bar: 2019 to 2040
F6_Industrial_Food Products_New_Process_Natural Gas_Gas Boiler - Burner Control Optimization_A_Achievable Economic UCT Potential | F6 | Industrial | Food Products | New | Process | Natural Gas | Gas Boiler - Burner Control Optimization | A | Standalone Impact on Baseline Winter Peak (%) | Achievable Economic UCT Potential | bar: 2019 to 2040
F7_Industrial_Food Products_New_Process_Natural Gas_Gas Boiler - Burner Control Optimization_A_Achievable Economic UCT Potential | F7 | Industrial | Food Products | New | Process | Natural Gas | Gas Boiler - Burner Control Optimization | A | Incremental Energy Savings (MWh or mTherms) | Achievable Economic UCT Potential | 0 | 0 | 0.006548 | 0.017963 | 0.051229 | 0.11967 | 0.21427 | 0.34567 | 0.49738 | 0.65564 | 0.76652 | 0.83605 | 0.84435 | 0.8038 | 0.69828 | 0.57744 | 0.45077 | 0.33614 | 0.23317 | 0.15549 | 0.09886 | 0.06978
F8_Industrial_Food Products_New_Process_Natural Gas_Gas Boiler - Burner Control Optimization_A_Achievable Economic UCT Potential | F8 | Industrial | Food Products | New | Process | Natural Gas | Gas Boiler - Burner Control Optimization | A | Incremental Summer Peak Savings (MW) | Achievable Economic UCT Potential | 0 | 0 | 0 | 0 | 0 | 0 | 0 | 0 | 0 | 0 | 0 | 0 | 0 | 0 | 0 | 0 | 0 | 0 | 0 | 0 | 0 | 0
F9_Industrial_Food Products_New_Process_Natural Gas_Gas Boiler - Burner Control Optimization_A_Achievable Economic UCT Potential | F9 | Industrial | Food Products | New | Process | Natural Gas | Gas Boiler - Burner Control Optimization | A | Incremental Winter Peak Savings (MW) | Achievable Economic UCT Potential | 0 | 0 | 0 | 0 | 0 | 0 | 0 | 0 | 0 | 0 | 0 | 0 | 0 | 0 | 0 | 0 | 0 | 0 | 0 | 0 | 0 | 0
F10_Industrial_Food Products_New_Process_Natural Gas_Gas Boiler - Burner Control Optimization_A_Achievable Economic UCT Potential | F10 | Industrial | Food Products | New | Process | Natural Gas | Gas Boiler - Burner Control Optimization | A | Cumulative Energy Savings (MWh or mTherms) | Achievable Economic UCT Potential | 0 | 0 | 0.006548 | 0.024511 | 0.07574 | 0.19541 | 0.40967 | 0.75534 | 1.2527 | 1.9084 | 2.6749 | 3.5109 | 4.3553 | 5.1591 | 5.8574 | 6.4348 | 6.8856 | 7.2217 | 7.4549 | 7.6104 | 7.7027 | 7.7545
F11_Industrial_Food Products_New_Process_Natural Gas_Gas Boiler - Burner Control Optimization_A_Achievable Economic UCT Potential | F11 | Industrial | Food Products | New | Process | Natural Gas | Gas Boiler - Burner Control Optimization | A | Cumulative Summer Peak Savings (MW) | Achievable Economic UCT Potential | 0 | 0 | 0 | 0 | 0 | 0 | 0 | 0 | 0 | 0 | 0 | 0 | 0 | 0 | 0 | 0 | 0 | 0 | 0 | 0 | 0 | 0
F12_Industrial_Food Products_New_Process_Natural Gas_Gas Boiler - Burner Control Optimization_A_Achievable Economic UCT Potential | F12 | Industrial | Food Products | New | Process | Natural Gas | Gas Boiler - Burner Control Optimization | A | Cumulative Winter Peak Savings (MW) | Achievable Economic UCT Potential | 0 | 0 | 0 | 0 | 0 | 0 | 0 | 0 | 0 | 0 | 0 | 0 | 0 | 0 | 0 | 0 | 0 | 0 | 0 | 0 | 0 | 0
F13_Industrial_Food Products_New_Process_Natural Gas_Gas Boiler - Burner Control Optimization_A_Achievable Economic UCT Potential | F13 | Industrial | Food Products | New | Process | Natural Gas | Gas Boiler - Burner Control Optimization | A | Purchases (Incremental) | Achievable Economic UCT Potential | 0 | 0 | 0.4765 | 1.3072 | 3.7279 | 8.708 | 15.592 | 25.1544 | 36.1938 | 47.7105 | 55.7796 | 60.839 | 61.4425 | 58.4917 | 50.8131 | 42.0202 | 32.8021 | 24.4607 | 16.9674 | 11.3151 | 7.194 | 5.0779
F14_Industrial_Food Products_New_Process_Natural Gas_Gas Boiler - Burner Control Optimization_A_Achievable Economic UCT Potential | F14 | Industrial | Food Products | New | Process | Natural Gas | Gas Boiler - Burner Control Optimization | A | Purchases (Cumulative) | Achievable Economic UCT Potential | 0 | 0 | 0.4765 | 1.7837 | 5.5115 | 14.2195 | 29.8116 | 54.9659 | 91.1597 | 138.8703 | 194.6499 | 255.4888 | 316.9314 | 375.4231 | 426.2362 | 468.2564 | 501.0585 | 525.5192 | 542.4866 | 553.8017 | 560.5192 | 564.2899
F1_Industrial_Food Products_New_Space Heating_Natural Gas_HVAC - Demand Controlled Ventilation_A_Achievable Economic UCT Potential | F1 | Industrial | Food Products | New | Space Heating | Natural Gas | HVAC - Demand Controlled Ventilation | A | Original Unit Energy Savings (kWh or therms) | Achievable Economic UCT Potential | 0 | 0 | 0.067787 | 0.067787 | 0.067787 | 0.067787 | 0.067787 | 0.067787 | 0.067787 | 0.067787 | 0.067787 | 0.067787 | 0.067787 | 0.067787 | 0.067787 | 0.067787 | 0.067787 | 0.067787 | 0.067787 | 0.067787 | 0.067787 | 0.067787
F2_Industrial_Food Products_New_Space Heating_Natural Gas_HVAC - Demand Controlled Ventilation_A_Achievable Economic UCT Potential | F2 | Industrial | Food Products | New | Space Heating | Natural Gas | HVAC - Demand Controlled Ventilation | A | Original Unit Summer Peak Savings (kW) | Achievable Economic UCT Potential | 0 | 0 | 0 | 0 | 0 | 0 | 0 | 0 | 0 | 0 | 0 | 0 | 0 | 0 | 0 | 0 | 0 | 0 | 0 | 0 | 0 | 0
F3_Industrial_Food Products_New_Space Heating_Natural Gas_HVAC - Demand Controlled Ventilation_A_Achievable Economic UCT Potential | F3 | Industrial | Food Products | New | Space Heating | Natural Gas | HVAC - Demand Controlled Ventilation | A | Original Unit Winter Peak Savings (kW) | Achievable Economic UCT Potential | 0 | 0 | 0 | 0 | 0 | 0 | 0 | 0 | 0 | 0 | 0 | 0 | 0 | 0 | 0 | 0 | 0 | 0 | 0 | 0 | 0 | 0
F4_Industrial_Food Products_New_Space Heating_Natural Gas_HVAC - Demand Controlled Ventilation_A_Achievable Economic UCT Potential | F4 | Industrial | Food Products | New | Space Heating | Natural Gas | HVAC - Demand Controlled Ventilation | A | Standalone Impact on Baseline Energy (%) | Achievable Economic UCT Potential | 0% | 0% | 0.0396% | 0.06229% | 0.08329% | 0.102% | 0.1282% | 0.1509% | 0.173% | 0.1928% | 0.2172% | 0.2387% | 0.2602% | 0.2788% | 0.3039% | 0.3254% | 0.3467% | 0.3611% | 0.38% | 0.3931% | 0.4043% | 0.4146%
F5_Industrial_Food Products_New_Space Heating_Natural Gas_HVAC - Demand Controlled Ventilation_A_Achievable Economic UCT Potential | F5 | Industrial | Food Products | New | Space Heating | Natural Gas | HVAC - Demand Controlled Ventilation | A | Standalone Impact on Baseline Summer Peak (%) | Achievable Economic UCT Potential | bar: 2019 to 2040
F6_Industrial_Food Products_New_Space Heating_Natural Gas_HVAC - Demand Controlled Ventilation_A_Achievable Economic UCT Potential | F6 | Industrial | Food Products | New | Space Heating | Natural Gas | HVAC - Demand Controlled Ventilation | A | Standalone Impact on Baseline Winter Peak (%) | Achievable Economic UCT Potential | bar: 2019 to 2040
F7_Industrial_Food Products_New_Space Heating_Natural Gas_HVAC - Demand Controlled Ventilation_A_Achievable Economic UCT Potential | F7 | Industrial | Food Products | New | Space Heating | Natural Gas | HVAC - Demand Controlled Ventilation | A | Incremental Energy Savings (MWh or mTherms) | Achievable Economic UCT Potential | 0 | 0 | 0.0085541 | 0.014928 | 0.021287 | 0.028414 | 0.032707 | 0.037689 | 0.042609 | 0.048143 | 0.052265 | 0.057006 | 0.061684 | 0.06711 | 0.070793 | 0.075269 | 0.079742 | 0.084948 | 0.088388 | 0.092626 | 0.096748 | 0.10086
F8_Industrial_Food Products_New_Space Heating_Natural Gas_HVAC - Demand Controlled Ventilation_A_Achievable Economic UCT Potential | F8 | Industrial | Food Products | New | Space Heating | Natural Gas | HVAC - Demand Controlled Ventilation | A | Incremental Summer Peak Savings (MW) | Achievable Economic UCT Potential | 0 | 0 | 0 | 0 | 0 | 0 | 0 | 0 | 0 | 0 | 0 | 0 | 0 | 0 | 0 | 0 | 0 | 0 | 0 | 0 | 0 | 0
F9_Industrial_Food Products_New_Space Heating_Natural Gas_HVAC - Demand Controlled Ventilation_A_Achievable Economic UCT Potential | F9 | Industrial | Food Products | New | Space Heating | Natural Gas | HVAC - Demand Controlled Ventilation | A | Incremental Winter Peak Savings (MW) | Achievable Economic UCT Potential | 0 | 0 | 0 | 0 | 0 | 0 | 0 | 0 | 0 | 0 | 0 | 0 | 0 | 0 | 0 | 0 | 0 | 0 | 0 | 0 | 0 | 0
F10_Industrial_Food Products_New_Space Heating_Natural Gas_HVAC - Demand Controlled Ventilation_A_Achievable Economic UCT Potential | F10 | Industrial | Food Products | New | Space Heating | Natural Gas | HVAC - Demand Controlled Ventilation | A | Cumulative Energy Savings (MWh or mTherms) | Achievable Economic UCT Potential | 0 | 0 | 0.0085541 | 0.023482 | 0.04477 | 0.073184 | 0.10589 | 0.14358 | 0.18619 | 0.23433 | 0.2866 | 0.3436 | 0.40529 | 0.4724 | 0.54319 | 0.61846 | 0.6982 | 0.7746 | 0.84805 | 0.91939 | 0.98773 | 1.0559
F11_Industrial_Food Products_New_Space Heating_Natural Gas_HVAC - Demand Controlled Ventilation_A_Achievable Economic UCT Potential | F11 | Industrial | Food Products | New | Space Heating | Natural Gas | HVAC - Demand Controlled Ventilation | A | Cumulative Summer Peak Savings (MW) | Achievable Economic UCT Potential | 0 | 0 | 0 | 0 | 0 | 0 | 0 | 0 | 0 | 0 | 0 | 0 | 0 | 0 | 0 | 0 | 0 | 0 | 0 | 0 | 0 | 0
F12_Industrial_Food Products_New_Space Heating_Natural Gas_HVAC - Demand Controlled Ventilation_A_Achievable Economic UCT Potential | F12 | Industrial | Food Products | New | Space Heating | Natural Gas | HVAC - Demand Controlled Ventilation | A | Cumulative Winter Peak Savings (MW) | Achievable Economic UCT Potential | 0 | 0 | 0 | 0 | 0 | 0 | 0 | 0 | 0 | 0 | 0 | 0 | 0 | 0 | 0 | 0 | 0 | 0 | 0 | 0 | 0 | 0
F13_Industrial_Food Products_New_Space Heating_Natural Gas_HVAC - Demand Controlled Ventilation_A_Achievable Economic UCT Potential | F13 | Industrial | Food Products | New | Space Heating | Natural Gas | HVAC - Demand Controlled Ventilation | A | Purchases (Incremental) | Achievable Economic UCT Potential | 0 | 0 | 126.1902 | 220.2257 | 314.0303 | 419.1706 | 482.4904 | 555.9962 | 628.5756 | 710.2163 | 771.0218 | 840.9564 | 909.9636 | 990.0138 | 1044.3441 | 1110.3751 | 1176.3562 | 1253.167 | 1303.9028 | 1366.4213 | 1427.2371 | 1487.8733
F14_Industrial_Food Products_New_Space Heating_Natural Gas_HVAC - Demand Controlled Ventilation_A_Achievable Economic UCT Potential | F14 | Industrial | Food Products | New | Space Heating | Natural Gas | HVAC - Demand Controlled Ventilation | A | Purchases (Cumulative) | Achievable Economic UCT Potential | 0 | 0 | 126.1902 | 346.4159 | 660.4462 | 1079.6169 | 1562.1072 | 2118.1034 | 2746.679 | 3456.8953 | 4227.9171 | 5068.8735 | 5978.8371 | 6968.8508 | 8013.195 | 9123.5701 | 10299.9262 | 11426.9031 | 12510.5801 | 13562.9711 | 14571.0376 | 15576.4205
F1_Industrial_Food Products_New_Space Heating_Natural Gas_Gas Boiler - Stack Economizer_A_Achievable Economic UCT Potential | F1 | Industrial | Food Products | New | Space Heating | Natural Gas | Gas Boiler - Stack Economizer | A | Original Unit Energy Savings (kWh or therms) | Achievable Economic UCT Potential | 0 | 0 | 0.90524 | 0.90524 | 0.90524 | 0.90524 | 0.90524 | 0.90524 | 0.90524 | 0.90524 | 0.90524 | 0.90524 | 0.90524 | 0.90524 | 0.90524 | 0.90524 | 0.90524 | 0.90524 | 0.90524 | 0.90524 | 0.90524 | 0.90524
F2_Industrial_Food Products_New_Space Heating_Natural Gas_Gas Boiler - Stack Economizer_A_Achievable Economic UCT Potential | F2 | Industrial | Food Products | New | Space Heating | Natural Gas | Gas Boiler - Stack Economizer | A | Original Unit Summer Peak Savings (kW) | Achievable Economic UCT Potential | 0 | 0 | 0 | 0 | 0 | 0 | 0 | 0 | 0 | 0 | 0 | 0 | 0 | 0 | 0 | 0 | 0 | 0 | 0 | 0 | 0 | 0
F3_Industrial_Food Products_New_Space Heating_Natural Gas_Gas Boiler - Stack Economizer_A_Achievable Economic UCT Potential | F3 | Industrial | Food Products | New | Space Heating | Natural Gas | Gas Boiler - Stack Economizer | A | Original Unit Winter Peak Savings (kW) | Achievable Economic UCT Potential | 0 | 0 | 0 | 0 | 0 | 0 | 0 | 0 | 0 | 0 | 0 | 0 | 0 | 0 | 0 | 0 | 0 | 0 | 0 | 0 | 0 | 0
F4_Industrial_Food Products_New_Space Heating_Natural Gas_Gas Boiler - Stack Economizer_A_Achievable Economic UCT Potential | F4 | Industrial | Food Products | New | Space Heating | Natural Gas | Gas Boiler - Stack Economizer | A | Standalone Impact on Baseline Energy (%) | Achievable Economic UCT Potential | 0% | 0% | 0.008279% | 0.01302% | 0.01741% | 0.02132% | 0.0268% | 0.03071% | 0.03313% | 0.03409% | 0.03521% | 0.03534% | 0.0351% | 0.03421% | 0.034% | 0.03323% | 0.03236% | 0.03038% | 0.0292% | 0.02786% | 0.02667% | 0.02559%
F5_Industrial_Food Products_New_Space Heating_Natural Gas_Gas Boiler - Stack Economizer_A_Achievable Economic UCT Potential | F5 | Industrial | Food Products | New | Space Heating | Natural Gas | Gas Boiler - Stack Economizer | A | Standalone Impact on Baseline Summer Peak (%) | Achievable Economic UCT Potential | bar: 2019 to 2040
F6_Industrial_Food Products_New_Space Heating_Natural Gas_Gas Boiler - Stack Economizer_A_Achievable Economic UCT Potential | F6 | Industrial | Food Products | New | Space Heating | Natural Gas | Gas Boiler - Stack Economizer | A | Standalone Impact on Baseline Winter Peak (%) | Achievable Economic UCT Potential | bar: 2019 to 2040
F7_Industrial_Food Products_New_Space Heating_Natural Gas_Gas Boiler - Stack Economizer_A_Achievable Economic UCT Potential | F7 | Industrial | Food Products | New | Space Heating | Natural Gas | Gas Boiler - Stack Economizer | A | Incremental Energy Savings (MWh or mTherms) | Achievable Economic UCT Potential | 0 | 0 | 0.0017883 | 0.0031209 | 0.0044502 | 0.0059402 | 0.0068375 | 0.0070913 | 0.0064136 | 0.0057973 | 0.0050349 | 0.0043933 | 0.003803 | 0.0033101 | 0.0027934 | 0.002376 | 0.0020137 | 0.0017883 | 0.0031209 | 0.0044502 | 0.0059402 | 0.0068375
F8_Industrial_Food Products_New_Space Heating_Natural Gas_Gas Boiler - Stack Economizer_A_Achievable Economic UCT Potential | F8 | Industrial | Food Products | New | Space Heating | Natural Gas | Gas Boiler - Stack Economizer | A | Incremental Summer Peak Savings (MW) | Achievable Economic UCT Potential | 0 | 0 | 0 | 0 | 0 | 0 | 0 | 0 | 0 | 0 | 0 | 0 | 0 | 0 | 0 | 0 | 0 | 0 | 0 | 0 | 0 | 0
F9_Industrial_Food Products_New_Space Heating_Natural Gas_Gas Boiler - Stack Economizer_A_Achievable Economic UCT Potential | F9 | Industrial | Food Products | New | Space Heating | Natural Gas | Gas Boiler - Stack Economizer | A | Incremental Winter Peak Savings (MW) | Achievable Economic UCT Potential | 0 | 0 | 0 | 0 | 0 | 0 | 0 | 0 | 0 | 0 | 0 | 0 | 0 | 0 | 0 | 0 | 0 | 0 | 0 | 0 | 0 | 0
F10_Industrial_Food Products_New_Space Heating_Natural Gas_Gas Boiler - Stack Economizer_A_Achievable Economic UCT Potential | F10 | Industrial | Food Products | New | Space Heating | Natural Gas | Gas Boiler - Stack Economizer | A | Cumulative Energy Savings (MWh or mTherms) | Achievable Economic UCT Potential | 0 | 0 | 0.0017883 | 0.0049092 | 0.0093594 | 0.0153 | 0.022137 | 0.029228 | 0.035642 | 0.041439 | 0.046474 | 0.050867 | 0.05467 | 0.057981 | 0.060774 | 0.06315 | 0.065164 | 0.065164 | 0.065164 | 0.065164 | 0.065164 | 0.065164
F11_Industrial_Food Products_New_Space Heating_Natural Gas_Gas Boiler - Stack Economizer_A_Achievable Economic UCT Potential | F11 | Industrial | Food Products | New | Space Heating | Natural Gas | Gas Boiler - Stack Economizer | A | Cumulative Summer Peak Savings (MW) | Achievable Economic UCT Potential | 0 | 0 | 0 | 0 | 0 | 0 | 0 | 0 | 0 | 0 | 0 | 0 | 0 | 0 | 0 | 0 | 0 | 0 | 0 | 0 | 0 | 0
F12_Industrial_Food Products_New_Space Heating_Natural Gas_Gas Boiler - Stack Economizer_A_Achievable Economic UCT Potential | F12 | Industrial | Food Products | New | Space Heating | Natural Gas | Gas Boiler - Stack Economizer | A | Cumulative Winter Peak Savings (MW) | Achievable Economic UCT Potential | 0 | 0 | 0 | 0 | 0 | 0 | 0 | 0 | 0 | 0 | 0 | 0 | 0 | 0 | 0 | 0 | 0 | 0 | 0 | 0 | 0 | 0
F13_Industrial_Food Products_New_Space Heating_Natural Gas_Gas Boiler - Stack Economizer_A_Achievable Economic UCT Potential | F13 | Industrial | Food Products | New | Space Heating | Natural Gas | Gas Boiler - Stack Economizer | A | Purchases (Incremental) | Achievable Economic UCT Potential | 0 | 0 | 1.9755 | 3.4476 | 4.9161 | 6.562 | 7.5533 | 7.8336 | 7.0849 | 6.4041 | 5.5619 | 4.8531 | 4.2011 | 3.6565 | 3.0858 | 2.6247 | 2.2245 | 1.9755 | 3.4476 | 4.9161 | 6.562 | 7.5533
F14_Industrial_Food Products_New_Space Heating_Natural Gas_Gas Boiler - Stack Economizer_A_Achievable Economic UCT Potential | F14 | Industrial | Food Products | New | Space Heating | Natural Gas | Gas Boiler - Stack Economizer | A | Purchases (Cumulative) | Achievable Economic UCT Potential | 0 | 0 | 1.9755 | 5.4231 | 10.3391 | 16.9011 | 24.4544 | 32.288 | 39.3729 | 45.777 | 51.3389 | 56.1921 | 60.3932 | 64.0497 | 67.1354 | 69.7601 | 71.9847 | 71.9847 | 71.9847 | 71.9847 | 71.9847 | 71.9847
F1_Industrial_Food Products_New_Process_Natural Gas_Gas Boiler - Stack Economizer_A_Achievable Economic UCT Potential | F1 | Industrial | Food Products | New | Process | Natural Gas | Gas Boiler - Stack Economizer | A | Original Unit Energy Savings (kWh or therms) | Achievable Economic UCT Potential | 0 | 0 | 45.4909 | 45.4909 | 45.4909 | 45.4909 | 45.4909 | 45.4909 | 45.4909 | 45.4909 | 45.4909 | 45.4909 | 45.4909 | 45.4909 | 45.4909 | 45.4909 | 45.4909 | 45.4909 | 45.4909 | 45.4909 | 45.4909 | 45.4909
F2_Industrial_Food Products_New_Process_Natural Gas_Gas Boiler - Stack Economizer_A_Achievable Economic UCT Potential | F2 | Industrial | Food Products | New | Process | Natural Gas | Gas Boiler - Stack Economizer | A | Original Unit Summer Peak Savings (kW) | Achievable Economic UCT Potential | 0 | 0 | 0 | 0 | 0 | 0 | 0 | 0 | 0 | 0 | 0 | 0 | 0 | 0 | 0 | 0 | 0 | 0 | 0 | 0 | 0 | 0
F3_Industrial_Food Products_New_Process_Natural Gas_Gas Boiler - Stack Economizer_A_Achievable Economic UCT Potential | F3 | Industrial | Food Products | New | Process | Natural Gas | Gas Boiler - Stack Economizer | A | Original Unit Winter Peak Savings (kW) | Achievable Economic UCT Potential | 0 | 0 | 0 | 0 | 0 | 0 | 0 | 0 | 0 | 0 | 0 | 0 | 0 | 0 | 0 | 0 | 0 | 0 | 0 | 0 | 0 | 0
F4_Industrial_Food Products_New_Process_Natural Gas_Gas Boiler - Stack Economizer_A_Achievable Economic UCT Potential | F4 | Industrial | Food Products | New | Process | Natural Gas | Gas Boiler - Stack Economizer | A | Standalone Impact on Baseline Energy (%) | Achievable Economic UCT Potential | 0% | 0% | 0.0602% | 0.0947% | 0.1266% | 0.1551% | 0.1949% | 0.2233% | 0.2409% | 0.2479% | 0.2561% | 0.257% | 0.2552% | 0.2488% | 0.2472% | 0.2416% | 0.2353% | 0.2209% | 0.2123% | 0.2026% | 0.194% | 0.1861%
F5_Industrial_Food Products_New_Process_Natural Gas_Gas Boiler - Stack Economizer_A_Achievable Economic UCT Potential | F5 | Industrial | Food Products | New | Process | Natural Gas | Gas Boiler - Stack Economizer | A | Standalone Impact on Baseline Summer Peak (%) | Achievable Economic UCT Potential | bar: 2019 to 2040
F6_Industrial_Food Products_New_Process_Natural Gas_Gas Boiler - Stack Economizer_A_Achievable Economic UCT Potential | F6 | Industrial | Food Products | New | Process | Natural Gas | Gas Boiler - Stack Economizer | A | Standalone Impact on Baseline Winter Peak (%) | Achievable Economic UCT Potential | bar: 2019 to 2040
F7_Industrial_Food Products_New_Process_Natural Gas_Gas Boiler - Stack Economizer_A_Achievable Economic UCT Potential | F7 | Industrial | Food Products | New | Process | Natural Gas | Gas Boiler - Stack Economizer | A | Incremental Energy Savings (MWh or mTherms) | Achievable Economic UCT Potential | 0 | 0 | 0.21428 | 0.37396 | 0.53325 | 0.71178 | 0.81931 | 0.84971 | 0.76851 | 0.69466 | 0.6033 | 0.52642 | 0.45569 | 0.39663 | 0.33471 | 0.2847 | 0.2413 | 0.21428 | 0.37396 | 0.53325 | 0.71178 | 0.81931
F8_Industrial_Food Products_New_Process_Natural Gas_Gas Boiler - Stack Economizer_A_Achievable Economic UCT Potential | F8 | Industrial | Food Products | New | Process | Natural Gas | Gas Boiler - Stack Economizer | A | Incremental Summer Peak Savings (MW) | Achievable Economic UCT Potential | 0 | 0 | 0 | 0 | 0 | 0 | 0 | 0 | 0 | 0 | 0 | 0 | 0 | 0 | 0 | 0 | 0 | 0 | 0 | 0 | 0 | 0
F9_Industrial_Food Products_New_Process_Natural Gas_Gas Boiler - Stack Economizer_A_Achievable Economic UCT Potential | F9 | Industrial | Food Products | New | Process | Natural Gas | Gas Boiler - Stack Economizer | A | Incremental Winter Peak Savings (MW) | Achievable Economic UCT Potential | 0 | 0 | 0 | 0 | 0 | 0 | 0 | 0 | 0 | 0 | 0 | 0 | 0 | 0 | 0 | 0 | 0 | 0 | 0 | 0 | 0 | 0
F10_Industrial_Food Products_New_Process_Natural Gas_Gas Boiler - Stack Economizer_A_Achievable Economic UCT Potential | F10 | Industrial | Food Products | New | Process | Natural Gas | Gas Boiler - Stack Economizer | A | Cumulative Energy Savings (MWh or mTherms) | Achievable Economic UCT Potential | 0 | 0 | 0.21428 | 0.58824 | 1.1215 | 1.8333 | 2.6526 | 3.5023 | 4.2708 | 4.9655 | 5.5688 | 6.0952 | 6.5509 | 6.9475 | 7.2822 | 7.5669 | 7.8082 | 7.8082 | 7.8082 | 7.8082 | 7.8082 | 7.8082
F11_Industrial_Food Products_New_Process_Natural Gas_Gas Boiler - Stack Economizer_A_Achievable Economic UCT Potential | F11 | Industrial | Food Products | New | Process | Natural Gas | Gas Boiler - Stack Economizer | A | Cumulative Summer Peak Savings (MW) | Achievable Economic UCT Potential | 0 | 0 | 0 | 0 | 0 | 0 | 0 | 0 | 0 | 0 | 0 | 0 | 0 | 0 | 0 | 0 | 0 | 0 | 0 | 0 | 0 | 0
F12_Industrial_Food Products_New_Process_Natural Gas_Gas Boiler - Stack Economizer_A_Achievable Economic UCT Potential | F12 | Industrial | Food Products | New | Process | Natural Gas | Gas Boiler - Stack Economizer | A | Cumulative Winter Peak Savings (MW) | Achievable Economic UCT Potential | 0 | 0 | 0 | 0 | 0 | 0 | 0 | 0 | 0 | 0 | 0 | 0 | 0 | 0 | 0 | 0 | 0 | 0 | 0 | 0 | 0 | 0
F13_Industrial_Food Products_New_Process_Natural Gas_Gas Boiler - Stack Economizer_A_Achievable Economic UCT Potential | F13 | Industrial | Food Products | New | Process | Natural Gas | Gas Boiler - Stack Economizer | A | Purchases (Incremental) | Achievable Economic UCT Potential | 0 | 0 | 4.7104 | 8.2206 | 11.7221 | 15.6468 | 18.0104 | 18.6788 | 16.8937 | 15.2703 | 13.2621 | 11.572 | 10.0173 | 8.7188 | 7.3578 | 6.2584 | 5.3043 | 4.7104 | 8.2206 | 11.7221 | 15.6468 | 18.0104
F14_Industrial_Food Products_New_Process_Natural Gas_Gas Boiler - Stack Economizer_A_Achievable Economic UCT Potential | F14 | Industrial | Food Products | New | Process | Natural Gas | Gas Boiler - Stack Economizer | A | Purchases (Cumulative) | Achievable Economic UCT Potential | 0 | 0 | 4.7104 | 12.931 | 24.6531 | 40.2998 | 58.3102 | 76.9889 | 93.8826 | 109.1528 | 122.415 | 133.987 | 144.0043 | 152.7231 | 160.0809 | 166.3393 | 171.6436 | 171.6436 | 171.6436 | 171.6436 | 171.6436 | 171.6436
F1_Industrial_Food Products_New_Space Heating_Natural Gas_Gas Furnace Tube Inserts_A_Achievable Economic UCT Potential | F1 | Industrial | Food Products | New | Space Heating | Natural Gas | Gas Furnace Tube Inserts | A | Original Unit Energy Savings (kWh or therms) | Achievable Economic UCT Potential | 0 | 0 | 0.077933 | 0.077933 | 0.077933 | 0.077933 | 0.077933 | 0.077933 | 0.077933 | 0.077933 | 0.077933 | 0.077933 | 0.077933 | 0.077933 | 0.077933 | 0.077933 | 0.077933 | 0.077933 | 0.077933 | 0.077933 | 0.077933 | 0.077933
F2_Industrial_Food Products_New_Space Heating_Natural Gas_Gas Furnace Tube Inserts_A_Achievable Economic UCT Potential | F2 | Industrial | Food Products | New | Space Heating | Natural Gas | Gas Furnace Tube Inserts | A | Original Unit Summer Peak Savings (kW) | Achievable Economic UCT Potential | 0 | 0 | 0 | 0 | 0 | 0 | 0 | 0 | 0 | 0 | 0 | 0 | 0 | 0 | 0 | 0 | 0 | 0 | 0 | 0 | 0 | 0
F3_Industrial_Food Products_New_Space Heating_Natural Gas_Gas Furnace Tube Inserts_A_Achievable Economic UCT Potential | F3 | Industrial | Food Products | New | Space Heating | Natural Gas | Gas Furnace Tube Inserts | A | Original Unit Winter Peak Savings (kW) | Achievable Economic UCT Potential | 0 | 0 | 0 | 0 | 0 | 0 | 0 | 0 | 0 | 0 | 0 | 0 | 0 | 0 | 0 | 0 | 0 | 0 | 0 | 0 | 0 | 0
F4_Industrial_Food Products_New_Space Heating_Natural Gas_Gas Furnace Tube Inserts_A_Achievable Economic UCT Potential | F4 | Industrial | Food Products | New | Space Heating | Natural Gas | Gas Furnace Tube Inserts | A | Standalone Impact on Baseline Energy (%) | Achievable Economic UCT Potential | bar: 2019 to 2040
F5_Industrial_Food Products_New_Space Heating_Natural Gas_Gas Furnace Tube Inserts_A_Achievable Economic UCT Potential | F5 | Industrial | Food Products | New | Space Heating | Natural Gas | Gas Furnace Tube Inserts | A | Standalone Impact on Baseline Summer Peak (%) | Achievable Economic UCT Potential | bar: 2019 to 2040
F6_Industrial_Food Products_New_Space Heating_Natural Gas_Gas Furnace Tube Inserts_A_Achievable Economic UCT Potential | F6 | Industrial | Food Products | New | Space Heating | Natural Gas | Gas Furnace Tube Inserts | A | Standalone Impact on Baseline Winter Peak (%) | Achievable Economic UCT Potential | bar: 2019 to 2040
F7_Industrial_Food Products_New_Space Heating_Natural Gas_Gas Furnace Tube Inserts_A_Achievable Economic UCT Potential | F7 | Industrial | Food Products | New | Space Heating | Natural Gas | Gas Furnace Tube Inserts | A | Incremental Energy Savings (MWh or mTherms) | Achievable Economic UCT Potential | 0 | 0 | 0 | 0 | 0 | 0 | 0 | 0 | 0 | 0 | 0 | 0 | 0 | 0 | 0 | 0 | 0 | 0 | 0 | 0 | 0 | 0
F8_Industrial_Food Products_New_Space Heating_Natural Gas_Gas Furnace Tube Inserts_A_Achievable Economic UCT Potential | F8 | Industrial | Food Products | New | Space Heating | Natural Gas | Gas Furnace Tube Inserts | A | Incremental Summer Peak Savings (MW) | Achievable Economic UCT Potential | 0 | 0 | 0 | 0 | 0 | 0 | 0 | 0 | 0 | 0 | 0 | 0 | 0 | 0 | 0 | 0 | 0 | 0 | 0 | 0 | 0 | 0
F9_Industrial_Food Products_New_Space Heating_Natural Gas_Gas Furnace Tube Inserts_A_Achievable Economic UCT Potential | F9 | Industrial | Food Products | New | Space Heating | Natural Gas | Gas Furnace Tube Inserts | A | Incremental Winter Peak Savings (MW) | Achievable Economic UCT Potential | 0 | 0 | 0 | 0 | 0 | 0 | 0 | 0 | 0 | 0 | 0 | 0 | 0 | 0 | 0 | 0 | 0 | 0 | 0 | 0 | 0 | 0
F10_Industrial_Food Products_New_Space Heating_Natural Gas_Gas Furnace Tube Inserts_A_Achievable Economic UCT Potential | F10 | Industrial | Food Products | New | Space Heating | Natural Gas | Gas Furnace Tube Inserts | A | Cumulative Energy Savings (MWh or mTherms) | Achievable Economic UCT Potential | 0 | 0 | 0 | 0 | 0 | 0 | 0 | 0 | 0 | 0 | 0 | 0 | 0 | 0 | 0 | 0 | 0 | 0 | 0 | 0 | 0 | 0
F11_Industrial_Food Products_New_Space Heating_Natural Gas_Gas Furnace Tube Inserts_A_Achievable Economic UCT Potential | F11 | Industrial | Food Products | New | Space Heating | Natural Gas | Gas Furnace Tube Inserts | A | Cumulative Summer Peak Savings (MW) | Achievable Economic UCT Potential | 0 | 0 | 0 | 0 | 0 | 0 | 0 | 0 | 0 | 0 | 0 | 0 | 0 | 0 | 0 | 0 | 0 | 0 | 0 | 0 | 0 | 0
F12_Industrial_Food Products_New_Space Heating_Natural Gas_Gas Furnace Tube Inserts_A_Achievable Economic UCT Potential | F12 | Industrial | Food Products | New | Space Heating | Natural Gas | Gas Furnace Tube Inserts | A | Cumulative Winter Peak Savings (MW) | Achievable Economic UCT Potential | 0 | 0 | 0 | 0 | 0 | 0 | 0 | 0 | 0 | 0 | 0 | 0 | 0 | 0 | 0 | 0 | 0 | 0 | 0 | 0 | 0 | 0
F13_Industrial_Food Products_New_Space Heating_Natural Gas_Gas Furnace Tube Inserts_A_Achievable Economic UCT Potential | F13 | Industrial | Food Products | New | Space Heating | Natural Gas | Gas Furnace Tube Inserts | A | Purchases (Incremental) | Achievable Economic UCT Potential | 0 | 0 | 0 | 0 | 0 | 0 | 0 | 0 | 0 | 0 | 0 | 0 | 0 | 0 | 0 | 0 | 0 | 0 | 0 | 0 | 0 | 0
F14_Industrial_Food Products_New_Space Heating_Natural Gas_Gas Furnace Tube Inserts_A_Achievable Economic UCT Potential | F14 | Industrial | Food Products | New | Space Heating | Natural Gas | Gas Furnace Tube Inserts | A | Purchases (Cumulative) | Achievable Economic UCT Potential | 0 | 0 | 0 | 0 | 0 | 0 | 0 | 0 | 0 | 0 | 0 | 0 | 0 | 0 | 0 | 0 | 0 | 0 | 0 | 0 | 0 | 0
F1_Industrial_Food Products_New_Space Heating_Natural Gas_Space Heating - Heat Recovery Ventilator_A_Achievable Economic UCT Potential | F1 | Industrial | Food Products | New | Space Heating | Natural Gas | Space Heating - Heat Recovery Ventilator | A | Original Unit Energy Savings (kWh or therms) | Achievable Economic UCT Potential | 0 | 0 | 0.012707 | 0.012707 | 0.012707 | 0.012707 | 0.012707 | 0.012707 | 0.012707 | 0.012707 | 0.012707 | 0.012707 | 0.012707 | 0.012707 | 0.012707 | 0.012707 | 0.012707 | 0.012707 | 0.012707 | 0.012707 | 0.012707 | 0.012707
F2_Industrial_Food Products_New_Space Heating_Natural Gas_Space Heating - Heat Recovery Ventilator_A_Achievable Economic UCT Potential | F2 | Industrial | Food Products | New | Space Heating | Natural Gas | Space Heating - Heat Recovery Ventilator | A | Original Unit Summer Peak Savings (kW) | Achievable Economic UCT Potential | 0 | 0 | 0 | 0 | 0 | 0 | 0 | 0 | 0 | 0 | 0 | 0 | 0 | 0 | 0 | 0 | 0 | 0 | 0 | 0 | 0 | 0
F3_Industrial_Food Products_New_Space Heating_Natural Gas_Space Heating - Heat Recovery Ventilator_A_Achievable Economic UCT Potential | F3 | Industrial | Food Products | New | Space Heating | Natural Gas | Space Heating - Heat Recovery Ventilator | A | Original Unit Winter Peak Savings (kW) | Achievable Economic UCT Potential | 0 | 0 | 0 | 0 | 0 | 0 | 0 | 0 | 0 | 0 | 0 | 0 | 0 | 0 | 0 | 0 | 0 | 0 | 0 | 0 | 0 | 0
F4_Industrial_Food Products_New_Space Heating_Natural Gas_Space Heating - Heat Recovery Ventilator_A_Achievable Economic UCT Potential | F4 | Industrial | Food Products | New | Space Heating | Natural Gas | Space Heating - Heat Recovery Ventilator | A | Standalone Impact on Baseline Energy (%) | Achievable Economic UCT Potential | bar: 2019 to 2040
F5_Industrial_Food Products_New_Space Heating_Natural Gas_Space Heating - Heat Recovery Ventilator_A_Achievable Economic UCT Potential | F5 | Industrial | Food Products | New | Space Heating | Natural Gas | Space Heating - Heat Recovery Ventilator | A | Standalone Impact on Baseline Summer Peak (%) | Achievable Economic UCT Potential | bar: 2019 to 2040
F6_Industrial_Food Products_New_Space Heating_Natural Gas_Space Heating - Heat Recovery Ventilator_A_Achievable Economic UCT Potential | F6 | Industrial | Food Products | New | Space Heating | Natural Gas | Space Heating - Heat Recovery Ventilator | A | Standalone Impact on Baseline Winter Peak (%) | Achievable Economic UCT Potential | bar: 2019 to 2040
F7_Industrial_Food Products_New_Space Heating_Natural Gas_Space Heating - Heat Recovery Ventilator_A_Achievable Economic UCT Potential | F7 | Industrial | Food Products | New | Space Heating | Natural Gas | Space Heating - Heat Recovery Ventilator | A | Incremental Energy Savings (MWh or mTherms) | Achievable Economic UCT Potential | 0 | 0 | 0 | 0 | 0 | 0 | 0 | 0 | 0 | 0 | 0 | 0 | 0 | 0 | 0 | 0 | 0 | 0 | 0 | 0 | 0 | 0
F8_Industrial_Food Products_New_Space Heating_Natural Gas_Space Heating - Heat Recovery Ventilator_A_Achievable Economic UCT Potential | F8 | Industrial | Food Products | New | Space Heating | Natural Gas | Space Heating - Heat Recovery Ventilator | A | Incremental Summer Peak Savings (MW) | Achievable Economic UCT Potential | 0 | 0 | 0 | 0 | 0 | 0 | 0 | 0 | 0 | 0 | 0 | 0 | 0 | 0 | 0 | 0 | 0 | 0 | 0 | 0 | 0 | 0
F9_Industrial_Food Products_New_Space Heating_Natural Gas_Space Heating - Heat Recovery Ventilator_A_Achievable Economic UCT Potential | F9 | Industrial | Food Products | New | Space Heating | Natural Gas | Space Heating - Heat Recovery Ventilator | A | Incremental Winter Peak Savings (MW) | Achievable Economic UCT Potential | 0 | 0 | 0 | 0 | 0 | 0 | 0 | 0 | 0 | 0 | 0 | 0 | 0 | 0 | 0 | 0 | 0 | 0 | 0 | 0 | 0 | 0
F10_Industrial_Food Products_New_Space Heating_Natural Gas_Space Heating - Heat Recovery Ventilator_A_Achievable Economic UCT Potential | F10 | Industrial | Food Products | New | Space Heating | Natural Gas | Space Heating - Heat Recovery Ventilator | A | Cumulative Energy Savings (MWh or mTherms) | Achievable Economic UCT Potential | 0 | 0 | 0 | 0 | 0 | 0 | 0 | 0 | 0 | 0 | 0 | 0 | 0 | 0 | 0 | 0 | 0 | 0 | 0 | 0 | 0 | 0
F11_Industrial_Food Products_New_Space Heating_Natural Gas_Space Heating - Heat Recovery Ventilator_A_Achievable Economic UCT Potential | F11 | Industrial | Food Products | New | Space Heating | Natural Gas | Space Heating - Heat Recovery Ventilator | A | Cumulative Summer Peak Savings (MW) | Achievable Economic UCT Potential | 0 | 0 | 0 | 0 | 0 | 0 | 0 | 0 | 0 | 0 | 0 | 0 | 0 | 0 | 0 | 0 | 0 | 0 | 0 | 0 | 0 | 0
F12_Industrial_Food Products_New_Space Heating_Natural Gas_Space Heating - Heat Recovery Ventilator_A_Achievable Economic UCT Potential | F12 | Industrial | Food Products | New | Space Heating | Natural Gas | Space Heating - Heat Recovery Ventilator | A | Cumulative Winter Peak Savings (MW) | Achievable Economic UCT Potential | 0 | 0 | 0 | 0 | 0 | 0 | 0 | 0 | 0 | 0 | 0 | 0 | 0 | 0 | 0 | 0 | 0 | 0 | 0 | 0 | 0 | 0
F13_Industrial_Food Products_New_Space Heating_Natural Gas_Space Heating - Heat Recovery Ventilator_A_Achievable Economic UCT Potential | F13 | Industrial | Food Products | New | Space Heating | Natural Gas | Space Heating - Heat Recovery Ventilator | A | Purchases (Incremental) | Achievable Economic UCT Potential | 0 | 0 | 0 | 0 | 0 | 0 | 0 | 0 | 0 | 0 | 0 | 0 | 0 | 0 | 0 | 0 | 0 | 0 | 0 | 0 | 0 | 0
F14_Industrial_Food Products_New_Space Heating_Natural Gas_Space Heating - Heat Recovery Ventilator_A_Achievable Economic UCT Potential | F14 | Industrial | Food Products | New | Space Heating | Natural Gas | Space Heating - Heat Recovery Ventilator | A | Purchases (Cumulative) | Achievable Economic UCT Potential | 0 | 0 | 0 | 0 | 0 | 0 | 0 | 0 | 0 | 0 | 0 | 0 | 0 | 0 | 0 | 0 | 0 | 0 | 0 | 0 | 0 | 0
F1_Industrial_Food Products_New_Space Heating_Natural Gas_Thermostat - Programmable_A_Achievable Economic UCT Potential | F1 | Industrial | Food Products | New | Space Heating | Natural Gas | Thermostat - Programmable | A | Original Unit Energy Savings (kWh or therms) | Achievable Economic UCT Potential | 0 | 0 | 0.0061474 | 0.0061474 | 0.0061474 | 0.0061474 | 0.0061474 | 0.0061474 | 0.0061474 | 0.0061474 | 0.0061474 | 0.0061474 | 0.0061474 | 0.0061474 | 0.0061474 | 0.0061474 | 0.0061474 | 0.0061474 | 0.0061474 | 0.0061474 | 0.0061474 | 0.0061474
F2_Industrial_Food Products_New_Space Heating_Natural Gas_Thermostat - Programmable_A_Achievable Economic UCT Potential | F2 | Industrial | Food Products | New | Space Heating | Natural Gas | Thermostat - Programmable | A | Original Unit Summer Peak Savings (kW) | Achievable Economic UCT Potential | 0 | 0 | 0 | 0 | 0 | 0 | 0 | 0 | 0 | 0 | 0 | 0 | 0 | 0 | 0 | 0 | 0 | 0 | 0 | 0 | 0 | 0
F3_Industrial_Food Products_New_Space Heating_Natural Gas_Thermostat - Programmable_A_Achievable Economic UCT Potential | F3 | Industrial | Food Products | New | Space Heating | Natural Gas | Thermostat - Programmable | A | Original Unit Winter Peak Savings (kW) | Achievable Economic UCT Potential | 0 | 0 | 0 | 0 | 0 | 0 | 0 | 0 | 0 | 0 | 0 | 0 | 0 | 0 | 0 | 0 | 0 | 0 | 0 | 0 | 0 | 0
F4_Industrial_Food Products_New_Space Heating_Natural Gas_Thermostat - Programmable_A_Achievable Economic UCT Potential | F4 | Industrial | Food Products | New | Space Heating | Natural Gas | Thermostat - Programmable | A | Standalone Impact on Baseline Energy (%) | Achievable Economic UCT Potential | bar: 2019 to 2040
F5_Industrial_Food Products_New_Space Heating_Natural Gas_Thermostat - Programmable_A_Achievable Economic UCT Potential | F5 | Industrial | Food Products | New | Space Heating | Natural Gas | Thermostat - Programmable | A | Standalone Impact on Baseline Summer Peak (%) | Achievable Economic UCT Potential | bar: 2019 to 2040
F6_Industrial_Food Products_New_Space Heating_Natural Gas_Thermostat - Programmable_A_Achievable Economic UCT Potential | F6 | Industrial | Food Products | New | Space Heating | Natural Gas | Thermostat - Programmable | A | Standalone Impact on Baseline Winter Peak (%) | Achievable Economic UCT Potential | bar: 2019 to 2040
F7_Industrial_Food Products_New_Space Heating_Natural Gas_Thermostat - Programmable_A_Achievable Economic UCT Potential | F7 | Industrial | Food Products | New | Space Heating | Natural Gas | Thermostat - Programmable | A | Incremental Energy Savings (MWh or mTherms) | Achievable Economic UCT Potential | 0 | 0 | 0 | 0 | 0 | 0 | 0 | 0 | 0 | 0 | 0 | 0 | 0 | 0 | 0 | 0 | 0 | 0 | 0 | 0 | 0 | 0
F8_Industrial_Food Products_New_Space Heating_Natural Gas_Thermostat - Programmable_A_Achievable Economic UCT Potential | F8 | Industrial | Food Products | New | Space Heating | Natural Gas | Thermostat - Programmable | A | Incremental Summer Peak Savings (MW) | Achievable Economic UCT Potential | 0 | 0 | 0 | 0 | 0 | 0 | 0 | 0 | 0 | 0 | 0 | 0 | 0 | 0 | 0 | 0 | 0 | 0 | 0 | 0 | 0 | 0
F9_Industrial_Food Products_New_Space Heating_Natural Gas_Thermostat - Programmable_A_Achievable Economic UCT Potential | F9 | Industrial | Food Products | New | Space Heating | Natural Gas | Thermostat - Programmable | A | Incremental Winter Peak Savings (MW) | Achievable Economic UCT Potential | 0 | 0 | 0 | 0 | 0 | 0 | 0 | 0 | 0 | 0 | 0 | 0 | 0 | 0 | 0 | 0 | 0 | 0 | 0 | 0 | 0 | 0
F10_Industrial_Food Products_New_Space Heating_Natural Gas_Thermostat - Programmable_A_Achievable Economic UCT Potential | F10 | Industrial | Food Products | New | Space Heating | Natural Gas | Thermostat - Programmable | A | Cumulative Energy Savings (MWh or mTherms) | Achievable Economic UCT Potential | 0 | 0 | 0 | 0 | 0 | 0 | 0 | 0 | 0 | 0 | 0 | 0 | 0 | 0 | 0 | 0 | 0 | 0 | 0 | 0 | 0 | 0
F11_Industrial_Food Products_New_Space Heating_Natural Gas_Thermostat - Programmable_A_Achievable Economic UCT Potential | F11 | Industrial | Food Products | New | Space Heating | Natural Gas | Thermostat - Programmable | A | Cumulative Summer Peak Savings (MW) | Achievable Economic UCT Potential | 0 | 0 | 0 | 0 | 0 | 0 | 0 | 0 | 0 | 0 | 0 | 0 | 0 | 0 | 0 | 0 | 0 | 0 | 0 | 0 | 0 | 0
F12_Industrial_Food Products_New_Space Heating_Natural Gas_Thermostat - Programmable_A_Achievable Economic UCT Potential | F12 | Industrial | Food Products | New | Space Heating | Natural Gas | Thermostat - Programmable | A | Cumulative Winter Peak Savings (MW) | Achievable Economic UCT Potential | 0 | 0 | 0 | 0 | 0 | 0 | 0 | 0 | 0 | 0 | 0 | 0 | 0 | 0 | 0 | 0 | 0 | 0 | 0 | 0 | 0 | 0
F13_Industrial_Food Products_New_Space Heating_Natural Gas_Thermostat - Programmable_A_Achievable Economic UCT Potential | F13 | Industrial | Food Products | New | Space Heating | Natural Gas | Thermostat - Programmable | A | Purchases (Incremental) | Achievable Economic UCT Potential | 0 | 0 | 0 | 0 | 0 | 0 | 0 | 0 | 0 | 0 | 0 | 0 | 0 | 0 | 0 | 0 | 0 | 0 | 0 | 0 | 0 | 0
F14_Industrial_Food Products_New_Space Heating_Natural Gas_Thermostat - Programmable_A_Achievable Economic UCT Potential | F14 | Industrial | Food Products | New | Space Heating | Natural Gas | Thermostat - Programmable | A | Purchases (Cumulative) | Achievable Economic UCT Potential | 0 | 0 | 0 | 0 | 0 | 0 | 0 | 0 | 0 | 0 | 0 | 0 | 0 | 0 | 0 | 0 | 0 | 0 | 0 | 0 | 0 | 0
F1_Industrial_Food Products_New_Space Heating_Natural Gas_ENERGY STAR Connected Thermostat_A_Achievable Economic UCT Potential | F1 | Industrial | Food Products | New | Space Heating | Natural Gas | ENERGY STAR Connected Thermostat | A | Original Unit Energy Savings (kWh or therms) | Achievable Economic UCT Potential | 0 | 0 | 0.01486 | 0.01486 | 0.01486 | 0.01486 | 0.01486 | 0.01486 | 0.01486 | 0.01486 | 0.01486 | 0.01486 | 0.01486 | 0.01486 | 0.01486 | 0.01486 | 0.01486 | 0.01486 | 0.01486 | 0.01486 | 0.01486 | 0.01486
F2_Industrial_Food Products_New_Space Heating_Natural Gas_ENERGY STAR Connected Thermostat_A_Achievable Economic UCT Potential | F2 | Industrial | Food Products | New | Space Heating | Natural Gas | ENERGY STAR Connected Thermostat | A | Original Unit Summer Peak Savings (kW) | Achievable Economic UCT Potential | 0 | 0 | 0 | 0 | 0 | 0 | 0 | 0 | 0 | 0 | 0 | 0 | 0 | 0 | 0 | 0 | 0 | 0 | 0 | 0 | 0 | 0
F3_Industrial_Food Products_New_Space Heating_Natural Gas_ENERGY STAR Connected Thermostat_A_Achievable Economic UCT Potential | F3 | Industrial | Food Products | New | Space Heating | Natural Gas | ENERGY STAR Connected Thermostat | A | Original Unit Winter Peak Savings (kW) | Achievable Economic UCT Potential | 0 | 0 | 0 | 0 | 0 | 0 | 0 | 0 | 0 | 0 | 0 | 0 | 0 | 0 | 0 | 0 | 0 | 0 | 0 | 0 | 0 | 0
F4_Industrial_Food Products_New_Space Heating_Natural Gas_ENERGY STAR Connected Thermostat_A_Achievable Economic UCT Potential | F4 | Industrial | Food Products | New | Space Heating | Natural Gas | ENERGY STAR Connected Thermostat | A | Standalone Impact on Baseline Energy (%) | Achievable Economic UCT Potential | bar: 2019 to 2040
F5_Industrial_Food Products_New_Space Heating_Natural Gas_ENERGY STAR Connected Thermostat_A_Achievable Economic UCT Potential | F5 | Industrial | Food Products | New | Space Heating | Natural Gas | ENERGY STAR Connected Thermostat | A | Standalone Impact on Baseline Summer Peak (%) | Achievable Economic UCT Potential | bar: 2019 to 2040
F6_Industrial_Food Products_New_Space Heating_Natural Gas_ENERGY STAR Connected Thermostat_A_Achievable Economic UCT Potential | F6 | Industrial | Food Products | New | Space Heating | Natural Gas | ENERGY STAR Connected Thermostat | A | Standalone Impact on Baseline Winter Peak (%) | Achievable Economic UCT Potential | bar: 2019 to 2040
F7_Industrial_Food Products_New_Space Heating_Natural Gas_ENERGY STAR Connected Thermostat_A_Achievable Economic UCT Potential | F7 | Industrial | Food Products | New | Space Heating | Natural Gas | ENERGY STAR Connected Thermostat | A | Incremental Energy Savings (MWh or mTherms) | Achievable Economic UCT Potential | 0 | 0 | 0 | 0 | 0 | 0 | 0 | 0 | 0 | 0 | 0 | 0 | 0 | 0 | 0 | 0 | 0 | 0 | 0 | 0 | 0 | 0
F8_Industrial_Food Products_New_Space Heating_Natural Gas_ENERGY STAR Connected Thermostat_A_Achievable Economic UCT Potential | F8 | Industrial | Food Products | New | Space Heating | Natural Gas | ENERGY STAR Connected Thermostat | A | Incremental Summer Peak Savings (MW) | Achievable Economic UCT Potential | 0 | 0 | 0 | 0 | 0 | 0 | 0 | 0 | 0 | 0 | 0 | 0 | 0 | 0 | 0 | 0 | 0 | 0 | 0 | 0 | 0 | 0
F9_Industrial_Food Products_New_Space Heating_Natural Gas_ENERGY STAR Connected Thermostat_A_Achievable Economic UCT Potential | F9 | Industrial | Food Products | New | Space Heating | Natural Gas | ENERGY STAR Connected Thermostat | A | Incremental Winter Peak Savings (MW) | Achievable Economic UCT Potential | 0 | 0 | 0 | 0 | 0 | 0 | 0 | 0 | 0 | 0 | 0 | 0 | 0 | 0 | 0 | 0 | 0 | 0 | 0 | 0 | 0 | 0
F10_Industrial_Food Products_New_Space Heating_Natural Gas_ENERGY STAR Connected Thermostat_A_Achievable Economic UCT Potential | F10 | Industrial | Food Products | New | Space Heating | Natural Gas | ENERGY STAR Connected Thermostat | A | Cumulative Energy Savings (MWh or mTherms) | Achievable Economic UCT Potential | 0 | 0 | 0 | 0 | 0 | 0 | 0 | 0 | 0 | 0 | 0 | 0 | 0 | 0 | 0 | 0 | 0 | 0 | 0 | 0 | 0 | 0
F11_Industrial_Food Products_New_Space Heating_Natural Gas_ENERGY STAR Connected Thermostat_A_Achievable Economic UCT Potential | F11 | Industrial | Food Products | New | Space Heating | Natural Gas | ENERGY STAR Connected Thermostat | A | Cumulative Summer Peak Savings (MW) | Achievable Economic UCT Potential | 0 | 0 | 0 | 0 | 0 | 0 | 0 | 0 | 0 | 0 | 0 | 0 | 0 | 0 | 0 | 0 | 0 | 0 | 0 | 0 | 0 | 0
F12_Industrial_Food Products_New_Space Heating_Natural Gas_ENERGY STAR Connected Thermostat_A_Achievable Economic UCT Potential | F12 | Industrial | Food Products | New | Space Heating | Natural Gas | ENERGY STAR Connected Thermostat | A | Cumulative Winter Peak Savings (MW) | Achievable Economic UCT Potential | 0 | 0 | 0 | 0 | 0 | 0 | 0 | 0 | 0 | 0 | 0 | 0 | 0 | 0 | 0 | 0 | 0 | 0 | 0 | 0 | 0 | 0
F13_Industrial_Food Products_New_Space Heating_Natural Gas_ENERGY STAR Connected Thermostat_A_Achievable Economic UCT Potential | F13 | Industrial | Food Products | New | Space Heating | Natural Gas | ENERGY STAR Connected Thermostat | A | Purchases (Incremental) | Achievable Economic UCT Potential | 0 | 0 | 0 | 0 | 0 | 0 | 0 | 0 | 0 | 0 | 0 | 0 | 0 | 0 | 0 | 0 | 0 | 0 | 0 | 0 | 0 | 0
F14_Industrial_Food Products_New_Space Heating_Natural Gas_ENERGY STAR Connected Thermostat_A_Achievable Economic UCT Potential | F14 | Industrial | Food Products | New | Space Heating | Natural Gas | ENERGY STAR Connected Thermostat | A | Purchases (Cumulative) | Achievable Economic UCT Potential | 0 | 0 | 0 | 0 | 0 | 0 | 0 | 0 | 0 | 0 | 0 | 0 | 0 | 0 | 0 | 0 | 0 | 0 | 0 | 0 | 0 | 0
F1_Industrial_Food Products_New_Space Heating_Natural Gas_Destratification Fans (HVLS)_A_Achievable Economic UCT Potential | F1 | Industrial | Food Products | New | Space Heating | Natural Gas | Destratification Fans (HVLS) | A | Original Unit Energy Savings (kWh or therms) | Achievable Economic UCT Potential | 0 | 0 | 0.01486 | 0.01486 | 0.01486 | 0.01486 | 0.01486 | 0.01486 | 0.01486 | 0.01486 | 0.01486 | 0.01486 | 0.01486 | 0.01486 | 0.01486 | 0.01486 | 0.01486 | 0.01486 | 0.01486 | 0.01486 | 0.01486 | 0.01486
F2_Industrial_Food Products_New_Space Heating_Natural Gas_Destratification Fans (HVLS)_A_Achievable Economic UCT Potential | F2 | Industrial | Food Products | New | Space Heating | Natural Gas | Destratification Fans (HVLS) | A | Original Unit Summer Peak Savings (kW) | Achievable Economic UCT Potential | 0 | 0 | 0 | 0 | 0 | 0 | 0 | 0 | 0 | 0 | 0 | 0 | 0 | 0 | 0 | 0 | 0 | 0 | 0 | 0 | 0 | 0
F3_Industrial_Food Products_New_Space Heating_Natural Gas_Destratification Fans (HVLS)_A_Achievable Economic UCT Potential | F3 | Industrial | Food Products | New | Space Heating | Natural Gas | Destratification Fans (HVLS) | A | Original Unit Winter Peak Savings (kW) | Achievable Economic UCT Potential | 0 | 0 | 0 | 0 | 0 | 0 | 0 | 0 | 0 | 0 | 0 | 0 | 0 | 0 | 0 | 0 | 0 | 0 | 0 | 0 | 0 | 0
F4_Industrial_Food Products_New_Space Heating_Natural Gas_Destratification Fans (HVLS)_A_Achievable Economic UCT Potential | F4 | Industrial | Food Products | New | Space Heating | Natural Gas | Destratification Fans (HVLS) | A | Standalone Impact on Baseline Energy (%) | Achievable Economic UCT Potential | bar: 2019 to 2040
F5_Industrial_Food Products_New_Space Heating_Natural Gas_Destratification Fans (HVLS)_A_Achievable Economic UCT Potential | F5 | Industrial | Food Products | New | Space Heating | Natural Gas | Destratification Fans (HVLS) | A | Standalone Impact on Baseline Summer Peak (%) | Achievable Economic UCT Potential | bar: 2019 to 2040
F6_Industrial_Food Products_New_Space Heating_Natural Gas_Destratification Fans (HVLS)_A_Achievable Economic UCT Potential | F6 | Industrial | Food Products | New | Space Heating | Natural Gas | Destratification Fans (HVLS) | A | Standalone Impact on Baseline Winter Peak (%) | Achievable Economic UCT Potential | bar: 2019 to 2040
F7_Industrial_Food Products_New_Space Heating_Natural Gas_Destratification Fans (HVLS)_A_Achievable Economic UCT Potential | F7 | Industrial | Food Products | New | Space Heating | Natural Gas | Destratification Fans (HVLS) | A | Incremental Energy Savings (MWh or mTherms) | Achievable Economic UCT Potential | 0 | 0 | 0 | 0 | 0 | 0 | 0 | 0 | 0 | 0 | 0 | 0 | 0 | 0 | 0 | 0 | 0 | 0 | 0 | 0 | 0 | 0
F8_Industrial_Food Products_New_Space Heating_Natural Gas_Destratification Fans (HVLS)_A_Achievable Economic UCT Potential | F8 | Industrial | Food Products | New | Space Heating | Natural Gas | Destratification Fans (HVLS) | A | Incremental Summer Peak Savings (MW) | Achievable Economic UCT Potential | 0 | 0 | 0 | 0 | 0 | 0 | 0 | 0 | 0 | 0 | 0 | 0 | 0 | 0 | 0 | 0 | 0 | 0 | 0 | 0 | 0 | 0
F9_Industrial_Food Products_New_Space Heating_Natural Gas_Destratification Fans (HVLS)_A_Achievable Economic UCT Potential | F9 | Industrial | Food Products | New | Space Heating | Natural Gas | Destratification Fans (HVLS) | A | Incremental Winter Peak Savings (MW) | Achievable Economic UCT Potential | 0 | 0 | 0 | 0 | 0 | 0 | 0 | 0 | 0 | 0 | 0 | 0 | 0 | 0 | 0 | 0 | 0 | 0 | 0 | 0 | 0 | 0
F10_Industrial_Food Products_New_Space Heating_Natural Gas_Destratification Fans (HVLS)_A_Achievable Economic UCT Potential | F10 | Industrial | Food Products | New | Space Heating | Natural Gas | Destratification Fans (HVLS) | A | Cumulative Energy Savings (MWh or mTherms) | Achievable Economic UCT Potential | 0 | 0 | 0 | 0 | 0 | 0 | 0 | 0 | 0 | 0 | 0 | 0 | 0 | 0 | 0 | 0 | 0 | 0 | 0 | 0 | 0 | 0
F11_Industrial_Food Products_New_Space Heating_Natural Gas_Destratification Fans (HVLS)_A_Achievable Economic UCT Potential | F11 | Industrial | Food Products | New | Space Heating | Natural Gas | Destratification Fans (HVLS) | A | Cumulative Summer Peak Savings (MW) | Achievable Economic UCT Potential | 0 | 0 | 0 | 0 | 0 | 0 | 0 | 0 | 0 | 0 | 0 | 0 | 0 | 0 | 0 | 0 | 0 | 0 | 0 | 0 | 0 | 0
F12_Industrial_Food Products_New_Space Heating_Natural Gas_Destratification Fans (HVLS)_A_Achievable Economic UCT Potential | F12 | Industrial | Food Products | New | Space Heating | Natural Gas | Destratification Fans (HVLS) | A | Cumulative Winter Peak Savings (MW) | Achievable Economic UCT Potential | 0 | 0 | 0 | 0 | 0 | 0 | 0 | 0 | 0 | 0 | 0 | 0 | 0 | 0 | 0 | 0 | 0 | 0 | 0 | 0 | 0 | 0
F13_Industrial_Food Products_New_Space Heating_Natural Gas_Destratification Fans (HVLS)_A_Achievable Economic UCT Potential | F13 | Industrial | Food Products | New | Space Heating | Natural Gas | Destratification Fans (HVLS) | A | Purchases (Incremental) | Achievable Economic UCT Potential | 0 | 0 | 0 | 0 | 0 | 0 | 0 | 0 | 0 | 0 | 0 | 0 | 0 | 0 | 0 | 0 | 0 | 0 | 0 | 0 | 0 | 0
F14_Industrial_Food Products_New_Space Heating_Natural Gas_Destratification Fans (HVLS)_A_Achievable Economic UCT Potential | F14 | Industrial | Food Products | New | Space Heating | Natural Gas | Destratification Fans (HVLS) | A | Purchases (Cumulative) | Achievable Economic UCT Potential | 0 | 0 | 0 | 0 | 0 | 0 | 0 | 0 | 0 | 0 | 0 | 0 | 0 | 0 | 0 | 0 | 0 | 0 | 0 | 0 | 0 | 0
F1_Industrial_Food Products_New_Space Heating_Natural Gas_Gas Boiler - Insulate Steam Lines/Condensate Tank_A_Achievable Economic UCT Potential | F1 | Industrial | Food Products | New | Space Heating | Natural Gas | Gas Boiler - Insulate Steam Lines/Condensate Tank | A | Original Unit Energy Savings (kWh or therms) | Achievable Economic UCT Potential | 0 | 0 | 9.8484 | 9.8484 | 9.8484 | 9.8484 | 9.8484 | 9.8484 | 9.8484 | 9.8484 | 9.8484 | 9.8484 | 9.8484 | 9.8484 | 9.8484 | 9.8484 | 9.8484 | 9.8484 | 9.8484 | 9.8484 | 9.8484 | 9.8484
F2_Industrial_Food Products_New_Space Heating_Natural Gas_Gas Boiler - Insulate Steam Lines/Condensate Tank_A_Achievable Economic UCT Potential | F2 | Industrial | Food Products | New | Space Heating | Natural Gas | Gas Boiler - Insulate Steam Lines/Condensate Tank | A | Original Unit Summer Peak Savings (kW) | Achievable Economic UCT Potential | 0 | 0 | 0 | 0 | 0 | 0 | 0 | 0 | 0 | 0 | 0 | 0 | 0 | 0 | 0 | 0 | 0 | 0 | 0 | 0 | 0 | 0
F3_Industrial_Food Products_New_Space Heating_Natural Gas_Gas Boiler - Insulate Steam Lines/Condensate Tank_A_Achievable Economic UCT Potential | F3 | Industrial | Food Products | New | Space Heating | Natural Gas | Gas Boiler - Insulate Steam Lines/Condensate Tank | A | Original Unit Winter Peak Savings (kW) | Achievable Economic UCT Potential | 0 | 0 | 0 | 0 | 0 | 0 | 0 | 0 | 0 | 0 | 0 | 0 | 0 | 0 | 0 | 0 | 0 | 0 | 0 | 0 | 0 | 0
F4_Industrial_Food Products_New_Space Heating_Natural Gas_Gas Boiler - Insulate Steam Lines/Condensate Tank_A_Achievable Economic UCT Potential | F4 | Industrial | Food Products | New | Space Heating | Natural Gas | Gas Boiler - Insulate Steam Lines/Condensate Tank | A | Standalone Impact on Baseline Energy (%) | Achievable Economic UCT Potential | 0% | 0% | 0.005147% | 0.008096% | 0.01082% | 0.01326% | 0.01666% | 0.01961% | 0.02249% | 0.02505% | 0.02822% | 0.03102% | 0.03382% | 0.03623% | 0.03949% | 0.04229% | 0.04506% | 0.04745% | 0.05075% | 0.05357% | 0.05644% | 0.05929%
F5_Industrial_Food Products_New_Space Heating_Natural Gas_Gas Boiler - Insulate Steam Lines/Condensate Tank_A_Achievable Economic UCT Potential | F5 | Industrial | Food Products | New | Space Heating | Natural Gas | Gas Boiler - Insulate Steam Lines/Condensate Tank | A | Standalone Impact on Baseline Summer Peak (%) | Achievable Economic UCT Potential | bar: 2019 to 2040
F6_Industrial_Food Products_New_Space Heating_Natural Gas_Gas Boiler - Insulate Steam Lines/Condensate Tank_A_Achievable Economic UCT Potential | F6 | Industrial | Food Products | New | Space Heating | Natural Gas | Gas Boiler - Insulate Steam Lines/Condensate Tank | A | Standalone Impact on Baseline Winter Peak (%) | Achievable Economic UCT Potential | bar: 2019 to 2040
F7_Industrial_Food Products_New_Space Heating_Natural Gas_Gas Boiler - Insulate Steam Lines/Condensate Tank_A_Achievable Economic UCT Potential | F7 | Industrial | Food Products | New | Space Heating | Natural Gas | Gas Boiler - Insulate Steam Lines/Condensate Tank | A | Incremental Energy Savings (MWh or mTherms) | Achievable Economic UCT Potential | 0 | 0 | 0.0011117 | 0.0019402 | 0.0027666 | 0.0036929 | 0.0042507 | 0.0048983 | 0.0055378 | 0.006257 | 0.0067927 | 0.0074088 | 0.0080168 | 0.008722 | 0.0092007 | 0.0097824 | 0.010364 | 0.01104 | 0.011487 | 0.012038 | 0.012574 | 0.013108
F8_Industrial_Food Products_New_Space Heating_Natural Gas_Gas Boiler - Insulate Steam Lines/Condensate Tank_A_Achievable Economic UCT Potential | F8 | Industrial | Food Products | New | Space Heating | Natural Gas | Gas Boiler - Insulate Steam Lines/Condensate Tank | A | Incremental Summer Peak Savings (MW) | Achievable Economic UCT Potential | 0 | 0 | 0 | 0 | 0 | 0 | 0 | 0 | 0 | 0 | 0 | 0 | 0 | 0 | 0 | 0 | 0 | 0 | 0 | 0 | 0 | 0
F9_Industrial_Food Products_New_Space Heating_Natural Gas_Gas Boiler - Insulate Steam Lines/Condensate Tank_A_Achievable Economic UCT Potential | F9 | Industrial | Food Products | New | Space Heating | Natural Gas | Gas Boiler - Insulate Steam Lines/Condensate Tank | A | Incremental Winter Peak Savings (MW) | Achievable Economic UCT Potential | 0 | 0 | 0 | 0 | 0 | 0 | 0 | 0 | 0 | 0 | 0 | 0 | 0 | 0 | 0 | 0 | 0 | 0 | 0 | 0 | 0 | 0
F10_Industrial_Food Products_New_Space Heating_Natural Gas_Gas Boiler - Insulate Steam Lines/Condensate Tank_A_Achievable Economic UCT Potential | F10 | Industrial | Food Products | New | Space Heating | Natural Gas | Gas Boiler - Insulate Steam Lines/Condensate Tank | A | Cumulative Energy Savings (MWh or mTherms) | Achievable Economic UCT Potential | 0 | 0 | 0.0011117 | 0.0030519 | 0.0058185 | 0.0095114 | 0.013762 | 0.01866 | 0.024198 | 0.030455 | 0.037248 | 0.044657 | 0.052674 | 0.061396 | 0.070596 | 0.080379 | 0.090742 | 0.10178 | 0.11327 | 0.12531 | 0.13788 | 0.15099
F11_Industrial_Food Products_New_Space Heating_Natural Gas_Gas Boiler - Insulate Steam Lines/Condensate Tank_A_Achievable Economic UCT Potential | F11 | Industrial | Food Products | New | Space Heating | Natural Gas | Gas Boiler - Insulate Steam Lines/Condensate Tank | A | Cumulative Summer Peak Savings (MW) | Achievable Economic UCT Potential | 0 | 0 | 0 | 0 | 0 | 0 | 0 | 0 | 0 | 0 | 0 | 0 | 0 | 0 | 0 | 0 | 0 | 0 | 0 | 0 | 0 | 0
F12_Industrial_Food Products_New_Space Heating_Natural Gas_Gas Boiler - Insulate Steam Lines/Condensate Tank_A_Achievable Economic UCT Potential | F12 | Industrial | Food Products | New | Space Heating | Natural Gas | Gas Boiler - Insulate Steam Lines/Condensate Tank | A | Cumulative Winter Peak Savings (MW) | Achievable Economic UCT Potential | 0 | 0 | 0 | 0 | 0 | 0 | 0 | 0 | 0 | 0 | 0 | 0 | 0 | 0 | 0 | 0 | 0 | 0 | 0 | 0 | 0 | 0
F13_Industrial_Food Products_New_Space Heating_Natural Gas_Gas Boiler - Insulate Steam Lines/Condensate Tank_A_Achievable Economic UCT Potential | F13 | Industrial | Food Products | New | Space Heating | Natural Gas | Gas Boiler - Insulate Steam Lines/Condensate Tank | A | Purchases (Incremental) | Achievable Economic UCT Potential | 0 | 0 | 0.11288 | 0.19701 | 0.28092 | 0.37497 | 0.43162 | 0.49737 | 0.5623 | 0.63533 | 0.68973 | 0.75229 | 0.81402 | 0.88563 | 0.93423 | 0.9933 | 1.0523 | 1.121 | 1.1664 | 1.2223 | 1.2767 | 1.331
F14_Industrial_Food Products_New_Space Heating_Natural Gas_Gas Boiler - Insulate Steam Lines/Condensate Tank_A_Achievable Economic UCT Potential | F14 | Industrial | Food Products | New | Space Heating | Natural Gas | Gas Boiler - Insulate Steam Lines/Condensate Tank | A | Purchases (Cumulative) | Achievable Economic UCT Potential | 0 | 0 | 0.11288 | 0.30989 | 0.59081 | 0.96578 | 1.3974 | 1.8948 | 2.4571 | 3.0924 | 3.7821 | 4.5344 | 5.3484 | 6.2341 | 7.1683 | 8.1616 | 9.2139 | 10.3349 | 11.5014 | 12.7237 | 14.0004 | 15.3314
F1_Industrial_Food Products_New_Process_Natural Gas_Gas Boiler - Insulate Steam Lines/Condensate Tank_A_Achievable Economic UCT Potential | F1 | Industrial | Food Products | New | Process | Natural Gas | Gas Boiler - Insulate Steam Lines/Condensate Tank | A | Original Unit Energy Savings (kWh or therms) | Achievable Economic UCT Potential | 0 | 0 | 376.3371 | 376.3371 | 376.3371 | 376.3371 | 376.3371 | 376.3371 | 376.3371 | 376.3371 | 376.3371 | 376.3371 | 376.3371 | 376.3371 | 376.3371 | 376.3371 | 376.3371 | 376.3371 | 376.3371 | 376.3371 | 376.3371 | 376.3371
F2_Industrial_Food Products_New_Process_Natural Gas_Gas Boiler - Insulate Steam Lines/Condensate Tank_A_Achievable Economic UCT Potential | F2 | Industrial | Food Products | New | Process | Natural Gas | Gas Boiler - Insulate Steam Lines/Condensate Tank | A | Original Unit Summer Peak Savings (kW) | Achievable Economic UCT Potential | 0 | 0 | 0 | 0 | 0 | 0 | 0 | 0 | 0 | 0 | 0 | 0 | 0 | 0 | 0 | 0 | 0 | 0 | 0 | 0 | 0 | 0
F3_Industrial_Food Products_New_Process_Natural Gas_Gas Boiler - Insulate Steam Lines/Condensate Tank_A_Achievable Economic UCT Potential | F3 | Industrial | Food Products | New | Process | Natural Gas | Gas Boiler - Insulate Steam Lines/Condensate Tank | A | Original Unit Winter Peak Savings (kW) | Achievable Economic UCT Potential | 0 | 0 | 0 | 0 | 0 | 0 | 0 | 0 | 0 | 0 | 0 | 0 | 0 | 0 | 0 | 0 | 0 | 0 | 0 | 0 | 0 | 0
F4_Industrial_Food Products_New_Process_Natural Gas_Gas Boiler - Insulate Steam Lines/Condensate Tank_A_Achievable Economic UCT Potential | F4 | Industrial | Food Products | New | Process | Natural Gas | Gas Boiler - Insulate Steam Lines/Condensate Tank | A | Standalone Impact on Baseline Energy (%) | Achievable Economic UCT Potential | 0% | 0% | 0.02846% | 0.04477% | 0.05985% | 0.0733% | 0.09214% | 0.1084% | 0.1244% | 0.1385% | 0.1561% | 0.1715% | 0.187% | 0.2003% | 0.2184% | 0.2338% | 0.2492% | 0.2624% | 0.2806% | 0.2962% | 0.3121% | 0.3278%
F5_Industrial_Food Products_New_Process_Natural Gas_Gas Boiler - Insulate Steam Lines/Condensate Tank_A_Achievable Economic UCT Potential | F5 | Industrial | Food Products | New | Process | Natural Gas | Gas Boiler - Insulate Steam Lines/Condensate Tank | A | Standalone Impact on Baseline Summer Peak (%) | Achievable Economic UCT Potential | bar: 2019 to 2040
F6_Industrial_Food Products_New_Process_Natural Gas_Gas Boiler - Insulate Steam Lines/Condensate Tank_A_Achievable Economic UCT Potential | F6 | Industrial | Food Products | New | Process | Natural Gas | Gas Boiler - Insulate Steam Lines/Condensate Tank | A | Standalone Impact on Baseline Winter Peak (%) | Achievable Economic UCT Potential | bar: 2019 to 2040
F7_Industrial_Food Products_New_Process_Natural Gas_Gas Boiler - Insulate Steam Lines/Condensate Tank_A_Achievable Economic UCT Potential | F7 | Industrial | Food Products | New | Process | Natural Gas | Gas Boiler - Insulate Steam Lines/Condensate Tank | A | Incremental Energy Savings (MWh or mTherms) | Achievable Economic UCT Potential | 0 | 0 | 0.1013 | 0.17678 | 0.25208 | 0.33648 | 0.38731 | 0.44632 | 0.50458 | 0.57012 | 0.61893 | 0.67507 | 0.73046 | 0.79472 | 0.83834 | 0.89134 | 0.94431 | 1.006 | 1.0467 | 1.0969 | 1.1457 | 1.1944
F8_Industrial_Food Products_New_Process_Natural Gas_Gas Boiler - Insulate Steam Lines/Condensate Tank_A_Achievable Economic UCT Potential | F8 | Industrial | Food Products | New | Process | Natural Gas | Gas Boiler - Insulate Steam Lines/Condensate Tank | A | Incremental Summer Peak Savings (MW) | Achievable Economic UCT Potential | 0 | 0 | 0 | 0 | 0 | 0 | 0 | 0 | 0 | 0 | 0 | 0 | 0 | 0 | 0 | 0 | 0 | 0 | 0 | 0 | 0 | 0
F9_Industrial_Food Products_New_Process_Natural Gas_Gas Boiler - Insulate Steam Lines/Condensate Tank_A_Achievable Economic UCT Potential | F9 | Industrial | Food Products | New | Process | Natural Gas | Gas Boiler - Insulate Steam Lines/Condensate Tank | A | Incremental Winter Peak Savings (MW) | Achievable Economic UCT Potential | 0 | 0 | 0 | 0 | 0 | 0 | 0 | 0 | 0 | 0 | 0 | 0 | 0 | 0 | 0 | 0 | 0 | 0 | 0 | 0 | 0 | 0
F10_Industrial_Food Products_New_Process_Natural Gas_Gas Boiler - Insulate Steam Lines/Condensate Tank_A_Achievable Economic UCT Potential | F10 | Industrial | Food Products | New | Process | Natural Gas | Gas Boiler - Insulate Steam Lines/Condensate Tank | A | Cumulative Energy Savings (MWh or mTherms) | Achievable Economic UCT Potential | 0 | 0 | 0.1013 | 0.27808 | 0.53017 | 0.86665 | 1.254 | 1.7003 | 2.2049 | 2.775 | 3.3939 | 4.069 | 4.7994 | 5.5942 | 6.4325 | 7.3238 | 8.2681 | 9.2741 | 10.3208 | 11.4177 | 12.5634 | 13.7578
F11_Industrial_Food Products_New_Process_Natural Gas_Gas Boiler - Insulate Steam Lines/Condensate Tank_A_Achievable Economic UCT Potential | F11 | Industrial | Food Products | New | Process | Natural Gas | Gas Boiler - Insulate Steam Lines/Condensate Tank | A | Cumulative Summer Peak Savings (MW) | Achievable Economic UCT Potential | 0 | 0 | 0 | 0 | 0 | 0 | 0 | 0 | 0 | 0 | 0 | 0 | 0 | 0 | 0 | 0 | 0 | 0 | 0 | 0 | 0 | 0
F12_Industrial_Food Products_New_Process_Natural Gas_Gas Boiler - Insulate Steam Lines/Condensate Tank_A_Achievable Economic UCT Potential | F12 | Industrial | Food Products | New | Process | Natural Gas | Gas Boiler - Insulate Steam Lines/Condensate Tank | A | Cumulative Winter Peak Savings (MW) | Achievable Economic UCT Potential | 0 | 0 | 0 | 0 | 0 | 0 | 0 | 0 | 0 | 0 | 0 | 0 | 0 | 0 | 0 | 0 | 0 | 0 | 0 | 0 | 0 | 0
F13_Industrial_Food Products_New_Process_Natural Gas_Gas Boiler - Insulate Steam Lines/Condensate Tank_A_Achievable Economic UCT Potential | F13 | Industrial | Food Products | New | Process | Natural Gas | Gas Boiler - Insulate Steam Lines/Condensate Tank | A | Purchases (Incremental) | Achievable Economic UCT Potential | 0 | 0 | 0.26917 | 0.46975 | 0.66984 | 0.8941 | 1.0292 | 1.186 | 1.3408 | 1.5149 | 1.6446 | 1.7938 | 1.941 | 2.1117 | 2.2276 | 2.3685 | 2.5092 | 2.673 | 2.7813 | 2.9146 | 3.0443 | 3.1737
F14_Industrial_Food Products_New_Process_Natural Gas_Gas Boiler - Insulate Steam Lines/Condensate Tank_A_Achievable Economic UCT Potential | F14 | Industrial | Food Products | New | Process | Natural Gas | Gas Boiler - Insulate Steam Lines/Condensate Tank | A | Purchases (Cumulative) | Achievable Economic UCT Potential | 0 | 0 | 0.26917 | 0.73892 | 1.4088 | 2.3029 | 3.332 | 4.518 | 5.8588 | 7.3737 | 9.0183 | 10.8121 | 12.753 | 14.8648 | 17.0924 | 19.4609 | 21.9701 | 24.6431 | 27.4244 | 30.339 | 33.3833 | 36.557
F1_Industrial_Food Products_New_Space Heating_Natural Gas_Gas Boiler - Insulate Hot Water Lines_A_Achievable Economic UCT Potential | F1 | Industrial | Food Products | New | Space Heating | Natural Gas | Gas Boiler - Insulate Hot Water Lines | A | Original Unit Energy Savings (kWh or therms) | Achievable Economic UCT Potential | 0 | 0 | 11.1318 | 11.1318 | 11.1318 | 11.1318 | 11.1318 | 11.1318 | 11.1318 | 11.1318 | 11.1318 | 11.1318 | 11.1318 | 11.1318 | 11.1318 | 11.1318 | 11.1318 | 11.1318 | 11.1318 | 11.1318 | 11.1318 | 11.1318
F2_Industrial_Food Products_New_Space Heating_Natural Gas_Gas Boiler - Insulate Hot Water Lines_A_Achievable Economic UCT Potential | F2 | Industrial | Food Products | New | Space Heating | Natural Gas | Gas Boiler - Insulate Hot Water Lines | A | Original Unit Summer Peak Savings (kW) | Achievable Economic UCT Potential | 0 | 0 | 0 | 0 | 0 | 0 | 0 | 0 | 0 | 0 | 0 | 0 | 0 | 0 | 0 | 0 | 0 | 0 | 0 | 0 | 0 | 0
F3_Industrial_Food Products_New_Space Heating_Natural Gas_Gas Boiler - Insulate Hot Water Lines_A_Achievable Economic UCT Potential | F3 | Industrial | Food Products | New | Space Heating | Natural Gas | Gas Boiler - Insulate Hot Water Lines | A | Original Unit Winter Peak Savings (kW) | Achievable Economic UCT Potential | 0 | 0 | 0 | 0 | 0 | 0 | 0 | 0 | 0 | 0 | 0 | 0 | 0 | 0 | 0 | 0 | 0 | 0 | 0 | 0 | 0 | 0
F4_Industrial_Food Products_New_Space Heating_Natural Gas_Gas Boiler - Insulate Hot Water Lines_A_Achievable Economic UCT Potential | F4 | Industrial | Food Products | New | Space Heating | Natural Gas | Gas Boiler - Insulate Hot Water Lines | A | Standalone Impact on Baseline Energy (%) | Achievable Economic UCT Potential | 0% | 0% | 0.005818% | 0.009151% | 0.01224% | 0.01498% | 0.01883% | 0.02216% | 0.02542% | 0.02832% | 0.0319% | 0.03507% | 0.03822% | 0.04095% | 0.04464% | 0.0478% | 0.05094% | 0.05363% | 0.05736% | 0.06056% | 0.06379% | 0.06701%
F5_Industrial_Food Products_New_Space Heating_Natural Gas_Gas Boiler - Insulate Hot Water Lines_A_Achievable Economic UCT Potential | F5 | Industrial | Food Products | New | Space Heating | Natural Gas | Gas Boiler - Insulate Hot Water Lines | A | Standalone Impact on Baseline Summer Peak (%) | Achievable Economic UCT Potential | bar: 2019 to 2040
F6_Industrial_Food Products_New_Space Heating_Natural Gas_Gas Boiler - Insulate Hot Water Lines_A_Achievable Economic UCT Potential | F6 | Industrial | Food Products | New | Space Heating | Natural Gas | Gas Boiler - Insulate Hot Water Lines | A | Standalone Impact on Baseline Winter Peak (%) | Achievable Economic UCT Potential | bar: 2019 to 2040
F7_Industrial_Food Products_New_Space Heating_Natural Gas_Gas Boiler - Insulate Hot Water Lines_A_Achievable Economic UCT Potential | F7 | Industrial | Food Products | New | Space Heating | Natural Gas | Gas Boiler - Insulate Hot Water Lines | A | Incremental Energy Savings (MWh or mTherms) | Achievable Economic UCT Potential | 0 | 0 | 0.0012566 | 0.002193 | 0.0031271 | 0.0041741 | 0.0048047 | 0.0055366 | 0.0062594 | 0.0070724 | 0.0076779 | 0.0083743 | 0.0090615 | 0.0098586 | 0.0104 | 0.011057 | 0.011714 | 0.012479 | 0.012984 | 0.013607 | 0.014213 | 0.014816
F8_Industrial_Food Products_New_Space Heating_Natural Gas_Gas Boiler - Insulate Hot Water Lines_A_Achievable Economic UCT Potential | F8 | Industrial | Food Products | New | Space Heating | Natural Gas | Gas Boiler - Insulate Hot Water Lines | A | Incremental Summer Peak Savings (MW) | Achievable Economic UCT Potential | 0 | 0 | 0 | 0 | 0 | 0 | 0 | 0 | 0 | 0 | 0 | 0 | 0 | 0 | 0 | 0 | 0 | 0 | 0 | 0 | 0 | 0
F9_Industrial_Food Products_New_Space Heating_Natural Gas_Gas Boiler - Insulate Hot Water Lines_A_Achievable Economic UCT Potential | F9 | Industrial | Food Products | New | Space Heating | Natural Gas | Gas Boiler - Insulate Hot Water Lines | A | Incremental Winter Peak Savings (MW) | Achievable Economic UCT Potential | 0 | 0 | 0 | 0 | 0 | 0 | 0 | 0 | 0 | 0 | 0 | 0 | 0 | 0 | 0 | 0 | 0 | 0 | 0 | 0 | 0 | 0
F10_Industrial_Food Products_New_Space Heating_Natural Gas_Gas Boiler - Insulate Hot Water Lines_A_Achievable Economic UCT Potential | F10 | Industrial | Food Products | New | Space Heating | Natural Gas | Gas Boiler - Insulate Hot Water Lines | A | Cumulative Energy Savings (MWh or mTherms) | Achievable Economic UCT Potential | 0 | 0 | 0.0012566 | 0.0034496 | 0.0065768 | 0.010751 | 0.015556 | 0.021092 | 0.027352 | 0.034424 | 0.042102 | 0.050476 | 0.059538 | 0.069396 | 0.079796 | 0.090853 | 0.10257 | 0.11505 | 0.12803 | 0.14164 | 0.15585 | 0.17067
F11_Industrial_Food Products_New_Space Heating_Natural Gas_Gas Boiler - Insulate Hot Water Lines_A_Achievable Economic UCT Potential | F11 | Industrial | Food Products | New | Space Heating | Natural Gas | Gas Boiler - Insulate Hot Water Lines | A | Cumulative Summer Peak Savings (MW) | Achievable Economic UCT Potential | 0 | 0 | 0 | 0 | 0 | 0 | 0 | 0 | 0 | 0 | 0 | 0 | 0 | 0 | 0 | 0 | 0 | 0 | 0 | 0 | 0 | 0
F12_Industrial_Food Products_New_Space Heating_Natural Gas_Gas Boiler - Insulate Hot Water Lines_A_Achievable Economic UCT Potential | F12 | Industrial | Food Products | New | Space Heating | Natural Gas | Gas Boiler - Insulate Hot Water Lines | A | Cumulative Winter Peak Savings (MW) | Achievable Economic UCT Potential | 0 | 0 | 0 | 0 | 0 | 0 | 0 | 0 | 0 | 0 | 0 | 0 | 0 | 0 | 0 | 0 | 0 | 0 | 0 | 0 | 0 | 0
F13_Industrial_Food Products_New_Space Heating_Natural Gas_Gas Boiler - Insulate Hot Water Lines_A_Achievable Economic UCT Potential | F13 | Industrial | Food Products | New | Space Heating | Natural Gas | Gas Boiler - Insulate Hot Water Lines | A | Purchases (Incremental) | Achievable Economic UCT Potential | 0 | 0 | 0.11288 | 0.19701 | 0.28092 | 0.37497 | 0.43162 | 0.49737 | 0.5623 | 0.63533 | 0.68973 | 0.75229 | 0.81402 | 0.88563 | 0.93423 | 0.9933 | 1.0523 | 1.121 | 1.1664 | 1.2223 | 1.2767 | 1.331
F14_Industrial_Food Products_New_Space Heating_Natural Gas_Gas Boiler - Insulate Hot Water Lines_A_Achievable Economic UCT Potential | F14 | Industrial | Food Products | New | Space Heating | Natural Gas | Gas Boiler - Insulate Hot Water Lines | A | Purchases (Cumulative) | Achievable Economic UCT Potential | 0 | 0 | 0.11288 | 0.30989 | 0.59081 | 0.96578 | 1.3974 | 1.8948 | 2.4571 | 3.0924 | 3.7821 | 4.5344 | 5.3484 | 6.2341 | 7.1683 | 8.1616 | 9.2139 | 10.3349 | 11.5014 | 12.7237 | 14.0004 | 15.3314
F1_Industrial_Food Products_New_Process_Natural Gas_Gas Boiler - Insulate Hot Water Lines_A_Achievable Economic UCT Potential | F1 | Industrial | Food Products | New | Process | Natural Gas | Gas Boiler - Insulate Hot Water Lines | A | Original Unit Energy Savings (kWh or therms) | Achievable Economic UCT Potential | 0 | 0 | 425.3792 | 425.3792 | 425.3792 | 425.3792 | 425.3792 | 425.3792 | 425.3792 | 425.3792 | 425.3792 | 425.3792 | 425.3792 | 425.3792 | 425.3792 | 425.3792 | 425.3792 | 425.3792 | 425.3792 | 425.3792 | 425.3792 | 425.3792
F2_Industrial_Food Products_New_Process_Natural Gas_Gas Boiler - Insulate Hot Water Lines_A_Achievable Economic UCT Potential | F2 | Industrial | Food Products | New | Process | Natural Gas | Gas Boiler - Insulate Hot Water Lines | A | Original Unit Summer Peak Savings (kW) | Achievable Economic UCT Potential | 0 | 0 | 0 | 0 | 0 | 0 | 0 | 0 | 0 | 0 | 0 | 0 | 0 | 0 | 0 | 0 | 0 | 0 | 0 | 0 | 0 | 0
F3_Industrial_Food Products_New_Process_Natural Gas_Gas Boiler - Insulate Hot Water Lines_A_Achievable Economic UCT Potential | F3 | Industrial | Food Products | New | Process | Natural Gas | Gas Boiler - Insulate Hot Water Lines | A | Original Unit Winter Peak Savings (kW) | Achievable Economic UCT Potential | 0 | 0 | 0 | 0 | 0 | 0 | 0 | 0 | 0 | 0 | 0 | 0 | 0 | 0 | 0 | 0 | 0 | 0 | 0 | 0 | 0 | 0
F4_Industrial_Food Products_New_Process_Natural Gas_Gas Boiler - Insulate Hot Water Lines_A_Achievable Economic UCT Potential | F4 | Industrial | Food Products | New | Process | Natural Gas | Gas Boiler - Insulate Hot Water Lines | A | Standalone Impact on Baseline Energy (%) | Achievable Economic UCT Potential | 0% | 0% | 0.03217% | 0.0506% | 0.06765% | 0.08285% | 0.1041% | 0.1225% | 0.1406% | 0.1566% | 0.1764% | 0.1939% | 0.2114% | 0.2264% | 0.2468% | 0.2643% | 0.2817% | 0.2966% | 0.3172% | 0.3348% | 0.3527% | 0.3705%
F5_Industrial_Food Products_New_Process_Natural Gas_Gas Boiler - Insulate Hot Water Lines_A_Achievable Economic UCT Potential | F5 | Industrial | Food Products | New | Process | Natural Gas | Gas Boiler - Insulate Hot Water Lines | A | Standalone Impact on Baseline Summer Peak (%) | Achievable Economic UCT Potential | bar: 2019 to 2040
F6_Industrial_Food Products_New_Process_Natural Gas_Gas Boiler - Insulate Hot Water Lines_A_Achievable Economic UCT Potential | F6 | Industrial | Food Products | New | Process | Natural Gas | Gas Boiler - Insulate Hot Water Lines | A | Standalone Impact on Baseline Winter Peak (%) | Achievable Economic UCT Potential | bar: 2019 to 2040
F7_Industrial_Food Products_New_Process_Natural Gas_Gas Boiler - Insulate Hot Water Lines_A_Achievable Economic UCT Potential | F7 | Industrial | Food Products | New | Process | Natural Gas | Gas Boiler - Insulate Hot Water Lines | A | Incremental Energy Savings (MWh or mTherms) | Achievable Economic UCT Potential | 0 | 0 | 0.1145 | 0.19982 | 0.28493 | 0.38033 | 0.43779 | 0.50448 | 0.57034 | 0.64441 | 0.69958 | 0.76304 | 0.82565 | 0.89829 | 0.94758 | 1.0075 | 1.0674 | 1.1371 | 1.1831 | 1.2398 | 1.295 | 1.35
F8_Industrial_Food Products_New_Process_Natural Gas_Gas Boiler - Insulate Hot Water Lines_A_Achievable Economic UCT Potential | F8 | Industrial | Food Products | New | Process | Natural Gas | Gas Boiler - Insulate Hot Water Lines | A | Incremental Summer Peak Savings (MW) | Achievable Economic UCT Potential | 0 | 0 | 0 | 0 | 0 | 0 | 0 | 0 | 0 | 0 | 0 | 0 | 0 | 0 | 0 | 0 | 0 | 0 | 0 | 0 | 0 | 0
F9_Industrial_Food Products_New_Process_Natural Gas_Gas Boiler - Insulate Hot Water Lines_A_Achievable Economic UCT Potential | F9 | Industrial | Food Products | New | Process | Natural Gas | Gas Boiler - Insulate Hot Water Lines | A | Incremental Winter Peak Savings (MW) | Achievable Economic UCT Potential | 0 | 0 | 0 | 0 | 0 | 0 | 0 | 0 | 0 | 0 | 0 | 0 | 0 | 0 | 0 | 0 | 0 | 0 | 0 | 0 | 0 | 0
F10_Industrial_Food Products_New_Process_Natural Gas_Gas Boiler - Insulate Hot Water Lines_A_Achievable Economic UCT Potential | F10 | Industrial | Food Products | New | Process | Natural Gas | Gas Boiler - Insulate Hot Water Lines | A | Cumulative Energy Savings (MWh or mTherms) | Achievable Economic UCT Potential | 0 | 0 | 0.1145 | 0.31432 | 0.59925 | 0.97959 | 1.4174 | 1.9219 | 2.4922 | 3.1366 | 3.8362 | 4.5992 | 5.4249 | 6.3232 | 7.2707 | 8.2782 | 9.3456 | 10.4827 | 11.6658 | 12.9056 | 14.2006 | 15.5506
F11_Industrial_Food Products_New_Process_Natural Gas_Gas Boiler - Insulate Hot Water Lines_A_Achievable Economic UCT Potential | F11 | Industrial | Food Products | New | Process | Natural Gas | Gas Boiler - Insulate Hot Water Lines | A | Cumulative Summer Peak Savings (MW) | Achievable Economic UCT Potential | 0 | 0 | 0 | 0 | 0 | 0 | 0 | 0 | 0 | 0 | 0 | 0 | 0 | 0 | 0 | 0 | 0 | 0 | 0 | 0 | 0 | 0
F12_Industrial_Food Products_New_Process_Natural Gas_Gas Boiler - Insulate Hot Water Lines_A_Achievable Economic UCT Potential | F12 | Industrial | Food Products | New | Process | Natural Gas | Gas Boiler - Insulate Hot Water Lines | A | Cumulative Winter Peak Savings (MW) | Achievable Economic UCT Potential | 0 | 0 | 0 | 0 | 0 | 0 | 0 | 0 | 0 | 0 | 0 | 0 | 0 | 0 | 0 | 0 | 0 | 0 | 0 | 0 | 0 | 0
F13_Industrial_Food Products_New_Process_Natural Gas_Gas Boiler - Insulate Hot Water Lines_A_Achievable Economic UCT Potential | F13 | Industrial | Food Products | New | Process | Natural Gas | Gas Boiler - Insulate Hot Water Lines | A | Purchases (Incremental) | Achievable Economic UCT Potential | 0 | 0 | 0.26917 | 0.46975 | 0.66984 | 0.8941 | 1.0292 | 1.186 | 1.3408 | 1.5149 | 1.6446 | 1.7938 | 1.941 | 2.1117 | 2.2276 | 2.3685 | 2.5092 | 2.673 | 2.7813 | 2.9146 | 3.0443 | 3.1737
F14_Industrial_Food Products_New_Process_Natural Gas_Gas Boiler - Insulate Hot Water Lines_A_Achievable Economic UCT Potential | F14 | Industrial | Food Products | New | Process | Natural Gas | Gas Boiler - Insulate Hot Water Lines | A | Purchases (Cumulative) | Achievable Economic UCT Potential | 0 | 0 | 0.26917 | 0.73892 | 1.4088 | 2.3029 | 3.332 | 4.518 | 5.8588 | 7.3737 | 9.0183 | 10.8121 | 12.753 | 14.8648 | 17.0924 | 19.4609 | 21.9701 | 24.6431 | 27.4244 | 30.339 | 33.3833 | 36.557
F1_Industrial_Food Products_New_Process_Natural Gas_Process - Insulate Heated Process Fluids_A_Achievable Economic UCT Potential | F1 | Industrial | Food Products | New | Process | Natural Gas | Process - Insulate Heated Process Fluids | A | Original Unit Energy Savings (kWh or therms) | Achievable Economic UCT Potential | 0 | 0 | 275.607 | 275.607 | 275.607 | 275.607 | 275.607 | 275.607 | 275.607 | 275.607 | 275.607 | 275.607 | 275.607 | 275.607 | 275.607 | 275.607 | 275.607 | 275.607 | 275.607 | 275.607 | 275.607 | 275.607
F2_Industrial_Food Products_New_Process_Natural Gas_Process - Insulate Heated Process Fluids_A_Achievable Economic UCT Potential | F2 | Industrial | Food Products | New | Process | Natural Gas | Process - Insulate Heated Process Fluids | A | Original Unit Summer Peak Savings (kW) | Achievable Economic UCT Potential | 0 | 0 | 0 | 0 | 0 | 0 | 0 | 0 | 0 | 0 | 0 | 0 | 0 | 0 | 0 | 0 | 0 | 0 | 0 | 0 | 0 | 0
F3_Industrial_Food Products_New_Process_Natural Gas_Process - Insulate Heated Process Fluids_A_Achievable Economic UCT Potential | F3 | Industrial | Food Products | New | Process | Natural Gas | Process - Insulate Heated Process Fluids | A | Original Unit Winter Peak Savings (kW) | Achievable Economic UCT Potential | 0 | 0 | 0 | 0 | 0 | 0 | 0 | 0 | 0 | 0 | 0 | 0 | 0 | 0 | 0 | 0 | 0 | 0 | 0 | 0 | 0 | 0
F4_Industrial_Food Products_New_Process_Natural Gas_Process - Insulate Heated Process Fluids_A_Achievable Economic UCT Potential | F4 | Industrial | Food Products | New | Process | Natural Gas | Process - Insulate Heated Process Fluids | A | Standalone Impact on Baseline Energy (%) | Achievable Economic UCT Potential | 0% | 0% | 0.04559% | 0.07172% | 0.09589% | 0.1174% | 0.1476% | 0.1691% | 0.1824% | 0.1877% | 0.1939% | 0.1946% | 0.1933% | 0.1884% | 0.1872% | 0.183% | 0.1782% | 0.1717% | 0.165% | 0.1575% | 0.1508% | 0.1447%
F5_Industrial_Food Products_New_Process_Natural Gas_Process - Insulate Heated Process Fluids_A_Achievable Economic UCT Potential | F5 | Industrial | Food Products | New | Process | Natural Gas | Process - Insulate Heated Process Fluids | A | Standalone Impact on Baseline Summer Peak (%) | Achievable Economic UCT Potential | bar: 2019 to 2040
F6_Industrial_Food Products_New_Process_Natural Gas_Process - Insulate Heated Process Fluids_A_Achievable Economic UCT Potential | F6 | Industrial | Food Products | New | Process | Natural Gas | Process - Insulate Heated Process Fluids | A | Standalone Impact on Baseline Winter Peak (%) | Achievable Economic UCT Potential | bar: 2019 to 2040
F7_Industrial_Food Products_New_Process_Natural Gas_Process - Insulate Heated Process Fluids_A_Achievable Economic UCT Potential | F7 | Industrial | Food Products | New | Process | Natural Gas | Process - Insulate Heated Process Fluids | A | Incremental Energy Savings (MWh or mTherms) | Achievable Economic UCT Potential | 0 | 0 | 0.16228 | 0.28321 | 0.40384 | 0.53904 | 0.62047 | 0.6435 | 0.582 | 0.52607 | 0.45689 | 0.39867 | 0.3451 | 0.30037 | 0.25348 | 0.21561 | 0.18274 | 0.15573 | 0.0011052 | 0.00041365 | 0.00014729 | 5.0071e-05
F8_Industrial_Food Products_New_Process_Natural Gas_Process - Insulate Heated Process Fluids_A_Achievable Economic UCT Potential | F8 | Industrial | Food Products | New | Process | Natural Gas | Process - Insulate Heated Process Fluids | A | Incremental Summer Peak Savings (MW) | Achievable Economic UCT Potential | 0 | 0 | 0 | 0 | 0 | 0 | 0 | 0 | 0 | 0 | 0 | 0 | 0 | 0 | 0 | 0 | 0 | 0 | 0 | 0 | 0 | 0
F9_Industrial_Food Products_New_Process_Natural Gas_Process - Insulate Heated Process Fluids_A_Achievable Economic UCT Potential | F9 | Industrial | Food Products | New | Process | Natural Gas | Process - Insulate Heated Process Fluids | A | Incremental Winter Peak Savings (MW) | Achievable Economic UCT Potential | 0 | 0 | 0 | 0 | 0 | 0 | 0 | 0 | 0 | 0 | 0 | 0 | 0 | 0 | 0 | 0 | 0 | 0 | 0 | 0 | 0 | 0
F10_Industrial_Food Products_New_Process_Natural Gas_Process - Insulate Heated Process Fluids_A_Achievable Economic UCT Potential | F10 | Industrial | Food Products | New | Process | Natural Gas | Process - Insulate Heated Process Fluids | A | Cumulative Energy Savings (MWh or mTherms) | Achievable Economic UCT Potential | 0 | 0 | 0.16228 | 0.44548 | 0.84932 | 1.3884 | 2.0088 | 2.6523 | 3.2343 | 3.7604 | 4.2173 | 4.616 | 4.9611 | 5.2614 | 5.5149 | 5.7305 | 5.9133 | 6.069 | 6.0701 | 6.0705 | 6.0707 | 6.0707
F11_Industrial_Food Products_New_Process_Natural Gas_Process - Insulate Heated Process Fluids_A_Achievable Economic UCT Potential | F11 | Industrial | Food Products | New | Process | Natural Gas | Process - Insulate Heated Process Fluids | A | Cumulative Summer Peak Savings (MW) | Achievable Economic UCT Potential | 0 | 0 | 0 | 0 | 0 | 0 | 0 | 0 | 0 | 0 | 0 | 0 | 0 | 0 | 0 | 0 | 0 | 0 | 0 | 0 | 0 | 0
F12_Industrial_Food Products_New_Process_Natural Gas_Process - Insulate Heated Process Fluids_A_Achievable Economic UCT Potential | F12 | Industrial | Food Products | New | Process | Natural Gas | Process - Insulate Heated Process Fluids | A | Cumulative Winter Peak Savings (MW) | Achievable Economic UCT Potential | 0 | 0 | 0 | 0 | 0 | 0 | 0 | 0 | 0 | 0 | 0 | 0 | 0 | 0 | 0 | 0 | 0 | 0 | 0 | 0 | 0 | 0
F13_Industrial_Food Products_New_Process_Natural Gas_Process - Insulate Heated Process Fluids_A_Achievable Economic UCT Potential | F13 | Industrial | Food Products | New | Process | Natural Gas | Process - Insulate Heated Process Fluids | A | Purchases (Incremental) | Achievable Economic UCT Potential | 0 | 0 | 0.5888 | 1.0276 | 1.4653 | 1.9558 | 2.2513 | 2.3348 | 2.1117 | 1.9088 | 1.6578 | 1.4465 | 1.2522 | 1.0899 | 0.91973 | 0.7823 | 0.66303 | 0.56506 | 0.0040102 | 0.0015009 | 0.00053444 | 0.00018168
F14_Industrial_Food Products_New_Process_Natural Gas_Process - Insulate Heated Process Fluids_A_Achievable Economic UCT Potential | F14 | Industrial | Food Products | New | Process | Natural Gas | Process - Insulate Heated Process Fluids | A | Purchases (Cumulative) | Achievable Economic UCT Potential | 0 | 0 | 0.5888 | 1.6164 | 3.0816 | 5.0375 | 7.2888 | 9.6236 | 11.7353 | 13.6441 | 15.3019 | 16.7484 | 18.0005 | 19.0904 | 20.0101 | 20.7924 | 21.4554 | 22.0205 | 22.0245 | 22.026 | 22.0266 | 22.0267
F1_Industrial_Food Products_New_Process_Natural Gas_Process Heat Recovery_A_Achievable Economic UCT Potential | F1 | Industrial | Food Products | New | Process | Natural Gas | Process Heat Recovery | A | Original Unit Energy Savings (kWh or therms) | Achievable Economic UCT Potential | 0 | 0 | 3.2358 | 3.2358 | 3.2358 | 3.2358 | 3.2358 | 3.2358 | 3.2358 | 3.2358 | 3.2358 | 3.2358 | 3.2358 | 3.2358 | 3.2358 | 3.2358 | 3.2358 | 3.2358 | 3.2358 | 3.2358 | 3.2358 | 3.2358
F2_Industrial_Food Products_New_Process_Natural Gas_Process Heat Recovery_A_Achievable Economic UCT Potential | F2 | Industrial | Food Products | New | Process | Natural Gas | Process Heat Recovery | A | Original Unit Summer Peak Savings (kW) | Achievable Economic UCT Potential | 0 | 0 | 0 | 0 | 0 | 0 | 0 | 0 | 0 | 0 | 0 | 0 | 0 | 0 | 0 | 0 | 0 | 0 | 0 | 0 | 0 | 0
F3_Industrial_Food Products_New_Process_Natural Gas_Process Heat Recovery_A_Achievable Economic UCT Potential | F3 | Industrial | Food Products | New | Process | Natural Gas | Process Heat Recovery | A | Original Unit Winter Peak Savings (kW) | Achievable Economic UCT Potential | 0 | 0 | 0 | 0 | 0 | 0 | 0 | 0 | 0 | 0 | 0 | 0 | 0 | 0 | 0 | 0 | 0 | 0 | 0 | 0 | 0 | 0
F4_Industrial_Food Products_New_Process_Natural Gas_Process Heat Recovery_A_Achievable Economic UCT Potential | F4 | Industrial | Food Products | New | Process | Natural Gas | Process Heat Recovery | A | Standalone Impact on Baseline Energy (%) | Achievable Economic UCT Potential | bar: 2019 to 2040
F5_Industrial_Food Products_New_Process_Natural Gas_Process Heat Recovery_A_Achievable Economic UCT Potential | F5 | Industrial | Food Products | New | Process | Natural Gas | Process Heat Recovery | A | Standalone Impact on Baseline Summer Peak (%) | Achievable Economic UCT Potential | bar: 2019 to 2040
F6_Industrial_Food Products_New_Process_Natural Gas_Process Heat Recovery_A_Achievable Economic UCT Potential | F6 | Industrial | Food Products | New | Process | Natural Gas | Process Heat Recovery | A | Standalone Impact on Baseline Winter Peak (%) | Achievable Economic UCT Potential | bar: 2019 to 2040
F7_Industrial_Food Products_New_Process_Natural Gas_Process Heat Recovery_A_Achievable Economic UCT Potential | F7 | Industrial | Food Products | New | Process | Natural Gas | Process Heat Recovery | A | Incremental Energy Savings (MWh or mTherms) | Achievable Economic UCT Potential | 0 | 0 | 0 | 0 | 0 | 0 | 0 | 0 | 0 | 0 | 0 | 0 | 0 | 0 | 0 | 0 | 0 | 0 | 0 | 0 | 0 | 0
F8_Industrial_Food Products_New_Process_Natural Gas_Process Heat Recovery_A_Achievable Economic UCT Potential | F8 | Industrial | Food Products | New | Process | Natural Gas | Process Heat Recovery | A | Incremental Summer Peak Savings (MW) | Achievable Economic UCT Potential | 0 | 0 | 0 | 0 | 0 | 0 | 0 | 0 | 0 | 0 | 0 | 0 | 0 | 0 | 0 | 0 | 0 | 0 | 0 | 0 | 0 | 0
F9_Industrial_Food Products_New_Process_Natural Gas_Process Heat Recovery_A_Achievable Economic UCT Potential | F9 | Industrial | Food Products | New | Process | Natural Gas | Process Heat Recovery | A | Incremental Winter Peak Savings (MW) | Achievable Economic UCT Potential | 0 | 0 | 0 | 0 | 0 | 0 | 0 | 0 | 0 | 0 | 0 | 0 | 0 | 0 | 0 | 0 | 0 | 0 | 0 | 0 | 0 | 0
F10_Industrial_Food Products_New_Process_Natural Gas_Process Heat Recovery_A_Achievable Economic UCT Potential | F10 | Industrial | Food Products | New | Process | Natural Gas | Process Heat Recovery | A | Cumulative Energy Savings (MWh or mTherms) | Achievable Economic UCT Potential | 0 | 0 | 0 | 0 | 0 | 0 | 0 | 0 | 0 | 0 | 0 | 0 | 0 | 0 | 0 | 0 | 0 | 0 | 0 | 0 | 0 | 0
F11_Industrial_Food Products_New_Process_Natural Gas_Process Heat Recovery_A_Achievable Economic UCT Potential | F11 | Industrial | Food Products | New | Process | Natural Gas | Process Heat Recovery | A | Cumulative Summer Peak Savings (MW) | Achievable Economic UCT Potential | 0 | 0 | 0 | 0 | 0 | 0 | 0 | 0 | 0 | 0 | 0 | 0 | 0 | 0 | 0 | 0 | 0 | 0 | 0 | 0 | 0 | 0
F12_Industrial_Food Products_New_Process_Natural Gas_Process Heat Recovery_A_Achievable Economic UCT Potential | F12 | Industrial | Food Products | New | Process | Natural Gas | Process Heat Recovery | A | Cumulative Winter Peak Savings (MW) | Achievable Economic UCT Potential | 0 | 0 | 0 | 0 | 0 | 0 | 0 | 0 | 0 | 0 | 0 | 0 | 0 | 0 | 0 | 0 | 0 | 0 | 0 | 0 | 0 | 0
F13_Industrial_Food Products_New_Process_Natural Gas_Process Heat Recovery_A_Achievable Economic UCT Potential | F13 | Industrial | Food Products | New | Process | Natural Gas | Process Heat Recovery | A | Purchases (Incremental) | Achievable Economic UCT Potential | 0 | 0 | 0 | 0 | 0 | 0 | 0 | 0 | 0 | 0 | 0 | 0 | 0 | 0 | 0 | 0 | 0 | 0 | 0 | 0 | 0 | 0
F14_Industrial_Food Products_New_Process_Natural Gas_Process Heat Recovery_A_Achievable Economic UCT Potential | F14 | Industrial | Food Products | New | Process | Natural Gas | Process Heat Recovery | A | Purchases (Cumulative) | Achievable Economic UCT Potential | 0 | 0 | 0 | 0 | 0 | 0 | 0 | 0 | 0 | 0 | 0 | 0 | 0 | 0 | 0 | 0 | 0 | 0 | 0 | 0 | 0 | 0
F1_Industrial_Food Products_New_Space Heating_Natural Gas_Building Automation System_A_Achievable Economic UCT Potential | F1 | Industrial | Food Products | New | Space Heating | Natural Gas | Building Automation System | A | Original Unit Energy Savings (kWh or therms) | Achievable Economic UCT Potential | 0 | 0 | 0.01486 | 0.01486 | 0.01486 | 0.01486 | 0.01486 | 0.01486 | 0.01486 | 0.01486 | 0.01486 | 0.01486 | 0.01486 | 0.01486 | 0.01486 | 0.01486 | 0.01486 | 0.01486 | 0.01486 | 0.01486 | 0.01486 | 0.01486
F2_Industrial_Food Products_New_Space Heating_Natural Gas_Building Automation System_A_Achievable Economic UCT Potential | F2 | Industrial | Food Products | New | Space Heating | Natural Gas | Building Automation System | A | Original Unit Summer Peak Savings (kW) | Achievable Economic UCT Potential | 0 | 0 | 0 | 0 | 0 | 0 | 0 | 0 | 0 | 0 | 0 | 0 | 0 | 0 | 0 | 0 | 0 | 0 | 0 | 0 | 0 | 0
F3_Industrial_Food Products_New_Space Heating_Natural Gas_Building Automation System_A_Achievable Economic UCT Potential | F3 | Industrial | Food Products | New | Space Heating | Natural Gas | Building Automation System | A | Original Unit Winter Peak Savings (kW) | Achievable Economic UCT Potential | 0 | 0 | 0 | 0 | 0 | 0 | 0 | 0 | 0 | 0 | 0 | 0 | 0 | 0 | 0 | 0 | 0 | 0 | 0 | 0 | 0 | 0
F4_Industrial_Food Products_New_Space Heating_Natural Gas_Building Automation System_A_Achievable Economic UCT Potential | F4 | Industrial | Food Products | New | Space Heating | Natural Gas | Building Automation System | A | Standalone Impact on Baseline Energy (%) | Achievable Economic UCT Potential | 0% | 0% | 0.01308% | 0.03364% | 0.07001% | 0.128% | 0.2258% | 0.3601% | 0.5418% | 0.7689% | 1.066% | 1.4% | 1.767% | 2.128% | 2.523% | 2.85% | 3.11% | 3.265% | 3.398% | 3.416% | 3.365% | 3.268%
F5_Industrial_Food Products_New_Space Heating_Natural Gas_Building Automation System_A_Achievable Economic UCT Potential | F5 | Industrial | Food Products | New | Space Heating | Natural Gas | Building Automation System | A | Standalone Impact on Baseline Summer Peak (%) | Achievable Economic UCT Potential | bar: 2019 to 2040
F6_Industrial_Food Products_New_Space Heating_Natural Gas_Building Automation System_A_Achievable Economic UCT Potential | F6 | Industrial | Food Products | New | Space Heating | Natural Gas | Building Automation System | A | Standalone Impact on Baseline Winter Peak (%) | Achievable Economic UCT Potential | bar: 2019 to 2040
F7_Industrial_Food Products_New_Space Heating_Natural Gas_Building Automation System_A_Achievable Economic UCT Potential | F7 | Industrial | Food Products | New | Space Heating | Natural Gas | Building Automation System | A | Incremental Energy Savings (MWh or mTherms) | Achievable Economic UCT Potential | 0 | 0 | 0.002825 | 0.009855 | 0.024951 | 0.054176 | 0.094653 | 0.15622 | 0.24024 | 0.35188 | 0.47248 | 0.6077 | 0.73775 | 0.85386 | 0.90448 | 0.90654 | 0.84441 | 0.74392 | 0.59191 | 0.42943 | 0.28657 | 0.19483
F8_Industrial_Food Products_New_Space Heating_Natural Gas_Building Automation System_A_Achievable Economic UCT Potential | F8 | Industrial | Food Products | New | Space Heating | Natural Gas | Building Automation System | A | Incremental Summer Peak Savings (MW) | Achievable Economic UCT Potential | 0 | 0 | 0 | 0 | 0 | 0 | 0 | 0 | 0 | 0 | 0 | 0 | 0 | 0 | 0 | 0 | 0 | 0 | 0 | 0 | 0 | 0
F9_Industrial_Food Products_New_Space Heating_Natural Gas_Building Automation System_A_Achievable Economic UCT Potential | F9 | Industrial | Food Products | New | Space Heating | Natural Gas | Building Automation System | A | Incremental Winter Peak Savings (MW) | Achievable Economic UCT Potential | 0 | 0 | 0 | 0 | 0 | 0 | 0 | 0 | 0 | 0 | 0 | 0 | 0 | 0 | 0 | 0 | 0 | 0 | 0 | 0 | 0 | 0
F10_Industrial_Food Products_New_Space Heating_Natural Gas_Building Automation System_A_Achievable Economic UCT Potential | F10 | Industrial | Food Products | New | Space Heating | Natural Gas | Building Automation System | A | Cumulative Energy Savings (MWh or mTherms) | Achievable Economic UCT Potential | 0 | 0 | 0.002825 | 0.01268 | 0.037631 | 0.091807 | 0.18646 | 0.34268 | 0.58291 | 0.93479 | 1.4073 | 2.015 | 2.7527 | 3.6066 | 4.5111 | 5.4176 | 6.262 | 7.0031 | 7.5852 | 7.9896 | 8.222 | 8.3222
F11_Industrial_Food Products_New_Space Heating_Natural Gas_Building Automation System_A_Achievable Economic UCT Potential | F11 | Industrial | Food Products | New | Space Heating | Natural Gas | Building Automation System | A | Cumulative Summer Peak Savings (MW) | Achievable Economic UCT Potential | 0 | 0 | 0 | 0 | 0 | 0 | 0 | 0 | 0 | 0 | 0 | 0 | 0 | 0 | 0 | 0 | 0 | 0 | 0 | 0 | 0 | 0
F12_Industrial_Food Products_New_Space Heating_Natural Gas_Building Automation System_A_Achievable Economic UCT Potential | F12 | Industrial | Food Products | New | Space Heating | Natural Gas | Building Automation System | A | Cumulative Winter Peak Savings (MW) | Achievable Economic UCT Potential | 0 | 0 | 0 | 0 | 0 | 0 | 0 | 0 | 0 | 0 | 0 | 0 | 0 | 0 | 0 | 0 | 0 | 0 | 0 | 0 | 0 | 0
F13_Industrial_Food Products_New_Space Heating_Natural Gas_Building Automation System_A_Achievable Economic UCT Potential | F13 | Industrial | Food Products | New | Space Heating | Natural Gas | Building Automation System | A | Purchases (Incremental) | Achievable Economic UCT Potential | 0 | 0 | 190.1012 | 663.1717 | 1679.0411 | 3645.6184 | 6369.4341 | 10512.1563 | 16166.0577 | 23678.9927 | 31794.239 | 40893.7178 | 49644.9185 | 57458.833 | 60865.1295 | 61003.3541 | 56822.7404 | 50060.1331 | 39831.1369 | 28897.5664 | 19284.0439 | 13110.865
F14_Industrial_Food Products_New_Space Heating_Natural Gas_Building Automation System_A_Achievable Economic UCT Potential | F14 | Industrial | Food Products | New | Space Heating | Natural Gas | Building Automation System | A | Purchases (Cumulative) | Achievable Economic UCT Potential | 0 | 0 | 190.1012 | 853.273 | 2532.314 | 6177.9325 | 12547.3666 | 23059.5229 | 39225.5807 | 62904.5734 | 94698.8123 | 135592.5302 | 185237.4486 | 242696.2817 | 303561.4112 | 364564.7653 | 421387.5057 | 471257.5375 | 510425.5027 | 537644.028 | 553282.4535 | 560023.8844
F1_Industrial_Food Products_New_Space Heating_Natural Gas_Steam System Efficiency Improvements_A_Achievable Economic UCT Potential | F1 | Industrial | Food Products | New | Space Heating | Natural Gas | Steam System Efficiency Improvements | A | Original Unit Energy Savings (kWh or therms) | Achievable Economic UCT Potential | 0 | 0 | 0.13322 | 0.13322 | 0.13322 | 0.13322 | 0.13322 | 0.13322 | 0.13322 | 0.13322 | 0.13322 | 0.13322 | 0.13322 | 0.13322 | 0.13322 | 0.13322 | 0.13322 | 0.13322 | 0.13322 | 0.13322 | 0.13322 | 0.13322
F2_Industrial_Food Products_New_Space Heating_Natural Gas_Steam System Efficiency Improvements_A_Achievable Economic UCT Potential | F2 | Industrial | Food Products | New | Space Heating | Natural Gas | Steam System Efficiency Improvements | A | Original Unit Summer Peak Savings (kW) | Achievable Economic UCT Potential | 0 | 0 | 0 | 0 | 0 | 0 | 0 | 0 | 0 | 0 | 0 | 0 | 0 | 0 | 0 | 0 | 0 | 0 | 0 | 0 | 0 | 0
F3_Industrial_Food Products_New_Space Heating_Natural Gas_Steam System Efficiency Improvements_A_Achievable Economic UCT Potential | F3 | Industrial | Food Products | New | Space Heating | Natural Gas | Steam System Efficiency Improvements | A | Original Unit Winter Peak Savings (kW) | Achievable Economic UCT Potential | 0 | 0 | 0 | 0 | 0 | 0 | 0 | 0 | 0 | 0 | 0 | 0 | 0 | 0 | 0 | 0 | 0 | 0 | 0 | 0 | 0 | 0
F4_Industrial_Food Products_New_Space Heating_Natural Gas_Steam System Efficiency Improvements_A_Achievable Economic UCT Potential | F4 | Industrial | Food Products | New | Space Heating | Natural Gas | Steam System Efficiency Improvements | A | Standalone Impact on Baseline Energy (%) | Achievable Economic UCT Potential | 0% | 0% | 0.0008309% | 0.002137% | 0.004448% | 0.008129% | 0.01434% | 0.02269% | 0.03367% | 0.04689% | 0.06333% | 0.08071% | 0.09831% | 0.1134% | 0.1271% | 0.1341% | 0.134% | 0.1259% | 0.121% | 0.1155% | 0.1105% | 0.106%
F5_Industrial_Food Products_New_Space Heating_Natural Gas_Steam System Efficiency Improvements_A_Achievable Economic UCT Potential | F5 | Industrial | Food Products | New | Space Heating | Natural Gas | Steam System Efficiency Improvements | A | Standalone Impact on Baseline Summer Peak (%) | Achievable Economic UCT Potential | bar: 2019 to 2040
F6_Industrial_Food Products_New_Space Heating_Natural Gas_Steam System Efficiency Improvements_A_Achievable Economic UCT Potential | F6 | Industrial | Food Products | New | Space Heating | Natural Gas | Steam System Efficiency Improvements | A | Standalone Impact on Baseline Winter Peak (%) | Achievable Economic UCT Potential | bar: 2019 to 2040
F7_Industrial_Food Products_New_Space Heating_Natural Gas_Steam System Efficiency Improvements_A_Achievable Economic UCT Potential | F7 | Industrial | Food Products | New | Space Heating | Natural Gas | Steam System Efficiency Improvements | A | Incremental Energy Savings (MWh or mTherms) | Achievable Economic UCT Potential | 0 | 0 | 0.00017949 | 0.00062614 | 0.0015853 | 0.0034421 | 0.0060138 | 0.0099252 | 0.015263 | 0.022357 | 0.030019 | 0.03861 | 0.046873 | 0.054251 | 0.057467 | 0.057597 | 0.05365 | 0.047265 | 0.054877 | 0.059052 | 0.061039 | 0.059664
F8_Industrial_Food Products_New_Space Heating_Natural Gas_Steam System Efficiency Improvements_A_Achievable Economic UCT Potential | F8 | Industrial | Food Products | New | Space Heating | Natural Gas | Steam System Efficiency Improvements | A | Incremental Summer Peak Savings (MW) | Achievable Economic UCT Potential | 0 | 0 | 0 | 0 | 0 | 0 | 0 | 0 | 0 | 0 | 0 | 0 | 0 | 0 | 0 | 0 | 0 | 0 | 0 | 0 | 0 | 0
F9_Industrial_Food Products_New_Space Heating_Natural Gas_Steam System Efficiency Improvements_A_Achievable Economic UCT Potential | F9 | Industrial | Food Products | New | Space Heating | Natural Gas | Steam System Efficiency Improvements | A | Incremental Winter Peak Savings (MW) | Achievable Economic UCT Potential | 0 | 0 | 0 | 0 | 0 | 0 | 0 | 0 | 0 | 0 | 0 | 0 | 0 | 0 | 0 | 0 | 0 | 0 | 0 | 0 | 0 | 0
F10_Industrial_Food Products_New_Space Heating_Natural Gas_Steam System Efficiency Improvements_A_Achievable Economic UCT Potential | F10 | Industrial | Food Products | New | Space Heating | Natural Gas | Steam System Efficiency Improvements | A | Cumulative Energy Savings (MWh or mTherms) | Achievable Economic UCT Potential | 0 | 0 | 0.00017949 | 0.00080563 | 0.0023909 | 0.005833 | 0.011847 | 0.021592 | 0.03623 | 0.057001 | 0.083578 | 0.11617 | 0.15312 | 0.19211 | 0.22722 | 0.2548 | 0.26984 | 0.27005 | 0.27005 | 0.27005 | 0.27005 | 0.27005
F11_Industrial_Food Products_New_Space Heating_Natural Gas_Steam System Efficiency Improvements_A_Achievable Economic UCT Potential | F11 | Industrial | Food Products | New | Space Heating | Natural Gas | Steam System Efficiency Improvements | A | Cumulative Summer Peak Savings (MW) | Achievable Economic UCT Potential | 0 | 0 | 0 | 0 | 0 | 0 | 0 | 0 | 0 | 0 | 0 | 0 | 0 | 0 | 0 | 0 | 0 | 0 | 0 | 0 | 0 | 0
F12_Industrial_Food Products_New_Space Heating_Natural Gas_Steam System Efficiency Improvements_A_Achievable Economic UCT Potential | F12 | Industrial | Food Products | New | Space Heating | Natural Gas | Steam System Efficiency Improvements | A | Cumulative Winter Peak Savings (MW) | Achievable Economic UCT Potential | 0 | 0 | 0 | 0 | 0 | 0 | 0 | 0 | 0 | 0 | 0 | 0 | 0 | 0 | 0 | 0 | 0 | 0 | 0 | 0 | 0 | 0
F13_Industrial_Food Products_New_Space Heating_Natural Gas_Steam System Efficiency Improvements_A_Achievable Economic UCT Potential | F13 | Industrial | Food Products | New | Space Heating | Natural Gas | Steam System Efficiency Improvements | A | Purchases (Incremental) | Achievable Economic UCT Potential | 0 | 0 | 1.3473 | 4.7 | 11.8996 | 25.8369 | 45.141 | 74.5009 | 114.5708 | 167.8159 | 225.3297 | 289.8188 | 351.8396 | 407.2178 | 431.3586 | 432.3382 | 402.7097 | 354.7823 | 411.9178 | 443.2582 | 458.1752 | 447.8507
F14_Industrial_Food Products_New_Space Heating_Natural Gas_Steam System Efficiency Improvements_A_Achievable Economic UCT Potential | F14 | Industrial | Food Products | New | Space Heating | Natural Gas | Steam System Efficiency Improvements | A | Purchases (Cumulative) | Achievable Economic UCT Potential | 0 | 0 | 1.3473 | 6.0472 | 17.9468 | 43.7838 | 88.9247 | 162.0784 | 271.9492 | 427.8656 | 627.3583 | 872.0361 | 1149.3748 | 1442.0217 | 1705.5644 | 1912.573 | 2025.4639 | 2027.0594 | 2027.0594 | 2027.0594 | 2027.0594 | 2027.0594
F1_Industrial_Food Products_New_Process_Natural Gas_Steam System Efficiency Improvements_A_Achievable Economic UCT Potential | F1 | Industrial | Food Products | New | Process | Natural Gas | Steam System Efficiency Improvements | A | Original Unit Energy Savings (kWh or therms) | Achievable Economic UCT Potential | 0 | 0 | 5.0908 | 5.0908 | 5.0908 | 5.0908 | 5.0908 | 5.0908 | 5.0908 | 5.0908 | 5.0908 | 5.0908 | 5.0908 | 5.0908 | 5.0908 | 5.0908 | 5.0908 | 5.0908 | 5.0908 | 5.0908 | 5.0908 | 5.0908
F2_Industrial_Food Products_New_Process_Natural Gas_Steam System Efficiency Improvements_A_Achievable Economic UCT Potential | F2 | Industrial | Food Products | New | Process | Natural Gas | Steam System Efficiency Improvements | A | Original Unit Summer Peak Savings (kW) | Achievable Economic UCT Potential | 0 | 0 | 0 | 0 | 0 | 0 | 0 | 0 | 0 | 0 | 0 | 0 | 0 | 0 | 0 | 0 | 0 | 0 | 0 | 0 | 0 | 0
F3_Industrial_Food Products_New_Process_Natural Gas_Steam System Efficiency Improvements_A_Achievable Economic UCT Potential | F3 | Industrial | Food Products | New | Process | Natural Gas | Steam System Efficiency Improvements | A | Original Unit Winter Peak Savings (kW) | Achievable Economic UCT Potential | 0 | 0 | 0 | 0 | 0 | 0 | 0 | 0 | 0 | 0 | 0 | 0 | 0 | 0 | 0 | 0 | 0 | 0 | 0 | 0 | 0 | 0
F4_Industrial_Food Products_New_Process_Natural Gas_Steam System Efficiency Improvements_A_Achievable Economic UCT Potential | F4 | Industrial | Food Products | New | Process | Natural Gas | Steam System Efficiency Improvements | A | Standalone Impact on Baseline Energy (%) | Achievable Economic UCT Potential | 0% | 0% | 0.0001185% | 0.0003047% | 0.0006341% | 0.001159% | 0.002045% | 0.003235% | 0.004801% | 0.006685% | 0.009029% | 0.01151% | 0.01402% | 0.01616% | 0.01812% | 0.01911% | 0.01911% | 0.01795% | 0.01725% | 0.01646% | 0.01576% | 0.01512%
F5_Industrial_Food Products_New_Process_Natural Gas_Steam System Efficiency Improvements_A_Achievable Economic UCT Potential | F5 | Industrial | Food Products | New | Process | Natural Gas | Steam System Efficiency Improvements | A | Standalone Impact on Baseline Summer Peak (%) | Achievable Economic UCT Potential | bar: 2019 to 2040
F6_Industrial_Food Products_New_Process_Natural Gas_Steam System Efficiency Improvements_A_Achievable Economic UCT Potential | F6 | Industrial | Food Products | New | Process | Natural Gas | Steam System Efficiency Improvements | A | Standalone Impact on Baseline Winter Peak (%) | Achievable Economic UCT Potential | bar: 2019 to 2040
F7_Industrial_Food Products_New_Process_Natural Gas_Steam System Efficiency Improvements_A_Achievable Economic UCT Potential | F7 | Industrial | Food Products | New | Process | Natural Gas | Steam System Efficiency Improvements | A | Incremental Energy Savings (MWh or mTherms) | Achievable Economic UCT Potential | 0 | 0 | 0.00042167 | 0.001471 | 0.0037244 | 0.0080866 | 0.014128 | 0.023318 | 0.035859 | 0.052524 | 0.070525 | 0.090709 | 0.11012 | 0.12745 | 0.13501 | 0.13532 | 0.12604 | 0.11104 | 0.12892 | 0.13873 | 0.1434 | 0.14017
F8_Industrial_Food Products_New_Process_Natural Gas_Steam System Efficiency Improvements_A_Achievable Economic UCT Potential | F8 | Industrial | Food Products | New | Process | Natural Gas | Steam System Efficiency Improvements | A | Incremental Summer Peak Savings (MW) | Achievable Economic UCT Potential | 0 | 0 | 0 | 0 | 0 | 0 | 0 | 0 | 0 | 0 | 0 | 0 | 0 | 0 | 0 | 0 | 0 | 0 | 0 | 0 | 0 | 0
F9_Industrial_Food Products_New_Process_Natural Gas_Steam System Efficiency Improvements_A_Achievable Economic UCT Potential | F9 | Industrial | Food Products | New | Process | Natural Gas | Steam System Efficiency Improvements | A | Incremental Winter Peak Savings (MW) | Achievable Economic UCT Potential | 0 | 0 | 0 | 0 | 0 | 0 | 0 | 0 | 0 | 0 | 0 | 0 | 0 | 0 | 0 | 0 | 0 | 0 | 0 | 0 | 0 | 0
F10_Industrial_Food Products_New_Process_Natural Gas_Steam System Efficiency Improvements_A_Achievable Economic UCT Potential | F10 | Industrial | Food Products | New | Process | Natural Gas | Steam System Efficiency Improvements | A | Cumulative Energy Savings (MWh or mTherms) | Achievable Economic UCT Potential | 0 | 0 | 0.00042167 | 0.0018927 | 0.0056171 | 0.013704 | 0.027832 | 0.050728 | 0.085116 | 0.13392 | 0.19635 | 0.27293 | 0.35974 | 0.45133 | 0.53381 | 0.59861 | 0.63394 | 0.63444 | 0.63444 | 0.63444 | 0.63444 | 0.63444
F11_Industrial_Food Products_New_Process_Natural Gas_Steam System Efficiency Improvements_A_Achievable Economic UCT Potential | F11 | Industrial | Food Products | New | Process | Natural Gas | Steam System Efficiency Improvements | A | Cumulative Summer Peak Savings (MW) | Achievable Economic UCT Potential | 0 | 0 | 0 | 0 | 0 | 0 | 0 | 0 | 0 | 0 | 0 | 0 | 0 | 0 | 0 | 0 | 0 | 0 | 0 | 0 | 0 | 0
F12_Industrial_Food Products_New_Process_Natural Gas_Steam System Efficiency Improvements_A_Achievable Economic UCT Potential | F12 | Industrial | Food Products | New | Process | Natural Gas | Steam System Efficiency Improvements | A | Cumulative Winter Peak Savings (MW) | Achievable Economic UCT Potential | 0 | 0 | 0 | 0 | 0 | 0 | 0 | 0 | 0 | 0 | 0 | 0 | 0 | 0 | 0 | 0 | 0 | 0 | 0 | 0 | 0 | 0
F13_Industrial_Food Products_New_Process_Natural Gas_Steam System Efficiency Improvements_A_Achievable Economic UCT Potential | F13 | Industrial | Food Products | New | Process | Natural Gas | Steam System Efficiency Improvements | A | Purchases (Incremental) | Achievable Economic UCT Potential | 0 | 0 | 0.08283 | 0.28895 | 0.73159 | 1.5885 | 2.7753 | 4.5803 | 7.0438 | 10.3173 | 13.8533 | 17.8181 | 21.6311 | 25.0358 | 26.52 | 26.5802 | 24.7586 | 21.812 | 25.3247 | 27.2515 | 28.1686 | 27.5339
F14_Industrial_Food Products_New_Process_Natural Gas_Steam System Efficiency Improvements_A_Achievable Economic UCT Potential | F14 | Industrial | Food Products | New | Process | Natural Gas | Steam System Efficiency Improvements | A | Purchases (Cumulative) | Achievable Economic UCT Potential | 0 | 0 | 0.08283 | 0.37179 | 1.1034 | 2.6918 | 5.4671 | 9.9646 | 16.7195 | 26.3052 | 38.57 | 53.6128 | 70.6636 | 88.6556 | 104.8582 | 117.5851 | 124.5256 | 124.6237 | 124.6237 | 124.6237 | 124.6237 | 124.6237
F1_Industrial_Food Products_New_Space Heating_Natural Gas_Strategic Energy Management_A_Achievable Economic UCT Potential | F1 | Industrial | Food Products | New | Space Heating | Natural Gas | Strategic Energy Management | A | Original Unit Energy Savings (kWh or therms) | Achievable Economic UCT Potential | 0 | 0 | 7.5414 | 7.5414 | 7.5414 | 7.5414 | 7.5414 | 7.5414 | 7.5414 | 7.5414 | 7.5414 | 7.5414 | 7.5414 | 7.5414 | 7.5414 | 7.5414 | 7.5414 | 7.5414 | 7.5414 | 7.5414 | 7.5414 | 7.5414
F2_Industrial_Food Products_New_Space Heating_Natural Gas_Strategic Energy Management_A_Achievable Economic UCT Potential | F2 | Industrial | Food Products | New | Space Heating | Natural Gas | Strategic Energy Management | A | Original Unit Summer Peak Savings (kW) | Achievable Economic UCT Potential | 0 | 0 | 0 | 0 | 0 | 0 | 0 | 0 | 0 | 0 | 0 | 0 | 0 | 0 | 0 | 0 | 0 | 0 | 0 | 0 | 0 | 0
F3_Industrial_Food Products_New_Space Heating_Natural Gas_Strategic Energy Management_A_Achievable Economic UCT Potential | F3 | Industrial | Food Products | New | Space Heating | Natural Gas | Strategic Energy Management | A | Original Unit Winter Peak Savings (kW) | Achievable Economic UCT Potential | 0 | 0 | 0 | 0 | 0 | 0 | 0 | 0 | 0 | 0 | 0 | 0 | 0 | 0 | 0 | 0 | 0 | 0 | 0 | 0 | 0 | 0
F4_Industrial_Food Products_New_Space Heating_Natural Gas_Strategic Energy Management_A_Achievable Economic UCT Potential | F4 | Industrial | Food Products | New | Space Heating | Natural Gas | Strategic Energy Management | A | Standalone Impact on Baseline Energy (%) | Achievable Economic UCT Potential | 0% | 0% | 0.08224% | 0.1294% | 0.173% | 0.2118% | 0.2663% | 0.2946% | 0.314% | 0.3238% | 0.3358% | 0.3429% | 0.3489% | 0.3507% | 0.3588% | 0.3626% | 0.3657% | 0.3575% | 0.3495% | 0.334% | 0.3198% | 0.3067%
F5_Industrial_Food Products_New_Space Heating_Natural Gas_Strategic Energy Management_A_Achievable Economic UCT Potential | F5 | Industrial | Food Products | New | Space Heating | Natural Gas | Strategic Energy Management | A | Standalone Impact on Baseline Summer Peak (%) | Achievable Economic UCT Potential | bar: 2019 to 2040
F6_Industrial_Food Products_New_Space Heating_Natural Gas_Strategic Energy Management_A_Achievable Economic UCT Potential | F6 | Industrial | Food Products | New | Space Heating | Natural Gas | Strategic Energy Management | A | Standalone Impact on Baseline Winter Peak (%) | Achievable Economic UCT Potential | bar: 2019 to 2040
F7_Industrial_Food Products_New_Space Heating_Natural Gas_Strategic Energy Management_A_Achievable Economic UCT Potential | F7 | Industrial | Food Products | New | Space Heating | Natural Gas | Strategic Energy Management | A | Incremental Energy Savings (MWh or mTherms) | Achievable Economic UCT Potential | 0 | 0 | 0.017764 | 0.031001 | 0.044206 | 0.059006 | 0.06792 | 0.078267 | 0.088484 | 0.099976 | 0.10854 | 0.11838 | 0.12809 | 0.13936 | 0.14701 | 0.15631 | 0.16559 | 0.17641 | 0.18355 | 0.19235 | 0.21531 | 0.23351
F8_Industrial_Food Products_New_Space Heating_Natural Gas_Strategic Energy Management_A_Achievable Economic UCT Potential | F8 | Industrial | Food Products | New | Space Heating | Natural Gas | Strategic Energy Management | A | Incremental Summer Peak Savings (MW) | Achievable Economic UCT Potential | 0 | 0 | 0 | 0 | 0 | 0 | 0 | 0 | 0 | 0 | 0 | 0 | 0 | 0 | 0 | 0 | 0 | 0 | 0 | 0 | 0 | 0
F9_Industrial_Food Products_New_Space Heating_Natural Gas_Strategic Energy Management_A_Achievable Economic UCT Potential | F9 | Industrial | Food Products | New | Space Heating | Natural Gas | Strategic Energy Management | A | Incremental Winter Peak Savings (MW) | Achievable Economic UCT Potential | 0 | 0 | 0 | 0 | 0 | 0 | 0 | 0 | 0 | 0 | 0 | 0 | 0 | 0 | 0 | 0 | 0 | 0 | 0 | 0 | 0 | 0
F10_Industrial_Food Products_New_Space Heating_Natural Gas_Strategic Energy Management_A_Achievable Economic UCT Potential | F10 | Industrial | Food Products | New | Space Heating | Natural Gas | Strategic Energy Management | A | Cumulative Energy Savings (MWh or mTherms) | Achievable Economic UCT Potential | 0 | 0 | 0.017764 | 0.048765 | 0.09297 | 0.15198 | 0.2199 | 0.2804 | 0.33788 | 0.39365 | 0.44318 | 0.49364 | 0.54347 | 0.59435 | 0.64138 | 0.68915 | 0.73637 | 0.76692 | 0.7801 | 0.78123 | 0.78123 | 0.78123
F11_Industrial_Food Products_New_Space Heating_Natural Gas_Strategic Energy Management_A_Achievable Economic UCT Potential | F11 | Industrial | Food Products | New | Space Heating | Natural Gas | Strategic Energy Management | A | Cumulative Summer Peak Savings (MW) | Achievable Economic UCT Potential | 0 | 0 | 0 | 0 | 0 | 0 | 0 | 0 | 0 | 0 | 0 | 0 | 0 | 0 | 0 | 0 | 0 | 0 | 0 | 0 | 0 | 0
F12_Industrial_Food Products_New_Space Heating_Natural Gas_Strategic Energy Management_A_Achievable Economic UCT Potential | F12 | Industrial | Food Products | New | Space Heating | Natural Gas | Strategic Energy Management | A | Cumulative Winter Peak Savings (MW) | Achievable Economic UCT Potential | 0 | 0 | 0 | 0 | 0 | 0 | 0 | 0 | 0 | 0 | 0 | 0 | 0 | 0 | 0 | 0 | 0 | 0 | 0 | 0 | 0 | 0
F13_Industrial_Food Products_New_Space Heating_Natural Gas_Strategic Energy Management_A_Achievable Economic UCT Potential | F13 | Industrial | Food Products | New | Space Heating | Natural Gas | Strategic Energy Management | A | Purchases (Incremental) | Achievable Economic UCT Potential | 0 | 0 | 2.3555 | 4.1107 | 5.8617 | 7.8242 | 9.0062 | 10.3782 | 11.733 | 13.2569 | 14.3919 | 15.6973 | 16.9854 | 18.4796 | 19.4937 | 20.7263 | 21.9579 | 23.3916 | 24.3387 | 25.5056 | 28.5505 | 30.964
F14_Industrial_Food Products_New_Space Heating_Natural Gas_Strategic Energy Management_A_Achievable Economic UCT Potential | F14 | Industrial | Food Products | New | Space Heating | Natural Gas | Strategic Energy Management | A | Purchases (Cumulative) | Achievable Economic UCT Potential | 0 | 0 | 2.3555 | 6.4662 | 12.3279 | 20.1521 | 29.1583 | 37.1811 | 44.8033 | 52.1985 | 58.7662 | 65.4573 | 72.0645 | 78.8111 | 85.0479 | 91.3823 | 97.6429 | 101.6937 | 103.442 | 103.5922 | 103.5922 | 103.5922
F1_Industrial_Food Products_New_Process_Natural Gas_Strategic Energy Management_A_Achievable Economic UCT Potential | F1 | Industrial | Food Products | New | Process | Natural Gas | Strategic Energy Management | A | Original Unit Energy Savings (kWh or therms) | Achievable Economic UCT Potential | 0 | 0 | 30.2077 | 30.2077 | 30.2077 | 30.2077 | 30.2077 | 30.2077 | 30.2077 | 30.2077 | 30.2077 | 30.2077 | 30.2077 | 30.2077 | 30.2077 | 30.2077 | 30.2077 | 30.2077 | 30.2077 | 30.2077 | 30.2077 | 30.2077
F2_Industrial_Food Products_New_Process_Natural Gas_Strategic Energy Management_A_Achievable Economic UCT Potential | F2 | Industrial | Food Products | New | Process | Natural Gas | Strategic Energy Management | A | Original Unit Summer Peak Savings (kW) | Achievable Economic UCT Potential | 0 | 0 | 0 | 0 | 0 | 0 | 0 | 0 | 0 | 0 | 0 | 0 | 0 | 0 | 0 | 0 | 0 | 0 | 0 | 0 | 0 | 0
F3_Industrial_Food Products_New_Process_Natural Gas_Strategic Energy Management_A_Achievable Economic UCT Potential | F3 | Industrial | Food Products | New | Process | Natural Gas | Strategic Energy Management | A | Original Unit Winter Peak Savings (kW) | Achievable Economic UCT Potential | 0 | 0 | 0 | 0 | 0 | 0 | 0 | 0 | 0 | 0 | 0 | 0 | 0 | 0 | 0 | 0 | 0 | 0 | 0 | 0 | 0 | 0
F4_Industrial_Food Products_New_Process_Natural Gas_Strategic Energy Management_A_Achievable Economic UCT Potential | F4 | Industrial | Food Products | New | Process | Natural Gas | Strategic Energy Management | A | Standalone Impact on Baseline Energy (%) | Achievable Economic UCT Potential | 0% | 0% | 0.08224% | 0.1294% | 0.173% | 0.2118% | 0.2663% | 0.2946% | 0.314% | 0.3238% | 0.3358% | 0.3429% | 0.3489% | 0.3507% | 0.3588% | 0.3626% | 0.3657% | 0.3575% | 0.3495% | 0.334% | 0.3198% | 0.3067%
F5_Industrial_Food Products_New_Process_Natural Gas_Strategic Energy Management_A_Achievable Economic UCT Potential | F5 | Industrial | Food Products | New | Process | Natural Gas | Strategic Energy Management | A | Standalone Impact on Baseline Summer Peak (%) | Achievable Economic UCT Potential | bar: 2019 to 2040
F6_Industrial_Food Products_New_Process_Natural Gas_Strategic Energy Management_A_Achievable Economic UCT Potential | F6 | Industrial | Food Products | New | Process | Natural Gas | Strategic Energy Management | A | Standalone Impact on Baseline Winter Peak (%) | Achievable Economic UCT Potential | bar: 2019 to 2040
F7_Industrial_Food Products_New_Process_Natural Gas_Strategic Energy Management_A_Achievable Economic UCT Potential | F7 | Industrial | Food Products | New | Process | Natural Gas | Strategic Energy Management | A | Incremental Energy Savings (MWh or mTherms) | Achievable Economic UCT Potential | 0 | 0 | 0.29271 | 0.51084 | 0.72843 | 0.97232 | 1.1192 | 1.2897 | 1.4581 | 1.6474 | 1.7885 | 1.9507 | 2.1108 | 2.2965 | 2.4225 | 2.5757 | 2.7287 | 2.9069 | 3.0246 | 3.1696 | 3.548 | 3.8479
F8_Industrial_Food Products_New_Process_Natural Gas_Strategic Energy Management_A_Achievable Economic UCT Potential | F8 | Industrial | Food Products | New | Process | Natural Gas | Strategic Energy Management | A | Incremental Summer Peak Savings (MW) | Achievable Economic UCT Potential | 0 | 0 | 0 | 0 | 0 | 0 | 0 | 0 | 0 | 0 | 0 | 0 | 0 | 0 | 0 | 0 | 0 | 0 | 0 | 0 | 0 | 0
F9_Industrial_Food Products_New_Process_Natural Gas_Strategic Energy Management_A_Achievable Economic UCT Potential | F9 | Industrial | Food Products | New | Process | Natural Gas | Strategic Energy Management | A | Incremental Winter Peak Savings (MW) | Achievable Economic UCT Potential | 0 | 0 | 0 | 0 | 0 | 0 | 0 | 0 | 0 | 0 | 0 | 0 | 0 | 0 | 0 | 0 | 0 | 0 | 0 | 0 | 0 | 0
F10_Industrial_Food Products_New_Process_Natural Gas_Strategic Energy Management_A_Achievable Economic UCT Potential | F10 | Industrial | Food Products | New | Process | Natural Gas | Strategic Energy Management | A | Cumulative Energy Savings (MWh or mTherms) | Achievable Economic UCT Potential | 0 | 0 | 0.29271 | 0.80355 | 1.532 | 2.5043 | 3.6235 | 4.6205 | 5.5677 | 6.4867 | 7.3029 | 8.1344 | 8.9554 | 9.7938 | 10.5689 | 11.3561 | 12.1341 | 12.6375 | 12.8547 | 12.8734 | 12.8734 | 12.8734
F11_Industrial_Food Products_New_Process_Natural Gas_Strategic Energy Management_A_Achievable Economic UCT Potential | F11 | Industrial | Food Products | New | Process | Natural Gas | Strategic Energy Management | A | Cumulative Summer Peak Savings (MW) | Achievable Economic UCT Potential | 0 | 0 | 0 | 0 | 0 | 0 | 0 | 0 | 0 | 0 | 0 | 0 | 0 | 0 | 0 | 0 | 0 | 0 | 0 | 0 | 0 | 0
F12_Industrial_Food Products_New_Process_Natural Gas_Strategic Energy Management_A_Achievable Economic UCT Potential | F12 | Industrial | Food Products | New | Process | Natural Gas | Strategic Energy Management | A | Cumulative Winter Peak Savings (MW) | Achievable Economic UCT Potential | 0 | 0 | 0 | 0 | 0 | 0 | 0 | 0 | 0 | 0 | 0 | 0 | 0 | 0 | 0 | 0 | 0 | 0 | 0 | 0 | 0 | 0
F13_Industrial_Food Products_New_Process_Natural Gas_Strategic Energy Management_A_Achievable Economic UCT Potential | F13 | Industrial | Food Products | New | Process | Natural Gas | Strategic Energy Management | A | Purchases (Incremental) | Achievable Economic UCT Potential | 0 | 0 | 9.69 | 16.9109 | 24.1141 | 32.1877 | 37.05 | 42.6944 | 48.2678 | 54.5369 | 59.2061 | 64.5763 | 69.8753 | 76.0223 | 80.1942 | 85.2647 | 90.3313 | 96.2296 | 100.1255 | 104.9263 | 117.4524 | 127.3813
F14_Industrial_Food Products_New_Process_Natural Gas_Strategic Energy Management_A_Achievable Economic UCT Potential | F14 | Industrial | Food Products | New | Process | Natural Gas | Strategic Energy Management | A | Purchases (Cumulative) | Achievable Economic UCT Potential | 0 | 0 | 9.69 | 26.601 | 50.7151 | 82.9028 | 119.9528 | 152.9572 | 184.314 | 214.7368 | 241.7551 | 269.2814 | 296.4622 | 324.2168 | 349.8741 | 375.9328 | 401.6878 | 418.3521 | 425.5444 | 426.1623 | 426.1623 | 426.1623
F1_Industrial_Food Products_New_Miscellaneous_Natural Gas_Strategic Energy Management_A_Achievable Economic UCT Potential | F1 | Industrial | Food Products | New | Miscellaneous | Natural Gas | Strategic Energy Management | A | Original Unit Energy Savings (kWh or therms) | Achievable Economic UCT Potential | 0 | 0 | 2.7925 | 2.7925 | 2.7925 | 2.7925 | 2.7925 | 2.7925 | 2.7925 | 2.7925 | 2.7925 | 2.7925 | 2.7925 | 2.7925 | 2.7925 | 2.7925 | 2.7925 | 2.7925 | 2.7925 | 2.7925 | 2.7925 | 2.7925
F2_Industrial_Food Products_New_Miscellaneous_Natural Gas_Strategic Energy Management_A_Achievable Economic UCT Potential | F2 | Industrial | Food Products | New | Miscellaneous | Natural Gas | Strategic Energy Management | A | Original Unit Summer Peak Savings (kW) | Achievable Economic UCT Potential | 0 | 0 | 0 | 0 | 0 | 0 | 0 | 0 | 0 | 0 | 0 | 0 | 0 | 0 | 0 | 0 | 0 | 0 | 0 | 0 | 0 | 0
F3_Industrial_Food Products_New_Miscellaneous_Natural Gas_Strategic Energy Management_A_Achievable Economic UCT Potential | F3 | Industrial | Food Products | New | Miscellaneous | Natural Gas | Strategic Energy Management | A | Original Unit Winter Peak Savings (kW) | Achievable Economic UCT Potential | 0 | 0 | 0 | 0 | 0 | 0 | 0 | 0 | 0 | 0 | 0 | 0 | 0 | 0 | 0 | 0 | 0 | 0 | 0 | 0 | 0 | 0
F4_Industrial_Food Products_New_Miscellaneous_Natural Gas_Strategic Energy Management_A_Achievable Economic UCT Potential | F4 | Industrial | Food Products | New | Miscellaneous | Natural Gas | Strategic Energy Management | A | Standalone Impact on Baseline Energy (%) | Achievable Economic UCT Potential | 0% | 0% | 0.08224% | 0.1294% | 0.173% | 0.2118% | 0.2663% | 0.2946% | 0.314% | 0.3238% | 0.3358% | 0.3429% | 0.3489% | 0.3507% | 0.3588% | 0.3626% | 0.3657% | 0.3575% | 0.3495% | 0.334% | 0.3198% | 0.3067%
F5_Industrial_Food Products_New_Miscellaneous_Natural Gas_Strategic Energy Management_A_Achievable Economic UCT Potential | F5 | Industrial | Food Products | New | Miscellaneous | Natural Gas | Strategic Energy Management | A | Standalone Impact on Baseline Summer Peak (%) | Achievable Economic UCT Potential | bar: 2019 to 2040
F6_Industrial_Food Products_New_Miscellaneous_Natural Gas_Strategic Energy Management_A_Achievable Economic UCT Potential | F6 | Industrial | Food Products | New | Miscellaneous | Natural Gas | Strategic Energy Management | A | Standalone Impact on Baseline Winter Peak (%) | Achievable Economic UCT Potential | bar: 2019 to 2040
F7_Industrial_Food Products_New_Miscellaneous_Natural Gas_Strategic Energy Management_A_Achievable Economic UCT Potential | F7 | Industrial | Food Products | New | Miscellaneous | Natural Gas | Strategic Energy Management | A | Incremental Energy Savings (MWh or mTherms) | Achievable Economic UCT Potential | 0 | 0 | 0.0067648 | 0.011806 | 0.016835 | 0.022471 | 0.025865 | 0.029806 | 0.033697 | 0.038073 | 0.041333 | 0.045082 | 0.048781 | 0.053073 | 0.055985 | 0.059525 | 0.063062 | 0.06718 | 0.0699 | 0.073251 | 0.081996 | 0.088928
F8_Industrial_Food Products_New_Miscellaneous_Natural Gas_Strategic Energy Management_A_Achievable Economic UCT Potential | F8 | Industrial | Food Products | New | Miscellaneous | Natural Gas | Strategic Energy Management | A | Incremental Summer Peak Savings (MW) | Achievable Economic UCT Potential | 0 | 0 | 0 | 0 | 0 | 0 | 0 | 0 | 0 | 0 | 0 | 0 | 0 | 0 | 0 | 0 | 0 | 0 | 0 | 0 | 0 | 0
F9_Industrial_Food Products_New_Miscellaneous_Natural Gas_Strategic Energy Management_A_Achievable Economic UCT Potential | F9 | Industrial | Food Products | New | Miscellaneous | Natural Gas | Strategic Energy Management | A | Incremental Winter Peak Savings (MW) | Achievable Economic UCT Potential | 0 | 0 | 0 | 0 | 0 | 0 | 0 | 0 | 0 | 0 | 0 | 0 | 0 | 0 | 0 | 0 | 0 | 0 | 0 | 0 | 0 | 0
F10_Industrial_Food Products_New_Miscellaneous_Natural Gas_Strategic Energy Management_A_Achievable Economic UCT Potential | F10 | Industrial | Food Products | New | Miscellaneous | Natural Gas | Strategic Energy Management | A | Cumulative Energy Savings (MWh or mTherms) | Achievable Economic UCT Potential | 0 | 0 | 0.0067648 | 0.018571 | 0.035405 | 0.057876 | 0.083742 | 0.10678 | 0.12867 | 0.14991 | 0.16877 | 0.18799 | 0.20697 | 0.22634 | 0.24425 | 0.26245 | 0.28043 | 0.29206 | 0.29708 | 0.29751 | 0.29751 | 0.29751
F11_Industrial_Food Products_New_Miscellaneous_Natural Gas_Strategic Energy Management_A_Achievable Economic UCT Potential | F11 | Industrial | Food Products | New | Miscellaneous | Natural Gas | Strategic Energy Management | A | Cumulative Summer Peak Savings (MW) | Achievable Economic UCT Potential | 0 | 0 | 0 | 0 | 0 | 0 | 0 | 0 | 0 | 0 | 0 | 0 | 0 | 0 | 0 | 0 | 0 | 0 | 0 | 0 | 0 | 0
F12_Industrial_Food Products_New_Miscellaneous_Natural Gas_Strategic Energy Management_A_Achievable Economic UCT Potential | F12 | Industrial | Food Products | New | Miscellaneous | Natural Gas | Strategic Energy Management | A | Cumulative Winter Peak Savings (MW) | Achievable Economic UCT Potential | 0 | 0 | 0 | 0 | 0 | 0 | 0 | 0 | 0 | 0 | 0 | 0 | 0 | 0 | 0 | 0 | 0 | 0 | 0 | 0 | 0 | 0
F13_Industrial_Food Products_New_Miscellaneous_Natural Gas_Strategic Energy Management_A_Achievable Economic UCT Potential | F13 | Industrial | Food Products | New | Miscellaneous | Natural Gas | Strategic Energy Management | A | Purchases (Incremental) | Achievable Economic UCT Potential | 0 | 0 | 2.4225 | 4.2277 | 6.0285 | 8.0469 | 9.2625 | 10.6736 | 12.0669 | 13.6342 | 14.8015 | 16.1441 | 17.4688 | 19.0056 | 20.0486 | 21.3162 | 22.5828 | 24.0574 | 25.0314 | 26.2316 | 29.3631 | 31.8453
F14_Industrial_Food Products_New_Miscellaneous_Natural Gas_Strategic Energy Management_A_Achievable Economic UCT Potential | F14 | Industrial | Food Products | New | Miscellaneous | Natural Gas | Strategic Energy Management | A | Purchases (Cumulative) | Achievable Economic UCT Potential | 0 | 0 | 2.4225 | 6.6502 | 12.6788 | 20.7257 | 29.9882 | 38.2393 | 46.0785 | 53.6842 | 60.4388 | 67.3204 | 74.1156 | 81.0542 | 87.4685 | 93.9832 | 100.422 | 104.588 | 106.3861 | 106.5406 | 106.5406 | 106.5406
F1_Industrial_Food Products_New_Space Heating_Natural Gas_Commissioning_A_Achievable Economic UCT Potential | F1 | Industrial | Food Products | New | Space Heating | Natural Gas | Commissioning | A | Original Unit Energy Savings (kWh or therms) | Achievable Economic UCT Potential | 0 | 0 | 10.2317 | 10.2317 | 10.2317 | 10.2317 | 10.2317 | 10.2317 | 10.2317 | 10.2317 | 10.2317 | 10.2317 | 10.2317 | 10.2317 | 10.2317 | 10.2317 | 10.2317 | 10.2317 | 10.2317 | 10.2317 | 10.2317 | 10.2317
F2_Industrial_Food Products_New_Space Heating_Natural Gas_Commissioning_A_Achievable Economic UCT Potential | F2 | Industrial | Food Products | New | Space Heating | Natural Gas | Commissioning | A | Original Unit Summer Peak Savings (kW) | Achievable Economic UCT Potential | 0 | 0 | 0 | 0 | 0 | 0 | 0 | 0 | 0 | 0 | 0 | 0 | 0 | 0 | 0 | 0 | 0 | 0 | 0 | 0 | 0 | 0
F3_Industrial_Food Products_New_Space Heating_Natural Gas_Commissioning_A_Achievable Economic UCT Potential | F3 | Industrial | Food Products | New | Space Heating | Natural Gas | Commissioning | A | Original Unit Winter Peak Savings (kW) | Achievable Economic UCT Potential | 0 | 0 | 0 | 0 | 0 | 0 | 0 | 0 | 0 | 0 | 0 | 0 | 0 | 0 | 0 | 0 | 0 | 0 | 0 | 0 | 0 | 0
F4_Industrial_Food Products_New_Space Heating_Natural Gas_Commissioning_A_Achievable Economic UCT Potential | F4 | Industrial | Food Products | New | Space Heating | Natural Gas | Commissioning | A | Standalone Impact on Baseline Energy (%) | Achievable Economic UCT Potential | bar: 2019 to 2040
F5_Industrial_Food Products_New_Space Heating_Natural Gas_Commissioning_A_Achievable Economic UCT Potential | F5 | Industrial | Food Products | New | Space Heating | Natural Gas | Commissioning | A | Standalone Impact on Baseline Summer Peak (%) | Achievable Economic UCT Potential | bar: 2019 to 2040
F6_Industrial_Food Products_New_Space Heating_Natural Gas_Commissioning_A_Achievable Economic UCT Potential | F6 | Industrial | Food Products | New | Space Heating | Natural Gas | Commissioning | A | Standalone Impact on Baseline Winter Peak (%) | Achievable Economic UCT Potential | bar: 2019 to 2040
F7_Industrial_Food Products_New_Space Heating_Natural Gas_Commissioning_A_Achievable Economic UCT Potential | F7 | Industrial | Food Products | New | Space Heating | Natural Gas | Commissioning | A | Incremental Energy Savings (MWh or mTherms) | Achievable Economic UCT Potential | 0 | 0 | 0 | 0 | 0 | 0 | 0 | 0 | 0 | 0 | 0 | 0 | 0 | 0 | 0 | 0 | 0 | 0 | 0 | 0 | 0 | 0
F8_Industrial_Food Products_New_Space Heating_Natural Gas_Commissioning_A_Achievable Economic UCT Potential | F8 | Industrial | Food Products | New | Space Heating | Natural Gas | Commissioning | A | Incremental Summer Peak Savings (MW) | Achievable Economic UCT Potential | 0 | 0 | 0 | 0 | 0 | 0 | 0 | 0 | 0 | 0 | 0 | 0 | 0 | 0 | 0 | 0 | 0 | 0 | 0 | 0 | 0 | 0
F9_Industrial_Food Products_New_Space Heating_Natural Gas_Commissioning_A_Achievable Economic UCT Potential | F9 | Industrial | Food Products | New | Space Heating | Natural Gas | Commissioning | A | Incremental Winter Peak Savings (MW) | Achievable Economic UCT Potential | 0 | 0 | 0 | 0 | 0 | 0 | 0 | 0 | 0 | 0 | 0 | 0 | 0 | 0 | 0 | 0 | 0 | 0 | 0 | 0 | 0 | 0
F10_Industrial_Food Products_New_Space Heating_Natural Gas_Commissioning_A_Achievable Economic UCT Potential | F10 | Industrial | Food Products | New | Space Heating | Natural Gas | Commissioning | A | Cumulative Energy Savings (MWh or mTherms) | Achievable Economic UCT Potential | 0 | 0 | 0 | 0 | 0 | 0 | 0 | 0 | 0 | 0 | 0 | 0 | 0 | 0 | 0 | 0 | 0 | 0 | 0 | 0 | 0 | 0
F11_Industrial_Food Products_New_Space Heating_Natural Gas_Commissioning_A_Achievable Economic UCT Potential | F11 | Industrial | Food Products | New | Space Heating | Natural Gas | Commissioning | A | Cumulative Summer Peak Savings (MW) | Achievable Economic UCT Potential | 0 | 0 | 0 | 0 | 0 | 0 | 0 | 0 | 0 | 0 | 0 | 0 | 0 | 0 | 0 | 0 | 0 | 0 | 0 | 0 | 0 | 0
F12_Industrial_Food Products_New_Space Heating_Natural Gas_Commissioning_A_Achievable Economic UCT Potential | F12 | Industrial | Food Products | New | Space Heating | Natural Gas | Commissioning | A | Cumulative Winter Peak Savings (MW) | Achievable Economic UCT Potential | 0 | 0 | 0 | 0 | 0 | 0 | 0 | 0 | 0 | 0 | 0 | 0 | 0 | 0 | 0 | 0 | 0 | 0 | 0 | 0 | 0 | 0
F13_Industrial_Food Products_New_Space Heating_Natural Gas_Commissioning_A_Achievable Economic UCT Potential | F13 | Industrial | Food Products | New | Space Heating | Natural Gas | Commissioning | A | Purchases (Incremental) | Achievable Economic UCT Potential | 0 | 0 | 0 | 0 | 0 | 0 | 0 | 0 | 0 | 0 | 0 | 0 | 0 | 0 | 0 | 0 | 0 | 0 | 0 | 0 | 0 | 0
F14_Industrial_Food Products_New_Space Heating_Natural Gas_Commissioning_A_Achievable Economic UCT Potential | F14 | Industrial | Food Products | New | Space Heating | Natural Gas | Commissioning | A | Purchases (Cumulative) | Achievable Economic UCT Potential | 0 | 0 | 0 | 0 | 0 | 0 | 0 | 0 | 0 | 0 | 0 | 0 | 0 | 0 | 0 | 0 | 0 | 0 | 0 | 0 | 0 | 0
F1_Industrial_Food Products_New_Process_Natural Gas_Commissioning_A_Achievable Economic UCT Potential | F1 | Industrial | Food Products | New | Process | Natural Gas | Commissioning | A | Original Unit Energy Savings (kWh or therms) | Achievable Economic UCT Potential | 0 | 0 | 168.6012 | 168.6012 | 168.6012 | 168.6012 | 168.6012 | 168.6012 | 168.6012 | 168.6012 | 168.6012 | 168.6012 | 168.6012 | 168.6012 | 168.6012 | 168.6012 | 168.6012 | 168.6012 | 168.6012 | 168.6012 | 168.6012 | 168.6012
F2_Industrial_Food Products_New_Process_Natural Gas_Commissioning_A_Achievable Economic UCT Potential | F2 | Industrial | Food Products | New | Process | Natural Gas | Commissioning | A | Original Unit Summer Peak Savings (kW) | Achievable Economic UCT Potential | 0 | 0 | 0 | 0 | 0 | 0 | 0 | 0 | 0 | 0 | 0 | 0 | 0 | 0 | 0 | 0 | 0 | 0 | 0 | 0 | 0 | 0
F3_Industrial_Food Products_New_Process_Natural Gas_Commissioning_A_Achievable Economic UCT Potential | F3 | Industrial | Food Products | New | Process | Natural Gas | Commissioning | A | Original Unit Winter Peak Savings (kW) | Achievable Economic UCT Potential | 0 | 0 | 0 | 0 | 0 | 0 | 0 | 0 | 0 | 0 | 0 | 0 | 0 | 0 | 0 | 0 | 0 | 0 | 0 | 0 | 0 | 0
F4_Industrial_Food Products_New_Process_Natural Gas_Commissioning_A_Achievable Economic UCT Potential | F4 | Industrial | Food Products | New | Process | Natural Gas | Commissioning | A | Standalone Impact on Baseline Energy (%) | Achievable Economic UCT Potential | bar: 2019 to 2040
F5_Industrial_Food Products_New_Process_Natural Gas_Commissioning_A_Achievable Economic UCT Potential | F5 | Industrial | Food Products | New | Process | Natural Gas | Commissioning | A | Standalone Impact on Baseline Summer Peak (%) | Achievable Economic UCT Potential | bar: 2019 to 2040
F6_Industrial_Food Products_New_Process_Natural Gas_Commissioning_A_Achievable Economic UCT Potential | F6 | Industrial | Food Products | New | Process | Natural Gas | Commissioning | A | Standalone Impact on Baseline Winter Peak (%) | Achievable Economic UCT Potential | bar: 2019 to 2040
F7_Industrial_Food Products_New_Process_Natural Gas_Commissioning_A_Achievable Economic UCT Potential | F7 | Industrial | Food Products | New | Process | Natural Gas | Commissioning | A | Incremental Energy Savings (MWh or mTherms) | Achievable Economic UCT Potential | 0 | 0 | 0 | 0 | 0 | 0 | 0 | 0 | 0 | 0 | 0 | 0 | 0 | 0 | 0 | 0 | 0 | 0 | 0 | 0 | 0 | 0
F8_Industrial_Food Products_New_Process_Natural Gas_Commissioning_A_Achievable Economic UCT Potential | F8 | Industrial | Food Products | New | Process | Natural Gas | Commissioning | A | Incremental Summer Peak Savings (MW) | Achievable Economic UCT Potential | 0 | 0 | 0 | 0 | 0 | 0 | 0 | 0 | 0 | 0 | 0 | 0 | 0 | 0 | 0 | 0 | 0 | 0 | 0 | 0 | 0 | 0
F9_Industrial_Food Products_New_Process_Natural Gas_Commissioning_A_Achievable Economic UCT Potential | F9 | Industrial | Food Products | New | Process | Natural Gas | Commissioning | A | Incremental Winter Peak Savings (MW) | Achievable Economic UCT Potential | 0 | 0 | 0 | 0 | 0 | 0 | 0 | 0 | 0 | 0 | 0 | 0 | 0 | 0 | 0 | 0 | 0 | 0 | 0 | 0 | 0 | 0
F10_Industrial_Food Products_New_Process_Natural Gas_Commissioning_A_Achievable Economic UCT Potential | F10 | Industrial | Food Products | New | Process | Natural Gas | Commissioning | A | Cumulative Energy Savings (MWh or mTherms) | Achievable Economic UCT Potential | 0 | 0 | 0 | 0 | 0 | 0 | 0 | 0 | 0 | 0 | 0 | 0 | 0 | 0 | 0 | 0 | 0 | 0 | 0 | 0 | 0 | 0
F11_Industrial_Food Products_New_Process_Natural Gas_Commissioning_A_Achievable Economic UCT Potential | F11 | Industrial | Food Products | New | Process | Natural Gas | Commissioning | A | Cumulative Summer Peak Savings (MW) | Achievable Economic UCT Potential | 0 | 0 | 0 | 0 | 0 | 0 | 0 | 0 | 0 | 0 | 0 | 0 | 0 | 0 | 0 | 0 | 0 | 0 | 0 | 0 | 0 | 0
F12_Industrial_Food Products_New_Process_Natural Gas_Commissioning_A_Achievable Economic UCT Potential | F12 | Industrial | Food Products | New | Process | Natural Gas | Commissioning | A | Cumulative Winter Peak Savings (MW) | Achievable Economic UCT Potential | 0 | 0 | 0 | 0 | 0 | 0 | 0 | 0 | 0 | 0 | 0 | 0 | 0 | 0 | 0 | 0 | 0 | 0 | 0 | 0 | 0 | 0
F13_Industrial_Food Products_New_Process_Natural Gas_Commissioning_A_Achievable Economic UCT Potential | F13 | Industrial | Food Products | New | Process | Natural Gas | Commissioning | A | Purchases (Incremental) | Achievable Economic UCT Potential | 0 | 0 | 0 | 0 | 0 | 0 | 0 | 0 | 0 | 0 | 0 | 0 | 0 | 0 | 0 | 0 | 0 | 0 | 0 | 0 | 0 | 0
F14_Industrial_Food Products_New_Process_Natural Gas_Commissioning_A_Achievable Economic UCT Potential | F14 | Industrial | Food Products | New | Process | Natural Gas | Commissioning | A | Purchases (Cumulative) | Achievable Economic UCT Potential | 0 | 0 | 0 | 0 | 0 | 0 | 0 | 0 | 0 | 0 | 0 | 0 | 0 | 0 | 0 | 0 | 0 | 0 | 0 | 0 | 0 | 0
F1_Industrial_Food Products_New_Space Heating_Natural Gas_Retrocommissioning_A_Achievable Economic UCT Potential | F1 | Industrial | Food Products | New | Space Heating | Natural Gas | Retrocommissioning | A | Original Unit Energy Savings (kWh or therms) | Achievable Economic UCT Potential | 0 | 0 | 0 | 0 | 0 | 0 | 0 | 0 | 0 | 0 | 0 | 0 | 0 | 0 | 0 | 0 | 0 | 0 | 0 | 0 | 0 | 0
F2_Industrial_Food Products_New_Space Heating_Natural Gas_Retrocommissioning_A_Achievable Economic UCT Potential | F2 | Industrial | Food Products | New | Space Heating | Natural Gas | Retrocommissioning | A | Original Unit Summer Peak Savings (kW) | Achievable Economic UCT Potential | 0 | 0 | 0 | 0 | 0 | 0 | 0 | 0 | 0 | 0 | 0 | 0 | 0 | 0 | 0 | 0 | 0 | 0 | 0 | 0 | 0 | 0
F3_Industrial_Food Products_New_Space Heating_Natural Gas_Retrocommissioning_A_Achievable Economic UCT Potential | F3 | Industrial | Food Products | New | Space Heating | Natural Gas | Retrocommissioning | A | Original Unit Winter Peak Savings (kW) | Achievable Economic UCT Potential | 0 | 0 | 0 | 0 | 0 | 0 | 0 | 0 | 0 | 0 | 0 | 0 | 0 | 0 | 0 | 0 | 0 | 0 | 0 | 0 | 0 | 0
F4_Industrial_Food Products_New_Space Heating_Natural Gas_Retrocommissioning_A_Achievable Economic UCT Potential | F4 | Industrial | Food Products | New | Space Heating | Natural Gas | Retrocommissioning | A | Standalone Impact on Baseline Energy (%) | Achievable Economic UCT Potential | bar: 2019 to 2040
F5_Industrial_Food Products_New_Space Heating_Natural Gas_Retrocommissioning_A_Achievable Economic UCT Potential | F5 | Industrial | Food Products | New | Space Heating | Natural Gas | Retrocommissioning | A | Standalone Impact on Baseline Summer Peak (%) | Achievable Economic UCT Potential | bar: 2019 to 2040
F6_Industrial_Food Products_New_Space Heating_Natural Gas_Retrocommissioning_A_Achievable Economic UCT Potential | F6 | Industrial | Food Products | New | Space Heating | Natural Gas | Retrocommissioning | A | Standalone Impact on Baseline Winter Peak (%) | Achievable Economic UCT Potential | bar: 2019 to 2040
F7_Industrial_Food Products_New_Space Heating_Natural Gas_Retrocommissioning_A_Achievable Economic UCT Potential | F7 | Industrial | Food Products | New | Space Heating | Natural Gas | Retrocommissioning | A | Incremental Energy Savings (MWh or mTherms) | Achievable Economic UCT Potential | 0 | 0 | 0 | 0 | 0 | 0 | 0 | 0 | 0 | 0 | 0 | 0 | 0 | 0 | 0 | 0 | 0 | 0 | 0 | 0 | 0 | 0
F8_Industrial_Food Products_New_Space Heating_Natural Gas_Retrocommissioning_A_Achievable Economic UCT Potential | F8 | Industrial | Food Products | New | Space Heating | Natural Gas | Retrocommissioning | A | Incremental Summer Peak Savings (MW) | Achievable Economic UCT Potential | 0 | 0 | 0 | 0 | 0 | 0 | 0 | 0 | 0 | 0 | 0 | 0 | 0 | 0 | 0 | 0 | 0 | 0 | 0 | 0 | 0 | 0
F9_Industrial_Food Products_New_Space Heating_Natural Gas_Retrocommissioning_A_Achievable Economic UCT Potential | F9 | Industrial | Food Products | New | Space Heating | Natural Gas | Retrocommissioning | A | Incremental Winter Peak Savings (MW) | Achievable Economic UCT Potential | 0 | 0 | 0 | 0 | 0 | 0 | 0 | 0 | 0 | 0 | 0 | 0 | 0 | 0 | 0 | 0 | 0 | 0 | 0 | 0 | 0 | 0
F10_Industrial_Food Products_New_Space Heating_Natural Gas_Retrocommissioning_A_Achievable Economic UCT Potential | F10 | Industrial | Food Products | New | Space Heating | Natural Gas | Retrocommissioning | A | Cumulative Energy Savings (MWh or mTherms) | Achievable Economic UCT Potential | 0 | 0 | 0 | 0 | 0 | 0 | 0 | 0 | 0 | 0 | 0 | 0 | 0 | 0 | 0 | 0 | 0 | 0 | 0 | 0 | 0 | 0
F11_Industrial_Food Products_New_Space Heating_Natural Gas_Retrocommissioning_A_Achievable Economic UCT Potential | F11 | Industrial | Food Products | New | Space Heating | Natural Gas | Retrocommissioning | A | Cumulative Summer Peak Savings (MW) | Achievable Economic UCT Potential | 0 | 0 | 0 | 0 | 0 | 0 | 0 | 0 | 0 | 0 | 0 | 0 | 0 | 0 | 0 | 0 | 0 | 0 | 0 | 0 | 0 | 0
F12_Industrial_Food Products_New_Space Heating_Natural Gas_Retrocommissioning_A_Achievable Economic UCT Potential | F12 | Industrial | Food Products | New | Space Heating | Natural Gas | Retrocommissioning | A | Cumulative Winter Peak Savings (MW) | Achievable Economic UCT Potential | 0 | 0 | 0 | 0 | 0 | 0 | 0 | 0 | 0 | 0 | 0 | 0 | 0 | 0 | 0 | 0 | 0 | 0 | 0 | 0 | 0 | 0
F13_Industrial_Food Products_New_Space Heating_Natural Gas_Retrocommissioning_A_Achievable Economic UCT Potential | F13 | Industrial | Food Products | New | Space Heating | Natural Gas | Retrocommissioning | A | Purchases (Incremental) | Achievable Economic UCT Potential | 0 | 0 | 0 | 0 | 0 | 0 | 0 | 0 | 0 | 0 | 0 | 0 | 0 | 0 | 0 | 0 | 0 | 0 | 0 | 0 | 0 | 0
F14_Industrial_Food Products_New_Space Heating_Natural Gas_Retrocommissioning_A_Achievable Economic UCT Potential | F14 | Industrial | Food Products | New | Space Heating | Natural Gas | Retrocommissioning | A | Purchases (Cumulative) | Achievable Economic UCT Potential | 0 | 0 | 0 | 0 | 0 | 0 | 0 | 0 | 0 | 0 | 0 | 0 | 0 | 0 | 0 | 0 | 0 | 0 | 0 | 0 | 0 | 0
F1_Industrial_Food Products_New_Process_Natural Gas_Retrocommissioning_A_Achievable Economic UCT Potential | F1 | Industrial | Food Products | New | Process | Natural Gas | Retrocommissioning | A | Original Unit Energy Savings (kWh or therms) | Achievable Economic UCT Potential | 0 | 0 | 0 | 0 | 0 | 0 | 0 | 0 | 0 | 0 | 0 | 0 | 0 | 0 | 0 | 0 | 0 | 0 | 0 | 0 | 0 | 0
F2_Industrial_Food Products_New_Process_Natural Gas_Retrocommissioning_A_Achievable Economic UCT Potential | F2 | Industrial | Food Products | New | Process | Natural Gas | Retrocommissioning | A | Original Unit Summer Peak Savings (kW) | Achievable Economic UCT Potential | 0 | 0 | 0 | 0 | 0 | 0 | 0 | 0 | 0 | 0 | 0 | 0 | 0 | 0 | 0 | 0 | 0 | 0 | 0 | 0 | 0 | 0
F3_Industrial_Food Products_New_Process_Natural Gas_Retrocommissioning_A_Achievable Economic UCT Potential | F3 | Industrial | Food Products | New | Process | Natural Gas | Retrocommissioning | A | Original Unit Winter Peak Savings (kW) | Achievable Economic UCT Potential | 0 | 0 | 0 | 0 | 0 | 0 | 0 | 0 | 0 | 0 | 0 | 0 | 0 | 0 | 0 | 0 | 0 | 0 | 0 | 0 | 0 | 0
F4_Industrial_Food Products_New_Process_Natural Gas_Retrocommissioning_A_Achievable Economic UCT Potential | F4 | Industrial | Food Products | New | Process | Natural Gas | Retrocommissioning | A | Standalone Impact on Baseline Energy (%) | Achievable Economic UCT Potential | bar: 2019 to 2040
F5_Industrial_Food Products_New_Process_Natural Gas_Retrocommissioning_A_Achievable Economic UCT Potential | F5 | Industrial | Food Products | New | Process | Natural Gas | Retrocommissioning | A | Standalone Impact on Baseline Summer Peak (%) | Achievable Economic UCT Potential | bar: 2019 to 2040
F6_Industrial_Food Products_New_Process_Natural Gas_Retrocommissioning_A_Achievable Economic UCT Potential | F6 | Industrial | Food Products | New | Process | Natural Gas | Retrocommissioning | A | Standalone Impact on Baseline Winter Peak (%) | Achievable Economic UCT Potential | bar: 2019 to 2040
F7_Industrial_Food Products_New_Process_Natural Gas_Retrocommissioning_A_Achievable Economic UCT Potential | F7 | Industrial | Food Products | New | Process | Natural Gas | Retrocommissioning | A | Incremental Energy Savings (MWh or mTherms) | Achievable Economic UCT Potential | 0 | 0 | 0 | 0 | 0 | 0 | 0 | 0 | 0 | 0 | 0 | 0 | 0 | 0 | 0 | 0 | 0 | 0 | 0 | 0 | 0 | 0
F8_Industrial_Food Products_New_Process_Natural Gas_Retrocommissioning_A_Achievable Economic UCT Potential | F8 | Industrial | Food Products | New | Process | Natural Gas | Retrocommissioning | A | Incremental Summer Peak Savings (MW) | Achievable Economic UCT Potential | 0 | 0 | 0 | 0 | 0 | 0 | 0 | 0 | 0 | 0 | 0 | 0 | 0 | 0 | 0 | 0 | 0 | 0 | 0 | 0 | 0 | 0
F9_Industrial_Food Products_New_Process_Natural Gas_Retrocommissioning_A_Achievable Economic UCT Potential | F9 | Industrial | Food Products | New | Process | Natural Gas | Retrocommissioning | A | Incremental Winter Peak Savings (MW) | Achievable Economic UCT Potential | 0 | 0 | 0 | 0 | 0 | 0 | 0 | 0 | 0 | 0 | 0 | 0 | 0 | 0 | 0 | 0 | 0 | 0 | 0 | 0 | 0 | 0
F10_Industrial_Food Products_New_Process_Natural Gas_Retrocommissioning_A_Achievable Economic UCT Potential | F10 | Industrial | Food Products | New | Process | Natural Gas | Retrocommissioning | A | Cumulative Energy Savings (MWh or mTherms) | Achievable Economic UCT Potential | 0 | 0 | 0 | 0 | 0 | 0 | 0 | 0 | 0 | 0 | 0 | 0 | 0 | 0 | 0 | 0 | 0 | 0 | 0 | 0 | 0 | 0
F11_Industrial_Food Products_New_Process_Natural Gas_Retrocommissioning_A_Achievable Economic UCT Potential | F11 | Industrial | Food Products | New | Process | Natural Gas | Retrocommissioning | A | Cumulative Summer Peak Savings (MW) | Achievable Economic UCT Potential | 0 | 0 | 0 | 0 | 0 | 0 | 0 | 0 | 0 | 0 | 0 | 0 | 0 | 0 | 0 | 0 | 0 | 0 | 0 | 0 | 0 | 0
F12_Industrial_Food Products_New_Process_Natural Gas_Retrocommissioning_A_Achievable Economic UCT Potential | F12 | Industrial | Food Products | New | Process | Natural Gas | Retrocommissioning | A | Cumulative Winter Peak Savings (MW) | Achievable Economic UCT Potential | 0 | 0 | 0 | 0 | 0 | 0 | 0 | 0 | 0 | 0 | 0 | 0 | 0 | 0 | 0 | 0 | 0 | 0 | 0 | 0 | 0 | 0
F13_Industrial_Food Products_New_Process_Natural Gas_Retrocommissioning_A_Achievable Economic UCT Potential | F13 | Industrial | Food Products | New | Process | Natural Gas | Retrocommissioning | A | Purchases (Incremental) | Achievable Economic UCT Potential | 0 | 0 | 0 | 0 | 0 | 0 | 0 | 0 | 0 | 0 | 0 | 0 | 0 | 0 | 0 | 0 | 0 | 0 | 0 | 0 | 0 | 0
F14_Industrial_Food Products_New_Process_Natural Gas_Retrocommissioning_A_Achievable Economic UCT Potential | F14 | Industrial | Food Products | New | Process | Natural Gas | Retrocommissioning | A | Purchases (Cumulative) | Achievable Economic UCT Potential | 0 | 0 | 0 | 0 | 0 | 0 | 0 | 0 | 0 | 0 | 0 | 0 | 0 | 0 | 0 | 0 | 0 | 0 | 0 | 0 | 0 | 0
F1_Industrial_Agriculture_Existing_Space Heating_Natural Gas_Insulation - Roof/Ceiling_A_Achievable Economic UCT Potential | F1 | Industrial | Agriculture | Existing | Space Heating | Natural Gas | Insulation - Roof/Ceiling | A | Original Unit Energy Savings (kWh or therms) | Achievable Economic UCT Potential | 0 | 0 | 0.083035 | 0.082838 | 0.082641 | 0.082447 | 0.082256 | 0.08207 | 0.08189 | 0.081718 | 0.081553 | 0.081398 | 0.081252 | 0.081115 | 0.080985 | 0.080863 | 0.080748 | 0.08064 | 0.080538 | 0.080442 | 0.080353 | 0.080269
F2_Industrial_Agriculture_Existing_Space Heating_Natural Gas_Insulation - Roof/Ceiling_A_Achievable Economic UCT Potential | F2 | Industrial | Agriculture | Existing | Space Heating | Natural Gas | Insulation - Roof/Ceiling | A | Original Unit Summer Peak Savings (kW) | Achievable Economic UCT Potential | 0 | 0 | 0 | 0 | 0 | 0 | 0 | 0 | 0 | 0 | 0 | 0 | 0 | 0 | 0 | 0 | 0 | 0 | 0 | 0 | 0 | 0
F3_Industrial_Agriculture_Existing_Space Heating_Natural Gas_Insulation - Roof/Ceiling_A_Achievable Economic UCT Potential | F3 | Industrial | Agriculture | Existing | Space Heating | Natural Gas | Insulation - Roof/Ceiling | A | Original Unit Winter Peak Savings (kW) | Achievable Economic UCT Potential | 0 | 0 | 0 | 0 | 0 | 0 | 0 | 0 | 0 | 0 | 0 | 0 | 0 | 0 | 0 | 0 | 0 | 0 | 0 | 0 | 0 | 0
F4_Industrial_Agriculture_Existing_Space Heating_Natural Gas_Insulation - Roof/Ceiling_A_Achievable Economic UCT Potential | F4 | Industrial | Agriculture | Existing | Space Heating | Natural Gas | Insulation - Roof/Ceiling | A | Standalone Impact on Baseline Energy (%) | Achievable Economic UCT Potential | bar: 2019 to 2040
F5_Industrial_Agriculture_Existing_Space Heating_Natural Gas_Insulation - Roof/Ceiling_A_Achievable Economic UCT Potential | F5 | Industrial | Agriculture | Existing | Space Heating | Natural Gas | Insulation - Roof/Ceiling | A | Standalone Impact on Baseline Summer Peak (%) | Achievable Economic UCT Potential | bar: 2019 to 2040
F6_Industrial_Agriculture_Existing_Space Heating_Natural Gas_Insulation - Roof/Ceiling_A_Achievable Economic UCT Potential | F6 | Industrial | Agriculture | Existing | Space Heating | Natural Gas | Insulation - Roof/Ceiling | A | Standalone Impact on Baseline Winter Peak (%) | Achievable Economic UCT Potential | bar: 2019 to 2040
F7_Industrial_Agriculture_Existing_Space Heating_Natural Gas_Insulation - Roof/Ceiling_A_Achievable Economic UCT Potential | F7 | Industrial | Agriculture | Existing | Space Heating | Natural Gas | Insulation - Roof/Ceiling | A | Incremental Energy Savings (MWh or mTherms) | Achievable Economic UCT Potential | 0 | 0 | 0 | 0 | 0 | 0 | 0 | 0 | 0 | 0 | 0 | 0 | 0 | 0 | 0 | 0 | 0 | 0 | 0 | 0 | 0 | 0
F8_Industrial_Agriculture_Existing_Space Heating_Natural Gas_Insulation - Roof/Ceiling_A_Achievable Economic UCT Potential | F8 | Industrial | Agriculture | Existing | Space Heating | Natural Gas | Insulation - Roof/Ceiling | A | Incremental Summer Peak Savings (MW) | Achievable Economic UCT Potential | 0 | 0 | 0 | 0 | 0 | 0 | 0 | 0 | 0 | 0 | 0 | 0 | 0 | 0 | 0 | 0 | 0 | 0 | 0 | 0 | 0 | 0
F9_Industrial_Agriculture_Existing_Space Heating_Natural Gas_Insulation - Roof/Ceiling_A_Achievable Economic UCT Potential | F9 | Industrial | Agriculture | Existing | Space Heating | Natural Gas | Insulation - Roof/Ceiling | A | Incremental Winter Peak Savings (MW) | Achievable Economic UCT Potential | 0 | 0 | 0 | 0 | 0 | 0 | 0 | 0 | 0 | 0 | 0 | 0 | 0 | 0 | 0 | 0 | 0 | 0 | 0 | 0 | 0 | 0
F10_Industrial_Agriculture_Existing_Space Heating_Natural Gas_Insulation - Roof/Ceiling_A_Achievable Economic UCT Potential | F10 | Industrial | Agriculture | Existing | Space Heating | Natural Gas | Insulation - Roof/Ceiling | A | Cumulative Energy Savings (MWh or mTherms) | Achievable Economic UCT Potential | 0 | 0 | 0 | 0 | 0 | 0 | 0 | 0 | 0 | 0 | 0 | 0 | 0 | 0 | 0 | 0 | 0 | 0 | 0 | 0 | 0 | 0
F11_Industrial_Agriculture_Existing_Space Heating_Natural Gas_Insulation - Roof/Ceiling_A_Achievable Economic UCT Potential | F11 | Industrial | Agriculture | Existing | Space Heating | Natural Gas | Insulation - Roof/Ceiling | A | Cumulative Summer Peak Savings (MW) | Achievable Economic UCT Potential | 0 | 0 | 0 | 0 | 0 | 0 | 0 | 0 | 0 | 0 | 0 | 0 | 0 | 0 | 0 | 0 | 0 | 0 | 0 | 0 | 0 | 0
F12_Industrial_Agriculture_Existing_Space Heating_Natural Gas_Insulation - Roof/Ceiling_A_Achievable Economic UCT Potential | F12 | Industrial | Agriculture | Existing | Space Heating | Natural Gas | Insulation - Roof/Ceiling | A | Cumulative Winter Peak Savings (MW) | Achievable Economic UCT Potential | 0 | 0 | 0 | 0 | 0 | 0 | 0 | 0 | 0 | 0 | 0 | 0 | 0 | 0 | 0 | 0 | 0 | 0 | 0 | 0 | 0 | 0
F13_Industrial_Agriculture_Existing_Space Heating_Natural Gas_Insulation - Roof/Ceiling_A_Achievable Economic UCT Potential | F13 | Industrial | Agriculture | Existing | Space Heating | Natural Gas | Insulation - Roof/Ceiling | A | Purchases (Incremental) | Achievable Economic UCT Potential | 0 | 0 | 0 | 0 | 0 | 0 | 0 | 0 | 0 | 0 | 0 | 0 | 0 | 0 | 0 | 0 | 0 | 0 | 0 | 0 | 0 | 0
F14_Industrial_Agriculture_Existing_Space Heating_Natural Gas_Insulation - Roof/Ceiling_A_Achievable Economic UCT Potential | F14 | Industrial | Agriculture | Existing | Space Heating | Natural Gas | Insulation - Roof/Ceiling | A | Purchases (Cumulative) | Achievable Economic UCT Potential | 0 | 0 | 0 | 0 | 0 | 0 | 0 | 0 | 0 | 0 | 0 | 0 | 0 | 0 | 0 | 0 | 0 | 0 | 0 | 0 | 0 | 0
F1_Industrial_Agriculture_Existing_Space Heating_Natural Gas_Insulation - Wall Cavity_A_Achievable Economic UCT Potential | F1 | Industrial | Agriculture | Existing | Space Heating | Natural Gas | Insulation - Wall Cavity | A | Original Unit Energy Savings (kWh or therms) | Achievable Economic UCT Potential | 0 | 0 | 0.018165 | 0.018122 | 0.018079 | 0.018037 | 0.017995 | 0.017954 | 0.017915 | 0.017877 | 0.017841 | 0.017807 | 0.017775 | 0.017745 | 0.017717 | 0.01769 | 0.017665 | 0.017641 | 0.017619 | 0.017598 | 0.017579 | 0.01756
F2_Industrial_Agriculture_Existing_Space Heating_Natural Gas_Insulation - Wall Cavity_A_Achievable Economic UCT Potential | F2 | Industrial | Agriculture | Existing | Space Heating | Natural Gas | Insulation - Wall Cavity | A | Original Unit Summer Peak Savings (kW) | Achievable Economic UCT Potential | 0 | 0 | 0 | 0 | 0 | 0 | 0 | 0 | 0 | 0 | 0 | 0 | 0 | 0 | 0 | 0 | 0 | 0 | 0 | 0 | 0 | 0
F3_Industrial_Agriculture_Existing_Space Heating_Natural Gas_Insulation - Wall Cavity_A_Achievable Economic UCT Potential | F3 | Industrial | Agriculture | Existing | Space Heating | Natural Gas | Insulation - Wall Cavity | A | Original Unit Winter Peak Savings (kW) | Achievable Economic UCT Potential | 0 | 0 | 0 | 0 | 0 | 0 | 0 | 0 | 0 | 0 | 0 | 0 | 0 | 0 | 0 | 0 | 0 | 0 | 0 | 0 | 0 | 0
F4_Industrial_Agriculture_Existing_Space Heating_Natural Gas_Insulation - Wall Cavity_A_Achievable Economic UCT Potential | F4 | Industrial | Agriculture | Existing | Space Heating | Natural Gas | Insulation - Wall Cavity | A | Standalone Impact on Baseline Energy (%) | Achievable Economic UCT Potential | bar: 2019 to 2040
F5_Industrial_Agriculture_Existing_Space Heating_Natural Gas_Insulation - Wall Cavity_A_Achievable Economic UCT Potential | F5 | Industrial | Agriculture | Existing | Space Heating | Natural Gas | Insulation - Wall Cavity | A | Standalone Impact on Baseline Summer Peak (%) | Achievable Economic UCT Potential | bar: 2019 to 2040
F6_Industrial_Agriculture_Existing_Space Heating_Natural Gas_Insulation - Wall Cavity_A_Achievable Economic UCT Potential | F6 | Industrial | Agriculture | Existing | Space Heating | Natural Gas | Insulation - Wall Cavity | A | Standalone Impact on Baseline Winter Peak (%) | Achievable Economic UCT Potential | bar: 2019 to 2040
F7_Industrial_Agriculture_Existing_Space Heating_Natural Gas_Insulation - Wall Cavity_A_Achievable Economic UCT Potential | F7 | Industrial | Agriculture | Existing | Space Heating | Natural Gas | Insulation - Wall Cavity | A | Incremental Energy Savings (MWh or mTherms) | Achievable Economic UCT Potential | 0 | 0 | 0 | 0 | 0 | 0 | 0 | 0 | 0 | 0 | 0 | 0 | 0 | 0 | 0 | 0 | 0 | 0 | 0 | 0 | 0 | 0
F8_Industrial_Agriculture_Existing_Space Heating_Natural Gas_Insulation - Wall Cavity_A_Achievable Economic UCT Potential | F8 | Industrial | Agriculture | Existing | Space Heating | Natural Gas | Insulation - Wall Cavity | A | Incremental Summer Peak Savings (MW) | Achievable Economic UCT Potential | 0 | 0 | 0 | 0 | 0 | 0 | 0 | 0 | 0 | 0 | 0 | 0 | 0 | 0 | 0 | 0 | 0 | 0 | 0 | 0 | 0 | 0
F9_Industrial_Agriculture_Existing_Space Heating_Natural Gas_Insulation - Wall Cavity_A_Achievable Economic UCT Potential | F9 | Industrial | Agriculture | Existing | Space Heating | Natural Gas | Insulation - Wall Cavity | A | Incremental Winter Peak Savings (MW) | Achievable Economic UCT Potential | 0 | 0 | 0 | 0 | 0 | 0 | 0 | 0 | 0 | 0 | 0 | 0 | 0 | 0 | 0 | 0 | 0 | 0 | 0 | 0 | 0 | 0
F10_Industrial_Agriculture_Existing_Space Heating_Natural Gas_Insulation - Wall Cavity_A_Achievable Economic UCT Potential | F10 | Industrial | Agriculture | Existing | Space Heating | Natural Gas | Insulation - Wall Cavity | A | Cumulative Energy Savings (MWh or mTherms) | Achievable Economic UCT Potential | 0 | 0 | 0 | 0 | 0 | 0 | 0 | 0 | 0 | 0 | 0 | 0 | 0 | 0 | 0 | 0 | 0 | 0 | 0 | 0 | 0 | 0
F11_Industrial_Agriculture_Existing_Space Heating_Natural Gas_Insulation - Wall Cavity_A_Achievable Economic UCT Potential | F11 | Industrial | Agriculture | Existing | Space Heating | Natural Gas | Insulation - Wall Cavity | A | Cumulative Summer Peak Savings (MW) | Achievable Economic UCT Potential | 0 | 0 | 0 | 0 | 0 | 0 | 0 | 0 | 0 | 0 | 0 | 0 | 0 | 0 | 0 | 0 | 0 | 0 | 0 | 0 | 0 | 0
F12_Industrial_Agriculture_Existing_Space Heating_Natural Gas_Insulation - Wall Cavity_A_Achievable Economic UCT Potential | F12 | Industrial | Agriculture | Existing | Space Heating | Natural Gas | Insulation - Wall Cavity | A | Cumulative Winter Peak Savings (MW) | Achievable Economic UCT Potential | 0 | 0 | 0 | 0 | 0 | 0 | 0 | 0 | 0 | 0 | 0 | 0 | 0 | 0 | 0 | 0 | 0 | 0 | 0 | 0 | 0 | 0
F13_Industrial_Agriculture_Existing_Space Heating_Natural Gas_Insulation - Wall Cavity_A_Achievable Economic UCT Potential | F13 | Industrial | Agriculture | Existing | Space Heating | Natural Gas | Insulation - Wall Cavity | A | Purchases (Incremental) | Achievable Economic UCT Potential | 0 | 0 | 0 | 0 | 0 | 0 | 0 | 0 | 0 | 0 | 0 | 0 | 0 | 0 | 0 | 0 | 0 | 0 | 0 | 0 | 0 | 0
F14_Industrial_Agriculture_Existing_Space Heating_Natural Gas_Insulation - Wall Cavity_A_Achievable Economic UCT Potential | F14 | Industrial | Agriculture | Existing | Space Heating | Natural Gas | Insulation - Wall Cavity | A | Purchases (Cumulative) | Achievable Economic UCT Potential | 0 | 0 | 0 | 0 | 0 | 0 | 0 | 0 | 0 | 0 | 0 | 0 | 0 | 0 | 0 | 0 | 0 | 0 | 0 | 0 | 0 | 0
F1_Industrial_Agriculture_Existing_Space Heating_Natural Gas_Insulation - Ducting_A_Achievable Economic UCT Potential | F1 | Industrial | Agriculture | Existing | Space Heating | Natural Gas | Insulation - Ducting | A | Original Unit Energy Savings (kWh or therms) | Achievable Economic UCT Potential | 0 | 0 | 0.0014398 | 0.0014319 | 0.0014239 | 0.0014161 | 0.0014083 | 0.0014008 | 0.0013935 | 0.0013865 | 0.0013799 | 0.0013736 | 0.0013677 | 0.0013622 | 0.001357 | 0.0013521 | 0.0013475 | 0.0013431 | 0.001339 | 0.0013352 | 0.0013316 | 0.0013281
F2_Industrial_Agriculture_Existing_Space Heating_Natural Gas_Insulation - Ducting_A_Achievable Economic UCT Potential | F2 | Industrial | Agriculture | Existing | Space Heating | Natural Gas | Insulation - Ducting | A | Original Unit Summer Peak Savings (kW) | Achievable Economic UCT Potential | 0 | 0 | 0 | 0 | 0 | 0 | 0 | 0 | 0 | 0 | 0 | 0 | 0 | 0 | 0 | 0 | 0 | 0 | 0 | 0 | 0 | 0
F3_Industrial_Agriculture_Existing_Space Heating_Natural Gas_Insulation - Ducting_A_Achievable Economic UCT Potential | F3 | Industrial | Agriculture | Existing | Space Heating | Natural Gas | Insulation - Ducting | A | Original Unit Winter Peak Savings (kW) | Achievable Economic UCT Potential | 0 | 0 | 0 | 0 | 0 | 0 | 0 | 0 | 0 | 0 | 0 | 0 | 0 | 0 | 0 | 0 | 0 | 0 | 0 | 0 | 0 | 0
F4_Industrial_Agriculture_Existing_Space Heating_Natural Gas_Insulation - Ducting_A_Achievable Economic UCT Potential | F4 | Industrial | Agriculture | Existing | Space Heating | Natural Gas | Insulation - Ducting | A | Standalone Impact on Baseline Energy (%) | Achievable Economic UCT Potential | bar: 2019 to 2040
F5_Industrial_Agriculture_Existing_Space Heating_Natural Gas_Insulation - Ducting_A_Achievable Economic UCT Potential | F5 | Industrial | Agriculture | Existing | Space Heating | Natural Gas | Insulation - Ducting | A | Standalone Impact on Baseline Summer Peak (%) | Achievable Economic UCT Potential | bar: 2019 to 2040
F6_Industrial_Agriculture_Existing_Space Heating_Natural Gas_Insulation - Ducting_A_Achievable Economic UCT Potential | F6 | Industrial | Agriculture | Existing | Space Heating | Natural Gas | Insulation - Ducting | A | Standalone Impact on Baseline Winter Peak (%) | Achievable Economic UCT Potential | bar: 2019 to 2040
F7_Industrial_Agriculture_Existing_Space Heating_Natural Gas_Insulation - Ducting_A_Achievable Economic UCT Potential | F7 | Industrial | Agriculture | Existing | Space Heating | Natural Gas | Insulation - Ducting | A | Incremental Energy Savings (MWh or mTherms) | Achievable Economic UCT Potential | 0 | 0 | 0 | 0 | 0 | 0 | 0 | 0 | 0 | 0 | 0 | 0 | 0 | 0 | 0 | 0 | 0 | 0 | 0 | 0 | 0 | 0
F8_Industrial_Agriculture_Existing_Space Heating_Natural Gas_Insulation - Ducting_A_Achievable Economic UCT Potential | F8 | Industrial | Agriculture | Existing | Space Heating | Natural Gas | Insulation - Ducting | A | Incremental Summer Peak Savings (MW) | Achievable Economic UCT Potential | 0 | 0 | 0 | 0 | 0 | 0 | 0 | 0 | 0 | 0 | 0 | 0 | 0 | 0 | 0 | 0 | 0 | 0 | 0 | 0 | 0 | 0
F9_Industrial_Agriculture_Existing_Space Heating_Natural Gas_Insulation - Ducting_A_Achievable Economic UCT Potential | F9 | Industrial | Agriculture | Existing | Space Heating | Natural Gas | Insulation - Ducting | A | Incremental Winter Peak Savings (MW) | Achievable Economic UCT Potential | 0 | 0 | 0 | 0 | 0 | 0 | 0 | 0 | 0 | 0 | 0 | 0 | 0 | 0 | 0 | 0 | 0 | 0 | 0 | 0 | 0 | 0
F10_Industrial_Agriculture_Existing_Space Heating_Natural Gas_Insulation - Ducting_A_Achievable Economic UCT Potential | F10 | Industrial | Agriculture | Existing | Space Heating | Natural Gas | Insulation - Ducting | A | Cumulative Energy Savings (MWh or mTherms) | Achievable Economic UCT Potential | 0 | 0 | 0 | 0 | 0 | 0 | 0 | 0 | 0 | 0 | 0 | 0 | 0 | 0 | 0 | 0 | 0 | 0 | 0 | 0 | 0 | 0
F11_Industrial_Agriculture_Existing_Space Heating_Natural Gas_Insulation - Ducting_A_Achievable Economic UCT Potential | F11 | Industrial | Agriculture | Existing | Space Heating | Natural Gas | Insulation - Ducting | A | Cumulative Summer Peak Savings (MW) | Achievable Economic UCT Potential | 0 | 0 | 0 | 0 | 0 | 0 | 0 | 0 | 0 | 0 | 0 | 0 | 0 | 0 | 0 | 0 | 0 | 0 | 0 | 0 | 0 | 0
F12_Industrial_Agriculture_Existing_Space Heating_Natural Gas_Insulation - Ducting_A_Achievable Economic UCT Potential | F12 | Industrial | Agriculture | Existing | Space Heating | Natural Gas | Insulation - Ducting | A | Cumulative Winter Peak Savings (MW) | Achievable Economic UCT Potential | 0 | 0 | 0 | 0 | 0 | 0 | 0 | 0 | 0 | 0 | 0 | 0 | 0 | 0 | 0 | 0 | 0 | 0 | 0 | 0 | 0 | 0
F13_Industrial_Agriculture_Existing_Space Heating_Natural Gas_Insulation - Ducting_A_Achievable Economic UCT Potential | F13 | Industrial | Agriculture | Existing | Space Heating | Natural Gas | Insulation - Ducting | A | Purchases (Incremental) | Achievable Economic UCT Potential | 0 | 0 | 0 | 0 | 0 | 0 | 0 | 0 | 0 | 0 | 0 | 0 | 0 | 0 | 0 | 0 | 0 | 0 | 0 | 0 | 0 | 0
F14_Industrial_Agriculture_Existing_Space Heating_Natural Gas_Insulation - Ducting_A_Achievable Economic UCT Potential | F14 | Industrial | Agriculture | Existing | Space Heating | Natural Gas | Insulation - Ducting | A | Purchases (Cumulative) | Achievable Economic UCT Potential | 0 | 0 | 0 | 0 | 0 | 0 | 0 | 0 | 0 | 0 | 0 | 0 | 0 | 0 | 0 | 0 | 0 | 0 | 0 | 0 | 0 | 0
F1_Industrial_Agriculture_Existing_Space Heating_Natural Gas_HVAC - Duct Repair and Sealing_A_Achievable Economic UCT Potential | F1 | Industrial | Agriculture | Existing | Space Heating | Natural Gas | HVAC - Duct Repair and Sealing | A | Original Unit Energy Savings (kWh or therms) | Achievable Economic UCT Potential | 0 | 0 | 0.0040723 | 0.0040498 | 0.0040273 | 0.004005 | 0.0039832 | 0.0039618 | 0.0039412 | 0.0039215 | 0.0039027 | 0.003885 | 0.0038683 | 0.0038527 | 0.0038379 | 0.0038241 | 0.003811 | 0.0037987 | 0.0037871 | 0.0037763 | 0.003766 | 0.0037564
F2_Industrial_Agriculture_Existing_Space Heating_Natural Gas_HVAC - Duct Repair and Sealing_A_Achievable Economic UCT Potential | F2 | Industrial | Agriculture | Existing | Space Heating | Natural Gas | HVAC - Duct Repair and Sealing | A | Original Unit Summer Peak Savings (kW) | Achievable Economic UCT Potential | 0 | 0 | 0 | 0 | 0 | 0 | 0 | 0 | 0 | 0 | 0 | 0 | 0 | 0 | 0 | 0 | 0 | 0 | 0 | 0 | 0 | 0
F3_Industrial_Agriculture_Existing_Space Heating_Natural Gas_HVAC - Duct Repair and Sealing_A_Achievable Economic UCT Potential | F3 | Industrial | Agriculture | Existing | Space Heating | Natural Gas | HVAC - Duct Repair and Sealing | A | Original Unit Winter Peak Savings (kW) | Achievable Economic UCT Potential | 0 | 0 | 0 | 0 | 0 | 0 | 0 | 0 | 0 | 0 | 0 | 0 | 0 | 0 | 0 | 0 | 0 | 0 | 0 | 0 | 0 | 0
F4_Industrial_Agriculture_Existing_Space Heating_Natural Gas_HVAC - Duct Repair and Sealing_A_Achievable Economic UCT Potential | F4 | Industrial | Agriculture | Existing | Space Heating | Natural Gas | HVAC - Duct Repair and Sealing | A | Standalone Impact on Baseline Energy (%) | Achievable Economic UCT Potential | bar: 2019 to 2040
F5_Industrial_Agriculture_Existing_Space Heating_Natural Gas_HVAC - Duct Repair and Sealing_A_Achievable Economic UCT Potential | F5 | Industrial | Agriculture | Existing | Space Heating | Natural Gas | HVAC - Duct Repair and Sealing | A | Standalone Impact on Baseline Summer Peak (%) | Achievable Economic UCT Potential | bar: 2019 to 2040
F6_Industrial_Agriculture_Existing_Space Heating_Natural Gas_HVAC - Duct Repair and Sealing_A_Achievable Economic UCT Potential | F6 | Industrial | Agriculture | Existing | Space Heating | Natural Gas | HVAC - Duct Repair and Sealing | A | Standalone Impact on Baseline Winter Peak (%) | Achievable Economic UCT Potential | bar: 2019 to 2040
F7_Industrial_Agriculture_Existing_Space Heating_Natural Gas_HVAC - Duct Repair and Sealing_A_Achievable Economic UCT Potential | F7 | Industrial | Agriculture | Existing | Space Heating | Natural Gas | HVAC - Duct Repair and Sealing | A | Incremental Energy Savings (MWh or mTherms) | Achievable Economic UCT Potential | 0 | 0 | 0 | 0 | 0 | 0 | 0 | 0 | 0 | 0 | 0 | 0 | 0 | 0 | 0 | 0 | 0 | 0 | 0 | 0 | 0 | 0
F8_Industrial_Agriculture_Existing_Space Heating_Natural Gas_HVAC - Duct Repair and Sealing_A_Achievable Economic UCT Potential | F8 | Industrial | Agriculture | Existing | Space Heating | Natural Gas | HVAC - Duct Repair and Sealing | A | Incremental Summer Peak Savings (MW) | Achievable Economic UCT Potential | 0 | 0 | 0 | 0 | 0 | 0 | 0 | 0 | 0 | 0 | 0 | 0 | 0 | 0 | 0 | 0 | 0 | 0 | 0 | 0 | 0 | 0
F9_Industrial_Agriculture_Existing_Space Heating_Natural Gas_HVAC - Duct Repair and Sealing_A_Achievable Economic UCT Potential | F9 | Industrial | Agriculture | Existing | Space Heating | Natural Gas | HVAC - Duct Repair and Sealing | A | Incremental Winter Peak Savings (MW) | Achievable Economic UCT Potential | 0 | 0 | 0 | 0 | 0 | 0 | 0 | 0 | 0 | 0 | 0 | 0 | 0 | 0 | 0 | 0 | 0 | 0 | 0 | 0 | 0 | 0
F10_Industrial_Agriculture_Existing_Space Heating_Natural Gas_HVAC - Duct Repair and Sealing_A_Achievable Economic UCT Potential | F10 | Industrial | Agriculture | Existing | Space Heating | Natural Gas | HVAC - Duct Repair and Sealing | A | Cumulative Energy Savings (MWh or mTherms) | Achievable Economic UCT Potential | 0 | 0 | 0 | 0 | 0 | 0 | 0 | 0 | 0 | 0 | 0 | 0 | 0 | 0 | 0 | 0 | 0 | 0 | 0 | 0 | 0 | 0
F11_Industrial_Agriculture_Existing_Space Heating_Natural Gas_HVAC - Duct Repair and Sealing_A_Achievable Economic UCT Potential | F11 | Industrial | Agriculture | Existing | Space Heating | Natural Gas | HVAC - Duct Repair and Sealing | A | Cumulative Summer Peak Savings (MW) | Achievable Economic UCT Potential | 0 | 0 | 0 | 0 | 0 | 0 | 0 | 0 | 0 | 0 | 0 | 0 | 0 | 0 | 0 | 0 | 0 | 0 | 0 | 0 | 0 | 0
F12_Industrial_Agriculture_Existing_Space Heating_Natural Gas_HVAC - Duct Repair and Sealing_A_Achievable Economic UCT Potential | F12 | Industrial | Agriculture | Existing | Space Heating | Natural Gas | HVAC - Duct Repair and Sealing | A | Cumulative Winter Peak Savings (MW) | Achievable Economic UCT Potential | 0 | 0 | 0 | 0 | 0 | 0 | 0 | 0 | 0 | 0 | 0 | 0 | 0 | 0 | 0 | 0 | 0 | 0 | 0 | 0 | 0 | 0
F13_Industrial_Agriculture_Existing_Space Heating_Natural Gas_HVAC - Duct Repair and Sealing_A_Achievable Economic UCT Potential | F13 | Industrial | Agriculture | Existing | Space Heating | Natural Gas | HVAC - Duct Repair and Sealing | A | Purchases (Incremental) | Achievable Economic UCT Potential | 0 | 0 | 0 | 0 | 0 | 0 | 0 | 0 | 0 | 0 | 0 | 0 | 0 | 0 | 0 | 0 | 0 | 0 | 0 | 0 | 0 | 0
F14_Industrial_Agriculture_Existing_Space Heating_Natural Gas_HVAC - Duct Repair and Sealing_A_Achievable Economic UCT Potential | F14 | Industrial | Agriculture | Existing | Space Heating | Natural Gas | HVAC - Duct Repair and Sealing | A | Purchases (Cumulative) | Achievable Economic UCT Potential | 0 | 0 | 0 | 0 | 0 | 0 | 0 | 0 | 0 | 0 | 0 | 0 | 0 | 0 | 0 | 0 | 0 | 0 | 0 | 0 | 0 | 0
F1_Industrial_Agriculture_Existing_Space Heating_Natural Gas_Windows - High Efficiency_A_Achievable Economic UCT Potential | F1 | Industrial | Agriculture | Existing | Space Heating | Natural Gas | Windows - High Efficiency | A | Original Unit Energy Savings (kWh or therms) | Achievable Economic UCT Potential | 0 | 0 | 0.0077675 | 0.0077491 | 0.0077307 | 0.0077125 | 0.0076946 | 0.0076772 | 0.0076604 | 0.0076442 | 0.0076289 | 0.0076144 | 0.0076007 | 0.0075878 | 0.0075757 | 0.0075643 | 0.0075535 | 0.0075434 | 0.0075339 | 0.007525 | 0.0075166 | 0.0075087
F2_Industrial_Agriculture_Existing_Space Heating_Natural Gas_Windows - High Efficiency_A_Achievable Economic UCT Potential | F2 | Industrial | Agriculture | Existing | Space Heating | Natural Gas | Windows - High Efficiency | A | Original Unit Summer Peak Savings (kW) | Achievable Economic UCT Potential | 0 | 0 | 0 | 0 | 0 | 0 | 0 | 0 | 0 | 0 | 0 | 0 | 0 | 0 | 0 | 0 | 0 | 0 | 0 | 0 | 0 | 0
F3_Industrial_Agriculture_Existing_Space Heating_Natural Gas_Windows - High Efficiency_A_Achievable Economic UCT Potential | F3 | Industrial | Agriculture | Existing | Space Heating | Natural Gas | Windows - High Efficiency | A | Original Unit Winter Peak Savings (kW) | Achievable Economic UCT Potential | 0 | 0 | 0 | 0 | 0 | 0 | 0 | 0 | 0 | 0 | 0 | 0 | 0 | 0 | 0 | 0 | 0 | 0 | 0 | 0 | 0 | 0
F4_Industrial_Agriculture_Existing_Space Heating_Natural Gas_Windows - High Efficiency_A_Achievable Economic UCT Potential | F4 | Industrial | Agriculture | Existing | Space Heating | Natural Gas | Windows - High Efficiency | A | Standalone Impact on Baseline Energy (%) | Achievable Economic UCT Potential | bar: 2019 to 2040
F5_Industrial_Agriculture_Existing_Space Heating_Natural Gas_Windows - High Efficiency_A_Achievable Economic UCT Potential | F5 | Industrial | Agriculture | Existing | Space Heating | Natural Gas | Windows - High Efficiency | A | Standalone Impact on Baseline Summer Peak (%) | Achievable Economic UCT Potential | bar: 2019 to 2040
F6_Industrial_Agriculture_Existing_Space Heating_Natural Gas_Windows - High Efficiency_A_Achievable Economic UCT Potential | F6 | Industrial | Agriculture | Existing | Space Heating | Natural Gas | Windows - High Efficiency | A | Standalone Impact on Baseline Winter Peak (%) | Achievable Economic UCT Potential | bar: 2019 to 2040
F7_Industrial_Agriculture_Existing_Space Heating_Natural Gas_Windows - High Efficiency_A_Achievable Economic UCT Potential | F7 | Industrial | Agriculture | Existing | Space Heating | Natural Gas | Windows - High Efficiency | A | Incremental Energy Savings (MWh or mTherms) | Achievable Economic UCT Potential | 0 | 0 | 0 | 0 | 0 | 0 | 0 | 0 | 0 | 0 | 0 | 0 | 0 | 0 | 0 | 0 | 0 | 0 | 0 | 0 | 0 | 0
F8_Industrial_Agriculture_Existing_Space Heating_Natural Gas_Windows - High Efficiency_A_Achievable Economic UCT Potential | F8 | Industrial | Agriculture | Existing | Space Heating | Natural Gas | Windows - High Efficiency | A | Incremental Summer Peak Savings (MW) | Achievable Economic UCT Potential | 0 | 0 | 0 | 0 | 0 | 0 | 0 | 0 | 0 | 0 | 0 | 0 | 0 | 0 | 0 | 0 | 0 | 0 | 0 | 0 | 0 | 0
F9_Industrial_Agriculture_Existing_Space Heating_Natural Gas_Windows - High Efficiency_A_Achievable Economic UCT Potential | F9 | Industrial | Agriculture | Existing | Space Heating | Natural Gas | Windows - High Efficiency | A | Incremental Winter Peak Savings (MW) | Achievable Economic UCT Potential | 0 | 0 | 0 | 0 | 0 | 0 | 0 | 0 | 0 | 0 | 0 | 0 | 0 | 0 | 0 | 0 | 0 | 0 | 0 | 0 | 0 | 0
F10_Industrial_Agriculture_Existing_Space Heating_Natural Gas_Windows - High Efficiency_A_Achievable Economic UCT Potential | F10 | Industrial | Agriculture | Existing | Space Heating | Natural Gas | Windows - High Efficiency | A | Cumulative Energy Savings (MWh or mTherms) | Achievable Economic UCT Potential | 0 | 0 | 0 | 0 | 0 | 0 | 0 | 0 | 0 | 0 | 0 | 0 | 0 | 0 | 0 | 0 | 0 | 0 | 0 | 0 | 0 | 0
F11_Industrial_Agriculture_Existing_Space Heating_Natural Gas_Windows - High Efficiency_A_Achievable Economic UCT Potential | F11 | Industrial | Agriculture | Existing | Space Heating | Natural Gas | Windows - High Efficiency | A | Cumulative Summer Peak Savings (MW) | Achievable Economic UCT Potential | 0 | 0 | 0 | 0 | 0 | 0 | 0 | 0 | 0 | 0 | 0 | 0 | 0 | 0 | 0 | 0 | 0 | 0 | 0 | 0 | 0 | 0
F12_Industrial_Agriculture_Existing_Space Heating_Natural Gas_Windows - High Efficiency_A_Achievable Economic UCT Potential | F12 | Industrial | Agriculture | Existing | Space Heating | Natural Gas | Windows - High Efficiency | A | Cumulative Winter Peak Savings (MW) | Achievable Economic UCT Potential | 0 | 0 | 0 | 0 | 0 | 0 | 0 | 0 | 0 | 0 | 0 | 0 | 0 | 0 | 0 | 0 | 0 | 0 | 0 | 0 | 0 | 0
F13_Industrial_Agriculture_Existing_Space Heating_Natural Gas_Windows - High Efficiency_A_Achievable Economic UCT Potential | F13 | Industrial | Agriculture | Existing | Space Heating | Natural Gas | Windows - High Efficiency | A | Purchases (Incremental) | Achievable Economic UCT Potential | 0 | 0 | 0 | 0 | 0 | 0 | 0 | 0 | 0 | 0 | 0 | 0 | 0 | 0 | 0 | 0 | 0 | 0 | 0 | 0 | 0 | 0
F14_Industrial_Agriculture_Existing_Space Heating_Natural Gas_Windows - High Efficiency_A_Achievable Economic UCT Potential | F14 | Industrial | Agriculture | Existing | Space Heating | Natural Gas | Windows - High Efficiency | A | Purchases (Cumulative) | Achievable Economic UCT Potential | 0 | 0 | 0 | 0 | 0 | 0 | 0 | 0 | 0 | 0 | 0 | 0 | 0 | 0 | 0 | 0 | 0 | 0 | 0 | 0 | 0 | 0
F1_Industrial_Agriculture_Existing_Space Heating_Natural Gas_Gas Boiler - Maintenance_A_Achievable Economic UCT Potential | F1 | Industrial | Agriculture | Existing | Space Heating | Natural Gas | Gas Boiler - Maintenance | A | Original Unit Energy Savings (kWh or therms) | Achievable Economic UCT Potential | 0 | 0 | 1.1675 | 1.1645 | 1.1617 | 1.1589 | 1.1561 | 1.1535 | 1.1509 | 1.1484 | 1.146 | 1.1438 | 1.1416 | 1.1395 | 1.1375 | 1.1356 | 1.1338 | 1.1322 | 1.1307 | 1.1292 | 1.1279 | 1.1267
F2_Industrial_Agriculture_Existing_Space Heating_Natural Gas_Gas Boiler - Maintenance_A_Achievable Economic UCT Potential | F2 | Industrial | Agriculture | Existing | Space Heating | Natural Gas | Gas Boiler - Maintenance | A | Original Unit Summer Peak Savings (kW) | Achievable Economic UCT Potential | 0 | 0 | 0 | 0 | 0 | 0 | 0 | 0 | 0 | 0 | 0 | 0 | 0 | 0 | 0 | 0 | 0 | 0 | 0 | 0 | 0 | 0
F3_Industrial_Agriculture_Existing_Space Heating_Natural Gas_Gas Boiler - Maintenance_A_Achievable Economic UCT Potential | F3 | Industrial | Agriculture | Existing | Space Heating | Natural Gas | Gas Boiler - Maintenance | A | Original Unit Winter Peak Savings (kW) | Achievable Economic UCT Potential | 0 | 0 | 0 | 0 | 0 | 0 | 0 | 0 | 0 | 0 | 0 | 0 | 0 | 0 | 0 | 0 | 0 | 0 | 0 | 0 | 0 | 0
F4_Industrial_Agriculture_Existing_Space Heating_Natural Gas_Gas Boiler - Maintenance_A_Achievable Economic UCT Potential | F4 | Industrial | Agriculture | Existing | Space Heating | Natural Gas | Gas Boiler - Maintenance | A | Standalone Impact on Baseline Energy (%) | Achievable Economic UCT Potential | 0% | 0% | 0.004189% | 0.007197% | 0.009355% | 0.0111% | 0.01268% | 0.0141% | 0.01538% | 0.01652% | 0.01754% | 0.01847% | 0.01931% | 0.02004% | 0.0207% | 0.02131% | 0.02187% | 0.02242% | 0.02295% | 0.02347% | 0.02398% | 0.02448%
F5_Industrial_Agriculture_Existing_Space Heating_Natural Gas_Gas Boiler - Maintenance_A_Achievable Economic UCT Potential | F5 | Industrial | Agriculture | Existing | Space Heating | Natural Gas | Gas Boiler - Maintenance | A | Standalone Impact on Baseline Summer Peak (%) | Achievable Economic UCT Potential | bar: 2019 to 2040
F6_Industrial_Agriculture_Existing_Space Heating_Natural Gas_Gas Boiler - Maintenance_A_Achievable Economic UCT Potential | F6 | Industrial | Agriculture | Existing | Space Heating | Natural Gas | Gas Boiler - Maintenance | A | Standalone Impact on Baseline Winter Peak (%) | Achievable Economic UCT Potential | bar: 2019 to 2040
F7_Industrial_Agriculture_Existing_Space Heating_Natural Gas_Gas Boiler - Maintenance_A_Achievable Economic UCT Potential | F7 | Industrial | Agriculture | Existing | Space Heating | Natural Gas | Gas Boiler - Maintenance | A | Incremental Energy Savings (MWh or mTherms) | Achievable Economic UCT Potential | 0 | 0 | 0.044285 | 0.030428 | 0.02065 | 0.015767 | 0.013544 | 0.011492 | 0.0096535 | 0.0080428 | 0.0066549 | 0.0054743 | 0.0044806 | 0.003423 | 0.0026153 | 0.0019984 | 0.0015271 | 0.0013761 | 0.0010569 | 0.00089329 | 0.00073544 | 0.00058315
F8_Industrial_Agriculture_Existing_Space Heating_Natural Gas_Gas Boiler - Maintenance_A_Achievable Economic UCT Potential | F8 | Industrial | Agriculture | Existing | Space Heating | Natural Gas | Gas Boiler - Maintenance | A | Incremental Summer Peak Savings (MW) | Achievable Economic UCT Potential | 0 | 0 | 0 | 0 | 0 | 0 | 0 | 0 | 0 | 0 | 0 | 0 | 0 | 0 | 0 | 0 | 0 | 0 | 0 | 0 | 0 | 0
F9_Industrial_Agriculture_Existing_Space Heating_Natural Gas_Gas Boiler - Maintenance_A_Achievable Economic UCT Potential | F9 | Industrial | Agriculture | Existing | Space Heating | Natural Gas | Gas Boiler - Maintenance | A | Incremental Winter Peak Savings (MW) | Achievable Economic UCT Potential | 0 | 0 | 0 | 0 | 0 | 0 | 0 | 0 | 0 | 0 | 0 | 0 | 0 | 0 | 0 | 0 | 0 | 0 | 0 | 0 | 0 | 0
F10_Industrial_Agriculture_Existing_Space Heating_Natural Gas_Gas Boiler - Maintenance_A_Achievable Economic UCT Potential | F10 | Industrial | Agriculture | Existing | Space Heating | Natural Gas | Gas Boiler - Maintenance | A | Cumulative Energy Savings (MWh or mTherms) | Achievable Economic UCT Potential | 0 | 0 | 0.044285 | 0.074602 | 0.095068 | 0.11061 | 0.12389 | 0.1351 | 0.14445 | 0.15218 | 0.15852 | 0.16368 | 0.16784 | 0.17096 | 0.17328 | 0.17499 | 0.17624 | 0.17736 | 0.17818 | 0.17885 | 0.17938 | 0.17977
F11_Industrial_Agriculture_Existing_Space Heating_Natural Gas_Gas Boiler - Maintenance_A_Achievable Economic UCT Potential | F11 | Industrial | Agriculture | Existing | Space Heating | Natural Gas | Gas Boiler - Maintenance | A | Cumulative Summer Peak Savings (MW) | Achievable Economic UCT Potential | 0 | 0 | 0 | 0 | 0 | 0 | 0 | 0 | 0 | 0 | 0 | 0 | 0 | 0 | 0 | 0 | 0 | 0 | 0 | 0 | 0 | 0
F12_Industrial_Agriculture_Existing_Space Heating_Natural Gas_Gas Boiler - Maintenance_A_Achievable Economic UCT Potential | F12 | Industrial | Agriculture | Existing | Space Heating | Natural Gas | Gas Boiler - Maintenance | A | Cumulative Winter Peak Savings (MW) | Achievable Economic UCT Potential | 0 | 0 | 0 | 0 | 0 | 0 | 0 | 0 | 0 | 0 | 0 | 0 | 0 | 0 | 0 | 0 | 0 | 0 | 0 | 0 | 0 | 0
F13_Industrial_Agriculture_Existing_Space Heating_Natural Gas_Gas Boiler - Maintenance_A_Achievable Economic UCT Potential | F13 | Industrial | Agriculture | Existing | Space Heating | Natural Gas | Gas Boiler - Maintenance | A | Purchases (Incremental) | Achievable Economic UCT Potential | 0 | 0 | 37.9322 | 26.1291 | 17.7764 | 13.6056 | 11.715 | 9.9626 | 8.3876 | 7.0033 | 5.8068 | 4.7862 | 3.9249 | 3.004 | 2.2992 | 1.7598 | 1.3469 | 1.2154 | 0.93477 | 0.79107 | 0.65204 | 0.51756
F14_Industrial_Agriculture_Existing_Space Heating_Natural Gas_Gas Boiler - Maintenance_A_Achievable Economic UCT Potential | F14 | Industrial | Agriculture | Existing | Space Heating | Natural Gas | Gas Boiler - Maintenance | A | Purchases (Cumulative) | Achievable Economic UCT Potential | 0 | 0 | 37.9322 | 64.0613 | 81.8377 | 95.4433 | 107.1583 | 117.121 | 125.5086 | 132.5119 | 138.3187 | 143.105 | 147.0299 | 150.0339 | 152.3332 | 154.0929 | 155.4398 | 156.6552 | 157.5899 | 158.381 | 159.033 | 159.5506
F1_Industrial_Agriculture_Existing_Process_Natural Gas_Gas Boiler - Maintenance_A_Achievable Economic UCT Potential | F1 | Industrial | Agriculture | Existing | Process | Natural Gas | Gas Boiler - Maintenance | A | Original Unit Energy Savings (kWh or therms) | Achievable Economic UCT Potential | 0 | 0 | 1.5559 | 1.5559 | 1.5559 | 1.5559 | 1.5559 | 1.5559 | 1.5559 | 1.5559 | 1.5559 | 1.5559 | 1.5559 | 1.5559 | 1.5559 | 1.5559 | 1.5559 | 1.5559 | 1.5559 | 1.5559 | 1.5559 | 1.5559
F2_Industrial_Agriculture_Existing_Process_Natural Gas_Gas Boiler - Maintenance_A_Achievable Economic UCT Potential | F2 | Industrial | Agriculture | Existing | Process | Natural Gas | Gas Boiler - Maintenance | A | Original Unit Summer Peak Savings (kW) | Achievable Economic UCT Potential | 0 | 0 | 0 | 0 | 0 | 0 | 0 | 0 | 0 | 0 | 0 | 0 | 0 | 0 | 0 | 0 | 0 | 0 | 0 | 0 | 0 | 0
F3_Industrial_Agriculture_Existing_Process_Natural Gas_Gas Boiler - Maintenance_A_Achievable Economic UCT Potential | F3 | Industrial | Agriculture | Existing | Process | Natural Gas | Gas Boiler - Maintenance | A | Original Unit Winter Peak Savings (kW) | Achievable Economic UCT Potential | 0 | 0 | 0 | 0 | 0 | 0 | 0 | 0 | 0 | 0 | 0 | 0 | 0 | 0 | 0 | 0 | 0 | 0 | 0 | 0 | 0 | 0
F4_Industrial_Agriculture_Existing_Process_Natural Gas_Gas Boiler - Maintenance_A_Achievable Economic UCT Potential | F4 | Industrial | Agriculture | Existing | Process | Natural Gas | Gas Boiler - Maintenance | A | Standalone Impact on Baseline Energy (%) | Achievable Economic UCT Potential | 0% | 0% | 0.02236% | 0.03842% | 0.04994% | 0.05927% | 0.06771% | 0.0753% | 0.08211% | 0.08822% | 0.0937% | 0.09864% | 0.1031% | 0.1071% | 0.1106% | 0.1139% | 0.1169% | 0.1199% | 0.1227% | 0.1255% | 0.1282% | 0.1309%
F5_Industrial_Agriculture_Existing_Process_Natural Gas_Gas Boiler - Maintenance_A_Achievable Economic UCT Potential | F5 | Industrial | Agriculture | Existing | Process | Natural Gas | Gas Boiler - Maintenance | A | Standalone Impact on Baseline Summer Peak (%) | Achievable Economic UCT Potential | bar: 2019 to 2040
F6_Industrial_Agriculture_Existing_Process_Natural Gas_Gas Boiler - Maintenance_A_Achievable Economic UCT Potential | F6 | Industrial | Agriculture | Existing | Process | Natural Gas | Gas Boiler - Maintenance | A | Standalone Impact on Baseline Winter Peak (%) | Achievable Economic UCT Potential | bar: 2019 to 2040
F7_Industrial_Agriculture_Existing_Process_Natural Gas_Gas Boiler - Maintenance_A_Achievable Economic UCT Potential | F7 | Industrial | Agriculture | Existing | Process | Natural Gas | Gas Boiler - Maintenance | A | Incremental Energy Savings (MWh or mTherms) | Achievable Economic UCT Potential | 0 | 0 | 0.48819 | 0.33628 | 0.22879 | 0.17511 | 0.15077 | 0.12822 | 0.10795 | 0.090133 | 0.074734 | 0.0616 | 0.050514 | 0.038662 | 0.029591 | 0.022648 | 0.017334 | 0.015642 | 0.012031 | 0.010181 | 0.0083918 | 0.0066611
F8_Industrial_Agriculture_Existing_Process_Natural Gas_Gas Boiler - Maintenance_A_Achievable Economic UCT Potential | F8 | Industrial | Agriculture | Existing | Process | Natural Gas | Gas Boiler - Maintenance | A | Incremental Summer Peak Savings (MW) | Achievable Economic UCT Potential | 0 | 0 | 0 | 0 | 0 | 0 | 0 | 0 | 0 | 0 | 0 | 0 | 0 | 0 | 0 | 0 | 0 | 0 | 0 | 0 | 0 | 0
F9_Industrial_Agriculture_Existing_Process_Natural Gas_Gas Boiler - Maintenance_A_Achievable Economic UCT Potential | F9 | Industrial | Agriculture | Existing | Process | Natural Gas | Gas Boiler - Maintenance | A | Incremental Winter Peak Savings (MW) | Achievable Economic UCT Potential | 0 | 0 | 0 | 0 | 0 | 0 | 0 | 0 | 0 | 0 | 0 | 0 | 0 | 0 | 0 | 0 | 0 | 0 | 0 | 0 | 0 | 0
F10_Industrial_Agriculture_Existing_Process_Natural Gas_Gas Boiler - Maintenance_A_Achievable Economic UCT Potential | F10 | Industrial | Agriculture | Existing | Process | Natural Gas | Gas Boiler - Maintenance | A | Cumulative Energy Savings (MWh or mTherms) | Achievable Economic UCT Potential | 0 | 0 | 0.48819 | 0.82448 | 1.0533 | 1.2284 | 1.3791 | 1.5074 | 1.6153 | 1.7054 | 1.7802 | 1.8418 | 1.8923 | 1.931 | 1.9605 | 1.9832 | 2.0005 | 2.0162 | 2.0282 | 2.0384 | 2.0468 | 2.0534
F11_Industrial_Agriculture_Existing_Process_Natural Gas_Gas Boiler - Maintenance_A_Achievable Economic UCT Potential | F11 | Industrial | Agriculture | Existing | Process | Natural Gas | Gas Boiler - Maintenance | A | Cumulative Summer Peak Savings (MW) | Achievable Economic UCT Potential | 0 | 0 | 0 | 0 | 0 | 0 | 0 | 0 | 0 | 0 | 0 | 0 | 0 | 0 | 0 | 0 | 0 | 0 | 0 | 0 | 0 | 0
F12_Industrial_Agriculture_Existing_Process_Natural Gas_Gas Boiler - Maintenance_A_Achievable Economic UCT Potential | F12 | Industrial | Agriculture | Existing | Process | Natural Gas | Gas Boiler - Maintenance | A | Cumulative Winter Peak Savings (MW) | Achievable Economic UCT Potential | 0 | 0 | 0 | 0 | 0 | 0 | 0 | 0 | 0 | 0 | 0 | 0 | 0 | 0 | 0 | 0 | 0 | 0 | 0 | 0 | 0 | 0
F13_Industrial_Agriculture_Existing_Process_Natural Gas_Gas Boiler - Maintenance_A_Achievable Economic UCT Potential | F13 | Industrial | Agriculture | Existing | Process | Natural Gas | Gas Boiler - Maintenance | A | Purchases (Incremental) | Achievable Economic UCT Potential | 0 | 0 | 313.7737 | 216.1386 | 147.0459 | 112.545 | 96.9063 | 82.4105 | 69.3823 | 57.9309 | 48.0337 | 39.5917 | 32.4669 | 24.8493 | 19.019 | 14.5566 | 11.1412 | 10.0536 | 7.7324 | 6.5437 | 5.3936 | 4.2813
F14_Industrial_Agriculture_Existing_Process_Natural Gas_Gas Boiler - Maintenance_A_Achievable Economic UCT Potential | F14 | Industrial | Agriculture | Existing | Process | Natural Gas | Gas Boiler - Maintenance | A | Purchases (Cumulative) | Achievable Economic UCT Potential | 0 | 0 | 313.7737 | 529.9122 | 676.9582 | 789.5032 | 886.4095 | 968.82 | 1038.2023 | 1096.1332 | 1144.1669 | 1183.7585 | 1216.2254 | 1241.0747 | 1260.0936 | 1274.6502 | 1285.7914 | 1295.8451 | 1303.5775 | 1310.1212 | 1315.5148 | 1319.7961
F1_Industrial_Agriculture_Existing_Space Heating_Natural Gas_Gas Furnace - Maintenance_A_Achievable Economic UCT Potential | F1 | Industrial | Agriculture | Existing | Space Heating | Natural Gas | Gas Furnace - Maintenance | A | Original Unit Energy Savings (kWh or therms) | Achievable Economic UCT Potential | 0 | 0 | 0.0093975 | 0.0093456 | 0.0092937 | 0.0092423 | 0.0091918 | 0.0091426 | 0.0090951 | 0.0090495 | 0.0090061 | 0.0089653 | 0.0089269 | 0.0088907 | 0.0088567 | 0.0088247 | 0.0087946 | 0.0087662 | 0.0087395 | 0.0087144 | 0.0086907 | 0.0086685
F2_Industrial_Agriculture_Existing_Space Heating_Natural Gas_Gas Furnace - Maintenance_A_Achievable Economic UCT Potential | F2 | Industrial | Agriculture | Existing | Space Heating | Natural Gas | Gas Furnace - Maintenance | A | Original Unit Summer Peak Savings (kW) | Achievable Economic UCT Potential | 0 | 0 | 0 | 0 | 0 | 0 | 0 | 0 | 0 | 0 | 0 | 0 | 0 | 0 | 0 | 0 | 0 | 0 | 0 | 0 | 0 | 0
F3_Industrial_Agriculture_Existing_Space Heating_Natural Gas_Gas Furnace - Maintenance_A_Achievable Economic UCT Potential | F3 | Industrial | Agriculture | Existing | Space Heating | Natural Gas | Gas Furnace - Maintenance | A | Original Unit Winter Peak Savings (kW) | Achievable Economic UCT Potential | 0 | 0 | 0 | 0 | 0 | 0 | 0 | 0 | 0 | 0 | 0 | 0 | 0 | 0 | 0 | 0 | 0 | 0 | 0 | 0 | 0 | 0
F4_Industrial_Agriculture_Existing_Space Heating_Natural Gas_Gas Furnace - Maintenance_A_Achievable Economic UCT Potential | F4 | Industrial | Agriculture | Existing | Space Heating | Natural Gas | Gas Furnace - Maintenance | A | Standalone Impact on Baseline Energy (%) | Achievable Economic UCT Potential | 0% | 0% | 6.815e-05% | 0.0001167% | 0.0001513% | 0.0001789% | 0.0002038% | 0.0002259% | 0.0002456% | 0.0002631% | 0.0002787% | 0.0002926% | 0.0003051% | 0.0003161% | 0.0003258% | 0.0003347% | 0.0003428% | 0.0003509% | 0.0003586% | 0.0003661% | 0.0003734% | 0.0003806%
F5_Industrial_Agriculture_Existing_Space Heating_Natural Gas_Gas Furnace - Maintenance_A_Achievable Economic UCT Potential | F5 | Industrial | Agriculture | Existing | Space Heating | Natural Gas | Gas Furnace - Maintenance | A | Standalone Impact on Baseline Summer Peak (%) | Achievable Economic UCT Potential | bar: 2019 to 2040
F6_Industrial_Agriculture_Existing_Space Heating_Natural Gas_Gas Furnace - Maintenance_A_Achievable Economic UCT Potential | F6 | Industrial | Agriculture | Existing | Space Heating | Natural Gas | Gas Furnace - Maintenance | A | Standalone Impact on Baseline Winter Peak (%) | Achievable Economic UCT Potential | bar: 2019 to 2040
F7_Industrial_Agriculture_Existing_Space Heating_Natural Gas_Gas Furnace - Maintenance_A_Achievable Economic UCT Potential | F7 | Industrial | Agriculture | Existing | Space Heating | Natural Gas | Gas Furnace - Maintenance | A | Incremental Energy Savings (MWh or mTherms) | Achievable Economic UCT Potential | 0 | 0 | 0.00072053 | 0.00049358 | 0.00033393 | 0.00025417 | 0.00021766 | 0.00018411 | 0.0001542 | 0.0001281 | 0.00010571 | 8.6734e-05 | 7.0821e-05 | 5.3985e-05 | 4.116e-05 | 3.1389e-05 | 2.3942e-05 | 2.1535e-05 | 1.6513e-05 | 1.3934e-05 | 1.1454e-05 | 9.0685e-06
F8_Industrial_Agriculture_Existing_Space Heating_Natural Gas_Gas Furnace - Maintenance_A_Achievable Economic UCT Potential | F8 | Industrial | Agriculture | Existing | Space Heating | Natural Gas | Gas Furnace - Maintenance | A | Incremental Summer Peak Savings (MW) | Achievable Economic UCT Potential | 0 | 0 | 0 | 0 | 0 | 0 | 0 | 0 | 0 | 0 | 0 | 0 | 0 | 0 | 0 | 0 | 0 | 0 | 0 | 0 | 0 | 0
F9_Industrial_Agriculture_Existing_Space Heating_Natural Gas_Gas Furnace - Maintenance_A_Achievable Economic UCT Potential | F9 | Industrial | Agriculture | Existing | Space Heating | Natural Gas | Gas Furnace - Maintenance | A | Incremental Winter Peak Savings (MW) | Achievable Economic UCT Potential | 0 | 0 | 0 | 0 | 0 | 0 | 0 | 0 | 0 | 0 | 0 | 0 | 0 | 0 | 0 | 0 | 0 | 0 | 0 | 0 | 0 | 0
F10_Industrial_Agriculture_Existing_Space Heating_Natural Gas_Gas Furnace - Maintenance_A_Achievable Economic UCT Potential | F10 | Industrial | Agriculture | Existing | Space Heating | Natural Gas | Gas Furnace - Maintenance | A | Cumulative Energy Savings (MWh or mTherms) | Achievable Economic UCT Potential | 0 | 0 | 0.00072053 | 0.0012101 | 0.0015373 | 0.001783 | 0.0019909 | 0.0021644 | 0.0023073 | 0.0024238 | 0.0025179 | 0.0025933 | 0.002653 | 0.0026962 | 0.0027271 | 0.0027486 | 0.0027631 | 0.0027758 | 0.0027838 | 0.0027898 | 0.0027936 | 0.0027956
F11_Industrial_Agriculture_Existing_Space Heating_Natural Gas_Gas Furnace - Maintenance_A_Achievable Economic UCT Potential | F11 | Industrial | Agriculture | Existing | Space Heating | Natural Gas | Gas Furnace - Maintenance | A | Cumulative Summer Peak Savings (MW) | Achievable Economic UCT Potential | 0 | 0 | 0 | 0 | 0 | 0 | 0 | 0 | 0 | 0 | 0 | 0 | 0 | 0 | 0 | 0 | 0 | 0 | 0 | 0 | 0 | 0
F12_Industrial_Agriculture_Existing_Space Heating_Natural Gas_Gas Furnace - Maintenance_A_Achievable Economic UCT Potential | F12 | Industrial | Agriculture | Existing | Space Heating | Natural Gas | Gas Furnace - Maintenance | A | Cumulative Winter Peak Savings (MW) | Achievable Economic UCT Potential | 0 | 0 | 0 | 0 | 0 | 0 | 0 | 0 | 0 | 0 | 0 | 0 | 0 | 0 | 0 | 0 | 0 | 0 | 0 | 0 | 0 | 0
F13_Industrial_Agriculture_Existing_Space Heating_Natural Gas_Gas Furnace - Maintenance_A_Achievable Economic UCT Potential | F13 | Industrial | Agriculture | Existing | Space Heating | Natural Gas | Gas Furnace - Maintenance | A | Purchases (Incremental) | Achievable Economic UCT Potential | 0 | 0 | 76.6718 | 52.8143 | 35.9313 | 27.5008 | 23.6794 | 20.1373 | 16.9538 | 14.1556 | 11.7372 | 9.6744 | 7.9334 | 6.072 | 4.6474 | 3.557 | 2.7224 | 2.4566 | 1.8894 | 1.599 | 1.318 | 1.0461
F14_Industrial_Agriculture_Existing_Space Heating_Natural Gas_Gas Furnace - Maintenance_A_Achievable Economic UCT Potential | F14 | Industrial | Agriculture | Existing | Space Heating | Natural Gas | Gas Furnace - Maintenance | A | Purchases (Cumulative) | Achievable Economic UCT Potential | 0 | 0 | 76.6718 | 129.4861 | 165.4174 | 192.9182 | 216.5976 | 236.735 | 253.6888 | 267.8445 | 279.5817 | 289.2561 | 297.1895 | 303.2615 | 307.9088 | 311.4658 | 314.1882 | 316.6449 | 318.5343 | 320.1333 | 321.4512 | 322.4974
F1_Industrial_Agriculture_Existing_Space Heating_Natural Gas_Gas Boiler - Hot Water Reset_A_Achievable Economic UCT Potential | F1 | Industrial | Agriculture | Existing | Space Heating | Natural Gas | Gas Boiler - Hot Water Reset | A | Original Unit Energy Savings (kWh or therms) | Achievable Economic UCT Potential | 0 | 0 | 4.2453 | 4.2347 | 4.2243 | 4.2141 | 4.2041 | 4.1945 | 4.1852 | 4.1761 | 4.1675 | 4.1591 | 4.1511 | 4.1435 | 4.1363 | 4.1295 | 4.1231 | 4.1171 | 4.1115 | 4.1063 | 4.1015 | 4.0972
F2_Industrial_Agriculture_Existing_Space Heating_Natural Gas_Gas Boiler - Hot Water Reset_A_Achievable Economic UCT Potential | F2 | Industrial | Agriculture | Existing | Space Heating | Natural Gas | Gas Boiler - Hot Water Reset | A | Original Unit Summer Peak Savings (kW) | Achievable Economic UCT Potential | 0 | 0 | 0 | 0 | 0 | 0 | 0 | 0 | 0 | 0 | 0 | 0 | 0 | 0 | 0 | 0 | 0 | 0 | 0 | 0 | 0 | 0
F3_Industrial_Agriculture_Existing_Space Heating_Natural Gas_Gas Boiler - Hot Water Reset_A_Achievable Economic UCT Potential | F3 | Industrial | Agriculture | Existing | Space Heating | Natural Gas | Gas Boiler - Hot Water Reset | A | Original Unit Winter Peak Savings (kW) | Achievable Economic UCT Potential | 0 | 0 | 0 | 0 | 0 | 0 | 0 | 0 | 0 | 0 | 0 | 0 | 0 | 0 | 0 | 0 | 0 | 0 | 0 | 0 | 0 | 0
F4_Industrial_Agriculture_Existing_Space Heating_Natural Gas_Gas Boiler - Hot Water Reset_A_Achievable Economic UCT Potential | F4 | Industrial | Agriculture | Existing | Space Heating | Natural Gas | Gas Boiler - Hot Water Reset | A | Standalone Impact on Baseline Energy (%) | Achievable Economic UCT Potential | 0% | 0% | 0.007402% | 0.01662% | 0.02803% | 0.04143% | 0.05687% | 0.07508% | 0.09527% | 0.1162% | 0.1364% | 0.1544% | 0.1692% | 0.1801% | 0.1879% | 0.1934% | 0.1977% | 0.2015% | 0.2052% | 0.2088% | 0.2124% | 0.2161%
F5_Industrial_Agriculture_Existing_Space Heating_Natural Gas_Gas Boiler - Hot Water Reset_A_Achievable Economic UCT Potential | F5 | Industrial | Agriculture | Existing | Space Heating | Natural Gas | Gas Boiler - Hot Water Reset | A | Standalone Impact on Baseline Summer Peak (%) | Achievable Economic UCT Potential | bar: 2019 to 2040
F6_Industrial_Agriculture_Existing_Space Heating_Natural Gas_Gas Boiler - Hot Water Reset_A_Achievable Economic UCT Potential | F6 | Industrial | Agriculture | Existing | Space Heating | Natural Gas | Gas Boiler - Hot Water Reset | A | Standalone Impact on Baseline Winter Peak (%) | Achievable Economic UCT Potential | bar: 2019 to 2040
F7_Industrial_Agriculture_Existing_Space Heating_Natural Gas_Gas Boiler - Hot Water Reset_A_Achievable Economic UCT Potential | F7 | Industrial | Agriculture | Existing | Space Heating | Natural Gas | Gas Boiler - Hot Water Reset | A | Incremental Energy Savings (MWh or mTherms) | Achievable Economic UCT Potential | 0 | 0 | 0.078261 | 0.094198 | 0.113 | 0.12861 | 0.14382 | 0.16487 | 0.17735 | 0.17767 | 0.1642 | 0.13844 | 0.10508 | 0.068219 | 0.03886 | 0.018358 | 0.0076209 | 0.0027195 | 0.00083366 | 0.00017834 | 2.8776e-05 | 3.3909e-06
F8_Industrial_Agriculture_Existing_Space Heating_Natural Gas_Gas Boiler - Hot Water Reset_A_Achievable Economic UCT Potential | F8 | Industrial | Agriculture | Existing | Space Heating | Natural Gas | Gas Boiler - Hot Water Reset | A | Incremental Summer Peak Savings (MW) | Achievable Economic UCT Potential | 0 | 0 | 0 | 0 | 0 | 0 | 0 | 0 | 0 | 0 | 0 | 0 | 0 | 0 | 0 | 0 | 0 | 0 | 0 | 0 | 0 | 0
F9_Industrial_Agriculture_Existing_Space Heating_Natural Gas_Gas Boiler - Hot Water Reset_A_Achievable Economic UCT Potential | F9 | Industrial | Agriculture | Existing | Space Heating | Natural Gas | Gas Boiler - Hot Water Reset | A | Incremental Winter Peak Savings (MW) | Achievable Economic UCT Potential | 0 | 0 | 0 | 0 | 0 | 0 | 0 | 0 | 0 | 0 | 0 | 0 | 0 | 0 | 0 | 0 | 0 | 0 | 0 | 0 | 0 | 0
F10_Industrial_Agriculture_Existing_Space Heating_Natural Gas_Gas Boiler - Hot Water Reset_A_Achievable Economic UCT Potential | F10 | Industrial | Agriculture | Existing | Space Heating | Natural Gas | Gas Boiler - Hot Water Reset | A | Cumulative Energy Savings (MWh or mTherms) | Achievable Economic UCT Potential | 0 | 0 | 0.078261 | 0.17226 | 0.28484 | 0.41276 | 0.55562 | 0.71921 | 0.89496 | 1.0707 | 1.2327 | 1.3687 | 1.4711 | 1.5366 | 1.5728 | 1.5886 | 1.5937 | 1.5941 | 1.5928 | 1.591 | 1.5891 | 1.5875
F11_Industrial_Agriculture_Existing_Space Heating_Natural Gas_Gas Boiler - Hot Water Reset_A_Achievable Economic UCT Potential | F11 | Industrial | Agriculture | Existing | Space Heating | Natural Gas | Gas Boiler - Hot Water Reset | A | Cumulative Summer Peak Savings (MW) | Achievable Economic UCT Potential | 0 | 0 | 0 | 0 | 0 | 0 | 0 | 0 | 0 | 0 | 0 | 0 | 0 | 0 | 0 | 0 | 0 | 0 | 0 | 0 | 0 | 0
F12_Industrial_Agriculture_Existing_Space Heating_Natural Gas_Gas Boiler - Hot Water Reset_A_Achievable Economic UCT Potential | F12 | Industrial | Agriculture | Existing | Space Heating | Natural Gas | Gas Boiler - Hot Water Reset | A | Cumulative Winter Peak Savings (MW) | Achievable Economic UCT Potential | 0 | 0 | 0 | 0 | 0 | 0 | 0 | 0 | 0 | 0 | 0 | 0 | 0 | 0 | 0 | 0 | 0 | 0 | 0 | 0 | 0 | 0
F13_Industrial_Agriculture_Existing_Space Heating_Natural Gas_Gas Boiler - Hot Water Reset_A_Achievable Economic UCT Potential | F13 | Industrial | Agriculture | Existing | Space Heating | Natural Gas | Gas Boiler - Hot Water Reset | A | Purchases (Incremental) | Achievable Economic UCT Potential | 0 | 0 | 18.4346 | 22.2445 | 26.7514 | 30.5187 | 34.2103 | 39.3064 | 42.3762 | 42.5439 | 39.4013 | 33.2848 | 25.3131 | 16.4639 | 9.3949 | 4.4455 | 1.8483 | 0.66054 | 0.20276 | 0.043432 | 0.0070159 | 0.00082762
F14_Industrial_Agriculture_Existing_Space Heating_Natural Gas_Gas Boiler - Hot Water Reset_A_Achievable Economic UCT Potential | F14 | Industrial | Agriculture | Existing | Space Heating | Natural Gas | Gas Boiler - Hot Water Reset | A | Purchases (Cumulative) | Achievable Economic UCT Potential | 0 | 0 | 18.4346 | 40.679 | 67.4304 | 97.9491 | 132.1594 | 171.4658 | 213.842 | 256.386 | 295.7873 | 329.0721 | 354.3852 | 370.8491 | 380.244 | 384.6894 | 386.5378 | 387.1983 | 387.4011 | 387.4445 | 387.4515 | 387.4524
F1_Industrial_Agriculture_Existing_Process_Natural Gas_Gas Boiler - Hot Water Reset_A_Achievable Economic UCT Potential | F1 | Industrial | Agriculture | Existing | Process | Natural Gas | Gas Boiler - Hot Water Reset | A | Original Unit Energy Savings (kWh or therms) | Achievable Economic UCT Potential | 0 | 0 | 2.8289 | 2.8289 | 2.8289 | 2.8289 | 2.8289 | 2.8289 | 2.8289 | 2.8289 | 2.8289 | 2.8289 | 2.8289 | 2.8289 | 2.8289 | 2.8289 | 2.8289 | 2.8289 | 2.8289 | 2.8289 | 2.8289 | 2.8289
F2_Industrial_Agriculture_Existing_Process_Natural Gas_Gas Boiler - Hot Water Reset_A_Achievable Economic UCT Potential | F2 | Industrial | Agriculture | Existing | Process | Natural Gas | Gas Boiler - Hot Water Reset | A | Original Unit Summer Peak Savings (kW) | Achievable Economic UCT Potential | 0 | 0 | 0 | 0 | 0 | 0 | 0 | 0 | 0 | 0 | 0 | 0 | 0 | 0 | 0 | 0 | 0 | 0 | 0 | 0 | 0 | 0
F3_Industrial_Agriculture_Existing_Process_Natural Gas_Gas Boiler - Hot Water Reset_A_Achievable Economic UCT Potential | F3 | Industrial | Agriculture | Existing | Process | Natural Gas | Gas Boiler - Hot Water Reset | A | Original Unit Winter Peak Savings (kW) | Achievable Economic UCT Potential | 0 | 0 | 0 | 0 | 0 | 0 | 0 | 0 | 0 | 0 | 0 | 0 | 0 | 0 | 0 | 0 | 0 | 0 | 0 | 0 | 0 | 0
F4_Industrial_Agriculture_Existing_Process_Natural Gas_Gas Boiler - Hot Water Reset_A_Achievable Economic UCT Potential | F4 | Industrial | Agriculture | Existing | Process | Natural Gas | Gas Boiler - Hot Water Reset | A | Standalone Impact on Baseline Energy (%) | Achievable Economic UCT Potential | 0% | 0% | 0.01976% | 0.04436% | 0.07482% | 0.1106% | 0.1518% | 0.2004% | 0.2544% | 0.3103% | 0.3643% | 0.4124% | 0.4519% | 0.4812% | 0.5021% | 0.5168% | 0.5284% | 0.5386% | 0.5484% | 0.558% | 0.5678% | 0.5778%
F5_Industrial_Agriculture_Existing_Process_Natural Gas_Gas Boiler - Hot Water Reset_A_Achievable Economic UCT Potential | F5 | Industrial | Agriculture | Existing | Process | Natural Gas | Gas Boiler - Hot Water Reset | A | Standalone Impact on Baseline Summer Peak (%) | Achievable Economic UCT Potential | bar: 2019 to 2040
F6_Industrial_Agriculture_Existing_Process_Natural Gas_Gas Boiler - Hot Water Reset_A_Achievable Economic UCT Potential | F6 | Industrial | Agriculture | Existing | Process | Natural Gas | Gas Boiler - Hot Water Reset | A | Standalone Impact on Baseline Winter Peak (%) | Achievable Economic UCT Potential | bar: 2019 to 2040
F7_Industrial_Agriculture_Existing_Process_Natural Gas_Gas Boiler - Hot Water Reset_A_Achievable Economic UCT Potential | F7 | Industrial | Agriculture | Existing | Process | Natural Gas | Gas Boiler - Hot Water Reset | A | Incremental Energy Savings (MWh or mTherms) | Achievable Economic UCT Potential | 0 | 0 | 0.43137 | 0.52053 | 0.62599 | 0.71415 | 0.80053 | 0.91978 | 0.99162 | 0.99554 | 0.922 | 0.77887 | 0.59233 | 0.38526 | 0.21984 | 0.10403 | 0.043252 | 0.015457 | 0.0047448 | 0.0010163 | 0.00016417 | 1.9367e-05
F8_Industrial_Agriculture_Existing_Process_Natural Gas_Gas Boiler - Hot Water Reset_A_Achievable Economic UCT Potential | F8 | Industrial | Agriculture | Existing | Process | Natural Gas | Gas Boiler - Hot Water Reset | A | Incremental Summer Peak Savings (MW) | Achievable Economic UCT Potential | 0 | 0 | 0 | 0 | 0 | 0 | 0 | 0 | 0 | 0 | 0 | 0 | 0 | 0 | 0 | 0 | 0 | 0 | 0 | 0 | 0 | 0
F9_Industrial_Agriculture_Existing_Process_Natural Gas_Gas Boiler - Hot Water Reset_A_Achievable Economic UCT Potential | F9 | Industrial | Agriculture | Existing | Process | Natural Gas | Gas Boiler - Hot Water Reset | A | Incremental Winter Peak Savings (MW) | Achievable Economic UCT Potential | 0 | 0 | 0 | 0 | 0 | 0 | 0 | 0 | 0 | 0 | 0 | 0 | 0 | 0 | 0 | 0 | 0 | 0 | 0 | 0 | 0 | 0
F10_Industrial_Agriculture_Existing_Process_Natural Gas_Gas Boiler - Hot Water Reset_A_Achievable Economic UCT Potential | F10 | Industrial | Agriculture | Existing | Process | Natural Gas | Gas Boiler - Hot Water Reset | A | Cumulative Energy Savings (MWh or mTherms) | Achievable Economic UCT Potential | 0 | 0 | 0.43137 | 0.9519 | 1.5779 | 2.292 | 3.0926 | 4.0123 | 5.004 | 5.9995 | 6.9215 | 7.7004 | 8.2927 | 8.678 | 8.8978 | 9.0018 | 9.0451 | 9.0605 | 9.0653 | 9.0663 | 9.0665 | 9.0665
F11_Industrial_Agriculture_Existing_Process_Natural Gas_Gas Boiler - Hot Water Reset_A_Achievable Economic UCT Potential | F11 | Industrial | Agriculture | Existing | Process | Natural Gas | Gas Boiler - Hot Water Reset | A | Cumulative Summer Peak Savings (MW) | Achievable Economic UCT Potential | 0 | 0 | 0 | 0 | 0 | 0 | 0 | 0 | 0 | 0 | 0 | 0 | 0 | 0 | 0 | 0 | 0 | 0 | 0 | 0 | 0 | 0
F12_Industrial_Agriculture_Existing_Process_Natural Gas_Gas Boiler - Hot Water Reset_A_Achievable Economic UCT Potential | F12 | Industrial | Agriculture | Existing | Process | Natural Gas | Gas Boiler - Hot Water Reset | A | Cumulative Winter Peak Savings (MW) | Achievable Economic UCT Potential | 0 | 0 | 0 | 0 | 0 | 0 | 0 | 0 | 0 | 0 | 0 | 0 | 0 | 0 | 0 | 0 | 0 | 0 | 0 | 0 | 0 | 0
F13_Industrial_Agriculture_Existing_Process_Natural Gas_Gas Boiler - Hot Water Reset_A_Achievable Economic UCT Potential | F13 | Industrial | Agriculture | Existing | Process | Natural Gas | Gas Boiler - Hot Water Reset | A | Purchases (Incremental) | Achievable Economic UCT Potential | 0 | 0 | 152.49 | 184.0052 | 221.2864 | 252.4497 | 282.9861 | 325.1406 | 350.5345 | 351.9217 | 325.926 | 275.3306 | 209.389 | 136.1888 | 77.714 | 36.7727 | 15.2894 | 5.4639 | 1.6773 | 0.35926 | 0.058035 | 0.0068461
F14_Industrial_Agriculture_Existing_Process_Natural Gas_Gas Boiler - Hot Water Reset_A_Achievable Economic UCT Potential | F14 | Industrial | Agriculture | Existing | Process | Natural Gas | Gas Boiler - Hot Water Reset | A | Purchases (Cumulative) | Achievable Economic UCT Potential | 0 | 0 | 152.49 | 336.4953 | 557.7816 | 810.2313 | 1093.2174 | 1418.358 | 1768.8925 | 2120.8143 | 2446.7403 | 2722.0709 | 2931.4599 | 3067.6487 | 3145.3626 | 3182.1353 | 3197.4248 | 3202.8887 | 3204.566 | 3204.9252 | 3204.9833 | 3204.9901
F1_Industrial_Agriculture_Existing_Space Heating_Natural Gas_Steam Trap Maintenance_A_Achievable Economic UCT Potential | F1 | Industrial | Agriculture | Existing | Space Heating | Natural Gas | Steam Trap Maintenance | A | Original Unit Energy Savings (kWh or therms) | Achievable Economic UCT Potential | 0 | 0 | 1.4998 | 1.496 | 1.4923 | 1.4887 | 1.4852 | 1.4818 | 1.4785 | 1.4753 | 1.4723 | 1.4693 | 1.4665 | 1.4638 | 1.4613 | 1.4589 | 1.4566 | 1.4545 | 1.4525 | 1.4507 | 1.449 | 1.4475
F2_Industrial_Agriculture_Existing_Space Heating_Natural Gas_Steam Trap Maintenance_A_Achievable Economic UCT Potential | F2 | Industrial | Agriculture | Existing | Space Heating | Natural Gas | Steam Trap Maintenance | A | Original Unit Summer Peak Savings (kW) | Achievable Economic UCT Potential | 0 | 0 | 0 | 0 | 0 | 0 | 0 | 0 | 0 | 0 | 0 | 0 | 0 | 0 | 0 | 0 | 0 | 0 | 0 | 0 | 0 | 0
F3_Industrial_Agriculture_Existing_Space Heating_Natural Gas_Steam Trap Maintenance_A_Achievable Economic UCT Potential | F3 | Industrial | Agriculture | Existing | Space Heating | Natural Gas | Steam Trap Maintenance | A | Original Unit Winter Peak Savings (kW) | Achievable Economic UCT Potential | 0 | 0 | 0 | 0 | 0 | 0 | 0 | 0 | 0 | 0 | 0 | 0 | 0 | 0 | 0 | 0 | 0 | 0 | 0 | 0 | 0 | 0
F4_Industrial_Agriculture_Existing_Space Heating_Natural Gas_Steam Trap Maintenance_A_Achievable Economic UCT Potential | F4 | Industrial | Agriculture | Existing | Space Heating | Natural Gas | Steam Trap Maintenance | A | Standalone Impact on Baseline Energy (%) | Achievable Economic UCT Potential | 0% | 0% | 0.00146% | 0.002944% | 0.004455% | 0.005992% | 0.007556% | 0.009147% | 0.01077% | 0.01241% | 0.01409% | 0.01579% | 0.01753% | 0.01929% | 0.02108% | 0.02291% | 0.02477% | 0.02665% | 0.02858% | 0.03053% | 0.03252% | 0.03455%
F5_Industrial_Agriculture_Existing_Space Heating_Natural Gas_Steam Trap Maintenance_A_Achievable Economic UCT Potential | F5 | Industrial | Agriculture | Existing | Space Heating | Natural Gas | Steam Trap Maintenance | A | Standalone Impact on Baseline Summer Peak (%) | Achievable Economic UCT Potential | bar: 2019 to 2040
F6_Industrial_Agriculture_Existing_Space Heating_Natural Gas_Steam Trap Maintenance_A_Achievable Economic UCT Potential | F6 | Industrial | Agriculture | Existing | Space Heating | Natural Gas | Steam Trap Maintenance | A | Standalone Impact on Baseline Winter Peak (%) | Achievable Economic UCT Potential | bar: 2019 to 2040
F7_Industrial_Agriculture_Existing_Space Heating_Natural Gas_Steam Trap Maintenance_A_Achievable Economic UCT Potential | F7 | Industrial | Agriculture | Existing | Space Heating | Natural Gas | Steam Trap Maintenance | A | Incremental Energy Savings (MWh or mTherms) | Achievable Economic UCT Potential | 0 | 0 | 0.015431 | 0.015127 | 0.01483 | 0.014539 | 0.014255 | 0.013977 | 0.013705 | 0.01344 | 0.013181 | 0.012928 | 0.01268 | 0.012439 | 0.012203 | 0.011973 | 0.011748 | 0.011529 | 0.011315 | 0.011106 | 0.010901 | 0.010702
F8_Industrial_Agriculture_Existing_Space Heating_Natural Gas_Steam Trap Maintenance_A_Achievable Economic UCT Potential | F8 | Industrial | Agriculture | Existing | Space Heating | Natural Gas | Steam Trap Maintenance | A | Incremental Summer Peak Savings (MW) | Achievable Economic UCT Potential | 0 | 0 | 0 | 0 | 0 | 0 | 0 | 0 | 0 | 0 | 0 | 0 | 0 | 0 | 0 | 0 | 0 | 0 | 0 | 0 | 0 | 0
F9_Industrial_Agriculture_Existing_Space Heating_Natural Gas_Steam Trap Maintenance_A_Achievable Economic UCT Potential | F9 | Industrial | Agriculture | Existing | Space Heating | Natural Gas | Steam Trap Maintenance | A | Incremental Winter Peak Savings (MW) | Achievable Economic UCT Potential | 0 | 0 | 0 | 0 | 0 | 0 | 0 | 0 | 0 | 0 | 0 | 0 | 0 | 0 | 0 | 0 | 0 | 0 | 0 | 0 | 0 | 0
F10_Industrial_Agriculture_Existing_Space Heating_Natural Gas_Steam Trap Maintenance_A_Achievable Economic UCT Potential | F10 | Industrial | Agriculture | Existing | Space Heating | Natural Gas | Steam Trap Maintenance | A | Cumulative Energy Savings (MWh or mTherms) | Achievable Economic UCT Potential | 0 | 0 | 0.015431 | 0.03052 | 0.045275 | 0.059704 | 0.073819 | 0.087626 | 0.10114 | 0.11436 | 0.1273 | 0.13997 | 0.15239 | 0.16455 | 0.17646 | 0.18814 | 0.1996 | 0.21084 | 0.22186 | 0.23269 | 0.24332 | 0.25377
F11_Industrial_Agriculture_Existing_Space Heating_Natural Gas_Steam Trap Maintenance_A_Achievable Economic UCT Potential | F11 | Industrial | Agriculture | Existing | Space Heating | Natural Gas | Steam Trap Maintenance | A | Cumulative Summer Peak Savings (MW) | Achievable Economic UCT Potential | 0 | 0 | 0 | 0 | 0 | 0 | 0 | 0 | 0 | 0 | 0 | 0 | 0 | 0 | 0 | 0 | 0 | 0 | 0 | 0 | 0 | 0
F12_Industrial_Agriculture_Existing_Space Heating_Natural Gas_Steam Trap Maintenance_A_Achievable Economic UCT Potential | F12 | Industrial | Agriculture | Existing | Space Heating | Natural Gas | Steam Trap Maintenance | A | Cumulative Winter Peak Savings (MW) | Achievable Economic UCT Potential | 0 | 0 | 0 | 0 | 0 | 0 | 0 | 0 | 0 | 0 | 0 | 0 | 0 | 0 | 0 | 0 | 0 | 0 | 0 | 0 | 0 | 0
F13_Industrial_Agriculture_Existing_Space Heating_Natural Gas_Steam Trap Maintenance_A_Achievable Economic UCT Potential | F13 | Industrial | Agriculture | Existing | Space Heating | Natural Gas | Steam Trap Maintenance | A | Purchases (Incremental) | Achievable Economic UCT Potential | 0 | 0 | 10.2891 | 10.1117 | 9.9373 | 9.766 | 9.5976 | 9.4321 | 9.2695 | 9.1097 | 8.9526 | 8.7983 | 8.6466 | 8.4975 | 8.351 | 8.207 | 8.0655 | 7.9265 | 7.7898 | 7.6555 | 7.5235 | 7.3938
F14_Industrial_Agriculture_Existing_Space Heating_Natural Gas_Steam Trap Maintenance_A_Achievable Economic UCT Potential | F14 | Industrial | Agriculture | Existing | Space Heating | Natural Gas | Steam Trap Maintenance | A | Purchases (Cumulative) | Achievable Economic UCT Potential | 0 | 0 | 10.2891 | 20.4007 | 30.3381 | 40.104 | 49.7017 | 59.1338 | 68.4033 | 77.513 | 86.4656 | 95.2639 | 103.9105 | 112.408 | 120.759 | 128.966 | 137.0315 | 144.958 | 152.7477 | 160.4032 | 167.9267 | 175.3205
F1_Industrial_Agriculture_Existing_Process_Natural Gas_Steam Trap Maintenance_A_Achievable Economic UCT Potential | F1 | Industrial | Agriculture | Existing | Process | Natural Gas | Steam Trap Maintenance | A | Original Unit Energy Savings (kWh or therms) | Achievable Economic UCT Potential | 0 | 0 | 1.9988 | 1.9988 | 1.9988 | 1.9988 | 1.9988 | 1.9988 | 1.9988 | 1.9988 | 1.9988 | 1.9988 | 1.9988 | 1.9988 | 1.9988 | 1.9988 | 1.9988 | 1.9988 | 1.9988 | 1.9988 | 1.9988 | 1.9988
F2_Industrial_Agriculture_Existing_Process_Natural Gas_Steam Trap Maintenance_A_Achievable Economic UCT Potential | F2 | Industrial | Agriculture | Existing | Process | Natural Gas | Steam Trap Maintenance | A | Original Unit Summer Peak Savings (kW) | Achievable Economic UCT Potential | 0 | 0 | 0 | 0 | 0 | 0 | 0 | 0 | 0 | 0 | 0 | 0 | 0 | 0 | 0 | 0 | 0 | 0 | 0 | 0 | 0 | 0
F3_Industrial_Agriculture_Existing_Process_Natural Gas_Steam Trap Maintenance_A_Achievable Economic UCT Potential | F3 | Industrial | Agriculture | Existing | Process | Natural Gas | Steam Trap Maintenance | A | Original Unit Winter Peak Savings (kW) | Achievable Economic UCT Potential | 0 | 0 | 0 | 0 | 0 | 0 | 0 | 0 | 0 | 0 | 0 | 0 | 0 | 0 | 0 | 0 | 0 | 0 | 0 | 0 | 0 | 0
F4_Industrial_Agriculture_Existing_Process_Natural Gas_Steam Trap Maintenance_A_Achievable Economic UCT Potential | F4 | Industrial | Agriculture | Existing | Process | Natural Gas | Steam Trap Maintenance | A | Standalone Impact on Baseline Energy (%) | Achievable Economic UCT Potential | 0% | 0% | 0.007791% | 0.01572% | 0.02378% | 0.03199% | 0.04034% | 0.04884% | 0.05749% | 0.06629% | 0.07524% | 0.08436% | 0.09363% | 0.1031% | 0.1127% | 0.1224% | 0.1324% | 0.1425% | 0.1528% | 0.1632% | 0.1739% | 0.1847%
F5_Industrial_Agriculture_Existing_Process_Natural Gas_Steam Trap Maintenance_A_Achievable Economic UCT Potential | F5 | Industrial | Agriculture | Existing | Process | Natural Gas | Steam Trap Maintenance | A | Standalone Impact on Baseline Summer Peak (%) | Achievable Economic UCT Potential | bar: 2019 to 2040
F6_Industrial_Agriculture_Existing_Process_Natural Gas_Steam Trap Maintenance_A_Achievable Economic UCT Potential | F6 | Industrial | Agriculture | Existing | Process | Natural Gas | Steam Trap Maintenance | A | Standalone Impact on Baseline Winter Peak (%) | Achievable Economic UCT Potential | bar: 2019 to 2040
F7_Industrial_Agriculture_Existing_Process_Natural Gas_Steam Trap Maintenance_A_Achievable Economic UCT Potential | F7 | Industrial | Agriculture | Existing | Process | Natural Gas | Steam Trap Maintenance | A | Incremental Energy Savings (MWh or mTherms) | Achievable Economic UCT Potential | 0 | 0 | 0.17012 | 0.16718 | 0.1643 | 0.16147 | 0.15868 | 0.15595 | 0.15326 | 0.15062 | 0.14802 | 0.14547 | 0.14296 | 0.14049 | 0.13807 | 0.13569 | 0.13335 | 0.13105 | 0.12879 | 0.12657 | 0.12439 | 0.12225
F8_Industrial_Agriculture_Existing_Process_Natural Gas_Steam Trap Maintenance_A_Achievable Economic UCT Potential | F8 | Industrial | Agriculture | Existing | Process | Natural Gas | Steam Trap Maintenance | A | Incremental Summer Peak Savings (MW) | Achievable Economic UCT Potential | 0 | 0 | 0 | 0 | 0 | 0 | 0 | 0 | 0 | 0 | 0 | 0 | 0 | 0 | 0 | 0 | 0 | 0 | 0 | 0 | 0 | 0
F9_Industrial_Agriculture_Existing_Process_Natural Gas_Steam Trap Maintenance_A_Achievable Economic UCT Potential | F9 | Industrial | Agriculture | Existing | Process | Natural Gas | Steam Trap Maintenance | A | Incremental Winter Peak Savings (MW) | Achievable Economic UCT Potential | 0 | 0 | 0 | 0 | 0 | 0 | 0 | 0 | 0 | 0 | 0 | 0 | 0 | 0 | 0 | 0 | 0 | 0 | 0 | 0 | 0 | 0
F10_Industrial_Agriculture_Existing_Process_Natural Gas_Steam Trap Maintenance_A_Achievable Economic UCT Potential | F10 | Industrial | Agriculture | Existing | Process | Natural Gas | Steam Trap Maintenance | A | Cumulative Energy Savings (MWh or mTherms) | Achievable Economic UCT Potential | 0 | 0 | 0.17012 | 0.3373 | 0.5016 | 0.66307 | 0.82175 | 0.9777 | 1.131 | 1.2816 | 1.4296 | 1.5751 | 1.718 | 1.8585 | 1.9966 | 2.1323 | 2.2656 | 2.3967 | 2.5255 | 2.652 | 2.7764 | 2.8987
F11_Industrial_Agriculture_Existing_Process_Natural Gas_Steam Trap Maintenance_A_Achievable Economic UCT Potential | F11 | Industrial | Agriculture | Existing | Process | Natural Gas | Steam Trap Maintenance | A | Cumulative Summer Peak Savings (MW) | Achievable Economic UCT Potential | 0 | 0 | 0 | 0 | 0 | 0 | 0 | 0 | 0 | 0 | 0 | 0 | 0 | 0 | 0 | 0 | 0 | 0 | 0 | 0 | 0 | 0
F12_Industrial_Agriculture_Existing_Process_Natural Gas_Steam Trap Maintenance_A_Achievable Economic UCT Potential | F12 | Industrial | Agriculture | Existing | Process | Natural Gas | Steam Trap Maintenance | A | Cumulative Winter Peak Savings (MW) | Achievable Economic UCT Potential | 0 | 0 | 0 | 0 | 0 | 0 | 0 | 0 | 0 | 0 | 0 | 0 | 0 | 0 | 0 | 0 | 0 | 0 | 0 | 0 | 0 | 0
F13_Industrial_Agriculture_Existing_Process_Natural Gas_Steam Trap Maintenance_A_Achievable Economic UCT Potential | F13 | Industrial | Agriculture | Existing | Process | Natural Gas | Steam Trap Maintenance | A | Purchases (Incremental) | Achievable Economic UCT Potential | 0 | 0 | 85.1107 | 83.6433 | 82.2012 | 80.7839 | 79.3911 | 78.0223 | 76.677 | 75.355 | 74.0558 | 72.779 | 71.5242 | 70.291 | 69.0791 | 67.8881 | 66.7176 | 65.5673 | 64.4368 | 63.3258 | 62.234 | 61.161
F14_Industrial_Agriculture_Existing_Process_Natural Gas_Steam Trap Maintenance_A_Achievable Economic UCT Potential | F14 | Industrial | Agriculture | Existing | Process | Natural Gas | Steam Trap Maintenance | A | Purchases (Cumulative) | Achievable Economic UCT Potential | 0 | 0 | 85.1107 | 168.754 | 250.9551 | 331.739 | 411.1301 | 489.1523 | 565.8294 | 641.1844 | 715.2402 | 788.0192 | 859.5433 | 929.8343 | 998.9134 | 1066.8015 | 1133.519 | 1199.0863 | 1263.5231 | 1326.8489 | 1389.0829 | 1450.2439
F1_Industrial_Agriculture_Existing_Space Heating_Natural Gas_Gas Boiler - High Turndown_A_Achievable Economic UCT Potential | F1 | Industrial | Agriculture | Existing | Space Heating | Natural Gas | Gas Boiler - High Turndown | A | Original Unit Energy Savings (kWh or therms) | Achievable Economic UCT Potential | 0 | 0 | 1.592 | 1.588 | 1.5841 | 1.5803 | 1.5766 | 1.5729 | 1.5694 | 1.5661 | 1.5628 | 1.5597 | 1.5567 | 1.5538 | 1.5511 | 1.5486 | 1.5462 | 1.5439 | 1.5418 | 1.5399 | 1.5381 | 1.5364
F2_Industrial_Agriculture_Existing_Space Heating_Natural Gas_Gas Boiler - High Turndown_A_Achievable Economic UCT Potential | F2 | Industrial | Agriculture | Existing | Space Heating | Natural Gas | Gas Boiler - High Turndown | A | Original Unit Summer Peak Savings (kW) | Achievable Economic UCT Potential | 0 | 0 | 0 | 0 | 0 | 0 | 0 | 0 | 0 | 0 | 0 | 0 | 0 | 0 | 0 | 0 | 0 | 0 | 0 | 0 | 0 | 0
F3_Industrial_Agriculture_Existing_Space Heating_Natural Gas_Gas Boiler - High Turndown_A_Achievable Economic UCT Potential | F3 | Industrial | Agriculture | Existing | Space Heating | Natural Gas | Gas Boiler - High Turndown | A | Original Unit Winter Peak Savings (kW) | Achievable Economic UCT Potential | 0 | 0 | 0 | 0 | 0 | 0 | 0 | 0 | 0 | 0 | 0 | 0 | 0 | 0 | 0 | 0 | 0 | 0 | 0 | 0 | 0 | 0
F4_Industrial_Agriculture_Existing_Space Heating_Natural Gas_Gas Boiler - High Turndown_A_Achievable Economic UCT Potential | F4 | Industrial | Agriculture | Existing | Space Heating | Natural Gas | Gas Boiler - High Turndown | A | Standalone Impact on Baseline Energy (%) | Achievable Economic UCT Potential | 0% | 0% | 0.004236% | 0.008546% | 0.01293% | 0.01739% | 0.02193% | 0.02613% | 0.02963% | 0.03259% | 0.03511% | 0.03728% | 0.03918% | 0.04086% | 0.04237% | 0.04375% | 0.04502% | 0.04621% | 0.04702% | 0.04785% | 0.04868% | 0.04954%
F5_Industrial_Agriculture_Existing_Space Heating_Natural Gas_Gas Boiler - High Turndown_A_Achievable Economic UCT Potential | F5 | Industrial | Agriculture | Existing | Space Heating | Natural Gas | Gas Boiler - High Turndown | A | Standalone Impact on Baseline Summer Peak (%) | Achievable Economic UCT Potential | bar: 2019 to 2040
F6_Industrial_Agriculture_Existing_Space Heating_Natural Gas_Gas Boiler - High Turndown_A_Achievable Economic UCT Potential | F6 | Industrial | Agriculture | Existing | Space Heating | Natural Gas | Gas Boiler - High Turndown | A | Standalone Impact on Baseline Winter Peak (%) | Achievable Economic UCT Potential | bar: 2019 to 2040
F7_Industrial_Agriculture_Existing_Space Heating_Natural Gas_Gas Boiler - High Turndown_A_Achievable Economic UCT Potential | F7 | Industrial | Agriculture | Existing | Space Heating | Natural Gas | Gas Boiler - High Turndown | A | Incremental Energy Savings (MWh or mTherms) | Achievable Economic UCT Potential | 0 | 0 | 0.04479 | 0.043907 | 0.043043 | 0.042199 | 0.041374 | 0.036511 | 0.028641 | 0.022469 | 0.017629 | 0.013832 | 0.010854 | 0.0085179 | 0.0066852 | 0.0052473 | 0.004119 | 0.0032337 | 2.1646e-05 | 7.588e-06 | 2.5393e-06 | 8.1289e-07
F8_Industrial_Agriculture_Existing_Space Heating_Natural Gas_Gas Boiler - High Turndown_A_Achievable Economic UCT Potential | F8 | Industrial | Agriculture | Existing | Space Heating | Natural Gas | Gas Boiler - High Turndown | A | Incremental Summer Peak Savings (MW) | Achievable Economic UCT Potential | 0 | 0 | 0 | 0 | 0 | 0 | 0 | 0 | 0 | 0 | 0 | 0 | 0 | 0 | 0 | 0 | 0 | 0 | 0 | 0 | 0 | 0
F9_Industrial_Agriculture_Existing_Space Heating_Natural Gas_Gas Boiler - High Turndown_A_Achievable Economic UCT Potential | F9 | Industrial | Agriculture | Existing | Space Heating | Natural Gas | Gas Boiler - High Turndown | A | Incremental Winter Peak Savings (MW) | Achievable Economic UCT Potential | 0 | 0 | 0 | 0 | 0 | 0 | 0 | 0 | 0 | 0 | 0 | 0 | 0 | 0 | 0 | 0 | 0 | 0 | 0 | 0 | 0 | 0
F10_Industrial_Agriculture_Existing_Space Heating_Natural Gas_Gas Boiler - High Turndown_A_Achievable Economic UCT Potential | F10 | Industrial | Agriculture | Existing | Space Heating | Natural Gas | Gas Boiler - High Turndown | A | Cumulative Energy Savings (MWh or mTherms) | Achievable Economic UCT Potential | 0 | 0 | 0.04479 | 0.088584 | 0.13141 | 0.17329 | 0.21426 | 0.25028 | 0.27836 | 0.30023 | 0.31723 | 0.33043 | 0.34065 | 0.34855 | 0.35462 | 0.35929 | 0.36285 | 0.36555 | 0.36508 | 0.36462 | 0.3642 | 0.36382
F11_Industrial_Agriculture_Existing_Space Heating_Natural Gas_Gas Boiler - High Turndown_A_Achievable Economic UCT Potential | F11 | Industrial | Agriculture | Existing | Space Heating | Natural Gas | Gas Boiler - High Turndown | A | Cumulative Summer Peak Savings (MW) | Achievable Economic UCT Potential | 0 | 0 | 0 | 0 | 0 | 0 | 0 | 0 | 0 | 0 | 0 | 0 | 0 | 0 | 0 | 0 | 0 | 0 | 0 | 0 | 0 | 0
F12_Industrial_Agriculture_Existing_Space Heating_Natural Gas_Gas Boiler - High Turndown_A_Achievable Economic UCT Potential | F12 | Industrial | Agriculture | Existing | Space Heating | Natural Gas | Gas Boiler - High Turndown | A | Cumulative Winter Peak Savings (MW) | Achievable Economic UCT Potential | 0 | 0 | 0 | 0 | 0 | 0 | 0 | 0 | 0 | 0 | 0 | 0 | 0 | 0 | 0 | 0 | 0 | 0 | 0 | 0 | 0 | 0
F13_Industrial_Agriculture_Existing_Space Heating_Natural Gas_Gas Boiler - High Turndown_A_Achievable Economic UCT Potential | F13 | Industrial | Agriculture | Existing | Space Heating | Natural Gas | Gas Boiler - High Turndown | A | Purchases (Incremental) | Achievable Economic UCT Potential | 0 | 0 | 28.1341 | 27.649 | 27.1723 | 26.7038 | 26.2434 | 23.2118 | 18.2493 | 14.3477 | 11.2803 | 8.8686 | 6.9726 | 5.4819 | 4.3099 | 3.3885 | 2.664 | 2.0945 | 0.01404 | 0.0049277 | 0.0016509 | 0.00052907
F14_Industrial_Agriculture_Existing_Space Heating_Natural Gas_Gas Boiler - High Turndown_A_Achievable Economic UCT Potential | F14 | Industrial | Agriculture | Existing | Space Heating | Natural Gas | Gas Boiler - High Turndown | A | Purchases (Cumulative) | Achievable Economic UCT Potential | 0 | 0 | 28.1341 | 55.783 | 82.9553 | 109.6591 | 135.9025 | 159.1143 | 177.3636 | 191.7113 | 202.9916 | 211.8602 | 218.8328 | 224.3147 | 228.6246 | 232.013 | 234.6771 | 236.7716 | 236.7856 | 236.7905 | 236.7922 | 236.7927
F1_Industrial_Agriculture_Existing_Process_Natural Gas_Gas Boiler - High Turndown_A_Achievable Economic UCT Potential | F1 | Industrial | Agriculture | Existing | Process | Natural Gas | Gas Boiler - High Turndown | A | Original Unit Energy Savings (kWh or therms) | Achievable Economic UCT Potential | 0 | 0 | 2.1216 | 2.1216 | 2.1216 | 2.1216 | 2.1216 | 2.1216 | 2.1216 | 2.1216 | 2.1216 | 2.1216 | 2.1216 | 2.1216 | 2.1216 | 2.1216 | 2.1216 | 2.1216 | 2.1216 | 2.1216 | 2.1216 | 2.1216
F2_Industrial_Agriculture_Existing_Process_Natural Gas_Gas Boiler - High Turndown_A_Achievable Economic UCT Potential | F2 | Industrial | Agriculture | Existing | Process | Natural Gas | Gas Boiler - High Turndown | A | Original Unit Summer Peak Savings (kW) | Achievable Economic UCT Potential | 0 | 0 | 0 | 0 | 0 | 0 | 0 | 0 | 0 | 0 | 0 | 0 | 0 | 0 | 0 | 0 | 0 | 0 | 0 | 0 | 0 | 0
F3_Industrial_Agriculture_Existing_Process_Natural Gas_Gas Boiler - High Turndown_A_Achievable Economic UCT Potential | F3 | Industrial | Agriculture | Existing | Process | Natural Gas | Gas Boiler - High Turndown | A | Original Unit Winter Peak Savings (kW) | Achievable Economic UCT Potential | 0 | 0 | 0 | 0 | 0 | 0 | 0 | 0 | 0 | 0 | 0 | 0 | 0 | 0 | 0 | 0 | 0 | 0 | 0 | 0 | 0 | 0
F4_Industrial_Agriculture_Existing_Process_Natural Gas_Gas Boiler - High Turndown_A_Achievable Economic UCT Potential | F4 | Industrial | Agriculture | Existing | Process | Natural Gas | Gas Boiler - High Turndown | A | Standalone Impact on Baseline Energy (%) | Achievable Economic UCT Potential | 0% | 0% | 0.02261% | 0.04562% | 0.06903% | 0.09286% | 0.1171% | 0.1395% | 0.1582% | 0.174% | 0.1875% | 0.1991% | 0.2093% | 0.2183% | 0.2264% | 0.2338% | 0.2406% | 0.247% | 0.2514% | 0.2558% | 0.2603% | 0.2648%
F5_Industrial_Agriculture_Existing_Process_Natural Gas_Gas Boiler - High Turndown_A_Achievable Economic UCT Potential | F5 | Industrial | Agriculture | Existing | Process | Natural Gas | Gas Boiler - High Turndown | A | Standalone Impact on Baseline Summer Peak (%) | Achievable Economic UCT Potential | bar: 2019 to 2040
F6_Industrial_Agriculture_Existing_Process_Natural Gas_Gas Boiler - High Turndown_A_Achievable Economic UCT Potential | F6 | Industrial | Agriculture | Existing | Process | Natural Gas | Gas Boiler - High Turndown | A | Standalone Impact on Baseline Winter Peak (%) | Achievable Economic UCT Potential | bar: 2019 to 2040
F7_Industrial_Agriculture_Existing_Process_Natural Gas_Gas Boiler - High Turndown_A_Achievable Economic UCT Potential | F7 | Industrial | Agriculture | Existing | Process | Natural Gas | Gas Boiler - High Turndown | A | Incremental Energy Savings (MWh or mTherms) | Achievable Economic UCT Potential | 0 | 0 | 0.49376 | 0.48525 | 0.47688 | 0.46866 | 0.46058 | 0.40737 | 0.32028 | 0.25181 | 0.19797 | 0.15565 | 0.12237 | 0.096208 | 0.07564 | 0.059468 | 0.046754 | 0.036759 | 0.0002464 | 8.6483e-05 | 2.8974e-05 | 9.2853e-06
F8_Industrial_Agriculture_Existing_Process_Natural Gas_Gas Boiler - High Turndown_A_Achievable Economic UCT Potential | F8 | Industrial | Agriculture | Existing | Process | Natural Gas | Gas Boiler - High Turndown | A | Incremental Summer Peak Savings (MW) | Achievable Economic UCT Potential | 0 | 0 | 0 | 0 | 0 | 0 | 0 | 0 | 0 | 0 | 0 | 0 | 0 | 0 | 0 | 0 | 0 | 0 | 0 | 0 | 0 | 0
F9_Industrial_Agriculture_Existing_Process_Natural Gas_Gas Boiler - High Turndown_A_Achievable Economic UCT Potential | F9 | Industrial | Agriculture | Existing | Process | Natural Gas | Gas Boiler - High Turndown | A | Incremental Winter Peak Savings (MW) | Achievable Economic UCT Potential | 0 | 0 | 0 | 0 | 0 | 0 | 0 | 0 | 0 | 0 | 0 | 0 | 0 | 0 | 0 | 0 | 0 | 0 | 0 | 0 | 0 | 0
F10_Industrial_Agriculture_Existing_Process_Natural Gas_Gas Boiler - High Turndown_A_Achievable Economic UCT Potential | F10 | Industrial | Agriculture | Existing | Process | Natural Gas | Gas Boiler - High Turndown | A | Cumulative Energy Savings (MWh or mTherms) | Achievable Economic UCT Potential | 0 | 0 | 0.49376 | 0.979 | 1.4559 | 1.9245 | 2.3851 | 2.7925 | 3.1128 | 3.3646 | 3.5625 | 3.7182 | 3.8406 | 3.9368 | 4.0124 | 4.0719 | 4.1186 | 4.1554 | 4.1556 | 4.1557 | 4.1557 | 4.1558
F11_Industrial_Agriculture_Existing_Process_Natural Gas_Gas Boiler - High Turndown_A_Achievable Economic UCT Potential | F11 | Industrial | Agriculture | Existing | Process | Natural Gas | Gas Boiler - High Turndown | A | Cumulative Summer Peak Savings (MW) | Achievable Economic UCT Potential | 0 | 0 | 0 | 0 | 0 | 0 | 0 | 0 | 0 | 0 | 0 | 0 | 0 | 0 | 0 | 0 | 0 | 0 | 0 | 0 | 0 | 0
F12_Industrial_Agriculture_Existing_Process_Natural Gas_Gas Boiler - High Turndown_A_Achievable Economic UCT Potential | F12 | Industrial | Agriculture | Existing | Process | Natural Gas | Gas Boiler - High Turndown | A | Cumulative Winter Peak Savings (MW) | Achievable Economic UCT Potential | 0 | 0 | 0 | 0 | 0 | 0 | 0 | 0 | 0 | 0 | 0 | 0 | 0 | 0 | 0 | 0 | 0 | 0 | 0 | 0 | 0 | 0
F13_Industrial_Agriculture_Existing_Process_Natural Gas_Gas Boiler - High Turndown_A_Achievable Economic UCT Potential | F13 | Industrial | Agriculture | Existing | Process | Natural Gas | Gas Boiler - High Turndown | A | Purchases (Incremental) | Achievable Economic UCT Potential | 0 | 0 | 232.7237 | 228.7112 | 224.7679 | 220.8926 | 217.0841 | 192.0072 | 150.9574 | 118.6837 | 93.31 | 73.3609 | 57.6769 | 45.346 | 35.6513 | 28.0293 | 22.0368 | 17.3255 | 0.11614 | 0.040762 | 0.013657 | 0.0043764
F14_Industrial_Agriculture_Existing_Process_Natural Gas_Gas Boiler - High Turndown_A_Achievable Economic UCT Potential | F14 | Industrial | Agriculture | Existing | Process | Natural Gas | Gas Boiler - High Turndown | A | Purchases (Cumulative) | Achievable Economic UCT Potential | 0 | 0 | 232.7237 | 461.435 | 686.2029 | 907.0955 | 1124.1797 | 1316.1868 | 1467.1442 | 1585.8279 | 1679.1379 | 1752.4988 | 1810.1757 | 1855.5216 | 1891.173 | 1919.2023 | 1941.2391 | 1958.5646 | 1958.6807 | 1958.7215 | 1958.7351 | 1958.7395
F1_Industrial_Agriculture_Existing_Space Heating_Natural Gas_Gas Boiler - Burner Control Optimization_A_Achievable Economic UCT Potential | F1 | Industrial | Agriculture | Existing | Space Heating | Natural Gas | Gas Boiler - Burner Control Optimization | A | Original Unit Energy Savings (kWh or therms) | Achievable Economic UCT Potential | 0 | 0 | 0.46168 | 0.46052 | 0.45939 | 0.45828 | 0.4572 | 0.45615 | 0.45514 | 0.45415 | 0.45321 | 0.4523 | 0.45144 | 0.45061 | 0.44983 | 0.44908 | 0.44838 | 0.44773 | 0.44712 | 0.44656 | 0.44604 | 0.44557
F2_Industrial_Agriculture_Existing_Space Heating_Natural Gas_Gas Boiler - Burner Control Optimization_A_Achievable Economic UCT Potential | F2 | Industrial | Agriculture | Existing | Space Heating | Natural Gas | Gas Boiler - Burner Control Optimization | A | Original Unit Summer Peak Savings (kW) | Achievable Economic UCT Potential | 0 | 0 | 0 | 0 | 0 | 0 | 0 | 0 | 0 | 0 | 0 | 0 | 0 | 0 | 0 | 0 | 0 | 0 | 0 | 0 | 0 | 0
F3_Industrial_Agriculture_Existing_Space Heating_Natural Gas_Gas Boiler - Burner Control Optimization_A_Achievable Economic UCT Potential | F3 | Industrial | Agriculture | Existing | Space Heating | Natural Gas | Gas Boiler - Burner Control Optimization | A | Original Unit Winter Peak Savings (kW) | Achievable Economic UCT Potential | 0 | 0 | 0 | 0 | 0 | 0 | 0 | 0 | 0 | 0 | 0 | 0 | 0 | 0 | 0 | 0 | 0 | 0 | 0 | 0 | 0 | 0
F4_Industrial_Agriculture_Existing_Space Heating_Natural Gas_Gas Boiler - Burner Control Optimization_A_Achievable Economic UCT Potential | F4 | Industrial | Agriculture | Existing | Space Heating | Natural Gas | Gas Boiler - Burner Control Optimization | A | Standalone Impact on Baseline Energy (%) | Achievable Economic UCT Potential | 0% | 0% | 0.0003314% | 0.000858% | 0.001915% | 0.003771% | 0.006672% | 0.01076% | 0.016% | 0.02217% | 0.0289% | 0.03575% | 0.0423% | 0.04822% | 0.05332% | 0.05757% | 0.06101% | 0.06379% | 0.06604% | 0.06792% | 0.06955% | 0.07107%
F5_Industrial_Agriculture_Existing_Space Heating_Natural Gas_Gas Boiler - Burner Control Optimization_A_Achievable Economic UCT Potential | F5 | Industrial | Agriculture | Existing | Space Heating | Natural Gas | Gas Boiler - Burner Control Optimization | A | Standalone Impact on Baseline Summer Peak (%) | Achievable Economic UCT Potential | bar: 2019 to 2040
F6_Industrial_Agriculture_Existing_Space Heating_Natural Gas_Gas Boiler - Burner Control Optimization_A_Achievable Economic UCT Potential | F6 | Industrial | Agriculture | Existing | Space Heating | Natural Gas | Gas Boiler - Burner Control Optimization | A | Standalone Impact on Baseline Winter Peak (%) | Achievable Economic UCT Potential | bar: 2019 to 2040
F7_Industrial_Agriculture_Existing_Space Heating_Natural Gas_Gas Boiler - Burner Control Optimization_A_Achievable Economic UCT Potential | F7 | Industrial | Agriculture | Existing | Space Heating | Natural Gas | Gas Boiler - Burner Control Optimization | A | Incremental Energy Savings (MWh or mTherms) | Achievable Economic UCT Potential | 0 | 0 | 0.0035038 | 0.0053991 | 0.010586 | 0.018162 | 0.0277 | 0.038023 | 0.047453 | 0.05429 | 0.057339 | 0.056238 | 0.051485 | 0.044191 | 0.035703 | 0.027245 | 0.019699 | 0.013532 | 0.0088534 | 0.0055299 | 0.0033042 | 0.0021963
F8_Industrial_Agriculture_Existing_Space Heating_Natural Gas_Gas Boiler - Burner Control Optimization_A_Achievable Economic UCT Potential | F8 | Industrial | Agriculture | Existing | Space Heating | Natural Gas | Gas Boiler - Burner Control Optimization | A | Incremental Summer Peak Savings (MW) | Achievable Economic UCT Potential | 0 | 0 | 0 | 0 | 0 | 0 | 0 | 0 | 0 | 0 | 0 | 0 | 0 | 0 | 0 | 0 | 0 | 0 | 0 | 0 | 0 | 0
F9_Industrial_Agriculture_Existing_Space Heating_Natural Gas_Gas Boiler - Burner Control Optimization_A_Achievable Economic UCT Potential | F9 | Industrial | Agriculture | Existing | Space Heating | Natural Gas | Gas Boiler - Burner Control Optimization | A | Incremental Winter Peak Savings (MW) | Achievable Economic UCT Potential | 0 | 0 | 0 | 0 | 0 | 0 | 0 | 0 | 0 | 0 | 0 | 0 | 0 | 0 | 0 | 0 | 0 | 0 | 0 | 0 | 0 | 0
F10_Industrial_Agriculture_Existing_Space Heating_Natural Gas_Gas Boiler - Burner Control Optimization_A_Achievable Economic UCT Potential | F10 | Industrial | Agriculture | Existing | Space Heating | Natural Gas | Gas Boiler - Burner Control Optimization | A | Cumulative Energy Savings (MWh or mTherms) | Achievable Economic UCT Potential | 0 | 0 | 0.0035038 | 0.0088942 | 0.019458 | 0.037573 | 0.065185 | 0.10306 | 0.15028 | 0.20425 | 0.26116 | 0.31688 | 0.36776 | 0.41127 | 0.44626 | 0.47277 | 0.49173 | 0.50455 | 0.51271 | 0.5176 | 0.5203 | 0.52195
F11_Industrial_Agriculture_Existing_Space Heating_Natural Gas_Gas Boiler - Burner Control Optimization_A_Achievable Economic UCT Potential | F11 | Industrial | Agriculture | Existing | Space Heating | Natural Gas | Gas Boiler - Burner Control Optimization | A | Cumulative Summer Peak Savings (MW) | Achievable Economic UCT Potential | 0 | 0 | 0 | 0 | 0 | 0 | 0 | 0 | 0 | 0 | 0 | 0 | 0 | 0 | 0 | 0 | 0 | 0 | 0 | 0 | 0 | 0
F12_Industrial_Agriculture_Existing_Space Heating_Natural Gas_Gas Boiler - Burner Control Optimization_A_Achievable Economic UCT Potential | F12 | Industrial | Agriculture | Existing | Space Heating | Natural Gas | Gas Boiler - Burner Control Optimization | A | Cumulative Winter Peak Savings (MW) | Achievable Economic UCT Potential | 0 | 0 | 0 | 0 | 0 | 0 | 0 | 0 | 0 | 0 | 0 | 0 | 0 | 0 | 0 | 0 | 0 | 0 | 0 | 0 | 0 | 0
F13_Industrial_Agriculture_Existing_Space Heating_Natural Gas_Gas Boiler - Burner Control Optimization_A_Achievable Economic UCT Potential | F13 | Industrial | Agriculture | Existing | Space Heating | Natural Gas | Gas Boiler - Burner Control Optimization | A | Purchases (Incremental) | Achievable Economic UCT Potential | 0 | 0 | 7.5893 | 11.724 | 23.0436 | 39.6311 | 60.5855 | 83.3573 | 104.2619 | 119.5417 | 126.5176 | 124.3362 | 114.0463 | 98.07 | 79.3711 | 60.6687 | 43.9325 | 30.2225 | 19.801 | 12.3834 | 7.4077 | 4.9292
F14_Industrial_Agriculture_Existing_Space Heating_Natural Gas_Gas Boiler - Burner Control Optimization_A_Achievable Economic UCT Potential | F14 | Industrial | Agriculture | Existing | Space Heating | Natural Gas | Gas Boiler - Burner Control Optimization | A | Purchases (Cumulative) | Achievable Economic UCT Potential | 0 | 0 | 7.5893 | 19.3132 | 42.3569 | 81.988 | 142.5735 | 225.9307 | 330.1926 | 449.7343 | 576.2519 | 700.5881 | 814.6344 | 912.7044 | 992.0755 | 1052.7442 | 1096.6767 | 1126.8992 | 1146.7002 | 1159.0836 | 1166.4913 | 1171.4205
F1_Industrial_Agriculture_Existing_Process_Natural Gas_Gas Boiler - Burner Control Optimization_A_Achievable Economic UCT Potential | F1 | Industrial | Agriculture | Existing | Process | Natural Gas | Gas Boiler - Burner Control Optimization | A | Original Unit Energy Savings (kWh or therms) | Achievable Economic UCT Potential | 0 | 0 | 0.61528 | 0.61528 | 0.61528 | 0.61528 | 0.61528 | 0.61528 | 0.61528 | 0.61528 | 0.61528 | 0.61528 | 0.61528 | 0.61528 | 0.61528 | 0.61528 | 0.61528 | 0.61528 | 0.61528 | 0.61528 | 0.61528 | 0.61528
F2_Industrial_Agriculture_Existing_Process_Natural Gas_Gas Boiler - Burner Control Optimization_A_Achievable Economic UCT Potential | F2 | Industrial | Agriculture | Existing | Process | Natural Gas | Gas Boiler - Burner Control Optimization | A | Original Unit Summer Peak Savings (kW) | Achievable Economic UCT Potential | 0 | 0 | 0 | 0 | 0 | 0 | 0 | 0 | 0 | 0 | 0 | 0 | 0 | 0 | 0 | 0 | 0 | 0 | 0 | 0 | 0 | 0
F3_Industrial_Agriculture_Existing_Process_Natural Gas_Gas Boiler - Burner Control Optimization_A_Achievable Economic UCT Potential | F3 | Industrial | Agriculture | Existing | Process | Natural Gas | Gas Boiler - Burner Control Optimization | A | Original Unit Winter Peak Savings (kW) | Achievable Economic UCT Potential | 0 | 0 | 0 | 0 | 0 | 0 | 0 | 0 | 0 | 0 | 0 | 0 | 0 | 0 | 0 | 0 | 0 | 0 | 0 | 0 | 0 | 0
F4_Industrial_Agriculture_Existing_Process_Natural Gas_Gas Boiler - Burner Control Optimization_A_Achievable Economic UCT Potential | F4 | Industrial | Agriculture | Existing | Process | Natural Gas | Gas Boiler - Burner Control Optimization | A | Standalone Impact on Baseline Energy (%) | Achievable Economic UCT Potential | 0% | 0% | 0.001769% | 0.004581% | 0.01022% | 0.02013% | 0.03563% | 0.05745% | 0.08543% | 0.1184% | 0.1544% | 0.191% | 0.2259% | 0.2576% | 0.2849% | 0.3076% | 0.3261% | 0.341% | 0.353% | 0.3631% | 0.3718% | 0.38%
F5_Industrial_Agriculture_Existing_Process_Natural Gas_Gas Boiler - Burner Control Optimization_A_Achievable Economic UCT Potential | F5 | Industrial | Agriculture | Existing | Process | Natural Gas | Gas Boiler - Burner Control Optimization | A | Standalone Impact on Baseline Summer Peak (%) | Achievable Economic UCT Potential | bar: 2019 to 2040
F6_Industrial_Agriculture_Existing_Process_Natural Gas_Gas Boiler - Burner Control Optimization_A_Achievable Economic UCT Potential | F6 | Industrial | Agriculture | Existing | Process | Natural Gas | Gas Boiler - Burner Control Optimization | A | Standalone Impact on Baseline Winter Peak (%) | Achievable Economic UCT Potential | bar: 2019 to 2040
F7_Industrial_Agriculture_Existing_Process_Natural Gas_Gas Boiler - Burner Control Optimization_A_Achievable Economic UCT Potential | F7 | Industrial | Agriculture | Existing | Process | Natural Gas | Gas Boiler - Burner Control Optimization | A | Incremental Energy Savings (MWh or mTherms) | Achievable Economic UCT Potential | 0 | 0 | 0.038626 | 0.05967 | 0.11728 | 0.2017 | 0.30835 | 0.42425 | 0.53065 | 0.60841 | 0.64392 | 0.63282 | 0.58045 | 0.49913 | 0.40396 | 0.30878 | 0.2236 | 0.15382 | 0.10078 | 0.063026 | 0.037702 | 0.025087
F8_Industrial_Agriculture_Existing_Process_Natural Gas_Gas Boiler - Burner Control Optimization_A_Achievable Economic UCT Potential | F8 | Industrial | Agriculture | Existing | Process | Natural Gas | Gas Boiler - Burner Control Optimization | A | Incremental Summer Peak Savings (MW) | Achievable Economic UCT Potential | 0 | 0 | 0 | 0 | 0 | 0 | 0 | 0 | 0 | 0 | 0 | 0 | 0 | 0 | 0 | 0 | 0 | 0 | 0 | 0 | 0 | 0
F9_Industrial_Agriculture_Existing_Process_Natural Gas_Gas Boiler - Burner Control Optimization_A_Achievable Economic UCT Potential | F9 | Industrial | Agriculture | Existing | Process | Natural Gas | Gas Boiler - Burner Control Optimization | A | Incremental Winter Peak Savings (MW) | Achievable Economic UCT Potential | 0 | 0 | 0 | 0 | 0 | 0 | 0 | 0 | 0 | 0 | 0 | 0 | 0 | 0 | 0 | 0 | 0 | 0 | 0 | 0 | 0 | 0
F10_Industrial_Agriculture_Existing_Process_Natural Gas_Gas Boiler - Burner Control Optimization_A_Achievable Economic UCT Potential | F10 | Industrial | Agriculture | Existing | Process | Natural Gas | Gas Boiler - Burner Control Optimization | A | Cumulative Energy Savings (MWh or mTherms) | Achievable Economic UCT Potential | 0 | 0 | 0.038626 | 0.098296 | 0.21558 | 0.41728 | 0.72564 | 1.1499 | 1.6805 | 2.2889 | 2.9329 | 3.5657 | 4.1461 | 4.6453 | 5.0492 | 5.358 | 5.5816 | 5.7354 | 5.8362 | 5.8992 | 5.9369 | 5.962
F11_Industrial_Agriculture_Existing_Process_Natural Gas_Gas Boiler - Burner Control Optimization_A_Achievable Economic UCT Potential | F11 | Industrial | Agriculture | Existing | Process | Natural Gas | Gas Boiler - Burner Control Optimization | A | Cumulative Summer Peak Savings (MW) | Achievable Economic UCT Potential | 0 | 0 | 0 | 0 | 0 | 0 | 0 | 0 | 0 | 0 | 0 | 0 | 0 | 0 | 0 | 0 | 0 | 0 | 0 | 0 | 0 | 0
F12_Industrial_Agriculture_Existing_Process_Natural Gas_Gas Boiler - Burner Control Optimization_A_Achievable Economic UCT Potential | F12 | Industrial | Agriculture | Existing | Process | Natural Gas | Gas Boiler - Burner Control Optimization | A | Cumulative Winter Peak Savings (MW) | Achievable Economic UCT Potential | 0 | 0 | 0 | 0 | 0 | 0 | 0 | 0 | 0 | 0 | 0 | 0 | 0 | 0 | 0 | 0 | 0 | 0 | 0 | 0 | 0 | 0
F13_Industrial_Agriculture_Existing_Process_Natural Gas_Gas Boiler - Burner Control Optimization_A_Achievable Economic UCT Potential | F13 | Industrial | Agriculture | Existing | Process | Natural Gas | Gas Boiler - Burner Control Optimization | A | Purchases (Incremental) | Achievable Economic UCT Potential | 0 | 0 | 62.7782 | 96.9801 | 190.6161 | 327.8268 | 501.1606 | 689.5278 | 862.4502 | 988.8437 | 1046.5481 | 1028.5042 | 943.3866 | 811.2312 | 656.5542 | 501.8489 | 363.4078 | 249.9995 | 163.7928 | 102.4347 | 61.2765 | 40.774
F14_Industrial_Agriculture_Existing_Process_Natural Gas_Gas Boiler - Burner Control Optimization_A_Achievable Economic UCT Potential | F14 | Industrial | Agriculture | Existing | Process | Natural Gas | Gas Boiler - Burner Control Optimization | A | Purchases (Cumulative) | Achievable Economic UCT Potential | 0 | 0 | 62.7782 | 159.7583 | 350.3745 | 678.2013 | 1179.3619 | 1868.8897 | 2731.3399 | 3720.1836 | 4766.7318 | 5795.236 | 6738.6226 | 7549.8537 | 8206.408 | 8708.2569 | 9071.6647 | 9321.6643 | 9485.4571 | 9587.8917 | 9649.1683 | 9689.9422
F1_Industrial_Agriculture_Existing_Space Heating_Natural Gas_HVAC - Demand Controlled Ventilation_A_Achievable Economic UCT Potential | F1 | Industrial | Agriculture | Existing | Space Heating | Natural Gas | HVAC - Demand Controlled Ventilation | A | Original Unit Energy Savings (kWh or therms) | Achievable Economic UCT Potential | 0 | 0 | 0.076632 | 0.076208 | 0.075785 | 0.075366 | 0.074954 | 0.074553 | 0.074165 | 0.073793 | 0.07344 | 0.073107 | 0.072794 | 0.072499 | 0.072221 | 0.07196 | 0.071715 | 0.071483 | 0.071266 | 0.071061 | 0.070868 | 0.070686
F2_Industrial_Agriculture_Existing_Space Heating_Natural Gas_HVAC - Demand Controlled Ventilation_A_Achievable Economic UCT Potential | F2 | Industrial | Agriculture | Existing | Space Heating | Natural Gas | HVAC - Demand Controlled Ventilation | A | Original Unit Summer Peak Savings (kW) | Achievable Economic UCT Potential | 0 | 0 | 0 | 0 | 0 | 0 | 0 | 0 | 0 | 0 | 0 | 0 | 0 | 0 | 0 | 0 | 0 | 0 | 0 | 0 | 0 | 0
F3_Industrial_Agriculture_Existing_Space Heating_Natural Gas_HVAC - Demand Controlled Ventilation_A_Achievable Economic UCT Potential | F3 | Industrial | Agriculture | Existing | Space Heating | Natural Gas | HVAC - Demand Controlled Ventilation | A | Original Unit Winter Peak Savings (kW) | Achievable Economic UCT Potential | 0 | 0 | 0 | 0 | 0 | 0 | 0 | 0 | 0 | 0 | 0 | 0 | 0 | 0 | 0 | 0 | 0 | 0 | 0 | 0 | 0 | 0
F4_Industrial_Agriculture_Existing_Space Heating_Natural Gas_HVAC - Demand Controlled Ventilation_A_Achievable Economic UCT Potential | F4 | Industrial | Agriculture | Existing | Space Heating | Natural Gas | HVAC - Demand Controlled Ventilation | A | Standalone Impact on Baseline Energy (%) | Achievable Economic UCT Potential | 0% | 0% | 0.04258% | 0.08564% | 0.1292% | 0.1732% | 0.2177% | 0.2628% | 0.3084% | 0.3545% | 0.4013% | 0.4487% | 0.4967% | 0.5455% | 0.595% | 0.6452% | 0.6962% | 0.748% | 0.8005% | 0.854% | 0.9083% | 0.9634%
F5_Industrial_Agriculture_Existing_Space Heating_Natural Gas_HVAC - Demand Controlled Ventilation_A_Achievable Economic UCT Potential | F5 | Industrial | Agriculture | Existing | Space Heating | Natural Gas | HVAC - Demand Controlled Ventilation | A | Standalone Impact on Baseline Summer Peak (%) | Achievable Economic UCT Potential | bar: 2019 to 2040
F6_Industrial_Agriculture_Existing_Space Heating_Natural Gas_HVAC - Demand Controlled Ventilation_A_Achievable Economic UCT Potential | F6 | Industrial | Agriculture | Existing | Space Heating | Natural Gas | HVAC - Demand Controlled Ventilation | A | Standalone Impact on Baseline Winter Peak (%) | Achievable Economic UCT Potential | bar: 2019 to 2040
F7_Industrial_Agriculture_Existing_Space Heating_Natural Gas_HVAC - Demand Controlled Ventilation_A_Achievable Economic UCT Potential | F7 | Industrial | Agriculture | Existing | Space Heating | Natural Gas | HVAC - Demand Controlled Ventilation | A | Incremental Energy Savings (MWh or mTherms) | Achievable Economic UCT Potential | 0 | 0 | 0.45018 | 0.43998 | 0.42999 | 0.42024 | 0.41074 | 0.4015 | 0.39252 | 0.38382 | 0.37539 | 0.36725 | 0.35937 | 0.35175 | 0.34436 | 0.3372 | 0.33025 | 0.32351 | 0.31697 | 0.31061 | 0.30442 | 0.29841
F8_Industrial_Agriculture_Existing_Space Heating_Natural Gas_HVAC - Demand Controlled Ventilation_A_Achievable Economic UCT Potential | F8 | Industrial | Agriculture | Existing | Space Heating | Natural Gas | HVAC - Demand Controlled Ventilation | A | Incremental Summer Peak Savings (MW) | Achievable Economic UCT Potential | 0 | 0 | 0 | 0 | 0 | 0 | 0 | 0 | 0 | 0 | 0 | 0 | 0 | 0 | 0 | 0 | 0 | 0 | 0 | 0 | 0 | 0
F9_Industrial_Agriculture_Existing_Space Heating_Natural Gas_HVAC - Demand Controlled Ventilation_A_Achievable Economic UCT Potential | F9 | Industrial | Agriculture | Existing | Space Heating | Natural Gas | HVAC - Demand Controlled Ventilation | A | Incremental Winter Peak Savings (MW) | Achievable Economic UCT Potential | 0 | 0 | 0 | 0 | 0 | 0 | 0 | 0 | 0 | 0 | 0 | 0 | 0 | 0 | 0 | 0 | 0 | 0 | 0 | 0 | 0 | 0
F10_Industrial_Agriculture_Existing_Space Heating_Natural Gas_HVAC - Demand Controlled Ventilation_A_Achievable Economic UCT Potential | F10 | Industrial | Agriculture | Existing | Space Heating | Natural Gas | HVAC - Demand Controlled Ventilation | A | Cumulative Energy Savings (MWh or mTherms) | Achievable Economic UCT Potential | 0 | 0 | 0.45018 | 0.88767 | 1.3127 | 1.7257 | 2.127 | 2.5171 | 2.8966 | 3.2659 | 3.6256 | 3.9764 | 4.3188 | 4.653 | 4.9796 | 5.2988 | 5.6109 | 5.9164 | 6.2153 | 6.508 | 6.7948 | 7.0758
F11_Industrial_Agriculture_Existing_Space Heating_Natural Gas_HVAC - Demand Controlled Ventilation_A_Achievable Economic UCT Potential | F11 | Industrial | Agriculture | Existing | Space Heating | Natural Gas | HVAC - Demand Controlled Ventilation | A | Cumulative Summer Peak Savings (MW) | Achievable Economic UCT Potential | 0 | 0 | 0 | 0 | 0 | 0 | 0 | 0 | 0 | 0 | 0 | 0 | 0 | 0 | 0 | 0 | 0 | 0 | 0 | 0 | 0 | 0
F12_Industrial_Agriculture_Existing_Space Heating_Natural Gas_HVAC - Demand Controlled Ventilation_A_Achievable Economic UCT Potential | F12 | Industrial | Agriculture | Existing | Space Heating | Natural Gas | HVAC - Demand Controlled Ventilation | A | Cumulative Winter Peak Savings (MW) | Achievable Economic UCT Potential | 0 | 0 | 0 | 0 | 0 | 0 | 0 | 0 | 0 | 0 | 0 | 0 | 0 | 0 | 0 | 0 | 0 | 0 | 0 | 0 | 0 | 0
F13_Industrial_Agriculture_Existing_Space Heating_Natural Gas_HVAC - Demand Controlled Ventilation_A_Achievable Economic UCT Potential | F13 | Industrial | Agriculture | Existing | Space Heating | Natural Gas | HVAC - Demand Controlled Ventilation | A | Purchases (Incremental) | Achievable Economic UCT Potential | 0 | 0 | 5874.6608 | 5773.3736 | 5673.8326 | 5576.0079 | 5479.8699 | 5385.3894 | 5292.5378 | 5201.2872 | 5111.6098 | 5023.4786 | 4936.8669 | 4851.7485 | 4768.0977 | 4685.8891 | 4605.0979 | 4525.6997 | 4447.6704 | 4370.9864 | 4295.6245 | 4221.5621
F14_Industrial_Agriculture_Existing_Space Heating_Natural Gas_HVAC - Demand Controlled Ventilation_A_Achievable Economic UCT Potential | F14 | Industrial | Agriculture | Existing | Space Heating | Natural Gas | HVAC - Demand Controlled Ventilation | A | Purchases (Cumulative) | Achievable Economic UCT Potential | 0 | 0 | 5874.6608 | 11648.0344 | 17321.867 | 22897.875 | 28377.7449 | 33763.1342 | 39055.672 | 44256.9592 | 49368.569 | 54392.0476 | 59328.9145 | 64180.663 | 68948.7607 | 73634.6498 | 78239.7477 | 82765.4473 | 87213.1177 | 91584.1041 | 95879.7286 | 100101.2907
F1_Industrial_Agriculture_Existing_Space Heating_Natural Gas_Gas Boiler - Stack Economizer_A_Achievable Economic UCT Potential | F1 | Industrial | Agriculture | Existing | Space Heating | Natural Gas | Gas Boiler - Stack Economizer | A | Original Unit Energy Savings (kWh or therms) | Achievable Economic UCT Potential | 0 | 0 | 1.1622 | 1.1592 | 1.1564 | 1.1536 | 1.1509 | 1.1482 | 1.1457 | 1.1432 | 1.1408 | 1.1386 | 1.1364 | 1.1343 | 1.1323 | 1.1305 | 1.1287 | 1.127 | 1.1255 | 1.1241 | 1.1228 | 1.1216
F2_Industrial_Agriculture_Existing_Space Heating_Natural Gas_Gas Boiler - Stack Economizer_A_Achievable Economic UCT Potential | F2 | Industrial | Agriculture | Existing | Space Heating | Natural Gas | Gas Boiler - Stack Economizer | A | Original Unit Summer Peak Savings (kW) | Achievable Economic UCT Potential | 0 | 0 | 0 | 0 | 0 | 0 | 0 | 0 | 0 | 0 | 0 | 0 | 0 | 0 | 0 | 0 | 0 | 0 | 0 | 0 | 0 | 0
F3_Industrial_Agriculture_Existing_Space Heating_Natural Gas_Gas Boiler - Stack Economizer_A_Achievable Economic UCT Potential | F3 | Industrial | Agriculture | Existing | Space Heating | Natural Gas | Gas Boiler - Stack Economizer | A | Original Unit Winter Peak Savings (kW) | Achievable Economic UCT Potential | 0 | 0 | 0 | 0 | 0 | 0 | 0 | 0 | 0 | 0 | 0 | 0 | 0 | 0 | 0 | 0 | 0 | 0 | 0 | 0 | 0 | 0
F4_Industrial_Agriculture_Existing_Space Heating_Natural Gas_Gas Boiler - Stack Economizer_A_Achievable Economic UCT Potential | F4 | Industrial | Agriculture | Existing | Space Heating | Natural Gas | Gas Boiler - Stack Economizer | A | Standalone Impact on Baseline Energy (%) | Achievable Economic UCT Potential | 0% | 0% | 0.008247% | 0.01664% | 0.02517% | 0.03386% | 0.04269% | 0.05086% | 0.05768% | 0.06344% | 0.06835% | 0.07258% | 0.07627% | 0.07955% | 0.08248% | 0.08516% | 0.08764% | 0.08996% | 0.09154% | 0.09314% | 0.09477% | 0.09643%
F5_Industrial_Agriculture_Existing_Space Heating_Natural Gas_Gas Boiler - Stack Economizer_A_Achievable Economic UCT Potential | F5 | Industrial | Agriculture | Existing | Space Heating | Natural Gas | Gas Boiler - Stack Economizer | A | Standalone Impact on Baseline Summer Peak (%) | Achievable Economic UCT Potential | bar: 2019 to 2040
F6_Industrial_Agriculture_Existing_Space Heating_Natural Gas_Gas Boiler - Stack Economizer_A_Achievable Economic UCT Potential | F6 | Industrial | Agriculture | Existing | Space Heating | Natural Gas | Gas Boiler - Stack Economizer | A | Standalone Impact on Baseline Winter Peak (%) | Achievable Economic UCT Potential | bar: 2019 to 2040
F7_Industrial_Agriculture_Existing_Space Heating_Natural Gas_Gas Boiler - Stack Economizer_A_Achievable Economic UCT Potential | F7 | Industrial | Agriculture | Existing | Space Heating | Natural Gas | Gas Boiler - Stack Economizer | A | Incremental Energy Savings (MWh or mTherms) | Achievable Economic UCT Potential | 0 | 0 | 0.08719 | 0.085472 | 0.083791 | 0.082148 | 0.080541 | 0.071074 | 0.055755 | 0.04374 | 0.034317 | 0.026927 | 0.021129 | 0.016582 | 0.013014 | 0.010215 | 0.0080184 | 0.0062949 | 4.2138e-05 | 1.4771e-05 | 4.9431e-06 | 1.5824e-06
F8_Industrial_Agriculture_Existing_Space Heating_Natural Gas_Gas Boiler - Stack Economizer_A_Achievable Economic UCT Potential | F8 | Industrial | Agriculture | Existing | Space Heating | Natural Gas | Gas Boiler - Stack Economizer | A | Incremental Summer Peak Savings (MW) | Achievable Economic UCT Potential | 0 | 0 | 0 | 0 | 0 | 0 | 0 | 0 | 0 | 0 | 0 | 0 | 0 | 0 | 0 | 0 | 0 | 0 | 0 | 0 | 0 | 0
F9_Industrial_Agriculture_Existing_Space Heating_Natural Gas_Gas Boiler - Stack Economizer_A_Achievable Economic UCT Potential | F9 | Industrial | Agriculture | Existing | Space Heating | Natural Gas | Gas Boiler - Stack Economizer | A | Incremental Winter Peak Savings (MW) | Achievable Economic UCT Potential | 0 | 0 | 0 | 0 | 0 | 0 | 0 | 0 | 0 | 0 | 0 | 0 | 0 | 0 | 0 | 0 | 0 | 0 | 0 | 0 | 0 | 0
F10_Industrial_Agriculture_Existing_Space Heating_Natural Gas_Gas Boiler - Stack Economizer_A_Achievable Economic UCT Potential | F10 | Industrial | Agriculture | Existing | Space Heating | Natural Gas | Gas Boiler - Stack Economizer | A | Cumulative Energy Savings (MWh or mTherms) | Achievable Economic UCT Potential | 0 | 0 | 0.08719 | 0.17244 | 0.25581 | 0.33734 | 0.41709 | 0.4872 | 0.54187 | 0.58445 | 0.61755 | 0.64324 | 0.66314 | 0.6785 | 0.69034 | 0.69941 | 0.70634 | 0.71161 | 0.71068 | 0.7098 | 0.70898 | 0.70824
F11_Industrial_Agriculture_Existing_Space Heating_Natural Gas_Gas Boiler - Stack Economizer_A_Achievable Economic UCT Potential | F11 | Industrial | Agriculture | Existing | Space Heating | Natural Gas | Gas Boiler - Stack Economizer | A | Cumulative Summer Peak Savings (MW) | Achievable Economic UCT Potential | 0 | 0 | 0 | 0 | 0 | 0 | 0 | 0 | 0 | 0 | 0 | 0 | 0 | 0 | 0 | 0 | 0 | 0 | 0 | 0 | 0 | 0
F12_Industrial_Agriculture_Existing_Space Heating_Natural Gas_Gas Boiler - Stack Economizer_A_Achievable Economic UCT Potential | F12 | Industrial | Agriculture | Existing | Space Heating | Natural Gas | Gas Boiler - Stack Economizer | A | Cumulative Winter Peak Savings (MW) | Achievable Economic UCT Potential | 0 | 0 | 0 | 0 | 0 | 0 | 0 | 0 | 0 | 0 | 0 | 0 | 0 | 0 | 0 | 0 | 0 | 0 | 0 | 0 | 0 | 0
F13_Industrial_Agriculture_Existing_Space Heating_Natural Gas_Gas Boiler - Stack Economizer_A_Achievable Economic UCT Potential | F13 | Industrial | Agriculture | Existing | Space Heating | Natural Gas | Gas Boiler - Stack Economizer | A | Purchases (Incremental) | Achievable Economic UCT Potential | 0 | 0 | 75.0241 | 73.7306 | 72.4594 | 71.2101 | 69.9823 | 61.8982 | 48.6648 | 38.2606 | 30.0807 | 23.6497 | 18.5935 | 14.6184 | 11.4931 | 9.0359 | 7.1041 | 5.5853 | 0.037439 | 0.013141 | 0.0044025 | 0.0014109
F14_Industrial_Agriculture_Existing_Space Heating_Natural Gas_Gas Boiler - Stack Economizer_A_Achievable Economic UCT Potential | F14 | Industrial | Agriculture | Existing | Space Heating | Natural Gas | Gas Boiler - Stack Economizer | A | Purchases (Cumulative) | Achievable Economic UCT Potential | 0 | 0 | 75.0241 | 148.7548 | 221.2141 | 292.4242 | 362.4066 | 424.3048 | 472.9695 | 511.2301 | 541.3108 | 564.9605 | 583.554 | 598.1724 | 609.6655 | 618.7014 | 625.8055 | 631.3908 | 631.4282 | 631.4414 | 631.4458 | 631.4472
F1_Industrial_Agriculture_Existing_Process_Natural Gas_Gas Boiler - Stack Economizer_A_Achievable Economic UCT Potential | F1 | Industrial | Agriculture | Existing | Process | Natural Gas | Gas Boiler - Stack Economizer | A | Original Unit Energy Savings (kWh or therms) | Achievable Economic UCT Potential | 0 | 0 | 2.0368 | 2.0368 | 2.0368 | 2.0368 | 2.0368 | 2.0368 | 2.0368 | 2.0368 | 2.0368 | 2.0368 | 2.0368 | 2.0368 | 2.0368 | 2.0368 | 2.0368 | 2.0368 | 2.0368 | 2.0368 | 2.0368 | 2.0368
F2_Industrial_Agriculture_Existing_Process_Natural Gas_Gas Boiler - Stack Economizer_A_Achievable Economic UCT Potential | F2 | Industrial | Agriculture | Existing | Process | Natural Gas | Gas Boiler - Stack Economizer | A | Original Unit Summer Peak Savings (kW) | Achievable Economic UCT Potential | 0 | 0 | 0 | 0 | 0 | 0 | 0 | 0 | 0 | 0 | 0 | 0 | 0 | 0 | 0 | 0 | 0 | 0 | 0 | 0 | 0 | 0
F3_Industrial_Agriculture_Existing_Process_Natural Gas_Gas Boiler - Stack Economizer_A_Achievable Economic UCT Potential | F3 | Industrial | Agriculture | Existing | Process | Natural Gas | Gas Boiler - Stack Economizer | A | Original Unit Winter Peak Savings (kW) | Achievable Economic UCT Potential | 0 | 0 | 0 | 0 | 0 | 0 | 0 | 0 | 0 | 0 | 0 | 0 | 0 | 0 | 0 | 0 | 0 | 0 | 0 | 0 | 0 | 0
F4_Industrial_Agriculture_Existing_Process_Natural Gas_Gas Boiler - Stack Economizer_A_Achievable Economic UCT Potential | F4 | Industrial | Agriculture | Existing | Process | Natural Gas | Gas Boiler - Stack Economizer | A | Standalone Impact on Baseline Energy (%) | Achievable Economic UCT Potential | 0% | 0% | 0.05789% | 0.1168% | 0.1767% | 0.2377% | 0.2998% | 0.3571% | 0.4051% | 0.4455% | 0.48% | 0.5098% | 0.5358% | 0.5589% | 0.5796% | 0.5985% | 0.616% | 0.6324% | 0.6435% | 0.6548% | 0.6663% | 0.678%
F5_Industrial_Agriculture_Existing_Process_Natural Gas_Gas Boiler - Stack Economizer_A_Achievable Economic UCT Potential | F5 | Industrial | Agriculture | Existing | Process | Natural Gas | Gas Boiler - Stack Economizer | A | Standalone Impact on Baseline Summer Peak (%) | Achievable Economic UCT Potential | bar: 2019 to 2040
F6_Industrial_Agriculture_Existing_Process_Natural Gas_Gas Boiler - Stack Economizer_A_Achievable Economic UCT Potential | F6 | Industrial | Agriculture | Existing | Process | Natural Gas | Gas Boiler - Stack Economizer | A | Standalone Impact on Baseline Winter Peak (%) | Achievable Economic UCT Potential | bar: 2019 to 2040
F7_Industrial_Agriculture_Existing_Process_Natural Gas_Gas Boiler - Stack Economizer_A_Achievable Economic UCT Potential | F7 | Industrial | Agriculture | Existing | Process | Natural Gas | Gas Boiler - Stack Economizer | A | Incremental Energy Savings (MWh or mTherms) | Achievable Economic UCT Potential | 0 | 0 | 1.264 | 1.2422 | 1.2208 | 1.1998 | 1.1791 | 1.0429 | 0.81991 | 0.64462 | 0.50681 | 0.39845 | 0.31327 | 0.24629 | 0.19364 | 0.15224 | 0.11969 | 0.094102 | 0.00063078 | 0.0002214 | 7.4174e-05 | 2.377e-05
F8_Industrial_Agriculture_Existing_Process_Natural Gas_Gas Boiler - Stack Economizer_A_Achievable Economic UCT Potential | F8 | Industrial | Agriculture | Existing | Process | Natural Gas | Gas Boiler - Stack Economizer | A | Incremental Summer Peak Savings (MW) | Achievable Economic UCT Potential | 0 | 0 | 0 | 0 | 0 | 0 | 0 | 0 | 0 | 0 | 0 | 0 | 0 | 0 | 0 | 0 | 0 | 0 | 0 | 0 | 0 | 0
F9_Industrial_Agriculture_Existing_Process_Natural Gas_Gas Boiler - Stack Economizer_A_Achievable Economic UCT Potential | F9 | Industrial | Agriculture | Existing | Process | Natural Gas | Gas Boiler - Stack Economizer | A | Incremental Winter Peak Savings (MW) | Achievable Economic UCT Potential | 0 | 0 | 0 | 0 | 0 | 0 | 0 | 0 | 0 | 0 | 0 | 0 | 0 | 0 | 0 | 0 | 0 | 0 | 0 | 0 | 0 | 0
F10_Industrial_Agriculture_Existing_Process_Natural Gas_Gas Boiler - Stack Economizer_A_Achievable Economic UCT Potential | F10 | Industrial | Agriculture | Existing | Process | Natural Gas | Gas Boiler - Stack Economizer | A | Cumulative Energy Savings (MWh or mTherms) | Achievable Economic UCT Potential | 0 | 0 | 1.264 | 2.5062 | 3.7271 | 4.9268 | 6.1059 | 7.1488 | 7.9687 | 8.6133 | 9.1201 | 9.5186 | 9.8318 | 10.0781 | 10.2718 | 10.424 | 10.5437 | 10.6378 | 10.6384 | 10.6386 | 10.6387 | 10.6387
F11_Industrial_Agriculture_Existing_Process_Natural Gas_Gas Boiler - Stack Economizer_A_Achievable Economic UCT Potential | F11 | Industrial | Agriculture | Existing | Process | Natural Gas | Gas Boiler - Stack Economizer | A | Cumulative Summer Peak Savings (MW) | Achievable Economic UCT Potential | 0 | 0 | 0 | 0 | 0 | 0 | 0 | 0 | 0 | 0 | 0 | 0 | 0 | 0 | 0 | 0 | 0 | 0 | 0 | 0 | 0 | 0
F12_Industrial_Agriculture_Existing_Process_Natural Gas_Gas Boiler - Stack Economizer_A_Achievable Economic UCT Potential | F12 | Industrial | Agriculture | Existing | Process | Natural Gas | Gas Boiler - Stack Economizer | A | Cumulative Winter Peak Savings (MW) | Achievable Economic UCT Potential | 0 | 0 | 0 | 0 | 0 | 0 | 0 | 0 | 0 | 0 | 0 | 0 | 0 | 0 | 0 | 0 | 0 | 0 | 0 | 0 | 0 | 0
F13_Industrial_Agriculture_Existing_Process_Natural Gas_Gas Boiler - Stack Economizer_A_Achievable Economic UCT Potential | F13 | Industrial | Agriculture | Existing | Process | Natural Gas | Gas Boiler - Stack Economizer | A | Purchases (Incremental) | Achievable Economic UCT Potential | 0 | 0 | 620.5966 | 609.8966 | 599.3812 | 589.047 | 578.891 | 512.0191 | 402.553 | 316.4899 | 248.8266 | 195.6292 | 153.805 | 120.9225 | 95.0701 | 74.7448 | 58.7649 | 46.2014 | 0.3097 | 0.1087 | 0.036417 | 0.01167
F14_Industrial_Agriculture_Existing_Process_Natural Gas_Gas Boiler - Stack Economizer_A_Achievable Economic UCT Potential | F14 | Industrial | Agriculture | Existing | Process | Natural Gas | Gas Boiler - Stack Economizer | A | Purchases (Cumulative) | Achievable Economic UCT Potential | 0 | 0 | 620.5966 | 1230.4932 | 1829.8744 | 2418.9214 | 2997.8124 | 3509.8316 | 3912.3845 | 4228.8745 | 4477.701 | 4673.3302 | 4827.1352 | 4948.0577 | 5043.1279 | 5117.8727 | 5176.6376 | 5222.8389 | 5223.1486 | 5223.2573 | 5223.2937 | 5223.3054
F1_Industrial_Agriculture_Existing_Space Heating_Natural Gas_Gas Furnace Tube Inserts_A_Achievable Economic UCT Potential | F1 | Industrial | Agriculture | Existing | Space Heating | Natural Gas | Gas Furnace Tube Inserts | A | Original Unit Energy Savings (kWh or therms) | Achievable Economic UCT Potential | 0 | 0 | 0.088102 | 0.087615 | 0.087128 | 0.086647 | 0.086173 | 0.085712 | 0.085266 | 0.084839 | 0.084432 | 0.08405 | 0.08369 | 0.083351 | 0.083032 | 0.082732 | 0.082449 | 0.082183 | 0.081933 | 0.081697 | 0.081476 | 0.081267
F2_Industrial_Agriculture_Existing_Space Heating_Natural Gas_Gas Furnace Tube Inserts_A_Achievable Economic UCT Potential | F2 | Industrial | Agriculture | Existing | Space Heating | Natural Gas | Gas Furnace Tube Inserts | A | Original Unit Summer Peak Savings (kW) | Achievable Economic UCT Potential | 0 | 0 | 0 | 0 | 0 | 0 | 0 | 0 | 0 | 0 | 0 | 0 | 0 | 0 | 0 | 0 | 0 | 0 | 0 | 0 | 0 | 0
F3_Industrial_Agriculture_Existing_Space Heating_Natural Gas_Gas Furnace Tube Inserts_A_Achievable Economic UCT Potential | F3 | Industrial | Agriculture | Existing | Space Heating | Natural Gas | Gas Furnace Tube Inserts | A | Original Unit Winter Peak Savings (kW) | Achievable Economic UCT Potential | 0 | 0 | 0 | 0 | 0 | 0 | 0 | 0 | 0 | 0 | 0 | 0 | 0 | 0 | 0 | 0 | 0 | 0 | 0 | 0 | 0 | 0
F4_Industrial_Agriculture_Existing_Space Heating_Natural Gas_Gas Furnace Tube Inserts_A_Achievable Economic UCT Potential | F4 | Industrial | Agriculture | Existing | Space Heating | Natural Gas | Gas Furnace Tube Inserts | A | Standalone Impact on Baseline Energy (%) | Achievable Economic UCT Potential | bar: 2019 to 2040
F5_Industrial_Agriculture_Existing_Space Heating_Natural Gas_Gas Furnace Tube Inserts_A_Achievable Economic UCT Potential | F5 | Industrial | Agriculture | Existing | Space Heating | Natural Gas | Gas Furnace Tube Inserts | A | Standalone Impact on Baseline Summer Peak (%) | Achievable Economic UCT Potential | bar: 2019 to 2040
F6_Industrial_Agriculture_Existing_Space Heating_Natural Gas_Gas Furnace Tube Inserts_A_Achievable Economic UCT Potential | F6 | Industrial | Agriculture | Existing | Space Heating | Natural Gas | Gas Furnace Tube Inserts | A | Standalone Impact on Baseline Winter Peak (%) | Achievable Economic UCT Potential | bar: 2019 to 2040
F7_Industrial_Agriculture_Existing_Space Heating_Natural Gas_Gas Furnace Tube Inserts_A_Achievable Economic UCT Potential | F7 | Industrial | Agriculture | Existing | Space Heating | Natural Gas | Gas Furnace Tube Inserts | A | Incremental Energy Savings (MWh or mTherms) | Achievable Economic UCT Potential | 0 | 0 | 0 | 0 | 0 | 0 | 0 | 0 | 0 | 0 | 0 | 0 | 0 | 0 | 0 | 0 | 0 | 0 | 0 | 0 | 0 | 0
F8_Industrial_Agriculture_Existing_Space Heating_Natural Gas_Gas Furnace Tube Inserts_A_Achievable Economic UCT Potential | F8 | Industrial | Agriculture | Existing | Space Heating | Natural Gas | Gas Furnace Tube Inserts | A | Incremental Summer Peak Savings (MW) | Achievable Economic UCT Potential | 0 | 0 | 0 | 0 | 0 | 0 | 0 | 0 | 0 | 0 | 0 | 0 | 0 | 0 | 0 | 0 | 0 | 0 | 0 | 0 | 0 | 0
F9_Industrial_Agriculture_Existing_Space Heating_Natural Gas_Gas Furnace Tube Inserts_A_Achievable Economic UCT Potential | F9 | Industrial | Agriculture | Existing | Space Heating | Natural Gas | Gas Furnace Tube Inserts | A | Incremental Winter Peak Savings (MW) | Achievable Economic UCT Potential | 0 | 0 | 0 | 0 | 0 | 0 | 0 | 0 | 0 | 0 | 0 | 0 | 0 | 0 | 0 | 0 | 0 | 0 | 0 | 0 | 0 | 0
F10_Industrial_Agriculture_Existing_Space Heating_Natural Gas_Gas Furnace Tube Inserts_A_Achievable Economic UCT Potential | F10 | Industrial | Agriculture | Existing | Space Heating | Natural Gas | Gas Furnace Tube Inserts | A | Cumulative Energy Savings (MWh or mTherms) | Achievable Economic UCT Potential | 0 | 0 | 0 | 0 | 0 | 0 | 0 | 0 | 0 | 0 | 0 | 0 | 0 | 0 | 0 | 0 | 0 | 0 | 0 | 0 | 0 | 0
F11_Industrial_Agriculture_Existing_Space Heating_Natural Gas_Gas Furnace Tube Inserts_A_Achievable Economic UCT Potential | F11 | Industrial | Agriculture | Existing | Space Heating | Natural Gas | Gas Furnace Tube Inserts | A | Cumulative Summer Peak Savings (MW) | Achievable Economic UCT Potential | 0 | 0 | 0 | 0 | 0 | 0 | 0 | 0 | 0 | 0 | 0 | 0 | 0 | 0 | 0 | 0 | 0 | 0 | 0 | 0 | 0 | 0
F12_Industrial_Agriculture_Existing_Space Heating_Natural Gas_Gas Furnace Tube Inserts_A_Achievable Economic UCT Potential | F12 | Industrial | Agriculture | Existing | Space Heating | Natural Gas | Gas Furnace Tube Inserts | A | Cumulative Winter Peak Savings (MW) | Achievable Economic UCT Potential | 0 | 0 | 0 | 0 | 0 | 0 | 0 | 0 | 0 | 0 | 0 | 0 | 0 | 0 | 0 | 0 | 0 | 0 | 0 | 0 | 0 | 0
F13_Industrial_Agriculture_Existing_Space Heating_Natural Gas_Gas Furnace Tube Inserts_A_Achievable Economic UCT Potential | F13 | Industrial | Agriculture | Existing | Space Heating | Natural Gas | Gas Furnace Tube Inserts | A | Purchases (Incremental) | Achievable Economic UCT Potential | 0 | 0 | 0 | 0 | 0 | 0 | 0 | 0 | 0 | 0 | 0 | 0 | 0 | 0 | 0 | 0 | 0 | 0 | 0 | 0 | 0 | 0
F14_Industrial_Agriculture_Existing_Space Heating_Natural Gas_Gas Furnace Tube Inserts_A_Achievable Economic UCT Potential | F14 | Industrial | Agriculture | Existing | Space Heating | Natural Gas | Gas Furnace Tube Inserts | A | Purchases (Cumulative) | Achievable Economic UCT Potential | 0 | 0 | 0 | 0 | 0 | 0 | 0 | 0 | 0 | 0 | 0 | 0 | 0 | 0 | 0 | 0 | 0 | 0 | 0 | 0 | 0 | 0
F1_Industrial_Agriculture_Existing_Space Heating_Natural Gas_Space Heating - Heat Recovery Ventilator_A_Achievable Economic UCT Potential | F1 | Industrial | Agriculture | Existing | Space Heating | Natural Gas | Space Heating - Heat Recovery Ventilator | A | Original Unit Energy Savings (kWh or therms) | Achievable Economic UCT Potential | 0 | 0 | 0.01336 | 0.013329 | 0.013297 | 0.013266 | 0.013235 | 0.013205 | 0.013176 | 0.013148 | 0.013122 | 0.013097 | 0.013074 | 0.013051 | 0.013031 | 0.013011 | 0.012992 | 0.012975 | 0.012959 | 0.012943 | 0.012929 | 0.012915
F2_Industrial_Agriculture_Existing_Space Heating_Natural Gas_Space Heating - Heat Recovery Ventilator_A_Achievable Economic UCT Potential | F2 | Industrial | Agriculture | Existing | Space Heating | Natural Gas | Space Heating - Heat Recovery Ventilator | A | Original Unit Summer Peak Savings (kW) | Achievable Economic UCT Potential | 0 | 0 | 0 | 0 | 0 | 0 | 0 | 0 | 0 | 0 | 0 | 0 | 0 | 0 | 0 | 0 | 0 | 0 | 0 | 0 | 0 | 0
F3_Industrial_Agriculture_Existing_Space Heating_Natural Gas_Space Heating - Heat Recovery Ventilator_A_Achievable Economic UCT Potential | F3 | Industrial | Agriculture | Existing | Space Heating | Natural Gas | Space Heating - Heat Recovery Ventilator | A | Original Unit Winter Peak Savings (kW) | Achievable Economic UCT Potential | 0 | 0 | 0 | 0 | 0 | 0 | 0 | 0 | 0 | 0 | 0 | 0 | 0 | 0 | 0 | 0 | 0 | 0 | 0 | 0 | 0 | 0
F4_Industrial_Agriculture_Existing_Space Heating_Natural Gas_Space Heating - Heat Recovery Ventilator_A_Achievable Economic UCT Potential | F4 | Industrial | Agriculture | Existing | Space Heating | Natural Gas | Space Heating - Heat Recovery Ventilator | A | Standalone Impact on Baseline Energy (%) | Achievable Economic UCT Potential | bar: 2019 to 2040
F5_Industrial_Agriculture_Existing_Space Heating_Natural Gas_Space Heating - Heat Recovery Ventilator_A_Achievable Economic UCT Potential | F5 | Industrial | Agriculture | Existing | Space Heating | Natural Gas | Space Heating - Heat Recovery Ventilator | A | Standalone Impact on Baseline Summer Peak (%) | Achievable Economic UCT Potential | bar: 2019 to 2040
F6_Industrial_Agriculture_Existing_Space Heating_Natural Gas_Space Heating - Heat Recovery Ventilator_A_Achievable Economic UCT Potential | F6 | Industrial | Agriculture | Existing | Space Heating | Natural Gas | Space Heating - Heat Recovery Ventilator | A | Standalone Impact on Baseline Winter Peak (%) | Achievable Economic UCT Potential | bar: 2019 to 2040
F7_Industrial_Agriculture_Existing_Space Heating_Natural Gas_Space Heating - Heat Recovery Ventilator_A_Achievable Economic UCT Potential | F7 | Industrial | Agriculture | Existing | Space Heating | Natural Gas | Space Heating - Heat Recovery Ventilator | A | Incremental Energy Savings (MWh or mTherms) | Achievable Economic UCT Potential | 0 | 0 | 0 | 0 | 0 | 0 | 0 | 0 | 0 | 0 | 0 | 0 | 0 | 0 | 0 | 0 | 0 | 0 | 0 | 0 | 0 | 0
F8_Industrial_Agriculture_Existing_Space Heating_Natural Gas_Space Heating - Heat Recovery Ventilator_A_Achievable Economic UCT Potential | F8 | Industrial | Agriculture | Existing | Space Heating | Natural Gas | Space Heating - Heat Recovery Ventilator | A | Incremental Summer Peak Savings (MW) | Achievable Economic UCT Potential | 0 | 0 | 0 | 0 | 0 | 0 | 0 | 0 | 0 | 0 | 0 | 0 | 0 | 0 | 0 | 0 | 0 | 0 | 0 | 0 | 0 | 0
F9_Industrial_Agriculture_Existing_Space Heating_Natural Gas_Space Heating - Heat Recovery Ventilator_A_Achievable Economic UCT Potential | F9 | Industrial | Agriculture | Existing | Space Heating | Natural Gas | Space Heating - Heat Recovery Ventilator | A | Incremental Winter Peak Savings (MW) | Achievable Economic UCT Potential | 0 | 0 | 0 | 0 | 0 | 0 | 0 | 0 | 0 | 0 | 0 | 0 | 0 | 0 | 0 | 0 | 0 | 0 | 0 | 0 | 0 | 0
F10_Industrial_Agriculture_Existing_Space Heating_Natural Gas_Space Heating - Heat Recovery Ventilator_A_Achievable Economic UCT Potential | F10 | Industrial | Agriculture | Existing | Space Heating | Natural Gas | Space Heating - Heat Recovery Ventilator | A | Cumulative Energy Savings (MWh or mTherms) | Achievable Economic UCT Potential | 0 | 0 | 0 | 0 | 0 | 0 | 0 | 0 | 0 | 0 | 0 | 0 | 0 | 0 | 0 | 0 | 0 | 0 | 0 | 0 | 0 | 0
F11_Industrial_Agriculture_Existing_Space Heating_Natural Gas_Space Heating - Heat Recovery Ventilator_A_Achievable Economic UCT Potential | F11 | Industrial | Agriculture | Existing | Space Heating | Natural Gas | Space Heating - Heat Recovery Ventilator | A | Cumulative Summer Peak Savings (MW) | Achievable Economic UCT Potential | 0 | 0 | 0 | 0 | 0 | 0 | 0 | 0 | 0 | 0 | 0 | 0 | 0 | 0 | 0 | 0 | 0 | 0 | 0 | 0 | 0 | 0
F12_Industrial_Agriculture_Existing_Space Heating_Natural Gas_Space Heating - Heat Recovery Ventilator_A_Achievable Economic UCT Potential | F12 | Industrial | Agriculture | Existing | Space Heating | Natural Gas | Space Heating - Heat Recovery Ventilator | A | Cumulative Winter Peak Savings (MW) | Achievable Economic UCT Potential | 0 | 0 | 0 | 0 | 0 | 0 | 0 | 0 | 0 | 0 | 0 | 0 | 0 | 0 | 0 | 0 | 0 | 0 | 0 | 0 | 0 | 0
F13_Industrial_Agriculture_Existing_Space Heating_Natural Gas_Space Heating - Heat Recovery Ventilator_A_Achievable Economic UCT Potential | F13 | Industrial | Agriculture | Existing | Space Heating | Natural Gas | Space Heating - Heat Recovery Ventilator | A | Purchases (Incremental) | Achievable Economic UCT Potential | 0 | 0 | 0 | 0 | 0 | 0 | 0 | 0 | 0 | 0 | 0 | 0 | 0 | 0 | 0 | 0 | 0 | 0 | 0 | 0 | 0 | 0
F14_Industrial_Agriculture_Existing_Space Heating_Natural Gas_Space Heating - Heat Recovery Ventilator_A_Achievable Economic UCT Potential | F14 | Industrial | Agriculture | Existing | Space Heating | Natural Gas | Space Heating - Heat Recovery Ventilator | A | Purchases (Cumulative) | Achievable Economic UCT Potential | 0 | 0 | 0 | 0 | 0 | 0 | 0 | 0 | 0 | 0 | 0 | 0 | 0 | 0 | 0 | 0 | 0 | 0 | 0 | 0 | 0 | 0
F1_Industrial_Agriculture_Existing_Space Heating_Natural Gas_Thermostat - Programmable_A_Achievable Economic UCT Potential | F1 | Industrial | Agriculture | Existing | Space Heating | Natural Gas | Thermostat - Programmable | A | Original Unit Energy Savings (kWh or therms) | Achievable Economic UCT Potential | 0 | 0 | 0.0064634 | 0.006448 | 0.0064327 | 0.0064176 | 0.0064027 | 0.0063882 | 0.0063742 | 0.0063608 | 0.006348 | 0.006336 | 0.0063246 | 0.0063139 | 0.0063038 | 0.0062943 | 0.0062853 | 0.0062769 | 0.006269 | 0.0062616 | 0.0062546 | 0.006248
F2_Industrial_Agriculture_Existing_Space Heating_Natural Gas_Thermostat - Programmable_A_Achievable Economic UCT Potential | F2 | Industrial | Agriculture | Existing | Space Heating | Natural Gas | Thermostat - Programmable | A | Original Unit Summer Peak Savings (kW) | Achievable Economic UCT Potential | 0 | 0 | 0 | 0 | 0 | 0 | 0 | 0 | 0 | 0 | 0 | 0 | 0 | 0 | 0 | 0 | 0 | 0 | 0 | 0 | 0 | 0
F3_Industrial_Agriculture_Existing_Space Heating_Natural Gas_Thermostat - Programmable_A_Achievable Economic UCT Potential | F3 | Industrial | Agriculture | Existing | Space Heating | Natural Gas | Thermostat - Programmable | A | Original Unit Winter Peak Savings (kW) | Achievable Economic UCT Potential | 0 | 0 | 0 | 0 | 0 | 0 | 0 | 0 | 0 | 0 | 0 | 0 | 0 | 0 | 0 | 0 | 0 | 0 | 0 | 0 | 0 | 0
F4_Industrial_Agriculture_Existing_Space Heating_Natural Gas_Thermostat - Programmable_A_Achievable Economic UCT Potential | F4 | Industrial | Agriculture | Existing | Space Heating | Natural Gas | Thermostat - Programmable | A | Standalone Impact on Baseline Energy (%) | Achievable Economic UCT Potential | bar: 2019 to 2040
F5_Industrial_Agriculture_Existing_Space Heating_Natural Gas_Thermostat - Programmable_A_Achievable Economic UCT Potential | F5 | Industrial | Agriculture | Existing | Space Heating | Natural Gas | Thermostat - Programmable | A | Standalone Impact on Baseline Summer Peak (%) | Achievable Economic UCT Potential | bar: 2019 to 2040
F6_Industrial_Agriculture_Existing_Space Heating_Natural Gas_Thermostat - Programmable_A_Achievable Economic UCT Potential | F6 | Industrial | Agriculture | Existing | Space Heating | Natural Gas | Thermostat - Programmable | A | Standalone Impact on Baseline Winter Peak (%) | Achievable Economic UCT Potential | bar: 2019 to 2040
F7_Industrial_Agriculture_Existing_Space Heating_Natural Gas_Thermostat - Programmable_A_Achievable Economic UCT Potential | F7 | Industrial | Agriculture | Existing | Space Heating | Natural Gas | Thermostat - Programmable | A | Incremental Energy Savings (MWh or mTherms) | Achievable Economic UCT Potential | 0 | 0 | 0 | 0 | 0 | 0 | 0 | 0 | 0 | 0 | 0 | 0 | 0 | 0 | 0 | 0 | 0 | 0 | 0 | 0 | 0 | 0
F8_Industrial_Agriculture_Existing_Space Heating_Natural Gas_Thermostat - Programmable_A_Achievable Economic UCT Potential | F8 | Industrial | Agriculture | Existing | Space Heating | Natural Gas | Thermostat - Programmable | A | Incremental Summer Peak Savings (MW) | Achievable Economic UCT Potential | 0 | 0 | 0 | 0 | 0 | 0 | 0 | 0 | 0 | 0 | 0 | 0 | 0 | 0 | 0 | 0 | 0 | 0 | 0 | 0 | 0 | 0
F9_Industrial_Agriculture_Existing_Space Heating_Natural Gas_Thermostat - Programmable_A_Achievable Economic UCT Potential | F9 | Industrial | Agriculture | Existing | Space Heating | Natural Gas | Thermostat - Programmable | A | Incremental Winter Peak Savings (MW) | Achievable Economic UCT Potential | 0 | 0 | 0 | 0 | 0 | 0 | 0 | 0 | 0 | 0 | 0 | 0 | 0 | 0 | 0 | 0 | 0 | 0 | 0 | 0 | 0 | 0
F10_Industrial_Agriculture_Existing_Space Heating_Natural Gas_Thermostat - Programmable_A_Achievable Economic UCT Potential | F10 | Industrial | Agriculture | Existing | Space Heating | Natural Gas | Thermostat - Programmable | A | Cumulative Energy Savings (MWh or mTherms) | Achievable Economic UCT Potential | 0 | 0 | 0 | 0 | 0 | 0 | 0 | 0 | 0 | 0 | 0 | 0 | 0 | 0 | 0 | 0 | 0 | 0 | 0 | 0 | 0 | 0
F11_Industrial_Agriculture_Existing_Space Heating_Natural Gas_Thermostat - Programmable_A_Achievable Economic UCT Potential | F11 | Industrial | Agriculture | Existing | Space Heating | Natural Gas | Thermostat - Programmable | A | Cumulative Summer Peak Savings (MW) | Achievable Economic UCT Potential | 0 | 0 | 0 | 0 | 0 | 0 | 0 | 0 | 0 | 0 | 0 | 0 | 0 | 0 | 0 | 0 | 0 | 0 | 0 | 0 | 0 | 0
F12_Industrial_Agriculture_Existing_Space Heating_Natural Gas_Thermostat - Programmable_A_Achievable Economic UCT Potential | F12 | Industrial | Agriculture | Existing | Space Heating | Natural Gas | Thermostat - Programmable | A | Cumulative Winter Peak Savings (MW) | Achievable Economic UCT Potential | 0 | 0 | 0 | 0 | 0 | 0 | 0 | 0 | 0 | 0 | 0 | 0 | 0 | 0 | 0 | 0 | 0 | 0 | 0 | 0 | 0 | 0
F13_Industrial_Agriculture_Existing_Space Heating_Natural Gas_Thermostat - Programmable_A_Achievable Economic UCT Potential | F13 | Industrial | Agriculture | Existing | Space Heating | Natural Gas | Thermostat - Programmable | A | Purchases (Incremental) | Achievable Economic UCT Potential | 0 | 0 | 0 | 0 | 0 | 0 | 0 | 0 | 0 | 0 | 0 | 0 | 0 | 0 | 0 | 0 | 0 | 0 | 0 | 0 | 0 | 0
F14_Industrial_Agriculture_Existing_Space Heating_Natural Gas_Thermostat - Programmable_A_Achievable Economic UCT Potential | F14 | Industrial | Agriculture | Existing | Space Heating | Natural Gas | Thermostat - Programmable | A | Purchases (Cumulative) | Achievable Economic UCT Potential | 0 | 0 | 0 | 0 | 0 | 0 | 0 | 0 | 0 | 0 | 0 | 0 | 0 | 0 | 0 | 0 | 0 | 0 | 0 | 0 | 0 | 0
F1_Industrial_Agriculture_Existing_Space Heating_Natural Gas_ENERGY STAR Connected Thermostat_A_Achievable Economic UCT Potential | F1 | Industrial | Agriculture | Existing | Space Heating | Natural Gas | ENERGY STAR Connected Thermostat | A | Original Unit Energy Savings (kWh or therms) | Achievable Economic UCT Potential | 0 | 0 | 0.015624 | 0.015587 | 0.01555 | 0.015514 | 0.015478 | 0.015443 | 0.015409 | 0.015376 | 0.015345 | 0.015316 | 0.015289 | 0.015263 | 0.015238 | 0.015215 | 0.015194 | 0.015173 | 0.015154 | 0.015136 | 0.01512 | 0.015104
F2_Industrial_Agriculture_Existing_Space Heating_Natural Gas_ENERGY STAR Connected Thermostat_A_Achievable Economic UCT Potential | F2 | Industrial | Agriculture | Existing | Space Heating | Natural Gas | ENERGY STAR Connected Thermostat | A | Original Unit Summer Peak Savings (kW) | Achievable Economic UCT Potential | 0 | 0 | 0 | 0 | 0 | 0 | 0 | 0 | 0 | 0 | 0 | 0 | 0 | 0 | 0 | 0 | 0 | 0 | 0 | 0 | 0 | 0
F3_Industrial_Agriculture_Existing_Space Heating_Natural Gas_ENERGY STAR Connected Thermostat_A_Achievable Economic UCT Potential | F3 | Industrial | Agriculture | Existing | Space Heating | Natural Gas | ENERGY STAR Connected Thermostat | A | Original Unit Winter Peak Savings (kW) | Achievable Economic UCT Potential | 0 | 0 | 0 | 0 | 0 | 0 | 0 | 0 | 0 | 0 | 0 | 0 | 0 | 0 | 0 | 0 | 0 | 0 | 0 | 0 | 0 | 0
F4_Industrial_Agriculture_Existing_Space Heating_Natural Gas_ENERGY STAR Connected Thermostat_A_Achievable Economic UCT Potential | F4 | Industrial | Agriculture | Existing | Space Heating | Natural Gas | ENERGY STAR Connected Thermostat | A | Standalone Impact on Baseline Energy (%) | Achievable Economic UCT Potential | bar: 2019 to 2040
F5_Industrial_Agriculture_Existing_Space Heating_Natural Gas_ENERGY STAR Connected Thermostat_A_Achievable Economic UCT Potential | F5 | Industrial | Agriculture | Existing | Space Heating | Natural Gas | ENERGY STAR Connected Thermostat | A | Standalone Impact on Baseline Summer Peak (%) | Achievable Economic UCT Potential | bar: 2019 to 2040
F6_Industrial_Agriculture_Existing_Space Heating_Natural Gas_ENERGY STAR Connected Thermostat_A_Achievable Economic UCT Potential | F6 | Industrial | Agriculture | Existing | Space Heating | Natural Gas | ENERGY STAR Connected Thermostat | A | Standalone Impact on Baseline Winter Peak (%) | Achievable Economic UCT Potential | bar: 2019 to 2040
F7_Industrial_Agriculture_Existing_Space Heating_Natural Gas_ENERGY STAR Connected Thermostat_A_Achievable Economic UCT Potential | F7 | Industrial | Agriculture | Existing | Space Heating | Natural Gas | ENERGY STAR Connected Thermostat | A | Incremental Energy Savings (MWh or mTherms) | Achievable Economic UCT Potential | 0 | 0 | 0 | 0 | 0 | 0 | 0 | 0 | 0 | 0 | 0 | 0 | 0 | 0 | 0 | 0 | 0 | 0 | 0 | 0 | 0 | 0
F8_Industrial_Agriculture_Existing_Space Heating_Natural Gas_ENERGY STAR Connected Thermostat_A_Achievable Economic UCT Potential | F8 | Industrial | Agriculture | Existing | Space Heating | Natural Gas | ENERGY STAR Connected Thermostat | A | Incremental Summer Peak Savings (MW) | Achievable Economic UCT Potential | 0 | 0 | 0 | 0 | 0 | 0 | 0 | 0 | 0 | 0 | 0 | 0 | 0 | 0 | 0 | 0 | 0 | 0 | 0 | 0 | 0 | 0
F9_Industrial_Agriculture_Existing_Space Heating_Natural Gas_ENERGY STAR Connected Thermostat_A_Achievable Economic UCT Potential | F9 | Industrial | Agriculture | Existing | Space Heating | Natural Gas | ENERGY STAR Connected Thermostat | A | Incremental Winter Peak Savings (MW) | Achievable Economic UCT Potential | 0 | 0 | 0 | 0 | 0 | 0 | 0 | 0 | 0 | 0 | 0 | 0 | 0 | 0 | 0 | 0 | 0 | 0 | 0 | 0 | 0 | 0
F10_Industrial_Agriculture_Existing_Space Heating_Natural Gas_ENERGY STAR Connected Thermostat_A_Achievable Economic UCT Potential | F10 | Industrial | Agriculture | Existing | Space Heating | Natural Gas | ENERGY STAR Connected Thermostat | A | Cumulative Energy Savings (MWh or mTherms) | Achievable Economic UCT Potential | 0 | 0 | 0 | 0 | 0 | 0 | 0 | 0 | 0 | 0 | 0 | 0 | 0 | 0 | 0 | 0 | 0 | 0 | 0 | 0 | 0 | 0
F11_Industrial_Agriculture_Existing_Space Heating_Natural Gas_ENERGY STAR Connected Thermostat_A_Achievable Economic UCT Potential | F11 | Industrial | Agriculture | Existing | Space Heating | Natural Gas | ENERGY STAR Connected Thermostat | A | Cumulative Summer Peak Savings (MW) | Achievable Economic UCT Potential | 0 | 0 | 0 | 0 | 0 | 0 | 0 | 0 | 0 | 0 | 0 | 0 | 0 | 0 | 0 | 0 | 0 | 0 | 0 | 0 | 0 | 0
F12_Industrial_Agriculture_Existing_Space Heating_Natural Gas_ENERGY STAR Connected Thermostat_A_Achievable Economic UCT Potential | F12 | Industrial | Agriculture | Existing | Space Heating | Natural Gas | ENERGY STAR Connected Thermostat | A | Cumulative Winter Peak Savings (MW) | Achievable Economic UCT Potential | 0 | 0 | 0 | 0 | 0 | 0 | 0 | 0 | 0 | 0 | 0 | 0 | 0 | 0 | 0 | 0 | 0 | 0 | 0 | 0 | 0 | 0
F13_Industrial_Agriculture_Existing_Space Heating_Natural Gas_ENERGY STAR Connected Thermostat_A_Achievable Economic UCT Potential | F13 | Industrial | Agriculture | Existing | Space Heating | Natural Gas | ENERGY STAR Connected Thermostat | A | Purchases (Incremental) | Achievable Economic UCT Potential | 0 | 0 | 0 | 0 | 0 | 0 | 0 | 0 | 0 | 0 | 0 | 0 | 0 | 0 | 0 | 0 | 0 | 0 | 0 | 0 | 0 | 0
F14_Industrial_Agriculture_Existing_Space Heating_Natural Gas_ENERGY STAR Connected Thermostat_A_Achievable Economic UCT Potential | F14 | Industrial | Agriculture | Existing | Space Heating | Natural Gas | ENERGY STAR Connected Thermostat | A | Purchases (Cumulative) | Achievable Economic UCT Potential | 0 | 0 | 0 | 0 | 0 | 0 | 0 | 0 | 0 | 0 | 0 | 0 | 0 | 0 | 0 | 0 | 0 | 0 | 0 | 0 | 0 | 0
F1_Industrial_Agriculture_Existing_Space Heating_Natural Gas_Destratification Fans (HVLS)_A_Achievable Economic UCT Potential | F1 | Industrial | Agriculture | Existing | Space Heating | Natural Gas | Destratification Fans (HVLS) | A | Original Unit Energy Savings (kWh or therms) | Achievable Economic UCT Potential | 0 | 0 | 0.015624 | 0.015587 | 0.01555 | 0.015514 | 0.015478 | 0.015443 | 0.015409 | 0.015376 | 0.015345 | 0.015316 | 0.015289 | 0.015263 | 0.015238 | 0.015215 | 0.015194 | 0.015173 | 0.015154 | 0.015136 | 0.01512 | 0.015104
F2_Industrial_Agriculture_Existing_Space Heating_Natural Gas_Destratification Fans (HVLS)_A_Achievable Economic UCT Potential | F2 | Industrial | Agriculture | Existing | Space Heating | Natural Gas | Destratification Fans (HVLS) | A | Original Unit Summer Peak Savings (kW) | Achievable Economic UCT Potential | 0 | 0 | 0 | 0 | 0 | 0 | 0 | 0 | 0 | 0 | 0 | 0 | 0 | 0 | 0 | 0 | 0 | 0 | 0 | 0 | 0 | 0
F3_Industrial_Agriculture_Existing_Space Heating_Natural Gas_Destratification Fans (HVLS)_A_Achievable Economic UCT Potential | F3 | Industrial | Agriculture | Existing | Space Heating | Natural Gas | Destratification Fans (HVLS) | A | Original Unit Winter Peak Savings (kW) | Achievable Economic UCT Potential | 0 | 0 | 0 | 0 | 0 | 0 | 0 | 0 | 0 | 0 | 0 | 0 | 0 | 0 | 0 | 0 | 0 | 0 | 0 | 0 | 0 | 0
F4_Industrial_Agriculture_Existing_Space Heating_Natural Gas_Destratification Fans (HVLS)_A_Achievable Economic UCT Potential | F4 | Industrial | Agriculture | Existing | Space Heating | Natural Gas | Destratification Fans (HVLS) | A | Standalone Impact on Baseline Energy (%) | Achievable Economic UCT Potential | bar: 2019 to 2040
F5_Industrial_Agriculture_Existing_Space Heating_Natural Gas_Destratification Fans (HVLS)_A_Achievable Economic UCT Potential | F5 | Industrial | Agriculture | Existing | Space Heating | Natural Gas | Destratification Fans (HVLS) | A | Standalone Impact on Baseline Summer Peak (%) | Achievable Economic UCT Potential | bar: 2019 to 2040
F6_Industrial_Agriculture_Existing_Space Heating_Natural Gas_Destratification Fans (HVLS)_A_Achievable Economic UCT Potential | F6 | Industrial | Agriculture | Existing | Space Heating | Natural Gas | Destratification Fans (HVLS) | A | Standalone Impact on Baseline Winter Peak (%) | Achievable Economic UCT Potential | bar: 2019 to 2040
F7_Industrial_Agriculture_Existing_Space Heating_Natural Gas_Destratification Fans (HVLS)_A_Achievable Economic UCT Potential | F7 | Industrial | Agriculture | Existing | Space Heating | Natural Gas | Destratification Fans (HVLS) | A | Incremental Energy Savings (MWh or mTherms) | Achievable Economic UCT Potential | 0 | 0 | 0 | 0 | 0 | 0 | 0 | 0 | 0 | 0 | 0 | 0 | 0 | 0 | 0 | 0 | 0 | 0 | 0 | 0 | 0 | 0
F8_Industrial_Agriculture_Existing_Space Heating_Natural Gas_Destratification Fans (HVLS)_A_Achievable Economic UCT Potential | F8 | Industrial | Agriculture | Existing | Space Heating | Natural Gas | Destratification Fans (HVLS) | A | Incremental Summer Peak Savings (MW) | Achievable Economic UCT Potential | 0 | 0 | 0 | 0 | 0 | 0 | 0 | 0 | 0 | 0 | 0 | 0 | 0 | 0 | 0 | 0 | 0 | 0 | 0 | 0 | 0 | 0
F9_Industrial_Agriculture_Existing_Space Heating_Natural Gas_Destratification Fans (HVLS)_A_Achievable Economic UCT Potential | F9 | Industrial | Agriculture | Existing | Space Heating | Natural Gas | Destratification Fans (HVLS) | A | Incremental Winter Peak Savings (MW) | Achievable Economic UCT Potential | 0 | 0 | 0 | 0 | 0 | 0 | 0 | 0 | 0 | 0 | 0 | 0 | 0 | 0 | 0 | 0 | 0 | 0 | 0 | 0 | 0 | 0
F10_Industrial_Agriculture_Existing_Space Heating_Natural Gas_Destratification Fans (HVLS)_A_Achievable Economic UCT Potential | F10 | Industrial | Agriculture | Existing | Space Heating | Natural Gas | Destratification Fans (HVLS) | A | Cumulative Energy Savings (MWh or mTherms) | Achievable Economic UCT Potential | 0 | 0 | 0 | 0 | 0 | 0 | 0 | 0 | 0 | 0 | 0 | 0 | 0 | 0 | 0 | 0 | 0 | 0 | 0 | 0 | 0 | 0
F11_Industrial_Agriculture_Existing_Space Heating_Natural Gas_Destratification Fans (HVLS)_A_Achievable Economic UCT Potential | F11 | Industrial | Agriculture | Existing | Space Heating | Natural Gas | Destratification Fans (HVLS) | A | Cumulative Summer Peak Savings (MW) | Achievable Economic UCT Potential | 0 | 0 | 0 | 0 | 0 | 0 | 0 | 0 | 0 | 0 | 0 | 0 | 0 | 0 | 0 | 0 | 0 | 0 | 0 | 0 | 0 | 0
F12_Industrial_Agriculture_Existing_Space Heating_Natural Gas_Destratification Fans (HVLS)_A_Achievable Economic UCT Potential | F12 | Industrial | Agriculture | Existing | Space Heating | Natural Gas | Destratification Fans (HVLS) | A | Cumulative Winter Peak Savings (MW) | Achievable Economic UCT Potential | 0 | 0 | 0 | 0 | 0 | 0 | 0 | 0 | 0 | 0 | 0 | 0 | 0 | 0 | 0 | 0 | 0 | 0 | 0 | 0 | 0 | 0
F13_Industrial_Agriculture_Existing_Space Heating_Natural Gas_Destratification Fans (HVLS)_A_Achievable Economic UCT Potential | F13 | Industrial | Agriculture | Existing | Space Heating | Natural Gas | Destratification Fans (HVLS) | A | Purchases (Incremental) | Achievable Economic UCT Potential | 0 | 0 | 0 | 0 | 0 | 0 | 0 | 0 | 0 | 0 | 0 | 0 | 0 | 0 | 0 | 0 | 0 | 0 | 0 | 0 | 0 | 0
F14_Industrial_Agriculture_Existing_Space Heating_Natural Gas_Destratification Fans (HVLS)_A_Achievable Economic UCT Potential | F14 | Industrial | Agriculture | Existing | Space Heating | Natural Gas | Destratification Fans (HVLS) | A | Purchases (Cumulative) | Achievable Economic UCT Potential | 0 | 0 | 0 | 0 | 0 | 0 | 0 | 0 | 0 | 0 | 0 | 0 | 0 | 0 | 0 | 0 | 0 | 0 | 0 | 0 | 0 | 0
F1_Industrial_Agriculture_Existing_Space Heating_Natural Gas_Gas Boiler - Insulate Steam Lines/Condensate Tank_A_Achievable Economic UCT Potential | F1 | Industrial | Agriculture | Existing | Space Heating | Natural Gas | Gas Boiler - Insulate Steam Lines/Condensate Tank | A | Original Unit Energy Savings (kWh or therms) | Achievable Economic UCT Potential | 0 | 0 | 12.6435 | 12.6118 | 12.5807 | 12.5504 | 12.5208 | 12.4921 | 12.4643 | 12.4374 | 12.4116 | 12.3867 | 12.363 | 12.3404 | 12.3189 | 12.2985 | 12.2794 | 12.2615 | 12.2448 | 12.2294 | 12.2152 | 12.2023
F2_Industrial_Agriculture_Existing_Space Heating_Natural Gas_Gas Boiler - Insulate Steam Lines/Condensate Tank_A_Achievable Economic UCT Potential | F2 | Industrial | Agriculture | Existing | Space Heating | Natural Gas | Gas Boiler - Insulate Steam Lines/Condensate Tank | A | Original Unit Summer Peak Savings (kW) | Achievable Economic UCT Potential | 0 | 0 | 0 | 0 | 0 | 0 | 0 | 0 | 0 | 0 | 0 | 0 | 0 | 0 | 0 | 0 | 0 | 0 | 0 | 0 | 0 | 0
F3_Industrial_Agriculture_Existing_Space Heating_Natural Gas_Gas Boiler - Insulate Steam Lines/Condensate Tank_A_Achievable Economic UCT Potential | F3 | Industrial | Agriculture | Existing | Space Heating | Natural Gas | Gas Boiler - Insulate Steam Lines/Condensate Tank | A | Original Unit Winter Peak Savings (kW) | Achievable Economic UCT Potential | 0 | 0 | 0 | 0 | 0 | 0 | 0 | 0 | 0 | 0 | 0 | 0 | 0 | 0 | 0 | 0 | 0 | 0 | 0 | 0 | 0 | 0
F4_Industrial_Agriculture_Existing_Space Heating_Natural Gas_Gas Boiler - Insulate Steam Lines/Condensate Tank_A_Achievable Economic UCT Potential | F4 | Industrial | Agriculture | Existing | Space Heating | Natural Gas | Gas Boiler - Insulate Steam Lines/Condensate Tank | A | Standalone Impact on Baseline Energy (%) | Achievable Economic UCT Potential | 0% | 0% | 0.005127% | 0.01034% | 0.01565% | 0.02105% | 0.02654% | 0.03213% | 0.03782% | 0.0436% | 0.04949% | 0.05548% | 0.06157% | 0.06776% | 0.07406% | 0.08047% | 0.08699% | 0.09363% | 0.1004% | 0.1073% | 0.1142% | 0.1214%
F5_Industrial_Agriculture_Existing_Space Heating_Natural Gas_Gas Boiler - Insulate Steam Lines/Condensate Tank_A_Achievable Economic UCT Potential | F5 | Industrial | Agriculture | Existing | Space Heating | Natural Gas | Gas Boiler - Insulate Steam Lines/Condensate Tank | A | Standalone Impact on Baseline Summer Peak (%) | Achievable Economic UCT Potential | bar: 2019 to 2040
F6_Industrial_Agriculture_Existing_Space Heating_Natural Gas_Gas Boiler - Insulate Steam Lines/Condensate Tank_A_Achievable Economic UCT Potential | F6 | Industrial | Agriculture | Existing | Space Heating | Natural Gas | Gas Boiler - Insulate Steam Lines/Condensate Tank | A | Standalone Impact on Baseline Winter Peak (%) | Achievable Economic UCT Potential | bar: 2019 to 2040
F7_Industrial_Agriculture_Existing_Space Heating_Natural Gas_Gas Boiler - Insulate Steam Lines/Condensate Tank_A_Achievable Economic UCT Potential | F7 | Industrial | Agriculture | Existing | Space Heating | Natural Gas | Gas Boiler - Insulate Steam Lines/Condensate Tank | A | Incremental Energy Savings (MWh or mTherms) | Achievable Economic UCT Potential | 0 | 0 | 0.054204 | 0.053136 | 0.052091 | 0.051069 | 0.050071 | 0.049095 | 0.048141 | 0.047209 | 0.046298 | 0.045409 | 0.044541 | 0.043693 | 0.042864 | 0.042056 | 0.041266 | 0.040496 | 0.039743 | 0.039009 | 0.038292 | 0.037592
F8_Industrial_Agriculture_Existing_Space Heating_Natural Gas_Gas Boiler - Insulate Steam Lines/Condensate Tank_A_Achievable Economic UCT Potential | F8 | Industrial | Agriculture | Existing | Space Heating | Natural Gas | Gas Boiler - Insulate Steam Lines/Condensate Tank | A | Incremental Summer Peak Savings (MW) | Achievable Economic UCT Potential | 0 | 0 | 0 | 0 | 0 | 0 | 0 | 0 | 0 | 0 | 0 | 0 | 0 | 0 | 0 | 0 | 0 | 0 | 0 | 0 | 0 | 0
F9_Industrial_Agriculture_Existing_Space Heating_Natural Gas_Gas Boiler - Insulate Steam Lines/Condensate Tank_A_Achievable Economic UCT Potential | F9 | Industrial | Agriculture | Existing | Space Heating | Natural Gas | Gas Boiler - Insulate Steam Lines/Condensate Tank | A | Incremental Winter Peak Savings (MW) | Achievable Economic UCT Potential | 0 | 0 | 0 | 0 | 0 | 0 | 0 | 0 | 0 | 0 | 0 | 0 | 0 | 0 | 0 | 0 | 0 | 0 | 0 | 0 | 0 | 0
F10_Industrial_Agriculture_Existing_Space Heating_Natural Gas_Gas Boiler - Insulate Steam Lines/Condensate Tank_A_Achievable Economic UCT Potential | F10 | Industrial | Agriculture | Existing | Space Heating | Natural Gas | Gas Boiler - Insulate Steam Lines/Condensate Tank | A | Cumulative Energy Savings (MWh or mTherms) | Achievable Economic UCT Potential | 0 | 0 | 0.054204 | 0.1072 | 0.15903 | 0.20972 | 0.25929 | 0.30779 | 0.35525 | 0.40169 | 0.44716 | 0.49167 | 0.53527 | 0.57798 | 0.61984 | 0.66087 | 0.70111 | 0.74058 | 0.77932 | 0.81734 | 0.85469 | 0.89138
F11_Industrial_Agriculture_Existing_Space Heating_Natural Gas_Gas Boiler - Insulate Steam Lines/Condensate Tank_A_Achievable Economic UCT Potential | F11 | Industrial | Agriculture | Existing | Space Heating | Natural Gas | Gas Boiler - Insulate Steam Lines/Condensate Tank | A | Cumulative Summer Peak Savings (MW) | Achievable Economic UCT Potential | 0 | 0 | 0 | 0 | 0 | 0 | 0 | 0 | 0 | 0 | 0 | 0 | 0 | 0 | 0 | 0 | 0 | 0 | 0 | 0 | 0 | 0
F12_Industrial_Agriculture_Existing_Space Heating_Natural Gas_Gas Boiler - Insulate Steam Lines/Condensate Tank_A_Achievable Economic UCT Potential | F12 | Industrial | Agriculture | Existing | Space Heating | Natural Gas | Gas Boiler - Insulate Steam Lines/Condensate Tank | A | Cumulative Winter Peak Savings (MW) | Achievable Economic UCT Potential | 0 | 0 | 0 | 0 | 0 | 0 | 0 | 0 | 0 | 0 | 0 | 0 | 0 | 0 | 0 | 0 | 0 | 0 | 0 | 0 | 0 | 0
F13_Industrial_Agriculture_Existing_Space Heating_Natural Gas_Gas Boiler - Insulate Steam Lines/Condensate Tank_A_Achievable Economic UCT Potential | F13 | Industrial | Agriculture | Existing | Space Heating | Natural Gas | Gas Boiler - Insulate Steam Lines/Condensate Tank | A | Purchases (Incremental) | Achievable Economic UCT Potential | 0 | 0 | 4.2871 | 4.2132 | 4.1406 | 4.0692 | 3.999 | 3.9301 | 3.8623 | 3.7957 | 3.7303 | 3.6659 | 3.6027 | 3.5406 | 3.4796 | 3.4196 | 3.3606 | 3.3027 | 3.2457 | 3.1898 | 3.1348 | 3.0807
F14_Industrial_Agriculture_Existing_Space Heating_Natural Gas_Gas Boiler - Insulate Steam Lines/Condensate Tank_A_Achievable Economic UCT Potential | F14 | Industrial | Agriculture | Existing | Space Heating | Natural Gas | Gas Boiler - Insulate Steam Lines/Condensate Tank | A | Purchases (Cumulative) | Achievable Economic UCT Potential | 0 | 0 | 4.2871 | 8.5003 | 12.6409 | 16.71 | 20.709 | 24.6391 | 28.5014 | 32.2971 | 36.0273 | 39.6933 | 43.296 | 46.8367 | 50.3162 | 53.7358 | 57.0965 | 60.3992 | 63.6449 | 66.8347 | 69.9695 | 73.0502
F1_Industrial_Agriculture_Existing_Process_Natural Gas_Gas Boiler - Insulate Steam Lines/Condensate Tank_A_Achievable Economic UCT Potential | F1 | Industrial | Agriculture | Existing | Process | Natural Gas | Gas Boiler - Insulate Steam Lines/Condensate Tank | A | Original Unit Energy Savings (kWh or therms) | Achievable Economic UCT Potential | 0 | 0 | 16.8499 | 16.8499 | 16.8499 | 16.8499 | 16.8499 | 16.8499 | 16.8499 | 16.8499 | 16.8499 | 16.8499 | 16.8499 | 16.8499 | 16.8499 | 16.8499 | 16.8499 | 16.8499 | 16.8499 | 16.8499 | 16.8499 | 16.8499
F2_Industrial_Agriculture_Existing_Process_Natural Gas_Gas Boiler - Insulate Steam Lines/Condensate Tank_A_Achievable Economic UCT Potential | F2 | Industrial | Agriculture | Existing | Process | Natural Gas | Gas Boiler - Insulate Steam Lines/Condensate Tank | A | Original Unit Summer Peak Savings (kW) | Achievable Economic UCT Potential | 0 | 0 | 0 | 0 | 0 | 0 | 0 | 0 | 0 | 0 | 0 | 0 | 0 | 0 | 0 | 0 | 0 | 0 | 0 | 0 | 0 | 0
F3_Industrial_Agriculture_Existing_Process_Natural Gas_Gas Boiler - Insulate Steam Lines/Condensate Tank_A_Achievable Economic UCT Potential | F3 | Industrial | Agriculture | Existing | Process | Natural Gas | Gas Boiler - Insulate Steam Lines/Condensate Tank | A | Original Unit Winter Peak Savings (kW) | Achievable Economic UCT Potential | 0 | 0 | 0 | 0 | 0 | 0 | 0 | 0 | 0 | 0 | 0 | 0 | 0 | 0 | 0 | 0 | 0 | 0 | 0 | 0 | 0 | 0
F4_Industrial_Agriculture_Existing_Process_Natural Gas_Gas Boiler - Insulate Steam Lines/Condensate Tank_A_Achievable Economic UCT Potential | F4 | Industrial | Agriculture | Existing | Process | Natural Gas | Gas Boiler - Insulate Steam Lines/Condensate Tank | A | Standalone Impact on Baseline Energy (%) | Achievable Economic UCT Potential | 0% | 0% | 0.02737% | 0.05521% | 0.08355% | 0.1124% | 0.1417% | 0.1716% | 0.2019% | 0.2329% | 0.2643% | 0.2963% | 0.3289% | 0.362% | 0.3957% | 0.43% | 0.4649% | 0.5005% | 0.5366% | 0.5734% | 0.6108% | 0.6489%
F5_Industrial_Agriculture_Existing_Process_Natural Gas_Gas Boiler - Insulate Steam Lines/Condensate Tank_A_Achievable Economic UCT Potential | F5 | Industrial | Agriculture | Existing | Process | Natural Gas | Gas Boiler - Insulate Steam Lines/Condensate Tank | A | Standalone Impact on Baseline Summer Peak (%) | Achievable Economic UCT Potential | bar: 2019 to 2040
F6_Industrial_Agriculture_Existing_Process_Natural Gas_Gas Boiler - Insulate Steam Lines/Condensate Tank_A_Achievable Economic UCT Potential | F6 | Industrial | Agriculture | Existing | Process | Natural Gas | Gas Boiler - Insulate Steam Lines/Condensate Tank | A | Standalone Impact on Baseline Winter Peak (%) | Achievable Economic UCT Potential | bar: 2019 to 2040
F7_Industrial_Agriculture_Existing_Process_Natural Gas_Gas Boiler - Insulate Steam Lines/Condensate Tank_A_Achievable Economic UCT Potential | F7 | Industrial | Agriculture | Existing | Process | Natural Gas | Gas Boiler - Insulate Steam Lines/Condensate Tank | A | Incremental Energy Savings (MWh or mTherms) | Achievable Economic UCT Potential | 0 | 0 | 0.59755 | 0.58724 | 0.57712 | 0.56717 | 0.55739 | 0.54778 | 0.53833 | 0.52905 | 0.51993 | 0.51097 | 0.50216 | 0.4935 | 0.48499 | 0.47663 | 0.46841 | 0.46033 | 0.4524 | 0.4446 | 0.43693 | 0.4294
F8_Industrial_Agriculture_Existing_Process_Natural Gas_Gas Boiler - Insulate Steam Lines/Condensate Tank_A_Achievable Economic UCT Potential | F8 | Industrial | Agriculture | Existing | Process | Natural Gas | Gas Boiler - Insulate Steam Lines/Condensate Tank | A | Incremental Summer Peak Savings (MW) | Achievable Economic UCT Potential | 0 | 0 | 0 | 0 | 0 | 0 | 0 | 0 | 0 | 0 | 0 | 0 | 0 | 0 | 0 | 0 | 0 | 0 | 0 | 0 | 0 | 0
F9_Industrial_Agriculture_Existing_Process_Natural Gas_Gas Boiler - Insulate Steam Lines/Condensate Tank_A_Achievable Economic UCT Potential | F9 | Industrial | Agriculture | Existing | Process | Natural Gas | Gas Boiler - Insulate Steam Lines/Condensate Tank | A | Incremental Winter Peak Savings (MW) | Achievable Economic UCT Potential | 0 | 0 | 0 | 0 | 0 | 0 | 0 | 0 | 0 | 0 | 0 | 0 | 0 | 0 | 0 | 0 | 0 | 0 | 0 | 0 | 0 | 0
F10_Industrial_Agriculture_Existing_Process_Natural Gas_Gas Boiler - Insulate Steam Lines/Condensate Tank_A_Achievable Economic UCT Potential | F10 | Industrial | Agriculture | Existing | Process | Natural Gas | Gas Boiler - Insulate Steam Lines/Condensate Tank | A | Cumulative Energy Savings (MWh or mTherms) | Achievable Economic UCT Potential | 0 | 0 | 0.59755 | 1.1848 | 1.7619 | 2.3291 | 2.8865 | 3.4342 | 3.9726 | 4.5016 | 5.0216 | 5.5325 | 6.0347 | 6.5282 | 7.0132 | 7.4898 | 7.9582 | 8.4185 | 8.8709 | 9.3155 | 9.7525 | 10.1819
F11_Industrial_Agriculture_Existing_Process_Natural Gas_Gas Boiler - Insulate Steam Lines/Condensate Tank_A_Achievable Economic UCT Potential | F11 | Industrial | Agriculture | Existing | Process | Natural Gas | Gas Boiler - Insulate Steam Lines/Condensate Tank | A | Cumulative Summer Peak Savings (MW) | Achievable Economic UCT Potential | 0 | 0 | 0 | 0 | 0 | 0 | 0 | 0 | 0 | 0 | 0 | 0 | 0 | 0 | 0 | 0 | 0 | 0 | 0 | 0 | 0 | 0
F12_Industrial_Agriculture_Existing_Process_Natural Gas_Gas Boiler - Insulate Steam Lines/Condensate Tank_A_Achievable Economic UCT Potential | F12 | Industrial | Agriculture | Existing | Process | Natural Gas | Gas Boiler - Insulate Steam Lines/Condensate Tank | A | Cumulative Winter Peak Savings (MW) | Achievable Economic UCT Potential | 0 | 0 | 0 | 0 | 0 | 0 | 0 | 0 | 0 | 0 | 0 | 0 | 0 | 0 | 0 | 0 | 0 | 0 | 0 | 0 | 0 | 0
F13_Industrial_Agriculture_Existing_Process_Natural Gas_Gas Boiler - Insulate Steam Lines/Condensate Tank_A_Achievable Economic UCT Potential | F13 | Industrial | Agriculture | Existing | Process | Natural Gas | Gas Boiler - Insulate Steam Lines/Condensate Tank | A | Purchases (Incremental) | Achievable Economic UCT Potential | 0 | 0 | 35.4628 | 34.8514 | 34.2505 | 33.66 | 33.0796 | 32.5093 | 31.9488 | 31.3979 | 30.8566 | 30.3246 | 29.8017 | 29.2879 | 28.7829 | 28.2867 | 27.799 | 27.3197 | 26.8487 | 26.3858 | 25.9308 | 25.4837
F14_Industrial_Agriculture_Existing_Process_Natural Gas_Gas Boiler - Insulate Steam Lines/Condensate Tank_A_Achievable Economic UCT Potential | F14 | Industrial | Agriculture | Existing | Process | Natural Gas | Gas Boiler - Insulate Steam Lines/Condensate Tank | A | Purchases (Cumulative) | Achievable Economic UCT Potential | 0 | 0 | 35.4628 | 70.3142 | 104.5646 | 138.2246 | 171.3042 | 203.8135 | 235.7622 | 267.1602 | 298.0168 | 328.3413 | 358.1431 | 387.431 | 416.2139 | 444.5006 | 472.2996 | 499.6193 | 526.468 | 552.8537 | 578.7846 | 604.2683
F1_Industrial_Agriculture_Existing_Space Heating_Natural Gas_Gas Boiler - Insulate Hot Water Lines_A_Achievable Economic UCT Potential | F1 | Industrial | Agriculture | Existing | Space Heating | Natural Gas | Gas Boiler - Insulate Hot Water Lines | A | Original Unit Energy Savings (kWh or therms) | Achievable Economic UCT Potential | 0 | 0 | 14.2912 | 14.2553 | 14.2202 | 14.1859 | 14.1524 | 14.12 | 14.0885 | 14.0582 | 14.029 | 14.0009 | 13.9741 | 13.9485 | 13.9242 | 13.9012 | 13.8796 | 13.8593 | 13.8405 | 13.823 | 13.807 | 13.7925
F2_Industrial_Agriculture_Existing_Space Heating_Natural Gas_Gas Boiler - Insulate Hot Water Lines_A_Achievable Economic UCT Potential | F2 | Industrial | Agriculture | Existing | Space Heating | Natural Gas | Gas Boiler - Insulate Hot Water Lines | A | Original Unit Summer Peak Savings (kW) | Achievable Economic UCT Potential | 0 | 0 | 0 | 0 | 0 | 0 | 0 | 0 | 0 | 0 | 0 | 0 | 0 | 0 | 0 | 0 | 0 | 0 | 0 | 0 | 0 | 0
F3_Industrial_Agriculture_Existing_Space Heating_Natural Gas_Gas Boiler - Insulate Hot Water Lines_A_Achievable Economic UCT Potential | F3 | Industrial | Agriculture | Existing | Space Heating | Natural Gas | Gas Boiler - Insulate Hot Water Lines | A | Original Unit Winter Peak Savings (kW) | Achievable Economic UCT Potential | 0 | 0 | 0 | 0 | 0 | 0 | 0 | 0 | 0 | 0 | 0 | 0 | 0 | 0 | 0 | 0 | 0 | 0 | 0 | 0 | 0 | 0
F4_Industrial_Agriculture_Existing_Space Heating_Natural Gas_Gas Boiler - Insulate Hot Water Lines_A_Achievable Economic UCT Potential | F4 | Industrial | Agriculture | Existing | Space Heating | Natural Gas | Gas Boiler - Insulate Hot Water Lines | A | Standalone Impact on Baseline Energy (%) | Achievable Economic UCT Potential | 0% | 0% | 0.01159% | 0.02338% | 0.03537% | 0.04758% | 0.06% | 0.07264% | 0.08549% | 0.09857% | 0.1119% | 0.1254% | 0.1392% | 0.1532% | 0.1674% | 0.1819% | 0.1967% | 0.2117% | 0.2269% | 0.2425% | 0.2583% | 0.2744%
F5_Industrial_Agriculture_Existing_Space Heating_Natural Gas_Gas Boiler - Insulate Hot Water Lines_A_Achievable Economic UCT Potential | F5 | Industrial | Agriculture | Existing | Space Heating | Natural Gas | Gas Boiler - Insulate Hot Water Lines | A | Standalone Impact on Baseline Summer Peak (%) | Achievable Economic UCT Potential | bar: 2019 to 2040
F6_Industrial_Agriculture_Existing_Space Heating_Natural Gas_Gas Boiler - Insulate Hot Water Lines_A_Achievable Economic UCT Potential | F6 | Industrial | Agriculture | Existing | Space Heating | Natural Gas | Gas Boiler - Insulate Hot Water Lines | A | Standalone Impact on Baseline Winter Peak (%) | Achievable Economic UCT Potential | bar: 2019 to 2040
F7_Industrial_Agriculture_Existing_Space Heating_Natural Gas_Gas Boiler - Insulate Hot Water Lines_A_Achievable Economic UCT Potential | F7 | Industrial | Agriculture | Existing | Space Heating | Natural Gas | Gas Boiler - Insulate Hot Water Lines | A | Incremental Energy Savings (MWh or mTherms) | Achievable Economic UCT Potential | 0 | 0 | 0.12254 | 0.12012 | 0.11776 | 0.11545 | 0.11319 | 0.11098 | 0.10883 | 0.10672 | 0.10466 | 0.10265 | 0.10069 | 0.098773 | 0.096901 | 0.095073 | 0.093288 | 0.091546 | 0.089845 | 0.088185 | 0.086564 | 0.084982
F8_Industrial_Agriculture_Existing_Space Heating_Natural Gas_Gas Boiler - Insulate Hot Water Lines_A_Achievable Economic UCT Potential | F8 | Industrial | Agriculture | Existing | Space Heating | Natural Gas | Gas Boiler - Insulate Hot Water Lines | A | Incremental Summer Peak Savings (MW) | Achievable Economic UCT Potential | 0 | 0 | 0 | 0 | 0 | 0 | 0 | 0 | 0 | 0 | 0 | 0 | 0 | 0 | 0 | 0 | 0 | 0 | 0 | 0 | 0 | 0
F9_Industrial_Agriculture_Existing_Space Heating_Natural Gas_Gas Boiler - Insulate Hot Water Lines_A_Achievable Economic UCT Potential | F9 | Industrial | Agriculture | Existing | Space Heating | Natural Gas | Gas Boiler - Insulate Hot Water Lines | A | Incremental Winter Peak Savings (MW) | Achievable Economic UCT Potential | 0 | 0 | 0 | 0 | 0 | 0 | 0 | 0 | 0 | 0 | 0 | 0 | 0 | 0 | 0 | 0 | 0 | 0 | 0 | 0 | 0 | 0
F10_Industrial_Agriculture_Existing_Space Heating_Natural Gas_Gas Boiler - Insulate Hot Water Lines_A_Achievable Economic UCT Potential | F10 | Industrial | Agriculture | Existing | Space Heating | Natural Gas | Gas Boiler - Insulate Hot Water Lines | A | Cumulative Energy Savings (MWh or mTherms) | Achievable Economic UCT Potential | 0 | 0 | 0.12254 | 0.24235 | 0.35951 | 0.47409 | 0.58617 | 0.69581 | 0.80309 | 0.90808 | 1.0109 | 1.1115 | 1.21 | 1.3066 | 1.4012 | 1.494 | 1.5849 | 1.6742 | 1.7617 | 1.8477 | 1.9321 | 2.0151
F11_Industrial_Agriculture_Existing_Space Heating_Natural Gas_Gas Boiler - Insulate Hot Water Lines_A_Achievable Economic UCT Potential | F11 | Industrial | Agriculture | Existing | Space Heating | Natural Gas | Gas Boiler - Insulate Hot Water Lines | A | Cumulative Summer Peak Savings (MW) | Achievable Economic UCT Potential | 0 | 0 | 0 | 0 | 0 | 0 | 0 | 0 | 0 | 0 | 0 | 0 | 0 | 0 | 0 | 0 | 0 | 0 | 0 | 0 | 0 | 0
F12_Industrial_Agriculture_Existing_Space Heating_Natural Gas_Gas Boiler - Insulate Hot Water Lines_A_Achievable Economic UCT Potential | F12 | Industrial | Agriculture | Existing | Space Heating | Natural Gas | Gas Boiler - Insulate Hot Water Lines | A | Cumulative Winter Peak Savings (MW) | Achievable Economic UCT Potential | 0 | 0 | 0 | 0 | 0 | 0 | 0 | 0 | 0 | 0 | 0 | 0 | 0 | 0 | 0 | 0 | 0 | 0 | 0 | 0 | 0 | 0
F13_Industrial_Agriculture_Existing_Space Heating_Natural Gas_Gas Boiler - Insulate Hot Water Lines_A_Achievable Economic UCT Potential | F13 | Industrial | Agriculture | Existing | Space Heating | Natural Gas | Gas Boiler - Insulate Hot Water Lines | A | Purchases (Incremental) | Achievable Economic UCT Potential | 0 | 0 | 8.5742 | 8.4264 | 8.2811 | 8.1383 | 7.998 | 7.8601 | 7.7246 | 7.5914 | 7.4605 | 7.3319 | 7.2055 | 7.0813 | 6.9592 | 6.8392 | 6.7213 | 6.6054 | 6.4915 | 6.3796 | 6.2696 | 6.1615
F14_Industrial_Agriculture_Existing_Space Heating_Natural Gas_Gas Boiler - Insulate Hot Water Lines_A_Achievable Economic UCT Potential | F14 | Industrial | Agriculture | Existing | Space Heating | Natural Gas | Gas Boiler - Insulate Hot Water Lines | A | Purchases (Cumulative) | Achievable Economic UCT Potential | 0 | 0 | 8.5742 | 17.0006 | 25.2817 | 33.42 | 41.418 | 49.2782 | 57.0028 | 64.5942 | 72.0547 | 79.3866 | 86.5921 | 93.6733 | 100.6325 | 107.4717 | 114.1929 | 120.7983 | 127.2898 | 133.6694 | 139.9389 | 146.1004
F1_Industrial_Agriculture_Existing_Process_Natural Gas_Gas Boiler - Insulate Hot Water Lines_A_Achievable Economic UCT Potential | F1 | Industrial | Agriculture | Existing | Process | Natural Gas | Gas Boiler - Insulate Hot Water Lines | A | Original Unit Energy Savings (kWh or therms) | Achievable Economic UCT Potential | 0 | 0 | 19.0457 | 19.0457 | 19.0457 | 19.0457 | 19.0457 | 19.0457 | 19.0457 | 19.0457 | 19.0457 | 19.0457 | 19.0457 | 19.0457 | 19.0457 | 19.0457 | 19.0457 | 19.0457 | 19.0457 | 19.0457 | 19.0457 | 19.0457
F2_Industrial_Agriculture_Existing_Process_Natural Gas_Gas Boiler - Insulate Hot Water Lines_A_Achievable Economic UCT Potential | F2 | Industrial | Agriculture | Existing | Process | Natural Gas | Gas Boiler - Insulate Hot Water Lines | A | Original Unit Summer Peak Savings (kW) | Achievable Economic UCT Potential | 0 | 0 | 0 | 0 | 0 | 0 | 0 | 0 | 0 | 0 | 0 | 0 | 0 | 0 | 0 | 0 | 0 | 0 | 0 | 0 | 0 | 0
F3_Industrial_Agriculture_Existing_Process_Natural Gas_Gas Boiler - Insulate Hot Water Lines_A_Achievable Economic UCT Potential | F3 | Industrial | Agriculture | Existing | Process | Natural Gas | Gas Boiler - Insulate Hot Water Lines | A | Original Unit Winter Peak Savings (kW) | Achievable Economic UCT Potential | 0 | 0 | 0 | 0 | 0 | 0 | 0 | 0 | 0 | 0 | 0 | 0 | 0 | 0 | 0 | 0 | 0 | 0 | 0 | 0 | 0 | 0
F4_Industrial_Agriculture_Existing_Process_Natural Gas_Gas Boiler - Insulate Hot Water Lines_A_Achievable Economic UCT Potential | F4 | Industrial | Agriculture | Existing | Process | Natural Gas | Gas Boiler - Insulate Hot Water Lines | A | Standalone Impact on Baseline Energy (%) | Achievable Economic UCT Potential | 0% | 0% | 0.06186% | 0.1248% | 0.1889% | 0.254% | 0.3204% | 0.3878% | 0.4565% | 0.5264% | 0.5975% | 0.6698% | 0.7434% | 0.8184% | 0.8946% | 0.9721% | 1.051% | 1.131% | 1.213% | 1.296% | 1.381% | 1.467%
F5_Industrial_Agriculture_Existing_Process_Natural Gas_Gas Boiler - Insulate Hot Water Lines_A_Achievable Economic UCT Potential | F5 | Industrial | Agriculture | Existing | Process | Natural Gas | Gas Boiler - Insulate Hot Water Lines | A | Standalone Impact on Baseline Summer Peak (%) | Achievable Economic UCT Potential | bar: 2019 to 2040
F6_Industrial_Agriculture_Existing_Process_Natural Gas_Gas Boiler - Insulate Hot Water Lines_A_Achievable Economic UCT Potential | F6 | Industrial | Agriculture | Existing | Process | Natural Gas | Gas Boiler - Insulate Hot Water Lines | A | Standalone Impact on Baseline Winter Peak (%) | Achievable Economic UCT Potential | bar: 2019 to 2040
F7_Industrial_Agriculture_Existing_Process_Natural Gas_Gas Boiler - Insulate Hot Water Lines_A_Achievable Economic UCT Potential | F7 | Industrial | Agriculture | Existing | Process | Natural Gas | Gas Boiler - Insulate Hot Water Lines | A | Incremental Energy Savings (MWh or mTherms) | Achievable Economic UCT Potential | 0 | 0 | 1.3508 | 1.3275 | 1.3046 | 1.2822 | 1.26 | 1.2383 | 1.217 | 1.196 | 1.1754 | 1.1551 | 1.1352 | 1.1156 | 1.0964 | 1.0775 | 1.0589 | 1.0406 | 1.0227 | 1.0051 | 0.98774 | 0.97071
F8_Industrial_Agriculture_Existing_Process_Natural Gas_Gas Boiler - Insulate Hot Water Lines_A_Achievable Economic UCT Potential | F8 | Industrial | Agriculture | Existing | Process | Natural Gas | Gas Boiler - Insulate Hot Water Lines | A | Incremental Summer Peak Savings (MW) | Achievable Economic UCT Potential | 0 | 0 | 0 | 0 | 0 | 0 | 0 | 0 | 0 | 0 | 0 | 0 | 0 | 0 | 0 | 0 | 0 | 0 | 0 | 0 | 0 | 0
F9_Industrial_Agriculture_Existing_Process_Natural Gas_Gas Boiler - Insulate Hot Water Lines_A_Achievable Economic UCT Potential | F9 | Industrial | Agriculture | Existing | Process | Natural Gas | Gas Boiler - Insulate Hot Water Lines | A | Incremental Winter Peak Savings (MW) | Achievable Economic UCT Potential | 0 | 0 | 0 | 0 | 0 | 0 | 0 | 0 | 0 | 0 | 0 | 0 | 0 | 0 | 0 | 0 | 0 | 0 | 0 | 0 | 0 | 0
F10_Industrial_Agriculture_Existing_Process_Natural Gas_Gas Boiler - Insulate Hot Water Lines_A_Achievable Economic UCT Potential | F10 | Industrial | Agriculture | Existing | Process | Natural Gas | Gas Boiler - Insulate Hot Water Lines | A | Cumulative Energy Savings (MWh or mTherms) | Achievable Economic UCT Potential | 0 | 0 | 1.3508 | 2.6784 | 3.983 | 5.2652 | 6.5252 | 7.7635 | 8.9805 | 10.1765 | 11.3519 | 12.507 | 13.6422 | 14.7578 | 15.8542 | 16.9317 | 17.9906 | 19.0312 | 20.0539 | 21.059 | 22.0467 | 23.0174
F11_Industrial_Agriculture_Existing_Process_Natural Gas_Gas Boiler - Insulate Hot Water Lines_A_Achievable Economic UCT Potential | F11 | Industrial | Agriculture | Existing | Process | Natural Gas | Gas Boiler - Insulate Hot Water Lines | A | Cumulative Summer Peak Savings (MW) | Achievable Economic UCT Potential | 0 | 0 | 0 | 0 | 0 | 0 | 0 | 0 | 0 | 0 | 0 | 0 | 0 | 0 | 0 | 0 | 0 | 0 | 0 | 0 | 0 | 0
F12_Industrial_Agriculture_Existing_Process_Natural Gas_Gas Boiler - Insulate Hot Water Lines_A_Achievable Economic UCT Potential | F12 | Industrial | Agriculture | Existing | Process | Natural Gas | Gas Boiler - Insulate Hot Water Lines | A | Cumulative Winter Peak Savings (MW) | Achievable Economic UCT Potential | 0 | 0 | 0 | 0 | 0 | 0 | 0 | 0 | 0 | 0 | 0 | 0 | 0 | 0 | 0 | 0 | 0 | 0 | 0 | 0 | 0 | 0
F13_Industrial_Agriculture_Existing_Process_Natural Gas_Gas Boiler - Insulate Hot Water Lines_A_Achievable Economic UCT Potential | F13 | Industrial | Agriculture | Existing | Process | Natural Gas | Gas Boiler - Insulate Hot Water Lines | A | Purchases (Incremental) | Achievable Economic UCT Potential | 0 | 0 | 70.9256 | 69.7027 | 68.501 | 67.3199 | 66.1592 | 65.0185 | 63.8975 | 62.7959 | 61.7132 | 60.6491 | 59.6035 | 58.5758 | 57.5659 | 56.5734 | 55.598 | 54.6394 | 53.6973 | 52.7715 | 51.8617 | 50.9675
F14_Industrial_Agriculture_Existing_Process_Natural Gas_Gas Boiler - Insulate Hot Water Lines_A_Achievable Economic UCT Potential | F14 | Industrial | Agriculture | Existing | Process | Natural Gas | Gas Boiler - Insulate Hot Water Lines | A | Purchases (Cumulative) | Achievable Economic UCT Potential | 0 | 0 | 70.9256 | 140.6283 | 209.1293 | 276.4492 | 342.6084 | 407.6269 | 471.5245 | 534.3203 | 596.0335 | 656.6826 | 716.2861 | 774.8619 | 832.4278 | 889.0012 | 944.5992 | 999.2386 | 1052.9359 | 1105.7074 | 1157.5691 | 1208.5366
F1_Industrial_Agriculture_Existing_Process_Natural Gas_Process - Insulate Heated Process Fluids_A_Achievable Economic UCT Potential | F1 | Industrial | Agriculture | Existing | Process | Natural Gas | Process - Insulate Heated Process Fluids | A | Original Unit Energy Savings (kWh or therms) | Achievable Economic UCT Potential | 0 | 0 | 13.6092 | 13.6092 | 13.6092 | 13.6092 | 13.6092 | 13.6092 | 13.6092 | 13.6092 | 13.6092 | 13.6092 | 13.6092 | 13.6092 | 13.6092 | 13.6092 | 13.6092 | 13.6092 | 13.6092 | 13.6092 | 13.6092 | 13.6092
F2_Industrial_Agriculture_Existing_Process_Natural Gas_Process - Insulate Heated Process Fluids_A_Achievable Economic UCT Potential | F2 | Industrial | Agriculture | Existing | Process | Natural Gas | Process - Insulate Heated Process Fluids | A | Original Unit Summer Peak Savings (kW) | Achievable Economic UCT Potential | 0 | 0 | 0 | 0 | 0 | 0 | 0 | 0 | 0 | 0 | 0 | 0 | 0 | 0 | 0 | 0 | 0 | 0 | 0 | 0 | 0 | 0
F3_Industrial_Agriculture_Existing_Process_Natural Gas_Process - Insulate Heated Process Fluids_A_Achievable Economic UCT Potential | F3 | Industrial | Agriculture | Existing | Process | Natural Gas | Process - Insulate Heated Process Fluids | A | Original Unit Winter Peak Savings (kW) | Achievable Economic UCT Potential | 0 | 0 | 0 | 0 | 0 | 0 | 0 | 0 | 0 | 0 | 0 | 0 | 0 | 0 | 0 | 0 | 0 | 0 | 0 | 0 | 0 | 0
F4_Industrial_Agriculture_Existing_Process_Natural Gas_Process - Insulate Heated Process Fluids_A_Achievable Economic UCT Potential | F4 | Industrial | Agriculture | Existing | Process | Natural Gas | Process - Insulate Heated Process Fluids | A | Standalone Impact on Baseline Energy (%) | Achievable Economic UCT Potential | 0% | 0% | 0.04835% | 0.09755% | 0.1476% | 0.1985% | 0.2504% | 0.2983% | 0.3383% | 0.3721% | 0.4009% | 0.4258% | 0.4475% | 0.4668% | 0.4841% | 0.4999% | 0.5145% | 0.5282% | 0.5375% | 0.5469% | 0.5565% | 0.5663%
F5_Industrial_Agriculture_Existing_Process_Natural Gas_Process - Insulate Heated Process Fluids_A_Achievable Economic UCT Potential | F5 | Industrial | Agriculture | Existing | Process | Natural Gas | Process - Insulate Heated Process Fluids | A | Standalone Impact on Baseline Summer Peak (%) | Achievable Economic UCT Potential | bar: 2019 to 2040
F6_Industrial_Agriculture_Existing_Process_Natural Gas_Process - Insulate Heated Process Fluids_A_Achievable Economic UCT Potential | F6 | Industrial | Agriculture | Existing | Process | Natural Gas | Process - Insulate Heated Process Fluids | A | Standalone Impact on Baseline Winter Peak (%) | Achievable Economic UCT Potential | bar: 2019 to 2040
F7_Industrial_Agriculture_Existing_Process_Natural Gas_Process - Insulate Heated Process Fluids_A_Achievable Economic UCT Potential | F7 | Industrial | Agriculture | Existing | Process | Natural Gas | Process - Insulate Heated Process Fluids | A | Incremental Energy Savings (MWh or mTherms) | Achievable Economic UCT Potential | 0 | 0 | 1.0557 | 1.0375 | 1.0196 | 1.0021 | 0.98478 | 0.87102 | 0.6848 | 0.5384 | 0.42329 | 0.33279 | 0.26165 | 0.20571 | 0.16173 | 0.12715 | 0.099968 | 0.078595 | 0.00052684 | 0.00018491 | 6.1952e-05 | 1.9853e-05
F8_Industrial_Agriculture_Existing_Process_Natural Gas_Process - Insulate Heated Process Fluids_A_Achievable Economic UCT Potential | F8 | Industrial | Agriculture | Existing | Process | Natural Gas | Process - Insulate Heated Process Fluids | A | Incremental Summer Peak Savings (MW) | Achievable Economic UCT Potential | 0 | 0 | 0 | 0 | 0 | 0 | 0 | 0 | 0 | 0 | 0 | 0 | 0 | 0 | 0 | 0 | 0 | 0 | 0 | 0 | 0 | 0
F9_Industrial_Agriculture_Existing_Process_Natural Gas_Process - Insulate Heated Process Fluids_A_Achievable Economic UCT Potential | F9 | Industrial | Agriculture | Existing | Process | Natural Gas | Process - Insulate Heated Process Fluids | A | Incremental Winter Peak Savings (MW) | Achievable Economic UCT Potential | 0 | 0 | 0 | 0 | 0 | 0 | 0 | 0 | 0 | 0 | 0 | 0 | 0 | 0 | 0 | 0 | 0 | 0 | 0 | 0 | 0 | 0
F10_Industrial_Agriculture_Existing_Process_Natural Gas_Process - Insulate Heated Process Fluids_A_Achievable Economic UCT Potential | F10 | Industrial | Agriculture | Existing | Process | Natural Gas | Process - Insulate Heated Process Fluids | A | Cumulative Energy Savings (MWh or mTherms) | Achievable Economic UCT Potential | 0 | 0 | 1.0557 | 2.0933 | 3.1129 | 4.115 | 5.0997 | 5.9708 | 6.6556 | 7.194 | 7.6172 | 7.95 | 8.2117 | 8.4174 | 8.5791 | 8.7063 | 8.8062 | 8.8848 | 8.8854 | 8.8856 | 8.8856 | 8.8856
F11_Industrial_Agriculture_Existing_Process_Natural Gas_Process - Insulate Heated Process Fluids_A_Achievable Economic UCT Potential | F11 | Industrial | Agriculture | Existing | Process | Natural Gas | Process - Insulate Heated Process Fluids | A | Cumulative Summer Peak Savings (MW) | Achievable Economic UCT Potential | 0 | 0 | 0 | 0 | 0 | 0 | 0 | 0 | 0 | 0 | 0 | 0 | 0 | 0 | 0 | 0 | 0 | 0 | 0 | 0 | 0 | 0
F12_Industrial_Agriculture_Existing_Process_Natural Gas_Process - Insulate Heated Process Fluids_A_Achievable Economic UCT Potential | F12 | Industrial | Agriculture | Existing | Process | Natural Gas | Process - Insulate Heated Process Fluids | A | Cumulative Winter Peak Savings (MW) | Achievable Economic UCT Potential | 0 | 0 | 0 | 0 | 0 | 0 | 0 | 0 | 0 | 0 | 0 | 0 | 0 | 0 | 0 | 0 | 0 | 0 | 0 | 0 | 0 | 0
F13_Industrial_Agriculture_Existing_Process_Natural Gas_Process - Insulate Heated Process Fluids_A_Achievable Economic UCT Potential | F13 | Industrial | Agriculture | Existing | Process | Natural Gas | Process - Insulate Heated Process Fluids | A | Purchases (Incremental) | Achievable Economic UCT Potential | 0 | 0 | 77.5746 | 76.2371 | 74.9226 | 73.6309 | 72.3614 | 64.0024 | 50.3191 | 39.5612 | 31.1033 | 24.4536 | 19.2256 | 15.1153 | 11.8838 | 9.3431 | 7.3456 | 5.7752 | 0.038712 | 0.013587 | 0.0045522 | 0.0014588
F14_Industrial_Agriculture_Existing_Process_Natural Gas_Process - Insulate Heated Process Fluids_A_Achievable Economic UCT Potential | F14 | Industrial | Agriculture | Existing | Process | Natural Gas | Process - Insulate Heated Process Fluids | A | Purchases (Cumulative) | Achievable Economic UCT Potential | 0 | 0 | 77.5746 | 153.8117 | 228.7343 | 302.3652 | 374.7266 | 438.7289 | 489.0481 | 528.6093 | 559.7126 | 584.1663 | 603.3919 | 618.5072 | 630.391 | 639.7341 | 647.0797 | 652.8549 | 652.8936 | 652.9072 | 652.9117 | 652.9132
F1_Industrial_Agriculture_Existing_Process_Natural Gas_Process Heat Recovery_A_Achievable Economic UCT Potential | F1 | Industrial | Agriculture | Existing | Process | Natural Gas | Process Heat Recovery | A | Original Unit Energy Savings (kWh or therms) | Achievable Economic UCT Potential | 0 | 0 | 0.13629 | 0.13629 | 0.13629 | 0.13629 | 0.13629 | 0.13629 | 0.13629 | 0.13629 | 0.13629 | 0.13629 | 0.13629 | 0.13629 | 0.13629 | 0.13629 | 0.13629 | 0.13629 | 0.13629 | 0.13629 | 0.13629 | 0.13629
F2_Industrial_Agriculture_Existing_Process_Natural Gas_Process Heat Recovery_A_Achievable Economic UCT Potential | F2 | Industrial | Agriculture | Existing | Process | Natural Gas | Process Heat Recovery | A | Original Unit Summer Peak Savings (kW) | Achievable Economic UCT Potential | 0 | 0 | 0 | 0 | 0 | 0 | 0 | 0 | 0 | 0 | 0 | 0 | 0 | 0 | 0 | 0 | 0 | 0 | 0 | 0 | 0 | 0
F3_Industrial_Agriculture_Existing_Process_Natural Gas_Process Heat Recovery_A_Achievable Economic UCT Potential | F3 | Industrial | Agriculture | Existing | Process | Natural Gas | Process Heat Recovery | A | Original Unit Winter Peak Savings (kW) | Achievable Economic UCT Potential | 0 | 0 | 0 | 0 | 0 | 0 | 0 | 0 | 0 | 0 | 0 | 0 | 0 | 0 | 0 | 0 | 0 | 0 | 0 | 0 | 0 | 0
F4_Industrial_Agriculture_Existing_Process_Natural Gas_Process Heat Recovery_A_Achievable Economic UCT Potential | F4 | Industrial | Agriculture | Existing | Process | Natural Gas | Process Heat Recovery | A | Standalone Impact on Baseline Energy (%) | Achievable Economic UCT Potential | bar: 2019 to 2040
F5_Industrial_Agriculture_Existing_Process_Natural Gas_Process Heat Recovery_A_Achievable Economic UCT Potential | F5 | Industrial | Agriculture | Existing | Process | Natural Gas | Process Heat Recovery | A | Standalone Impact on Baseline Summer Peak (%) | Achievable Economic UCT Potential | bar: 2019 to 2040
F6_Industrial_Agriculture_Existing_Process_Natural Gas_Process Heat Recovery_A_Achievable Economic UCT Potential | F6 | Industrial | Agriculture | Existing | Process | Natural Gas | Process Heat Recovery | A | Standalone Impact on Baseline Winter Peak (%) | Achievable Economic UCT Potential | bar: 2019 to 2040
F7_Industrial_Agriculture_Existing_Process_Natural Gas_Process Heat Recovery_A_Achievable Economic UCT Potential | F7 | Industrial | Agriculture | Existing | Process | Natural Gas | Process Heat Recovery | A | Incremental Energy Savings (MWh or mTherms) | Achievable Economic UCT Potential | 0 | 0 | 0 | 0 | 0 | 0 | 0 | 0 | 0 | 0 | 0 | 0 | 0 | 0 | 0 | 0 | 0 | 0 | 0 | 0 | 0 | 0
F8_Industrial_Agriculture_Existing_Process_Natural Gas_Process Heat Recovery_A_Achievable Economic UCT Potential | F8 | Industrial | Agriculture | Existing | Process | Natural Gas | Process Heat Recovery | A | Incremental Summer Peak Savings (MW) | Achievable Economic UCT Potential | 0 | 0 | 0 | 0 | 0 | 0 | 0 | 0 | 0 | 0 | 0 | 0 | 0 | 0 | 0 | 0 | 0 | 0 | 0 | 0 | 0 | 0
F9_Industrial_Agriculture_Existing_Process_Natural Gas_Process Heat Recovery_A_Achievable Economic UCT Potential | F9 | Industrial | Agriculture | Existing | Process | Natural Gas | Process Heat Recovery | A | Incremental Winter Peak Savings (MW) | Achievable Economic UCT Potential | 0 | 0 | 0 | 0 | 0 | 0 | 0 | 0 | 0 | 0 | 0 | 0 | 0 | 0 | 0 | 0 | 0 | 0 | 0 | 0 | 0 | 0
F10_Industrial_Agriculture_Existing_Process_Natural Gas_Process Heat Recovery_A_Achievable Economic UCT Potential | F10 | Industrial | Agriculture | Existing | Process | Natural Gas | Process Heat Recovery | A | Cumulative Energy Savings (MWh or mTherms) | Achievable Economic UCT Potential | 0 | 0 | 0 | 0 | 0 | 0 | 0 | 0 | 0 | 0 | 0 | 0 | 0 | 0 | 0 | 0 | 0 | 0 | 0 | 0 | 0 | 0
F11_Industrial_Agriculture_Existing_Process_Natural Gas_Process Heat Recovery_A_Achievable Economic UCT Potential | F11 | Industrial | Agriculture | Existing | Process | Natural Gas | Process Heat Recovery | A | Cumulative Summer Peak Savings (MW) | Achievable Economic UCT Potential | 0 | 0 | 0 | 0 | 0 | 0 | 0 | 0 | 0 | 0 | 0 | 0 | 0 | 0 | 0 | 0 | 0 | 0 | 0 | 0 | 0 | 0
F12_Industrial_Agriculture_Existing_Process_Natural Gas_Process Heat Recovery_A_Achievable Economic UCT Potential | F12 | Industrial | Agriculture | Existing | Process | Natural Gas | Process Heat Recovery | A | Cumulative Winter Peak Savings (MW) | Achievable Economic UCT Potential | 0 | 0 | 0 | 0 | 0 | 0 | 0 | 0 | 0 | 0 | 0 | 0 | 0 | 0 | 0 | 0 | 0 | 0 | 0 | 0 | 0 | 0
F13_Industrial_Agriculture_Existing_Process_Natural Gas_Process Heat Recovery_A_Achievable Economic UCT Potential | F13 | Industrial | Agriculture | Existing | Process | Natural Gas | Process Heat Recovery | A | Purchases (Incremental) | Achievable Economic UCT Potential | 0 | 0 | 0 | 0 | 0 | 0 | 0 | 0 | 0 | 0 | 0 | 0 | 0 | 0 | 0 | 0 | 0 | 0 | 0 | 0 | 0 | 0
F14_Industrial_Agriculture_Existing_Process_Natural Gas_Process Heat Recovery_A_Achievable Economic UCT Potential | F14 | Industrial | Agriculture | Existing | Process | Natural Gas | Process Heat Recovery | A | Purchases (Cumulative) | Achievable Economic UCT Potential | 0 | 0 | 0 | 0 | 0 | 0 | 0 | 0 | 0 | 0 | 0 | 0 | 0 | 0 | 0 | 0 | 0 | 0 | 0 | 0 | 0 | 0
F1_Industrial_Agriculture_Existing_Space Heating_Natural Gas_Building Automation System_A_Achievable Economic UCT Potential | F1 | Industrial | Agriculture | Existing | Space Heating | Natural Gas | Building Automation System | A | Original Unit Energy Savings (kWh or therms) | Achievable Economic UCT Potential | 0 | 0 | 0.015624 | 0.015587 | 0.01555 | 0.015514 | 0.015478 | 0.015443 | 0.015409 | 0.015376 | 0.015345 | 0.015316 | 0.015289 | 0.015263 | 0.015238 | 0.015215 | 0.015194 | 0.015173 | 0.015154 | 0.015136 | 0.01512 | 0.015104
F2_Industrial_Agriculture_Existing_Space Heating_Natural Gas_Building Automation System_A_Achievable Economic UCT Potential | F2 | Industrial | Agriculture | Existing | Space Heating | Natural Gas | Building Automation System | A | Original Unit Summer Peak Savings (kW) | Achievable Economic UCT Potential | 0 | 0 | 0 | 0 | 0 | 0 | 0 | 0 | 0 | 0 | 0 | 0 | 0 | 0 | 0 | 0 | 0 | 0 | 0 | 0 | 0 | 0
F3_Industrial_Agriculture_Existing_Space Heating_Natural Gas_Building Automation System_A_Achievable Economic UCT Potential | F3 | Industrial | Agriculture | Existing | Space Heating | Natural Gas | Building Automation System | A | Original Unit Winter Peak Savings (kW) | Achievable Economic UCT Potential | 0 | 0 | 0 | 0 | 0 | 0 | 0 | 0 | 0 | 0 | 0 | 0 | 0 | 0 | 0 | 0 | 0 | 0 | 0 | 0 | 0 | 0
F4_Industrial_Agriculture_Existing_Space Heating_Natural Gas_Building Automation System_A_Achievable Economic UCT Potential | F4 | Industrial | Agriculture | Existing | Space Heating | Natural Gas | Building Automation System | A | Standalone Impact on Baseline Energy (%) | Achievable Economic UCT Potential | 0% | 0% | 0.01308% | 0.03945% | 0.08656% | 0.1636% | 0.2811% | 0.4501% | 0.6813% | 0.9827% | 1.358% | 1.804% | 2.309% | 2.854% | 3.41% | 3.946% | 4.435% | 4.86% | 5.21% | 5.485% | 5.699% | 5.875%
F5_Industrial_Agriculture_Existing_Space Heating_Natural Gas_Building Automation System_A_Achievable Economic UCT Potential | F5 | Industrial | Agriculture | Existing | Space Heating | Natural Gas | Building Automation System | A | Standalone Impact on Baseline Summer Peak (%) | Achievable Economic UCT Potential | bar: 2019 to 2040
F6_Industrial_Agriculture_Existing_Space Heating_Natural Gas_Building Automation System_A_Achievable Economic UCT Potential | F6 | Industrial | Agriculture | Existing | Space Heating | Natural Gas | Building Automation System | A | Standalone Impact on Baseline Winter Peak (%) | Achievable Economic UCT Potential | bar: 2019 to 2040
F7_Industrial_Agriculture_Existing_Space Heating_Natural Gas_Building Automation System_A_Achievable Economic UCT Potential | F7 | Industrial | Agriculture | Existing | Space Heating | Natural Gas | Building Automation System | A | Incremental Energy Savings (MWh or mTherms) | Achievable Economic UCT Potential | 0 | 0 | 0.13827 | 0.27099 | 0.47174 | 0.75234 | 1.1197 | 1.5724 | 2.0974 | 2.6665 | 3.2346 | 3.7415 | 4.1179 | 4.2978 | 4.2346 | 3.9171 | 3.3798 | 2.7432 | 2.059 | 1.3992 | 0.87754 | 0.56185
F8_Industrial_Agriculture_Existing_Space Heating_Natural Gas_Building Automation System_A_Achievable Economic UCT Potential | F8 | Industrial | Agriculture | Existing | Space Heating | Natural Gas | Building Automation System | A | Incremental Summer Peak Savings (MW) | Achievable Economic UCT Potential | 0 | 0 | 0 | 0 | 0 | 0 | 0 | 0 | 0 | 0 | 0 | 0 | 0 | 0 | 0 | 0 | 0 | 0 | 0 | 0 | 0 | 0
F9_Industrial_Agriculture_Existing_Space Heating_Natural Gas_Building Automation System_A_Achievable Economic UCT Potential | F9 | Industrial | Agriculture | Existing | Space Heating | Natural Gas | Building Automation System | A | Incremental Winter Peak Savings (MW) | Achievable Economic UCT Potential | 0 | 0 | 0 | 0 | 0 | 0 | 0 | 0 | 0 | 0 | 0 | 0 | 0 | 0 | 0 | 0 | 0 | 0 | 0 | 0 | 0 | 0
F10_Industrial_Agriculture_Existing_Space Heating_Natural Gas_Building Automation System_A_Achievable Economic UCT Potential | F10 | Industrial | Agriculture | Existing | Space Heating | Natural Gas | Building Automation System | A | Cumulative Energy Savings (MWh or mTherms) | Achievable Economic UCT Potential | 0 | 0 | 0.13827 | 0.40894 | 0.8797 | 1.63 | 2.7459 | 4.312 | 6.4 | 9.053 | 12.2693 | 15.9875 | 20.0767 | 24.3405 | 28.5361 | 32.4102 | 35.7439 | 38.4392 | 40.4497 | 41.8009 | 42.6319 | 43.1491
F11_Industrial_Agriculture_Existing_Space Heating_Natural Gas_Building Automation System_A_Achievable Economic UCT Potential | F11 | Industrial | Agriculture | Existing | Space Heating | Natural Gas | Building Automation System | A | Cumulative Summer Peak Savings (MW) | Achievable Economic UCT Potential | 0 | 0 | 0 | 0 | 0 | 0 | 0 | 0 | 0 | 0 | 0 | 0 | 0 | 0 | 0 | 0 | 0 | 0 | 0 | 0 | 0 | 0
F12_Industrial_Agriculture_Existing_Space Heating_Natural Gas_Building Automation System_A_Achievable Economic UCT Potential | F12 | Industrial | Agriculture | Existing | Space Heating | Natural Gas | Building Automation System | A | Cumulative Winter Peak Savings (MW) | Achievable Economic UCT Potential | 0 | 0 | 0 | 0 | 0 | 0 | 0 | 0 | 0 | 0 | 0 | 0 | 0 | 0 | 0 | 0 | 0 | 0 | 0 | 0 | 0 | 0
F13_Industrial_Agriculture_Existing_Space Heating_Natural Gas_Building Automation System_A_Achievable Economic UCT Potential | F13 | Industrial | Agriculture | Existing | Space Heating | Natural Gas | Building Automation System | A | Purchases (Incremental) | Achievable Economic UCT Potential | 0 | 0 | 8849.9784 | 17385.5173 | 30336.553 | 48495.7587 | 72340.6539 | 101820.9416 | 136116.4352 | 173413.7159 | 210784.8984 | 244279.856 | 269340.8452 | 281587.8113 | 277888.1721 | 257439.9763 | 222444.7773 | 180787.6597 | 135865.7767 | 92439.1823 | 58040.1188 | 37199.6263
F14_Industrial_Agriculture_Existing_Space Heating_Natural Gas_Building Automation System_A_Achievable Economic UCT Potential | F14 | Industrial | Agriculture | Existing | Space Heating | Natural Gas | Building Automation System | A | Purchases (Cumulative) | Achievable Economic UCT Potential | 0 | 0 | 8849.9784 | 26235.4957 | 56572.0487 | 105067.8074 | 177408.4613 | 279229.4029 | 415345.8381 | 588759.554 | 799544.4525 | 1043824.3084 | 1313165.1537 | 1594752.965 | 1872641.1371 | 2130081.1134 | 2352525.8907 | 2533313.5504 | 2669179.3271 | 2761618.5094 | 2819658.6282 | 2856858.2545
F1_Industrial_Agriculture_Existing_Space Heating_Natural Gas_Steam System Efficiency Improvements_A_Achievable Economic UCT Potential | F1 | Industrial | Agriculture | Existing | Space Heating | Natural Gas | Steam System Efficiency Improvements | A | Original Unit Energy Savings (kWh or therms) | Achievable Economic UCT Potential | 0 | 0 | 0.13953 | 0.13917 | 0.13883 | 0.1385 | 0.13817 | 0.13785 | 0.13755 | 0.13725 | 0.13697 | 0.13669 | 0.13643 | 0.13618 | 0.13594 | 0.13572 | 0.13551 | 0.13531 | 0.13512 | 0.13495 | 0.1348 | 0.13466
F2_Industrial_Agriculture_Existing_Space Heating_Natural Gas_Steam System Efficiency Improvements_A_Achievable Economic UCT Potential | F2 | Industrial | Agriculture | Existing | Space Heating | Natural Gas | Steam System Efficiency Improvements | A | Original Unit Summer Peak Savings (kW) | Achievable Economic UCT Potential | 0 | 0 | 0 | 0 | 0 | 0 | 0 | 0 | 0 | 0 | 0 | 0 | 0 | 0 | 0 | 0 | 0 | 0 | 0 | 0 | 0 | 0
F3_Industrial_Agriculture_Existing_Space Heating_Natural Gas_Steam System Efficiency Improvements_A_Achievable Economic UCT Potential | F3 | Industrial | Agriculture | Existing | Space Heating | Natural Gas | Steam System Efficiency Improvements | A | Original Unit Winter Peak Savings (kW) | Achievable Economic UCT Potential | 0 | 0 | 0 | 0 | 0 | 0 | 0 | 0 | 0 | 0 | 0 | 0 | 0 | 0 | 0 | 0 | 0 | 0 | 0 | 0 | 0 | 0
F4_Industrial_Agriculture_Existing_Space Heating_Natural Gas_Steam System Efficiency Improvements_A_Achievable Economic UCT Potential | F4 | Industrial | Agriculture | Existing | Space Heating | Natural Gas | Steam System Efficiency Improvements | A | Standalone Impact on Baseline Energy (%) | Achievable Economic UCT Potential | 0% | 0% | 0.0008277% | 0.002496% | 0.005477% | 0.01035% | 0.01778% | 0.02848% | 0.0431% | 0.06217% | 0.0859% | 0.1141% | 0.146% | 0.1804% | 0.2156% | 0.2495% | 0.2803% | 0.3071% | 0.3292% | 0.3466% | 0.3601% | 0.3712%
F5_Industrial_Agriculture_Existing_Space Heating_Natural Gas_Steam System Efficiency Improvements_A_Achievable Economic UCT Potential | F5 | Industrial | Agriculture | Existing | Space Heating | Natural Gas | Steam System Efficiency Improvements | A | Standalone Impact on Baseline Summer Peak (%) | Achievable Economic UCT Potential | bar: 2019 to 2040
F6_Industrial_Agriculture_Existing_Space Heating_Natural Gas_Steam System Efficiency Improvements_A_Achievable Economic UCT Potential | F6 | Industrial | Agriculture | Existing | Space Heating | Natural Gas | Steam System Efficiency Improvements | A | Standalone Impact on Baseline Winter Peak (%) | Achievable Economic UCT Potential | bar: 2019 to 2040
F7_Industrial_Agriculture_Existing_Space Heating_Natural Gas_Steam System Efficiency Improvements_A_Achievable Economic UCT Potential | F7 | Industrial | Agriculture | Existing | Space Heating | Natural Gas | Steam System Efficiency Improvements | A | Incremental Energy Savings (MWh or mTherms) | Achievable Economic UCT Potential | 0 | 0 | 0.0087511 | 0.017148 | 0.029849 | 0.047601 | 0.070838 | 0.099478 | 0.13269 | 0.16868 | 0.20461 | 0.23665 | 0.26042 | 0.27177 | 0.26773 | 0.24762 | 0.21363 | 0.17337 | 0.13011 | 0.088412 | 0.055448 | 0.0355
F8_Industrial_Agriculture_Existing_Space Heating_Natural Gas_Steam System Efficiency Improvements_A_Achievable Economic UCT Potential | F8 | Industrial | Agriculture | Existing | Space Heating | Natural Gas | Steam System Efficiency Improvements | A | Incremental Summer Peak Savings (MW) | Achievable Economic UCT Potential | 0 | 0 | 0 | 0 | 0 | 0 | 0 | 0 | 0 | 0 | 0 | 0 | 0 | 0 | 0 | 0 | 0 | 0 | 0 | 0 | 0 | 0
F9_Industrial_Agriculture_Existing_Space Heating_Natural Gas_Steam System Efficiency Improvements_A_Achievable Economic UCT Potential | F9 | Industrial | Agriculture | Existing | Space Heating | Natural Gas | Steam System Efficiency Improvements | A | Incremental Winter Peak Savings (MW) | Achievable Economic UCT Potential | 0 | 0 | 0 | 0 | 0 | 0 | 0 | 0 | 0 | 0 | 0 | 0 | 0 | 0 | 0 | 0 | 0 | 0 | 0 | 0 | 0 | 0
F10_Industrial_Agriculture_Existing_Space Heating_Natural Gas_Steam System Efficiency Improvements_A_Achievable Economic UCT Potential | F10 | Industrial | Agriculture | Existing | Space Heating | Natural Gas | Steam System Efficiency Improvements | A | Cumulative Energy Savings (MWh or mTherms) | Achievable Economic UCT Potential | 0 | 0 | 0.0087511 | 0.025877 | 0.055662 | 0.10313 | 0.17372 | 0.2728 | 0.40488 | 0.57269 | 0.77611 | 1.0112 | 1.2697 | 1.5391 | 1.8042 | 2.0488 | 2.2593 | 2.4293 | 2.5561 | 2.6413 | 2.6937 | 2.7264
F11_Industrial_Agriculture_Existing_Space Heating_Natural Gas_Steam System Efficiency Improvements_A_Achievable Economic UCT Potential | F11 | Industrial | Agriculture | Existing | Space Heating | Natural Gas | Steam System Efficiency Improvements | A | Cumulative Summer Peak Savings (MW) | Achievable Economic UCT Potential | 0 | 0 | 0 | 0 | 0 | 0 | 0 | 0 | 0 | 0 | 0 | 0 | 0 | 0 | 0 | 0 | 0 | 0 | 0 | 0 | 0 | 0
F12_Industrial_Agriculture_Existing_Space Heating_Natural Gas_Steam System Efficiency Improvements_A_Achievable Economic UCT Potential | F12 | Industrial | Agriculture | Existing | Space Heating | Natural Gas | Steam System Efficiency Improvements | A | Cumulative Winter Peak Savings (MW) | Achievable Economic UCT Potential | 0 | 0 | 0 | 0 | 0 | 0 | 0 | 0 | 0 | 0 | 0 | 0 | 0 | 0 | 0 | 0 | 0 | 0 | 0 | 0 | 0 | 0
F13_Industrial_Agriculture_Existing_Space Heating_Natural Gas_Steam System Efficiency Improvements_A_Achievable Economic UCT Potential | F13 | Industrial | Agriculture | Existing | Space Heating | Natural Gas | Steam System Efficiency Improvements | A | Purchases (Incremental) | Achievable Economic UCT Potential | 0 | 0 | 62.7209 | 123.2133 | 214.9989 | 343.6954 | 512.6871 | 721.6175 | 964.6738 | 1229.0042 | 1493.8584 | 1731.2412 | 1908.8515 | 1995.6473 | 1969.4275 | 1824.5086 | 1576.4933 | 1281.2643 | 962.8974 | 655.1278 | 411.3374 | 263.6383
F14_Industrial_Agriculture_Existing_Space Heating_Natural Gas_Steam System Efficiency Improvements_A_Achievable Economic UCT Potential | F14 | Industrial | Agriculture | Existing | Space Heating | Natural Gas | Steam System Efficiency Improvements | A | Purchases (Cumulative) | Achievable Economic UCT Potential | 0 | 0 | 62.7209 | 185.9342 | 400.933 | 744.6284 | 1257.3155 | 1978.9329 | 2943.6068 | 4172.611 | 5666.4693 | 7397.7106 | 9306.5621 | 11302.2093 | 13271.6368 | 15096.1454 | 16672.6387 | 17953.903 | 18916.8004 | 19571.9282 | 19983.2656 | 20246.9039
F1_Industrial_Agriculture_Existing_Process_Natural Gas_Steam System Efficiency Improvements_A_Achievable Economic UCT Potential | F1 | Industrial | Agriculture | Existing | Process | Natural Gas | Steam System Efficiency Improvements | A | Original Unit Energy Savings (kWh or therms) | Achievable Economic UCT Potential | 0 | 0 | 0.18594 | 0.18594 | 0.18594 | 0.18594 | 0.18594 | 0.18594 | 0.18594 | 0.18594 | 0.18594 | 0.18594 | 0.18594 | 0.18594 | 0.18594 | 0.18594 | 0.18594 | 0.18594 | 0.18594 | 0.18594 | 0.18594 | 0.18594
F2_Industrial_Agriculture_Existing_Process_Natural Gas_Steam System Efficiency Improvements_A_Achievable Economic UCT Potential | F2 | Industrial | Agriculture | Existing | Process | Natural Gas | Steam System Efficiency Improvements | A | Original Unit Summer Peak Savings (kW) | Achievable Economic UCT Potential | 0 | 0 | 0 | 0 | 0 | 0 | 0 | 0 | 0 | 0 | 0 | 0 | 0 | 0 | 0 | 0 | 0 | 0 | 0 | 0 | 0 | 0
F3_Industrial_Agriculture_Existing_Process_Natural Gas_Steam System Efficiency Improvements_A_Achievable Economic UCT Potential | F3 | Industrial | Agriculture | Existing | Process | Natural Gas | Steam System Efficiency Improvements | A | Original Unit Winter Peak Savings (kW) | Achievable Economic UCT Potential | 0 | 0 | 0 | 0 | 0 | 0 | 0 | 0 | 0 | 0 | 0 | 0 | 0 | 0 | 0 | 0 | 0 | 0 | 0 | 0 | 0 | 0
F4_Industrial_Agriculture_Existing_Process_Natural Gas_Steam System Efficiency Improvements_A_Achievable Economic UCT Potential | F4 | Industrial | Agriculture | Existing | Process | Natural Gas | Steam System Efficiency Improvements | A | Standalone Impact on Baseline Energy (%) | Achievable Economic UCT Potential | bar: 2019 to 2040
F5_Industrial_Agriculture_Existing_Process_Natural Gas_Steam System Efficiency Improvements_A_Achievable Economic UCT Potential | F5 | Industrial | Agriculture | Existing | Process | Natural Gas | Steam System Efficiency Improvements | A | Standalone Impact on Baseline Summer Peak (%) | Achievable Economic UCT Potential | bar: 2019 to 2040
F6_Industrial_Agriculture_Existing_Process_Natural Gas_Steam System Efficiency Improvements_A_Achievable Economic UCT Potential | F6 | Industrial | Agriculture | Existing | Process | Natural Gas | Steam System Efficiency Improvements | A | Standalone Impact on Baseline Winter Peak (%) | Achievable Economic UCT Potential | bar: 2019 to 2040
F7_Industrial_Agriculture_Existing_Process_Natural Gas_Steam System Efficiency Improvements_A_Achievable Economic UCT Potential | F7 | Industrial | Agriculture | Existing | Process | Natural Gas | Steam System Efficiency Improvements | A | Incremental Energy Savings (MWh or mTherms) | Achievable Economic UCT Potential | 0 | 0 | 0 | 0 | 0 | 0 | 0 | 0 | 0 | 0 | 0 | 0 | 0 | 0 | 0 | 0 | 0 | 0 | 0 | 0 | 0 | 0
F8_Industrial_Agriculture_Existing_Process_Natural Gas_Steam System Efficiency Improvements_A_Achievable Economic UCT Potential | F8 | Industrial | Agriculture | Existing | Process | Natural Gas | Steam System Efficiency Improvements | A | Incremental Summer Peak Savings (MW) | Achievable Economic UCT Potential | 0 | 0 | 0 | 0 | 0 | 0 | 0 | 0 | 0 | 0 | 0 | 0 | 0 | 0 | 0 | 0 | 0 | 0 | 0 | 0 | 0 | 0
F9_Industrial_Agriculture_Existing_Process_Natural Gas_Steam System Efficiency Improvements_A_Achievable Economic UCT Potential | F9 | Industrial | Agriculture | Existing | Process | Natural Gas | Steam System Efficiency Improvements | A | Incremental Winter Peak Savings (MW) | Achievable Economic UCT Potential | 0 | 0 | 0 | 0 | 0 | 0 | 0 | 0 | 0 | 0 | 0 | 0 | 0 | 0 | 0 | 0 | 0 | 0 | 0 | 0 | 0 | 0
F10_Industrial_Agriculture_Existing_Process_Natural Gas_Steam System Efficiency Improvements_A_Achievable Economic UCT Potential | F10 | Industrial | Agriculture | Existing | Process | Natural Gas | Steam System Efficiency Improvements | A | Cumulative Energy Savings (MWh or mTherms) | Achievable Economic UCT Potential | 0 | 0 | 0 | 0 | 0 | 0 | 0 | 0 | 0 | 0 | 0 | 0 | 0 | 0 | 0 | 0 | 0 | 0 | 0 | 0 | 0 | 0
F11_Industrial_Agriculture_Existing_Process_Natural Gas_Steam System Efficiency Improvements_A_Achievable Economic UCT Potential | F11 | Industrial | Agriculture | Existing | Process | Natural Gas | Steam System Efficiency Improvements | A | Cumulative Summer Peak Savings (MW) | Achievable Economic UCT Potential | 0 | 0 | 0 | 0 | 0 | 0 | 0 | 0 | 0 | 0 | 0 | 0 | 0 | 0 | 0 | 0 | 0 | 0 | 0 | 0 | 0 | 0
F12_Industrial_Agriculture_Existing_Process_Natural Gas_Steam System Efficiency Improvements_A_Achievable Economic UCT Potential | F12 | Industrial | Agriculture | Existing | Process | Natural Gas | Steam System Efficiency Improvements | A | Cumulative Winter Peak Savings (MW) | Achievable Economic UCT Potential | 0 | 0 | 0 | 0 | 0 | 0 | 0 | 0 | 0 | 0 | 0 | 0 | 0 | 0 | 0 | 0 | 0 | 0 | 0 | 0 | 0 | 0
F13_Industrial_Agriculture_Existing_Process_Natural Gas_Steam System Efficiency Improvements_A_Achievable Economic UCT Potential | F13 | Industrial | Agriculture | Existing | Process | Natural Gas | Steam System Efficiency Improvements | A | Purchases (Incremental) | Achievable Economic UCT Potential | 0 | 0 | 0 | 0 | 0 | 0 | 0 | 0 | 0 | 0 | 0 | 0 | 0 | 0 | 0 | 0 | 0 | 0 | 0 | 0 | 0 | 0
F14_Industrial_Agriculture_Existing_Process_Natural Gas_Steam System Efficiency Improvements_A_Achievable Economic UCT Potential | F14 | Industrial | Agriculture | Existing | Process | Natural Gas | Steam System Efficiency Improvements | A | Purchases (Cumulative) | Achievable Economic UCT Potential | 0 | 0 | 0 | 0 | 0 | 0 | 0 | 0 | 0 | 0 | 0 | 0 | 0 | 0 | 0 | 0 | 0 | 0 | 0 | 0 | 0 | 0
F1_Industrial_Agriculture_Existing_Space Heating_Natural Gas_Strategic Energy Management_A_Achievable Economic UCT Potential | F1 | Industrial | Agriculture | Existing | Space Heating | Natural Gas | Strategic Energy Management | A | Original Unit Energy Savings (kWh or therms) | Achievable Economic UCT Potential | 0 | 0 | 4.12 | 4.1102 | 4.1004 | 4.0908 | 4.0813 | 4.0721 | 4.0632 | 4.0546 | 4.0464 | 4.0387 | 4.0315 | 4.0247 | 4.0182 | 4.0122 | 4.0065 | 4.0011 | 3.9961 | 3.9913 | 3.9869 | 3.9827
F2_Industrial_Agriculture_Existing_Space Heating_Natural Gas_Strategic Energy Management_A_Achievable Economic UCT Potential | F2 | Industrial | Agriculture | Existing | Space Heating | Natural Gas | Strategic Energy Management | A | Original Unit Summer Peak Savings (kW) | Achievable Economic UCT Potential | 0 | 0 | 0 | 0 | 0 | 0 | 0 | 0 | 0 | 0 | 0 | 0 | 0 | 0 | 0 | 0 | 0 | 0 | 0 | 0 | 0 | 0
F3_Industrial_Agriculture_Existing_Space Heating_Natural Gas_Strategic Energy Management_A_Achievable Economic UCT Potential | F3 | Industrial | Agriculture | Existing | Space Heating | Natural Gas | Strategic Energy Management | A | Original Unit Winter Peak Savings (kW) | Achievable Economic UCT Potential | 0 | 0 | 0 | 0 | 0 | 0 | 0 | 0 | 0 | 0 | 0 | 0 | 0 | 0 | 0 | 0 | 0 | 0 | 0 | 0 | 0 | 0
F4_Industrial_Agriculture_Existing_Space Heating_Natural Gas_Strategic Energy Management_A_Achievable Economic UCT Potential | F4 | Industrial | Agriculture | Existing | Space Heating | Natural Gas | Strategic Energy Management | A | Standalone Impact on Baseline Energy (%) | Achievable Economic UCT Potential | 0% | 0% | 0.08224% | 0.1659% | 0.2511% | 0.3377% | 0.4259% | 0.5156% | 0.6069% | 0.6997% | 0.7943% | 0.8904% | 0.9883% | 1.088% | 1.189% | 1.292% | 1.397% | 1.504% | 1.613% | 1.723% | 1.836% | 1.95%
F5_Industrial_Agriculture_Existing_Space Heating_Natural Gas_Strategic Energy Management_A_Achievable Economic UCT Potential | F5 | Industrial | Agriculture | Existing | Space Heating | Natural Gas | Strategic Energy Management | A | Standalone Impact on Baseline Summer Peak (%) | Achievable Economic UCT Potential | bar: 2019 to 2040
F6_Industrial_Agriculture_Existing_Space Heating_Natural Gas_Strategic Energy Management_A_Achievable Economic UCT Potential | F6 | Industrial | Agriculture | Existing | Space Heating | Natural Gas | Strategic Energy Management | A | Standalone Impact on Baseline Winter Peak (%) | Achievable Economic UCT Potential | bar: 2019 to 2040
F7_Industrial_Agriculture_Existing_Space Heating_Natural Gas_Strategic Energy Management_A_Achievable Economic UCT Potential | F7 | Industrial | Agriculture | Existing | Space Heating | Natural Gas | Strategic Energy Management | A | Incremental Energy Savings (MWh or mTherms) | Achievable Economic UCT Potential | 0 | 0 | 0.86948 | 0.85245 | 0.83577 | 0.81942 | 0.80343 | 0.78779 | 0.77251 | 0.75759 | 0.74304 | 0.72884 | 0.71499 | 0.70147 | 0.68827 | 0.67538 | 0.6628 | 0.6505 | 0.63847 | 0.62672 | 0.61523 | 0.60399
F8_Industrial_Agriculture_Existing_Space Heating_Natural Gas_Strategic Energy Management_A_Achievable Economic UCT Potential | F8 | Industrial | Agriculture | Existing | Space Heating | Natural Gas | Strategic Energy Management | A | Incremental Summer Peak Savings (MW) | Achievable Economic UCT Potential | 0 | 0 | 0 | 0 | 0 | 0 | 0 | 0 | 0 | 0 | 0 | 0 | 0 | 0 | 0 | 0 | 0 | 0 | 0 | 0 | 0 | 0
F9_Industrial_Agriculture_Existing_Space Heating_Natural Gas_Strategic Energy Management_A_Achievable Economic UCT Potential | F9 | Industrial | Agriculture | Existing | Space Heating | Natural Gas | Strategic Energy Management | A | Incremental Winter Peak Savings (MW) | Achievable Economic UCT Potential | 0 | 0 | 0 | 0 | 0 | 0 | 0 | 0 | 0 | 0 | 0 | 0 | 0 | 0 | 0 | 0 | 0 | 0 | 0 | 0 | 0 | 0
F10_Industrial_Agriculture_Existing_Space Heating_Natural Gas_Strategic Energy Management_A_Achievable Economic UCT Potential | F10 | Industrial | Agriculture | Existing | Space Heating | Natural Gas | Strategic Energy Management | A | Cumulative Energy Savings (MWh or mTherms) | Achievable Economic UCT Potential | 0 | 0 | 0.86948 | 1.7199 | 2.5515 | 3.365 | 4.1606 | 4.939 | 5.7007 | 6.4463 | 7.1763 | 7.8915 | 8.5924 | 9.2793 | 9.9527 | 10.6131 | 11.2608 | 11.8962 | 12.5197 | 13.1315 | 13.7321 | 14.3218
F11_Industrial_Agriculture_Existing_Space Heating_Natural Gas_Strategic Energy Management_A_Achievable Economic UCT Potential | F11 | Industrial | Agriculture | Existing | Space Heating | Natural Gas | Strategic Energy Management | A | Cumulative Summer Peak Savings (MW) | Achievable Economic UCT Potential | 0 | 0 | 0 | 0 | 0 | 0 | 0 | 0 | 0 | 0 | 0 | 0 | 0 | 0 | 0 | 0 | 0 | 0 | 0 | 0 | 0 | 0
F12_Industrial_Agriculture_Existing_Space Heating_Natural Gas_Strategic Energy Management_A_Achievable Economic UCT Potential | F12 | Industrial | Agriculture | Existing | Space Heating | Natural Gas | Strategic Energy Management | A | Cumulative Winter Peak Savings (MW) | Achievable Economic UCT Potential | 0 | 0 | 0 | 0 | 0 | 0 | 0 | 0 | 0 | 0 | 0 | 0 | 0 | 0 | 0 | 0 | 0 | 0 | 0 | 0 | 0 | 0
F13_Industrial_Agriculture_Existing_Space Heating_Natural Gas_Strategic Energy Management_A_Achievable Economic UCT Potential | F13 | Industrial | Agriculture | Existing | Space Heating | Natural Gas | Strategic Energy Management | A | Purchases (Incremental) | Achievable Economic UCT Potential | 0 | 0 | 211.0387 | 207.4001 | 203.8242 | 200.31 | 196.8564 | 193.4623 | 190.1268 | 186.8487 | 183.6272 | 180.4612 | 177.3498 | 174.292 | 171.287 | 168.3338 | 165.4315 | 162.5792 | 159.7761 | 157.0214 | 154.3141 | 151.6535
F14_Industrial_Agriculture_Existing_Space Heating_Natural Gas_Strategic Energy Management_A_Achievable Economic UCT Potential | F14 | Industrial | Agriculture | Existing | Space Heating | Natural Gas | Strategic Energy Management | A | Purchases (Cumulative) | Achievable Economic UCT Potential | 0 | 0 | 211.0387 | 418.4388 | 622.263 | 822.573 | 1019.4294 | 1212.8917 | 1403.0185 | 1589.8672 | 1773.4944 | 1953.9556 | 2131.3054 | 2305.5975 | 2476.8845 | 2645.2183 | 2810.6497 | 2973.2289 | 3133.0051 | 3290.0264 | 3444.3405 | 3595.994
F1_Industrial_Agriculture_Existing_Process_Natural Gas_Strategic Energy Management_A_Achievable Economic UCT Potential | F1 | Industrial | Agriculture | Existing | Process | Natural Gas | Strategic Energy Management | A | Original Unit Energy Savings (kWh or therms) | Achievable Economic UCT Potential | 0 | 0 | 1.4066 | 1.4066 | 1.4066 | 1.4066 | 1.4066 | 1.4066 | 1.4066 | 1.4066 | 1.4066 | 1.4066 | 1.4066 | 1.4066 | 1.4066 | 1.4066 | 1.4066 | 1.4066 | 1.4066 | 1.4066 | 1.4066 | 1.4066
F2_Industrial_Agriculture_Existing_Process_Natural Gas_Strategic Energy Management_A_Achievable Economic UCT Potential | F2 | Industrial | Agriculture | Existing | Process | Natural Gas | Strategic Energy Management | A | Original Unit Summer Peak Savings (kW) | Achievable Economic UCT Potential | 0 | 0 | 0 | 0 | 0 | 0 | 0 | 0 | 0 | 0 | 0 | 0 | 0 | 0 | 0 | 0 | 0 | 0 | 0 | 0 | 0 | 0
F3_Industrial_Agriculture_Existing_Process_Natural Gas_Strategic Energy Management_A_Achievable Economic UCT Potential | F3 | Industrial | Agriculture | Existing | Process | Natural Gas | Strategic Energy Management | A | Original Unit Winter Peak Savings (kW) | Achievable Economic UCT Potential | 0 | 0 | 0 | 0 | 0 | 0 | 0 | 0 | 0 | 0 | 0 | 0 | 0 | 0 | 0 | 0 | 0 | 0 | 0 | 0 | 0 | 0
F4_Industrial_Agriculture_Existing_Process_Natural Gas_Strategic Energy Management_A_Achievable Economic UCT Potential | F4 | Industrial | Agriculture | Existing | Process | Natural Gas | Strategic Energy Management | A | Standalone Impact on Baseline Energy (%) | Achievable Economic UCT Potential | 0% | 0% | 0.08224% | 0.1659% | 0.2511% | 0.3377% | 0.4259% | 0.5156% | 0.6069% | 0.6997% | 0.7943% | 0.8904% | 0.9883% | 1.088% | 1.189% | 1.292% | 1.397% | 1.504% | 1.613% | 1.723% | 1.836% | 1.95%
F5_Industrial_Agriculture_Existing_Process_Natural Gas_Strategic Energy Management_A_Achievable Economic UCT Potential | F5 | Industrial | Agriculture | Existing | Process | Natural Gas | Strategic Energy Management | A | Standalone Impact on Baseline Summer Peak (%) | Achievable Economic UCT Potential | bar: 2019 to 2040
F6_Industrial_Agriculture_Existing_Process_Natural Gas_Strategic Energy Management_A_Achievable Economic UCT Potential | F6 | Industrial | Agriculture | Existing | Process | Natural Gas | Strategic Energy Management | A | Standalone Impact on Baseline Winter Peak (%) | Achievable Economic UCT Potential | bar: 2019 to 2040
F7_Industrial_Agriculture_Existing_Process_Natural Gas_Strategic Energy Management_A_Achievable Economic UCT Potential | F7 | Industrial | Agriculture | Existing | Process | Natural Gas | Strategic Energy Management | A | Incremental Energy Savings (MWh or mTherms) | Achievable Economic UCT Potential | 0 | 0 | 1.7957 | 1.7647 | 1.7343 | 1.7044 | 1.675 | 1.6461 | 1.6178 | 1.5899 | 1.5625 | 1.5355 | 1.509 | 1.483 | 1.4575 | 1.4323 | 1.4076 | 1.3834 | 1.3595 | 1.3361 | 1.313 | 1.2904
F8_Industrial_Agriculture_Existing_Process_Natural Gas_Strategic Energy Management_A_Achievable Economic UCT Potential | F8 | Industrial | Agriculture | Existing | Process | Natural Gas | Strategic Energy Management | A | Incremental Summer Peak Savings (MW) | Achievable Economic UCT Potential | 0 | 0 | 0 | 0 | 0 | 0 | 0 | 0 | 0 | 0 | 0 | 0 | 0 | 0 | 0 | 0 | 0 | 0 | 0 | 0 | 0 | 0
F9_Industrial_Agriculture_Existing_Process_Natural Gas_Strategic Energy Management_A_Achievable Economic UCT Potential | F9 | Industrial | Agriculture | Existing | Process | Natural Gas | Strategic Energy Management | A | Incremental Winter Peak Savings (MW) | Achievable Economic UCT Potential | 0 | 0 | 0 | 0 | 0 | 0 | 0 | 0 | 0 | 0 | 0 | 0 | 0 | 0 | 0 | 0 | 0 | 0 | 0 | 0 | 0 | 0
F10_Industrial_Agriculture_Existing_Process_Natural Gas_Strategic Energy Management_A_Achievable Economic UCT Potential | F10 | Industrial | Agriculture | Existing | Process | Natural Gas | Strategic Energy Management | A | Cumulative Energy Savings (MWh or mTherms) | Achievable Economic UCT Potential | 0 | 0 | 1.7957 | 3.5604 | 5.2947 | 6.9992 | 8.6742 | 10.3203 | 11.9381 | 13.5279 | 15.0904 | 16.6259 | 18.135 | 19.618 | 21.0755 | 22.5078 | 23.9154 | 25.2988 | 26.6583 | 27.9944 | 29.3074 | 30.5978
F11_Industrial_Agriculture_Existing_Process_Natural Gas_Strategic Energy Management_A_Achievable Economic UCT Potential | F11 | Industrial | Agriculture | Existing | Process | Natural Gas | Strategic Energy Management | A | Cumulative Summer Peak Savings (MW) | Achievable Economic UCT Potential | 0 | 0 | 0 | 0 | 0 | 0 | 0 | 0 | 0 | 0 | 0 | 0 | 0 | 0 | 0 | 0 | 0 | 0 | 0 | 0 | 0 | 0
F12_Industrial_Agriculture_Existing_Process_Natural Gas_Strategic Energy Management_A_Achievable Economic UCT Potential | F12 | Industrial | Agriculture | Existing | Process | Natural Gas | Strategic Energy Management | A | Cumulative Winter Peak Savings (MW) | Achievable Economic UCT Potential | 0 | 0 | 0 | 0 | 0 | 0 | 0 | 0 | 0 | 0 | 0 | 0 | 0 | 0 | 0 | 0 | 0 | 0 | 0 | 0 | 0 | 0
F13_Industrial_Agriculture_Existing_Process_Natural Gas_Strategic Energy Management_A_Achievable Economic UCT Potential | F13 | Industrial | Agriculture | Existing | Process | Natural Gas | Strategic Energy Management | A | Purchases (Incremental) | Achievable Economic UCT Potential | 0 | 0 | 1276.6605 | 1254.6492 | 1233.0173 | 1211.7584 | 1190.866 | 1170.3338 | 1150.1556 | 1130.3254 | 1110.837 | 1091.6846 | 1072.8625 | 1054.3648 | 1036.1861 | 1018.3209 | 1000.7636 | 983.5091 | 966.552 | 949.8873 | 933.51 | 917.415
F14_Industrial_Agriculture_Existing_Process_Natural Gas_Strategic Energy Management_A_Achievable Economic UCT Potential | F14 | Industrial | Agriculture | Existing | Process | Natural Gas | Strategic Energy Management | A | Purchases (Cumulative) | Achievable Economic UCT Potential | 0 | 0 | 1276.6605 | 2531.3097 | 3764.327 | 4976.0853 | 6166.9513 | 7337.2851 | 8487.4407 | 9617.766 | 10728.603 | 11820.2877 | 12893.1501 | 13947.515 | 14983.7011 | 16002.022 | 17002.7856 | 17986.2947 | 18952.8467 | 19902.734 | 20836.2439 | 21753.6589
F1_Industrial_Agriculture_Existing_Miscellaneous_Natural Gas_Strategic Energy Management_A_Achievable Economic UCT Potential | F1 | Industrial | Agriculture | Existing | Miscellaneous | Natural Gas | Strategic Energy Management | A | Original Unit Energy Savings (kWh or therms) | Achievable Economic UCT Potential | 0 | 0 | 0.89787 | 0.89787 | 0.89787 | 0.89787 | 0.89787 | 0.89787 | 0.89787 | 0.89787 | 0.89787 | 0.89787 | 0.89787 | 0.89787 | 0.89787 | 0.89787 | 0.89787 | 0.89787 | 0.89787 | 0.89787 | 0.89787 | 0.89787
F2_Industrial_Agriculture_Existing_Miscellaneous_Natural Gas_Strategic Energy Management_A_Achievable Economic UCT Potential | F2 | Industrial | Agriculture | Existing | Miscellaneous | Natural Gas | Strategic Energy Management | A | Original Unit Summer Peak Savings (kW) | Achievable Economic UCT Potential | 0 | 0 | 0 | 0 | 0 | 0 | 0 | 0 | 0 | 0 | 0 | 0 | 0 | 0 | 0 | 0 | 0 | 0 | 0 | 0 | 0 | 0
F3_Industrial_Agriculture_Existing_Miscellaneous_Natural Gas_Strategic Energy Management_A_Achievable Economic UCT Potential | F3 | Industrial | Agriculture | Existing | Miscellaneous | Natural Gas | Strategic Energy Management | A | Original Unit Winter Peak Savings (kW) | Achievable Economic UCT Potential | 0 | 0 | 0 | 0 | 0 | 0 | 0 | 0 | 0 | 0 | 0 | 0 | 0 | 0 | 0 | 0 | 0 | 0 | 0 | 0 | 0 | 0
F4_Industrial_Agriculture_Existing_Miscellaneous_Natural Gas_Strategic Energy Management_A_Achievable Economic UCT Potential | F4 | Industrial | Agriculture | Existing | Miscellaneous | Natural Gas | Strategic Energy Management | A | Standalone Impact on Baseline Energy (%) | Achievable Economic UCT Potential | 0% | 0% | 0.08224% | 0.1659% | 0.2511% | 0.3377% | 0.4259% | 0.5156% | 0.6069% | 0.6997% | 0.7943% | 0.8904% | 0.9883% | 1.088% | 1.189% | 1.292% | 1.397% | 1.504% | 1.613% | 1.723% | 1.836% | 1.95%
F5_Industrial_Agriculture_Existing_Miscellaneous_Natural Gas_Strategic Energy Management_A_Achievable Economic UCT Potential | F5 | Industrial | Agriculture | Existing | Miscellaneous | Natural Gas | Strategic Energy Management | A | Standalone Impact on Baseline Summer Peak (%) | Achievable Economic UCT Potential | bar: 2019 to 2040
F6_Industrial_Agriculture_Existing_Miscellaneous_Natural Gas_Strategic Energy Management_A_Achievable Economic UCT Potential | F6 | Industrial | Agriculture | Existing | Miscellaneous | Natural Gas | Strategic Energy Management | A | Standalone Impact on Baseline Winter Peak (%) | Achievable Economic UCT Potential | bar: 2019 to 2040
F7_Industrial_Agriculture_Existing_Miscellaneous_Natural Gas_Strategic Energy Management_A_Achievable Economic UCT Potential | F7 | Industrial | Agriculture | Existing | Miscellaneous | Natural Gas | Strategic Energy Management | A | Incremental Energy Savings (MWh or mTherms) | Achievable Economic UCT Potential | 0 | 0 | 0.28657 | 0.28163 | 0.27677 | 0.272 | 0.26731 | 0.2627 | 0.25817 | 0.25372 | 0.24935 | 0.24505 | 0.24082 | 0.23667 | 0.23259 | 0.22858 | 0.22464 | 0.22077 | 0.21696 | 0.21322 | 0.20954 | 0.20593
F8_Industrial_Agriculture_Existing_Miscellaneous_Natural Gas_Strategic Energy Management_A_Achievable Economic UCT Potential | F8 | Industrial | Agriculture | Existing | Miscellaneous | Natural Gas | Strategic Energy Management | A | Incremental Summer Peak Savings (MW) | Achievable Economic UCT Potential | 0 | 0 | 0 | 0 | 0 | 0 | 0 | 0 | 0 | 0 | 0 | 0 | 0 | 0 | 0 | 0 | 0 | 0 | 0 | 0 | 0 | 0
F9_Industrial_Agriculture_Existing_Miscellaneous_Natural Gas_Strategic Energy Management_A_Achievable Economic UCT Potential | F9 | Industrial | Agriculture | Existing | Miscellaneous | Natural Gas | Strategic Energy Management | A | Incremental Winter Peak Savings (MW) | Achievable Economic UCT Potential | 0 | 0 | 0 | 0 | 0 | 0 | 0 | 0 | 0 | 0 | 0 | 0 | 0 | 0 | 0 | 0 | 0 | 0 | 0 | 0 | 0 | 0
F10_Industrial_Agriculture_Existing_Miscellaneous_Natural Gas_Strategic Energy Management_A_Achievable Economic UCT Potential | F10 | Industrial | Agriculture | Existing | Miscellaneous | Natural Gas | Strategic Energy Management | A | Cumulative Energy Savings (MWh or mTherms) | Achievable Economic UCT Potential | 0 | 0 | 0.28657 | 0.5682 | 0.84497 | 1.117 | 1.3843 | 1.647 | 1.9052 | 2.1589 | 2.4082 | 2.6533 | 2.8941 | 3.1308 | 3.3634 | 3.5919 | 3.8166 | 4.0373 | 4.2543 | 4.4675 | 4.6771 | 4.883
F11_Industrial_Agriculture_Existing_Miscellaneous_Natural Gas_Strategic Energy Management_A_Achievable Economic UCT Potential | F11 | Industrial | Agriculture | Existing | Miscellaneous | Natural Gas | Strategic Energy Management | A | Cumulative Summer Peak Savings (MW) | Achievable Economic UCT Potential | 0 | 0 | 0 | 0 | 0 | 0 | 0 | 0 | 0 | 0 | 0 | 0 | 0 | 0 | 0 | 0 | 0 | 0 | 0 | 0 | 0 | 0
F12_Industrial_Agriculture_Existing_Miscellaneous_Natural Gas_Strategic Energy Management_A_Achievable Economic UCT Potential | F12 | Industrial | Agriculture | Existing | Miscellaneous | Natural Gas | Strategic Energy Management | A | Cumulative Winter Peak Savings (MW) | Achievable Economic UCT Potential | 0 | 0 | 0 | 0 | 0 | 0 | 0 | 0 | 0 | 0 | 0 | 0 | 0 | 0 | 0 | 0 | 0 | 0 | 0 | 0 | 0 | 0
F13_Industrial_Agriculture_Existing_Miscellaneous_Natural Gas_Strategic Energy Management_A_Achievable Economic UCT Potential | F13 | Industrial | Agriculture | Existing | Miscellaneous | Natural Gas | Strategic Energy Management | A | Purchases (Incremental) | Achievable Economic UCT Potential | 0 | 0 | 319.1651 | 313.6623 | 308.2543 | 302.9396 | 297.7165 | 292.5834 | 287.5389 | 282.5813 | 277.7092 | 272.9212 | 268.2156 | 263.5912 | 259.0465 | 254.5802 | 250.1909 | 245.8773 | 241.638 | 237.4718 | 233.3775 | 229.3537
F14_Industrial_Agriculture_Existing_Miscellaneous_Natural Gas_Strategic Energy Management_A_Achievable Economic UCT Potential | F14 | Industrial | Agriculture | Existing | Miscellaneous | Natural Gas | Strategic Energy Management | A | Purchases (Cumulative) | Achievable Economic UCT Potential | 0 | 0 | 319.1651 | 632.8274 | 941.0817 | 1244.0213 | 1541.7378 | 1834.3213 | 2121.8602 | 2404.4415 | 2682.1508 | 2955.0719 | 3223.2875 | 3486.8787 | 3745.9253 | 4000.5055 | 4250.6964 | 4496.5737 | 4738.2117 | 4975.6835 | 5209.061 | 5438.4147
F1_Industrial_Agriculture_Existing_Space Heating_Natural Gas_Commissioning_A_Achievable Economic UCT Potential | F1 | Industrial | Agriculture | Existing | Space Heating | Natural Gas | Commissioning | A | Original Unit Energy Savings (kWh or therms) | Achievable Economic UCT Potential | 0 | 0 | 3.8012 | 3.7922 | 3.7832 | 3.7743 | 3.7656 | 3.757 | 3.7488 | 3.7409 | 3.7334 | 3.7263 | 3.7196 | 3.7133 | 3.7074 | 3.7018 | 3.6965 | 3.6916 | 3.6869 | 3.6825 | 3.6784 | 3.6746
F2_Industrial_Agriculture_Existing_Space Heating_Natural Gas_Commissioning_A_Achievable Economic UCT Potential | F2 | Industrial | Agriculture | Existing | Space Heating | Natural Gas | Commissioning | A | Original Unit Summer Peak Savings (kW) | Achievable Economic UCT Potential | 0 | 0 | 0 | 0 | 0 | 0 | 0 | 0 | 0 | 0 | 0 | 0 | 0 | 0 | 0 | 0 | 0 | 0 | 0 | 0 | 0 | 0
F3_Industrial_Agriculture_Existing_Space Heating_Natural Gas_Commissioning_A_Achievable Economic UCT Potential | F3 | Industrial | Agriculture | Existing | Space Heating | Natural Gas | Commissioning | A | Original Unit Winter Peak Savings (kW) | Achievable Economic UCT Potential | 0 | 0 | 0 | 0 | 0 | 0 | 0 | 0 | 0 | 0 | 0 | 0 | 0 | 0 | 0 | 0 | 0 | 0 | 0 | 0 | 0 | 0
F4_Industrial_Agriculture_Existing_Space Heating_Natural Gas_Commissioning_A_Achievable Economic UCT Potential | F4 | Industrial | Agriculture | Existing | Space Heating | Natural Gas | Commissioning | A | Standalone Impact on Baseline Energy (%) | Achievable Economic UCT Potential | bar: 2019 to 2040
F5_Industrial_Agriculture_Existing_Space Heating_Natural Gas_Commissioning_A_Achievable Economic UCT Potential | F5 | Industrial | Agriculture | Existing | Space Heating | Natural Gas | Commissioning | A | Standalone Impact on Baseline Summer Peak (%) | Achievable Economic UCT Potential | bar: 2019 to 2040
F6_Industrial_Agriculture_Existing_Space Heating_Natural Gas_Commissioning_A_Achievable Economic UCT Potential | F6 | Industrial | Agriculture | Existing | Space Heating | Natural Gas | Commissioning | A | Standalone Impact on Baseline Winter Peak (%) | Achievable Economic UCT Potential | bar: 2019 to 2040
F7_Industrial_Agriculture_Existing_Space Heating_Natural Gas_Commissioning_A_Achievable Economic UCT Potential | F7 | Industrial | Agriculture | Existing | Space Heating | Natural Gas | Commissioning | A | Incremental Energy Savings (MWh or mTherms) | Achievable Economic UCT Potential | 0 | 0 | 0 | 0 | 0 | 0 | 0 | 0 | 0 | 0 | 0 | 0 | 0 | 0 | 0 | 0 | 0 | 0 | 0 | 0 | 0 | 0
F8_Industrial_Agriculture_Existing_Space Heating_Natural Gas_Commissioning_A_Achievable Economic UCT Potential | F8 | Industrial | Agriculture | Existing | Space Heating | Natural Gas | Commissioning | A | Incremental Summer Peak Savings (MW) | Achievable Economic UCT Potential | 0 | 0 | 0 | 0 | 0 | 0 | 0 | 0 | 0 | 0 | 0 | 0 | 0 | 0 | 0 | 0 | 0 | 0 | 0 | 0 | 0 | 0
F9_Industrial_Agriculture_Existing_Space Heating_Natural Gas_Commissioning_A_Achievable Economic UCT Potential | F9 | Industrial | Agriculture | Existing | Space Heating | Natural Gas | Commissioning | A | Incremental Winter Peak Savings (MW) | Achievable Economic UCT Potential | 0 | 0 | 0 | 0 | 0 | 0 | 0 | 0 | 0 | 0 | 0 | 0 | 0 | 0 | 0 | 0 | 0 | 0 | 0 | 0 | 0 | 0
F10_Industrial_Agriculture_Existing_Space Heating_Natural Gas_Commissioning_A_Achievable Economic UCT Potential | F10 | Industrial | Agriculture | Existing | Space Heating | Natural Gas | Commissioning | A | Cumulative Energy Savings (MWh or mTherms) | Achievable Economic UCT Potential | 0 | 0 | 0 | 0 | 0 | 0 | 0 | 0 | 0 | 0 | 0 | 0 | 0 | 0 | 0 | 0 | 0 | 0 | 0 | 0 | 0 | 0
F11_Industrial_Agriculture_Existing_Space Heating_Natural Gas_Commissioning_A_Achievable Economic UCT Potential | F11 | Industrial | Agriculture | Existing | Space Heating | Natural Gas | Commissioning | A | Cumulative Summer Peak Savings (MW) | Achievable Economic UCT Potential | 0 | 0 | 0 | 0 | 0 | 0 | 0 | 0 | 0 | 0 | 0 | 0 | 0 | 0 | 0 | 0 | 0 | 0 | 0 | 0 | 0 | 0
F12_Industrial_Agriculture_Existing_Space Heating_Natural Gas_Commissioning_A_Achievable Economic UCT Potential | F12 | Industrial | Agriculture | Existing | Space Heating | Natural Gas | Commissioning | A | Cumulative Winter Peak Savings (MW) | Achievable Economic UCT Potential | 0 | 0 | 0 | 0 | 0 | 0 | 0 | 0 | 0 | 0 | 0 | 0 | 0 | 0 | 0 | 0 | 0 | 0 | 0 | 0 | 0 | 0
F13_Industrial_Agriculture_Existing_Space Heating_Natural Gas_Commissioning_A_Achievable Economic UCT Potential | F13 | Industrial | Agriculture | Existing | Space Heating | Natural Gas | Commissioning | A | Purchases (Incremental) | Achievable Economic UCT Potential | 0 | 0 | 0 | 0 | 0 | 0 | 0 | 0 | 0 | 0 | 0 | 0 | 0 | 0 | 0 | 0 | 0 | 0 | 0 | 0 | 0 | 0
F14_Industrial_Agriculture_Existing_Space Heating_Natural Gas_Commissioning_A_Achievable Economic UCT Potential | F14 | Industrial | Agriculture | Existing | Space Heating | Natural Gas | Commissioning | A | Purchases (Cumulative) | Achievable Economic UCT Potential | 0 | 0 | 0 | 0 | 0 | 0 | 0 | 0 | 0 | 0 | 0 | 0 | 0 | 0 | 0 | 0 | 0 | 0 | 0 | 0 | 0 | 0
F1_Industrial_Agriculture_Existing_Process_Natural Gas_Commissioning_A_Achievable Economic UCT Potential | F1 | Industrial | Agriculture | Existing | Process | Natural Gas | Commissioning | A | Original Unit Energy Savings (kWh or therms) | Achievable Economic UCT Potential | 0 | 0 | 7.8506 | 7.8506 | 7.8506 | 7.8506 | 7.8506 | 7.8506 | 7.8506 | 7.8506 | 7.8506 | 7.8506 | 7.8506 | 7.8506 | 7.8506 | 7.8506 | 7.8506 | 7.8506 | 7.8506 | 7.8506 | 7.8506 | 7.8506
F2_Industrial_Agriculture_Existing_Process_Natural Gas_Commissioning_A_Achievable Economic UCT Potential | F2 | Industrial | Agriculture | Existing | Process | Natural Gas | Commissioning | A | Original Unit Summer Peak Savings (kW) | Achievable Economic UCT Potential | 0 | 0 | 0 | 0 | 0 | 0 | 0 | 0 | 0 | 0 | 0 | 0 | 0 | 0 | 0 | 0 | 0 | 0 | 0 | 0 | 0 | 0
F3_Industrial_Agriculture_Existing_Process_Natural Gas_Commissioning_A_Achievable Economic UCT Potential | F3 | Industrial | Agriculture | Existing | Process | Natural Gas | Commissioning | A | Original Unit Winter Peak Savings (kW) | Achievable Economic UCT Potential | 0 | 0 | 0 | 0 | 0 | 0 | 0 | 0 | 0 | 0 | 0 | 0 | 0 | 0 | 0 | 0 | 0 | 0 | 0 | 0 | 0 | 0
F4_Industrial_Agriculture_Existing_Process_Natural Gas_Commissioning_A_Achievable Economic UCT Potential | F4 | Industrial | Agriculture | Existing | Process | Natural Gas | Commissioning | A | Standalone Impact on Baseline Energy (%) | Achievable Economic UCT Potential | bar: 2019 to 2040
F5_Industrial_Agriculture_Existing_Process_Natural Gas_Commissioning_A_Achievable Economic UCT Potential | F5 | Industrial | Agriculture | Existing | Process | Natural Gas | Commissioning | A | Standalone Impact on Baseline Summer Peak (%) | Achievable Economic UCT Potential | bar: 2019 to 2040
F6_Industrial_Agriculture_Existing_Process_Natural Gas_Commissioning_A_Achievable Economic UCT Potential | F6 | Industrial | Agriculture | Existing | Process | Natural Gas | Commissioning | A | Standalone Impact on Baseline Winter Peak (%) | Achievable Economic UCT Potential | bar: 2019 to 2040
F7_Industrial_Agriculture_Existing_Process_Natural Gas_Commissioning_A_Achievable Economic UCT Potential | F7 | Industrial | Agriculture | Existing | Process | Natural Gas | Commissioning | A | Incremental Energy Savings (MWh or mTherms) | Achievable Economic UCT Potential | 0 | 0 | 0 | 0 | 0 | 0 | 0 | 0 | 0 | 0 | 0 | 0 | 0 | 0 | 0 | 0 | 0 | 0 | 0 | 0 | 0 | 0
F8_Industrial_Agriculture_Existing_Process_Natural Gas_Commissioning_A_Achievable Economic UCT Potential | F8 | Industrial | Agriculture | Existing | Process | Natural Gas | Commissioning | A | Incremental Summer Peak Savings (MW) | Achievable Economic UCT Potential | 0 | 0 | 0 | 0 | 0 | 0 | 0 | 0 | 0 | 0 | 0 | 0 | 0 | 0 | 0 | 0 | 0 | 0 | 0 | 0 | 0 | 0
F9_Industrial_Agriculture_Existing_Process_Natural Gas_Commissioning_A_Achievable Economic UCT Potential | F9 | Industrial | Agriculture | Existing | Process | Natural Gas | Commissioning | A | Incremental Winter Peak Savings (MW) | Achievable Economic UCT Potential | 0 | 0 | 0 | 0 | 0 | 0 | 0 | 0 | 0 | 0 | 0 | 0 | 0 | 0 | 0 | 0 | 0 | 0 | 0 | 0 | 0 | 0
F10_Industrial_Agriculture_Existing_Process_Natural Gas_Commissioning_A_Achievable Economic UCT Potential | F10 | Industrial | Agriculture | Existing | Process | Natural Gas | Commissioning | A | Cumulative Energy Savings (MWh or mTherms) | Achievable Economic UCT Potential | 0 | 0 | 0 | 0 | 0 | 0 | 0 | 0 | 0 | 0 | 0 | 0 | 0 | 0 | 0 | 0 | 0 | 0 | 0 | 0 | 0 | 0
F11_Industrial_Agriculture_Existing_Process_Natural Gas_Commissioning_A_Achievable Economic UCT Potential | F11 | Industrial | Agriculture | Existing | Process | Natural Gas | Commissioning | A | Cumulative Summer Peak Savings (MW) | Achievable Economic UCT Potential | 0 | 0 | 0 | 0 | 0 | 0 | 0 | 0 | 0 | 0 | 0 | 0 | 0 | 0 | 0 | 0 | 0 | 0 | 0 | 0 | 0 | 0
F12_Industrial_Agriculture_Existing_Process_Natural Gas_Commissioning_A_Achievable Economic UCT Potential | F12 | Industrial | Agriculture | Existing | Process | Natural Gas | Commissioning | A | Cumulative Winter Peak Savings (MW) | Achievable Economic UCT Potential | 0 | 0 | 0 | 0 | 0 | 0 | 0 | 0 | 0 | 0 | 0 | 0 | 0 | 0 | 0 | 0 | 0 | 0 | 0 | 0 | 0 | 0
F13_Industrial_Agriculture_Existing_Process_Natural Gas_Commissioning_A_Achievable Economic UCT Potential | F13 | Industrial | Agriculture | Existing | Process | Natural Gas | Commissioning | A | Purchases (Incremental) | Achievable Economic UCT Potential | 0 | 0 | 0 | 0 | 0 | 0 | 0 | 0 | 0 | 0 | 0 | 0 | 0 | 0 | 0 | 0 | 0 | 0 | 0 | 0 | 0 | 0
F14_Industrial_Agriculture_Existing_Process_Natural Gas_Commissioning_A_Achievable Economic UCT Potential | F14 | Industrial | Agriculture | Existing | Process | Natural Gas | Commissioning | A | Purchases (Cumulative) | Achievable Economic UCT Potential | 0 | 0 | 0 | 0 | 0 | 0 | 0 | 0 | 0 | 0 | 0 | 0 | 0 | 0 | 0 | 0 | 0 | 0 | 0 | 0 | 0 | 0
F1_Industrial_Agriculture_Existing_Space Heating_Natural Gas_Retrocommissioning_A_Achievable Economic UCT Potential | F1 | Industrial | Agriculture | Existing | Space Heating | Natural Gas | Retrocommissioning | A | Original Unit Energy Savings (kWh or therms) | Achievable Economic UCT Potential | 0 | 0 | 0.52796 | 0.52671 | 0.52546 | 0.52422 | 0.52301 | 0.52183 | 0.52068 | 0.51958 | 0.51854 | 0.51756 | 0.51663 | 0.51575 | 0.51493 | 0.51415 | 0.51342 | 0.51273 | 0.51208 | 0.51148 | 0.51091 | 0.51037
F2_Industrial_Agriculture_Existing_Space Heating_Natural Gas_Retrocommissioning_A_Achievable Economic UCT Potential | F2 | Industrial | Agriculture | Existing | Space Heating | Natural Gas | Retrocommissioning | A | Original Unit Summer Peak Savings (kW) | Achievable Economic UCT Potential | 0 | 0 | 0 | 0 | 0 | 0 | 0 | 0 | 0 | 0 | 0 | 0 | 0 | 0 | 0 | 0 | 0 | 0 | 0 | 0 | 0 | 0
F3_Industrial_Agriculture_Existing_Space Heating_Natural Gas_Retrocommissioning_A_Achievable Economic UCT Potential | F3 | Industrial | Agriculture | Existing | Space Heating | Natural Gas | Retrocommissioning | A | Original Unit Winter Peak Savings (kW) | Achievable Economic UCT Potential | 0 | 0 | 0 | 0 | 0 | 0 | 0 | 0 | 0 | 0 | 0 | 0 | 0 | 0 | 0 | 0 | 0 | 0 | 0 | 0 | 0 | 0
F4_Industrial_Agriculture_Existing_Space Heating_Natural Gas_Retrocommissioning_A_Achievable Economic UCT Potential | F4 | Industrial | Agriculture | Existing | Space Heating | Natural Gas | Retrocommissioning | A | Standalone Impact on Baseline Energy (%) | Achievable Economic UCT Potential | 0% | 0% | 0.0124% | 0.02501% | 0.03784% | 0.0509% | 0.06419% | 0.07772% | 0.09148% | 0.1055% | 0.1197% | 0.1342% | 0.149% | 0.164% | 0.1793% | 0.1948% | 0.2106% | 0.2267% | 0.2431% | 0.2597% | 0.2767% | 0.2939%
F5_Industrial_Agriculture_Existing_Space Heating_Natural Gas_Retrocommissioning_A_Achievable Economic UCT Potential | F5 | Industrial | Agriculture | Existing | Space Heating | Natural Gas | Retrocommissioning | A | Standalone Impact on Baseline Summer Peak (%) | Achievable Economic UCT Potential | bar: 2019 to 2040
F6_Industrial_Agriculture_Existing_Space Heating_Natural Gas_Retrocommissioning_A_Achievable Economic UCT Potential | F6 | Industrial | Agriculture | Existing | Space Heating | Natural Gas | Retrocommissioning | A | Standalone Impact on Baseline Winter Peak (%) | Achievable Economic UCT Potential | bar: 2019 to 2040