WA_Industrial_Wood and Lumber Products_New_Process_Natural Gas_Gas Boiler - High Turndown_A | WA | Industrial | Wood and Lumber Products | New | Process | Natural Gas | Gas Boiler - High Turndown | A | IM614 | No control | Turndown control installed | 15 | 8.6269 | 0 | 0 | 72.61 | 0 | 0 | 0 | 36.3056 |  | sqft | 35% | 50% | Retrofit | Retro12Med | 75.44% | TBD | 0.2% | 688.1662 |  | 456.5328 |  | 0.0053218 | MN TRM 3.1 - Boiler Modifications, Space Heating Only v4.0 | MN TRM 3.1 - Boiler Modifications, Space Heating Only v4.0 | MN TRM 3.1 - Boiler Modifications, Space Heating Only v4.0 | No control | No control | No control | No control | No control | No control | No control | No control | No control | No control | No control | No control | No control | No control | No control | No control | No control | No control | No control | No control | No control | No control | Turndown control installed | Turndown control installed | Turndown control installed | Turndown control installed | Turndown control installed | Turndown control installed | Turndown control installed | Turndown control installed | Turndown control installed | Turndown control installed | Turndown control installed | Turndown control installed | Turndown control installed | Turndown control installed | Turndown control installed | Turndown control installed | Turndown control installed | Turndown control installed | Turndown control installed | Turndown control installed | Turndown control installed | Turndown control installed | 72.61 | 72.61 | 72.61 | 72.61 | 72.61 | 72.61 | 72.61 | 72.61 | 72.61 | 72.61 | 72.61 | 72.61 | 72.61 | 72.61 | 72.61 | 72.61 | 72.61 | 72.61 | 72.61 | 72.61 | 72.61 | 72.61 | 0 | 0 | 8.6019 | 8.5875 | 8.574 | 8.562 | 8.545 | 8.5329 | 8.5234 | 8.5172 | 8.51 | 8.5056 | 8.5023 | 8.5014 | 8.4986 | 8.4977 | 8.4973 | 8.4993 | 8.4999 | 8.5019 | 8.5035 | 8.5047 | 0.0062582 | 0.010903 | 0.015523 | 0.020692 | 0.02377 | 0.024617 | 0.02224 | 0.020088 | 0.017432 | 0.015202 | 0.013155 | 0.011448 | 0.0096581 | 0.0082142 | 0.0069615 | 0.0061836 | 0.010792 | 0.015393 | 0.02055 | 0.023658 | 0.0062582 | 0.017151 | 0.032648 | 0.053294 | 0.076958 | 0.10147 | 0.12359 | 0.14359 | 0.1609 | 0.17602 | 0.18911 | 0.20054 | 0.21013 | 0.21832 | 0.22527 | 0.22532 | 0.22534 | 0.22539 | 0.22543 | 0.22547 | 0.72754 | 1.2697 | 1.8105 | 2.4167 | 2.7817 | 2.885 | 2.6093 | 2.3585 | 2.0484 | 1.7873 | 1.5472 | 1.3466 | 1.1364 | 0.96663 | 0.81926 | 0.72754 | 1.2697 | 1.8105 | 2.4167 | 2.7817 | 0.72754 | 1.9972 | 3.8077 | 6.2244 | 9.0062 | 11.8912 | 14.5004 | 16.859 | 18.9073 | 20.6947 | 22.2419 | 23.5885 | 24.7249 | 25.6916 | 26.5108 | 26.5108 | 26.5108 | 26.5108 | 26.5108 | 26.5108 | 0.0053218 | 0.0092743 | 0.013207 | 0.017608 | 0.020234 | 0.020959 | 0.018938 | 0.017108 | 0.014847 | 0.012949 | 0.011206 | 0.0097526 | 0.0082279 | 0.0069979 | 0.0059307 | 0.0052678 | 0.0091939 | 0.013113 | 0.017505 | 0.020152 | 0.0053218 | 0.014588 | 0.027776 | 0.045351 | 0.065508 | 0.086388 | 0.10524 | 0.12229 | 0.13705 | 0.14994 | 0.16109 | 0.17083 | 0.17901 | 0.18599 | 0.19192 | 0.19195 | 0.19197 | 0.192 | 0.19203 | 0.19206 | 0.61841 | 1.0792 | 1.5389 | 2.0542 | 2.3645 | 2.4522 | 2.2179 | 2.0048 | 1.7411 | 1.5192 | 1.3151 | 1.1446 | 0.96597 | 0.82164 | 0.69637 | 0.61841 | 1.0792 | 1.5389 | 2.0542 | 2.3645 | 0.61841 | 1.6976 | 3.2366 | 5.2908 | 7.6552 | 10.1075 | 12.3254 | 14.3301 | 16.0712 | 17.5905 | 18.9056 | 20.0502 | 21.0162 | 21.8378 | 22.5342 | 22.5342 | 22.5342 | 22.5342 | 22.5342 | 22.5342 | 0 | 0 | 0 | 0 | 0 | 0 | 0 | 0 | 0 | 0 | 0 | 0 | 0 | 0 | 0 | 0 | 0 | 0 | 0 | 0 | 0 | 0 | 0 | 0 | 0 | 0 | 0 | 0 | 0 | 0 | 0 | 0 | 0 | 0 | 0 | 0 | 0 | 0 | 0 | 0 | 0 | 0 | 0 | 0 | 0 | 0 | 0 | 0 | 0 | 0 | 0 | 0 | 0 | 0 | 0 | 0 | 0 | 0 | 0 | 0 | 0 | 0 | 0 | 0 | 0 | 0 | 0 | 0 | 0 | 0 | 0 | 0 | 0 | 0 | 0 | 0 | 0 | 0 | 0 | 0 | 0.0053218 | 0.0092743 | 0.013207 | 0.017608 | 0.020234 | 0.020959 | 0.018939 | 0.017108 | 0.014848 | 0.01295 | 0.011207 | 0.0097536 | 0.0082288 | 0.0069988 | 0.0059315 | 0.0052684 | 0.0091949 | 0.013114 | 0.017507 | 0.020154 | 0.0053218 | 0.014589 | 0.027776 | 0.045351 | 0.065509 | 0.086389 | 0.10525 | 0.12229 | 0.13706 | 0.14995 | 0.16111 | 0.17085 | 0.17903 | 0.18602 | 0.19194 | 0.19198 | 0.19199 | 0.19202 | 0.19205 | 0.19208 | 0.61841 | 1.0792 | 1.5389 | 2.0542 | 2.3645 | 2.4522 | 2.2179 | 2.0048 | 1.7411 | 1.5192 | 1.3151 | 1.1446 | 0.96597 | 0.82164 | 0.69637 | 0.61841 | 1.0792 | 1.5389 | 2.0542 | 2.3645 | 0.61841 | 1.6976 | 3.2366 | 5.2908 | 7.6552 | 10.1075 | 12.3254 | 14.3301 | 16.0712 | 17.5905 | 18.9056 | 20.0502 | 21.0162 | 21.8378 | 22.5342 | 22.5342 | 22.5342 | 22.5342 | 22.5342 | 22.5342 | 0 | 0 | 0 | 0 | 0 | 0 | 0 | 0 | 0 | 0 | 0 | 0 | 0 | 0 | 0 | 0 | 0 | 0 | 0 | 0 | 0 | 0 | 0 | 0 | 0 | 0 | 0 | 0 | 0 | 0 | 0 | 0 | 0 | 0 | 0 | 0 | 0 | 0 | 0 | 0 | 0 | 0 | 0 | 0 | 0 | 0 | 0 | 0 | 0 | 0 | 0 | 0 | 0 | 0 | 0 | 0 | 0 | 0 | 0 | 0 | 0 | 0 | 0 | 0 | 0 | 0 | 0 | 0 | 0 | 0 | 0 | 0 | 0 | 0 | 0 | 0 | 0 | 0 | 0 | 0 | 801.4841 | 801.4841 | 801.4841 | 801.4841 | 801.4841 | 801.4841 | 801.4841 | 801.4841 | 801.4841 | 801.4841 | 801.4841 | 801.4841 | 801.4841 | 801.4841 | 801.4841 | 801.4841 | 801.4841 | 801.4841 | 801.4841 | 801.4841 | 531.7085 | 531.7085 | 531.7085 | 531.7085 | 531.7085 | 531.7085 | 531.7085 | 531.7085 | 531.7085 | 531.7085 | 531.7085 | 531.7085 | 531.7085 | 531.7085 | 531.7085 | 531.7085 | 531.7085 | 531.7085 | 531.7085 | 531.7085
WA_Industrial_Wood and Lumber Products_New_Space Heating_Natural Gas_Gas Boiler - Burner Control Optimization_A | WA | Industrial | Wood and Lumber Products | New | Space Heating | Natural Gas | Gas Boiler - Burner Control Optimization | A | IM615 | Average performance | Optimized burner controls | 18 | 0.33835 | 0 | 0 | 24.4 | 0 | 0 | 0 | 12.1975 |  | sqft | 5% | 85% | Retrofit | Retro3Slow | 84.16% | TBD | 0.2% | 538.9452 |  | 347.1537 |  | 1.6365e-05 | IL TRM - 4.4.22 - CI-HVC-O2TC-V01-140601 | GBLR_O2TRM-Heating-MEMD-2018-1 | IL TRM - 4.4.22 - CI-HVC-O2TC-V01-140601 | Average performance | Average performance | Average performance | Average performance | Average performance | Average performance | Average performance | Average performance | Average performance | Average performance | Average performance | Average performance | Average performance | Average performance | Average performance | Average performance | Average performance | Average performance | Average performance | Average performance | Average performance | Average performance | Optimized burner controls | Optimized burner controls | Optimized burner controls | Optimized burner controls | Optimized burner controls | Optimized burner controls | Optimized burner controls | Optimized burner controls | Optimized burner controls | Optimized burner controls | Optimized burner controls | Optimized burner controls | Optimized burner controls | Optimized burner controls | Optimized burner controls | Optimized burner controls | Optimized burner controls | Optimized burner controls | Optimized burner controls | Optimized burner controls | Optimized burner controls | Optimized burner controls | 24.4 | 24.4 | 24.4 | 24.4 | 24.4 | 24.4 | 24.4 | 24.4 | 24.4 | 24.4 | 24.4 | 24.4 | 24.4 | 24.4 | 24.4 | 24.4 | 24.4 | 24.4 | 24.4 | 24.4 | 24.4 | 24.4 | 0 | 0 | 0.33655 | 0.31643 | 0.30828 | 0.30331 | 0.30082 | 0.29853 | 0.29649 | 0.29448 | 0.29258 | 0.29063 | 0.288 | 0.28568 | 0.28316 | 0.28279 | 0.28233 | 0.2818 | 0.28184 | 0.28172 | 0.28205 | 0.28215 | 1.9189e-05 | 4.9494e-05 | 0.00013752 | 0.00031605 | 0.00056125 | 0.00089857 | 0.0012841 | 0.0016812 | 0.0019529 | 0.0021158 | 0.0021174 | 0.0019995 | 0.0017217 | 0.0014219 | 0.0011082 | 0.00082481 | 0.00057222 | 0.00038144 | 0.0002428 | 0.00017144 | 1.9189e-05 | 6.7536e-05 | 0.00020331 | 0.00051608 | 0.0010731 | 0.0019635 | 0.0032341 | 0.0048934 | 0.0068147 | 0.0088851 | 0.010922 | 0.012834 | 0.014442 | 0.015845 | 0.016927 | 0.01772 | 0.018295 | 0.018669 | 0.018918 | 0.019051 | 0.057017 | 0.15641 | 0.44608 | 1.042 | 1.8657 | 3.01 | 4.3309 | 5.709 | 6.6745 | 7.28 | 7.3522 | 6.9991 | 6.0803 | 5.0281 | 3.9251 | 2.927 | 2.0303 | 1.354 | 0.86083 | 0.60762 | 0.057017 | 0.21343 | 0.65951 | 1.7015 | 3.5672 | 6.5772 | 10.9081 | 16.6171 | 23.2917 | 30.5716 | 37.9238 | 44.9229 | 51.0032 | 56.0313 | 59.9563 | 62.8833 | 64.9136 | 66.2676 | 67.0714 | 67.5226 | 1.6365e-05 | 4.4351e-05 | 0.00012539 | 0.0002905 | 0.00051704 | 0.00082864 | 0.0011844 | 0.0015503 | 0.0018006 | 0.0019502 | 0.0019524 | 0.0018435 | 0.001588 | 0.001304 | 0.0010118 | 0.00075027 | 0.00051864 | 0.00034487 | 0.00021891 | 0.00015446 | 1.6365e-05 | 6.0519e-05 | 0.00018538 | 0.00047436 | 0.00098858 | 0.0018107 | 0.0029831 | 0.0045124 | 0.0062834 | 0.0081898 | 0.010071 | 0.011833 | 0.013321 | 0.014532 | 0.015456 | 0.016119 | 0.016582 | 0.016879 | 0.017056 | 0.017165 | 0.048465 | 0.13295 | 0.37916 | 0.8857 | 1.5859 | 2.5585 | 3.6813 | 4.8527 | 5.6734 | 6.188 | 6.2494 | 5.9492 | 5.1682 | 4.2739 | 3.3363 | 2.4879 | 1.7258 | 1.1509 | 0.73171 | 0.51647 | 0.048465 | 0.18142 | 0.56058 | 1.4463 | 3.0321 | 5.5906 | 9.2719 | 14.1246 | 19.7979 | 25.9859 | 32.2352 | 38.1845 | 43.3527 | 47.6266 | 50.9629 | 53.4508 | 55.1766 | 56.3274 | 57.0107 | 57.3942 | 0 | 0 | 0 | 0 | 0 | 0 | 0 | 0 | 0 | 0 | 0 | 0 | 0 | 0 | 0 | 0 | 0 | 0 | 0 | 0 | 0 | 0 | 0 | 0 | 0 | 0 | 0 | 0 | 0 | 0 | 0 | 0 | 0 | 0 | 0 | 0 | 0 | 0 | 0 | 0 | 0 | 0 | 0 | 0 | 0 | 0 | 0 | 0 | 0 | 0 | 0 | 0 | 0 | 0 | 0 | 0 | 0 | 0 | 0 | 0 | 0 | 0 | 0 | 0 | 0 | 0 | 0 | 0 | 0 | 0 | 0 | 0 | 0 | 0 | 0 | 0 | 0 | 0 | 0 | 0 | 1.6365e-05 | 4.4351e-05 | 0.00012539 | 0.0002905 | 0.00051704 | 0.00082864 | 0.0011844 | 0.0015503 | 0.0018006 | 0.0019502 | 0.0019524 | 0.0018435 | 0.001588 | 0.001304 | 0.0010118 | 0.00075027 | 0.00051864 | 0.00034487 | 0.00021891 | 0.00015446 | 1.6365e-05 | 6.0519e-05 | 0.00018538 | 0.00047436 | 0.00098858 | 0.0018107 | 0.0029831 | 0.0045124 | 0.0062834 | 0.0081898 | 0.010071 | 0.011833 | 0.013321 | 0.014532 | 0.015456 | 0.016119 | 0.016582 | 0.016879 | 0.017056 | 0.017165 | 0.048465 | 0.13295 | 0.37916 | 0.8857 | 1.5859 | 2.5585 | 3.6813 | 4.8527 | 5.6734 | 6.188 | 6.2494 | 5.9492 | 5.1682 | 4.2739 | 3.3363 | 2.4879 | 1.7258 | 1.1509 | 0.73171 | 0.51647 | 0.048465 | 0.18142 | 0.56058 | 1.4463 | 3.0321 | 5.5906 | 9.2719 | 14.1246 | 19.7979 | 25.9859 | 32.2352 | 38.1845 | 43.3527 | 47.6266 | 50.9629 | 53.4508 | 55.1766 | 56.3274 | 57.0107 | 57.3942 | 0 | 0 | 0 | 0 | 0 | 0 | 0 | 0 | 0 | 0 | 0 | 0 | 0 | 0 | 0 | 0 | 0 | 0 | 0 | 0 | 0 | 0 | 0 | 0 | 0 | 0 | 0 | 0 | 0 | 0 | 0 | 0 | 0 | 0 | 0 | 0 | 0 | 0 | 0 | 0 | 0 | 0 | 0 | 0 | 0 | 0 | 0 | 0 | 0 | 0 | 0 | 0 | 0 | 0 | 0 | 0 | 0 | 0 | 0 | 0 | 0 | 0 | 0 | 0 | 0 | 0 | 0 | 0 | 0 | 0 | 0 | 0 | 0 | 0 | 0 | 0 | 0 | 0 | 0 | 0 | 834.2551 | 834.2551 | 834.2551 | 834.2551 | 834.2551 | 834.2551 | 834.2551 | 834.2551 | 834.2551 | 834.2551 | 834.2551 | 834.2551 | 834.2551 | 834.2551 | 834.2551 | 834.2551 | 834.2551 | 834.2551 | 834.2551 | 834.2551 | 537.3733 | 537.3733 | 537.3733 | 537.3733 | 537.3733 | 537.3733 | 537.3733 | 537.3733 | 537.3733 | 537.3733 | 537.3733 | 537.3733 | 537.3733 | 537.3733 | 537.3733 | 537.3733 | 537.3733 | 537.3733 | 537.3733 | 537.3733
WA_Industrial_Wood and Lumber Products_New_Process_Natural Gas_Gas Boiler - Burner Control Optimization_A | WA | Industrial | Wood and Lumber Products | New | Process | Natural Gas | Gas Boiler - Burner Control Optimization | A | IM616 | Average performance | Optimized burner controls | 18 | 2.5018 | 0 | 0 | 24.4 | 0 | 0 | 0 | 12.1975 |  | sqft | 5% | 85% | Retrofit | Retro3Slow | 84.16% | TBD | 0.2% | 538.9452 |  | 347.1537 |  | 0.00041626 | IL TRM - 4.4.22 - CI-HVC-O2TC-V01-140601 | GBLR_O2TRM-Heating-MEMD-2018-1 | IL TRM - 4.4.22 - CI-HVC-O2TC-V01-140601 | Average performance | Average performance | Average performance | Average performance | Average performance | Average performance | Average performance | Average performance | Average performance | Average performance | Average performance | Average performance | Average performance | Average performance | Average performance | Average performance | Average performance | Average performance | Average performance | Average performance | Average performance | Average performance | Optimized burner controls | Optimized burner controls | Optimized burner controls | Optimized burner controls | Optimized burner controls | Optimized burner controls | Optimized burner controls | Optimized burner controls | Optimized burner controls | Optimized burner controls | Optimized burner controls | Optimized burner controls | Optimized burner controls | Optimized burner controls | Optimized burner controls | Optimized burner controls | Optimized burner controls | Optimized burner controls | Optimized burner controls | Optimized burner controls | Optimized burner controls | Optimized burner controls | 24.4 | 24.4 | 24.4 | 24.4 | 24.4 | 24.4 | 24.4 | 24.4 | 24.4 | 24.4 | 24.4 | 24.4 | 24.4 | 24.4 | 24.4 | 24.4 | 24.4 | 24.4 | 24.4 | 24.4 | 24.4 | 24.4 | 0 | 0 | 2.4941 | 2.4897 | 2.4856 | 2.4819 | 2.4767 | 2.473 | 2.4701 | 2.4683 | 2.4661 | 2.4648 | 2.4639 | 2.4637 | 2.4629 | 2.4627 | 2.4626 | 2.4633 | 2.4635 | 2.4641 | 2.4647 | 2.4651 | 0.00048949 | 0.0013404 | 0.0038164 | 0.0089016 | 0.015905 | 0.025621 | 0.036823 | 0.048503 | 0.056657 | 0.061764 | 0.062353 | 0.059353 | 0.051544 | 0.042621 | 0.03327 | 0.024817 | 0.017216 | 0.011484 | 0.0073028 | 0.0051556 | 0.00048949 | 0.001829 | 0.0056424 | 0.014536 | 0.03041 | 0.055986 | 0.092743 | 0.14118 | 0.19771 | 0.25937 | 0.32163 | 0.38095 | 0.43237 | 0.47496 | 0.50821 | 0.53317 | 0.55043 | 0.56206 | 0.569 | 0.57292 | 0.19626 | 0.53838 | 1.5354 | 3.5866 | 6.4219 | 10.3604 | 14.9073 | 19.6507 | 22.9742 | 25.058 | 25.3066 | 24.0912 | 20.9286 | 17.307 | 13.5103 | 10.0747 | 6.9884 | 4.6604 | 2.963 | 2.0914 | 0.19626 | 0.73464 | 2.2701 | 5.8567 | 12.2786 | 22.639 | 37.5463 | 57.1971 | 80.1712 | 105.2292 | 130.5358 | 154.627 | 175.5556 | 192.8626 | 206.373 | 216.4477 | 223.4361 | 228.0965 | 230.8633 | 232.4164 | 0.00041626 | 0.0011402 | 0.0032471 | 0.0075754 | 0.01354 | 0.021816 | 0.031359 | 0.041311 | 0.048262 | 0.052617 | 0.053121 | 0.050567 | 0.043916 | 0.036314 | 0.028347 | 0.021143 | 0.014667 | 0.0097836 | 0.0062214 | 0.004392 | 0.00041626 | 0.0015558 | 0.0048007 | 0.01237 | 0.025888 | 0.047671 | 0.078983 | 0.12024 | 0.16842 | 0.22096 | 0.27401 | 0.32456 | 0.36838 | 0.40467 | 0.43301 | 0.45425 | 0.46895 | 0.47884 | 0.48474 | 0.48807 | 0.16682 | 0.45763 | 1.3051 | 3.0486 | 5.4587 | 8.8064 | 12.6712 | 16.7031 | 19.528 | 21.2993 | 21.5106 | 20.4775 | 17.7893 | 14.711 | 11.4838 | 8.5635 | 5.9402 | 3.9613 | 2.5186 | 1.7777 | 0.16682 | 0.62444 | 1.9295 | 4.9782 | 10.4368 | 19.2432 | 31.9144 | 48.6175 | 68.1455 | 89.4448 | 110.9554 | 131.433 | 149.2223 | 163.9333 | 175.417 | 183.9805 | 189.9207 | 193.882 | 196.2338 | 197.5539 | 0 | 0 | 0 | 0 | 0 | 0 | 0 | 0 | 0 | 0 | 0 | 0 | 0 | 0 | 0 | 0 | 0 | 0 | 0 | 0 | 0 | 0 | 0 | 0 | 0 | 0 | 0 | 0 | 0 | 0 | 0 | 0 | 0 | 0 | 0 | 0 | 0 | 0 | 0 | 0 | 0 | 0 | 0 | 0 | 0 | 0 | 0 | 0 | 0 | 0 | 0 | 0 | 0 | 0 | 0 | 0 | 0 | 0 | 0 | 0 | 0 | 0 | 0 | 0 | 0 | 0 | 0 | 0 | 0 | 0 | 0 | 0 | 0 | 0 | 0 | 0 | 0 | 0 | 0 | 0 | 0.00041626 | 0.0011402 | 0.0032471 | 0.0075755 | 0.01354 | 0.021816 | 0.03136 | 0.041313 | 0.048265 | 0.052621 | 0.053126 | 0.050572 | 0.043921 | 0.036319 | 0.02835 | 0.021146 | 0.014669 | 0.0097846 | 0.006222 | 0.0043924 | 0.00041626 | 0.0015558 | 0.0048007 | 0.01237 | 0.025888 | 0.047672 | 0.078985 | 0.12025 | 0.16843 | 0.22098 | 0.27403 | 0.32459 | 0.36842 | 0.40472 | 0.43306 | 0.4543 | 0.46901 | 0.47889 | 0.48479 | 0.48812 | 0.16682 | 0.45763 | 1.3051 | 3.0486 | 5.4587 | 8.8064 | 12.6712 | 16.7031 | 19.528 | 21.2993 | 21.5106 | 20.4775 | 17.7893 | 14.711 | 11.4838 | 8.5635 | 5.9402 | 3.9613 | 2.5186 | 1.7777 | 0.16682 | 0.62444 | 1.9295 | 4.9782 | 10.4368 | 19.2432 | 31.9144 | 48.6175 | 68.1455 | 89.4448 | 110.9554 | 131.433 | 149.2223 | 163.9333 | 175.417 | 183.9805 | 189.9207 | 193.882 | 196.2338 | 197.5539 | 0 | 0 | 0 | 0 | 0 | 0 | 0 | 0 | 0 | 0 | 0 | 0 | 0 | 0 | 0 | 0 | 0 | 0 | 0 | 0 | 0 | 0 | 0 | 0 | 0 | 0 | 0 | 0 | 0 | 0 | 0 | 0 | 0 | 0 | 0 | 0 | 0 | 0 | 0 | 0 | 0 | 0 | 0 | 0 | 0 | 0 | 0 | 0 | 0 | 0 | 0 | 0 | 0 | 0 | 0 | 0 | 0 | 0 | 0 | 0 | 0 | 0 | 0 | 0 | 0 | 0 | 0 | 0 | 0 | 0 | 0 | 0 | 0 | 0 | 0 | 0 | 0 | 0 | 0 | 0 | 834.2551 | 834.2551 | 834.2551 | 834.2551 | 834.2551 | 834.2551 | 834.2551 | 834.2551 | 834.2551 | 834.2551 | 834.2551 | 834.2551 | 834.2551 | 834.2551 | 834.2551 | 834.2551 | 834.2551 | 834.2551 | 834.2551 | 834.2551 | 537.3733 | 537.3733 | 537.3733 | 537.3733 | 537.3733 | 537.3733 | 537.3733 | 537.3733 | 537.3733 | 537.3733 | 537.3733 | 537.3733 | 537.3733 | 537.3733 | 537.3733 | 537.3733 | 537.3733 | 537.3733 | 537.3733 | 537.3733
WA_Industrial_Wood and Lumber Products_New_Space Heating_Natural Gas_HVAC - Demand Controlled Ventilation_A | WA | Industrial | Wood and Lumber Products | New | Space Heating | Natural Gas | HVAC - Demand Controlled Ventilation | A | IM617 | Constant ventilation | DCV enabled | 15 | 0.067787 | 0 | 0 | 0.17 | 0.02 | 0 | 0 | 0.08455 |  | sqft | 55% | 75% | Retrofit | RetroEven20 | 80.75% | TBD | 0.2% | 147.6935 |  | 90.8304 |  | 0.0019512 | VENT_DCV-Heating-7PLN-v5-8 | VENT_DCV-Heating-7PLN-v5-8 | VENT_DCV-Heating-7PLN-v5-8 | Constant ventilation | Constant ventilation | Constant ventilation | Constant ventilation | Constant ventilation | Constant ventilation | Constant ventilation | Constant ventilation | Constant ventilation | Constant ventilation | Constant ventilation | Constant ventilation | Constant ventilation | Constant ventilation | Constant ventilation | Constant ventilation | Constant ventilation | Constant ventilation | Constant ventilation | Constant ventilation | Constant ventilation | Constant ventilation | DCV enabled | DCV enabled | DCV enabled | DCV enabled | DCV enabled | DCV enabled | DCV enabled | DCV enabled | DCV enabled | DCV enabled | DCV enabled | DCV enabled | DCV enabled | DCV enabled | DCV enabled | DCV enabled | DCV enabled | DCV enabled | DCV enabled | DCV enabled | DCV enabled | DCV enabled | 0.17 | 0.17 | 0.17 | 0.17 | 0.17 | 0.17 | 0.17 | 0.17 | 0.17 | 0.17 | 0.17 | 0.17 | 0.17 | 0.17 | 0.17 | 0.17 | 0.17 | 0.17 | 0.17 | 0.17 | 0.17 | 0.17 | 0 | 0 | 0.067559 | 0.063603 | 0.062055 | 0.061154 | 0.060802 | 0.060496 | 0.060264 | 0.060061 | 0.059937 | 0.059818 | 0.059576 | 0.059382 | 0.059177 | 0.059358 | 0.059466 | 0.059463 | 0.059575 | 0.059557 | 0.059585 | 0.05953 | 0.0022886 | 0.0037602 | 0.0052313 | 0.0068814 | 0.0078754 | 0.0090294 | 0.010169 | 0.011451 | 0.012406 | 0.013504 | 0.014553 | 0.015782 | 0.01659 | 0.017693 | 0.018779 | 0.020004 | 0.020853 | 0.021846 | 0.022829 | 0.023777 | 0.0022886 | 0.0059148 | 0.011002 | 0.017724 | 0.025497 | 0.034398 | 0.044435 | 0.055736 | 0.068028 | 0.081396 | 0.095621 | 0.11109 | 0.1273 | 0.14538 | 0.16442 | 0.1824 | 0.20008 | 0.21684 | 0.23307 | 0.24892 | 33.8756 | 59.1194 | 84.3011 | 112.5259 | 129.524 | 149.2566 | 168.7404 | 190.6568 | 206.98 | 225.7538 | 244.2787 | 265.7681 | 280.353 | 298.079 | 315.7915 | 336.4113 | 350.0313 | 366.8143 | 383.1403 | 399.418 | 33.8756 | 92.995 | 177.2961 | 289.822 | 419.346 | 568.6026 | 737.343 | 927.9998 | 1134.9797 | 1360.7336 | 1605.0123 | 1870.7804 | 2151.1335 | 2449.2125 | 2765.004 | 3067.5397 | 3358.4516 | 3640.9648 | 3911.5792 | 4181.4731 | 0.0019512 | 0.0033678 | 0.0047664 | 0.0063191 | 0.0072455 | 0.0083124 | 0.0093593 | 0.010531 | 0.0114 | 0.012397 | 0.013354 | 0.01447 | 0.015205 | 0.016112 | 0.017017 | 0.018053 | 0.018747 | 0.019591 | 0.020418 | 0.021255 | 0.0019512 | 0.0052976 | 0.010024 | 0.016275 | 0.023458 | 0.031667 | 0.040897 | 0.051258 | 0.062514 | 0.074723 | 0.087743 | 0.10186 | 0.11666 | 0.13239 | 0.14899 | 0.16462 | 0.17987 | 0.19446 | 0.20845 | 0.22252 | 28.7943 | 50.2515 | 71.6559 | 95.647 | 110.0954 | 126.8681 | 143.4294 | 162.0583 | 175.933 | 191.8908 | 207.6369 | 225.9029 | 238.3001 | 253.3671 | 268.4228 | 285.9496 | 297.5266 | 311.7922 | 325.6692 | 339.5053 | 28.7943 | 79.0457 | 150.7017 | 246.3487 | 356.4441 | 483.3122 | 626.7415 | 788.7998 | 964.7328 | 1156.6235 | 1364.2605 | 1590.1633 | 1828.4634 | 2081.8306 | 2350.2534 | 2607.4087 | 2854.6839 | 3094.8201 | 3324.8423 | 3554.2522 | 0.0019512 | 0.0033678 | 0.0047664 | 0.0063191 | 0.0072455 | 0.0083124 | 0.0093593 | 0.010531 | 0.0114 | 0.012397 | 0.013354 | 0.01447 | 0.015205 | 0.016112 | 0.017017 | 0.018053 | 0.018747 | 0.019591 | 0.020418 | 0.021255 | 0.0019512 | 0.0052976 | 0.010024 | 0.016275 | 0.023458 | 0.031667 | 0.040897 | 0.051258 | 0.062514 | 0.074723 | 0.087743 | 0.10186 | 0.11666 | 0.13239 | 0.14899 | 0.16462 | 0.17987 | 0.19446 | 0.20845 | 0.22252 | 28.7943 | 50.2515 | 71.6559 | 95.647 | 110.0954 | 126.8681 | 143.4294 | 162.0583 | 175.933 | 191.8908 | 207.6369 | 225.9029 | 238.3001 | 253.3671 | 268.4228 | 285.9496 | 297.5266 | 311.7922 | 325.6692 | 339.5053 | 28.7943 | 79.0457 | 150.7017 | 246.3487 | 356.4441 | 483.3122 | 626.7415 | 788.7998 | 964.7328 | 1156.6235 | 1364.2605 | 1590.1633 | 1828.4634 | 2081.8306 | 2350.2534 | 2607.4087 | 2854.6839 | 3094.8201 | 3324.8423 | 3554.2522 | 0.0019512 | 0.0033678 | 0.0047664 | 0.0063191 | 0.0072455 | 0.0083124 | 0.0093593 | 0.010531 | 0.0114 | 0.012397 | 0.013354 | 0.01447 | 0.015205 | 0.016112 | 0.017017 | 0.018053 | 0.018747 | 0.019591 | 0.020418 | 0.021255 | 0.0019512 | 0.0052976 | 0.010024 | 0.016275 | 0.023458 | 0.031667 | 0.040897 | 0.051258 | 0.062514 | 0.074723 | 0.087743 | 0.10186 | 0.11666 | 0.13239 | 0.14899 | 0.16462 | 0.17987 | 0.19446 | 0.20845 | 0.22252 | 28.7943 | 50.2515 | 71.6559 | 95.647 | 110.0954 | 126.8681 | 143.4294 | 162.0583 | 175.933 | 191.8908 | 207.6369 | 225.9029 | 238.3001 | 253.3671 | 268.4228 | 285.9496 | 297.5266 | 311.7922 | 325.6692 | 339.5053 | 28.7943 | 79.0457 | 150.7017 | 246.3487 | 356.4441 | 483.3122 | 626.7415 | 788.7998 | 964.7328 | 1156.6235 | 1364.2605 | 1590.1633 | 1828.4634 | 2081.8306 | 2350.2534 | 2607.4087 | 2854.6839 | 3094.8201 | 3324.8423 | 3554.2522 | 0.0019512 | 0.0033678 | 0.0047664 | 0.0063191 | 0.0072455 | 0.0083124 | 0.0093593 | 0.010531 | 0.0114 | 0.012397 | 0.013354 | 0.01447 | 0.015205 | 0.016112 | 0.017017 | 0.018053 | 0.018747 | 0.019591 | 0.020418 | 0.021255 | 0.0019512 | 0.0052976 | 0.010024 | 0.016275 | 0.023458 | 0.031667 | 0.040897 | 0.051258 | 0.062514 | 0.074723 | 0.087743 | 0.10186 | 0.11666 | 0.13239 | 0.14899 | 0.16462 | 0.17987 | 0.19446 | 0.20845 | 0.22252 | 28.7943 | 50.2515 | 71.6559 | 95.647 | 110.0954 | 126.8681 | 143.4294 | 162.0583 | 175.933 | 191.8908 | 207.6369 | 225.9029 | 238.3001 | 253.3671 | 268.4228 | 285.9496 | 297.5266 | 311.7922 | 325.6692 | 339.5053 | 28.7943 | 79.0457 | 150.7017 | 246.3487 | 356.4441 | 483.3122 | 626.7415 | 788.7998 | 964.7328 | 1156.6235 | 1364.2605 | 1590.1633 | 1828.4634 | 2081.8306 | 2350.2534 | 2607.4087 | 2854.6839 | 3094.8201 | 3324.8423 | 3554.2522 | 582.9502 | 582.9502 | 582.9502 | 582.9502 | 582.9502 | 582.9502 | 582.9502 | 582.9502 | 582.9502 | 582.9502 | 582.9502 | 582.9502 | 582.9502 | 582.9502 | 582.9502 | 582.9502 | 582.9502 | 582.9502 | 582.9502 | 582.9502 | 179.855 | 179.855 | 179.855 | 179.855 | 179.855 | 179.855 | 179.855 | 179.855 | 179.855 | 179.855 | 179.855 | 179.855 | 179.855 | 179.855 | 179.855 | 179.855 | 179.855 | 179.855 | 179.855 | 179.855
WA_Industrial_Wood and Lumber Products_New_Space Heating_Natural Gas_Gas Boiler - Stack Economizer_A | WA | Industrial | Wood and Lumber Products | New | Space Heating | Natural Gas | Gas Boiler - Stack Economizer | A | IM618 | None | Economizer installed | 15 | 0.85171 | 0 | 0 | 54.37 | 0 | 0 | 0 | 27.1858 |  | sqft | 15% | 55% | Retrofit | Retro12Med | 75.44% | TBD | 0.2% | 551.8204 |  | 366.0803 |  | 0.00040727 | IL TRM - 4.4.28 - CI-HVC-BECO-V02-210101 | XCEL CO 2019-2020 DSM Plan | IL TRM - 4.4.28 - CI-HVC-BECO-V02-210101 | None | None | None | None | None | None | None | None | None | None | None | None | None | None | None | None | None | None | None | None | None | None | Economizer installed | Economizer installed | Economizer installed | Economizer installed | Economizer installed | Economizer installed | Economizer installed | Economizer installed | Economizer installed | Economizer installed | Economizer installed | Economizer installed | Economizer installed | Economizer installed | Economizer installed | Economizer installed | Economizer installed | Economizer installed | Economizer installed | Economizer installed | Economizer installed | Economizer installed | 54.37 | 54.37 | 54.37 | 54.37 | 54.37 | 54.37 | 54.37 | 54.37 | 54.37 | 54.37 | 54.37 | 54.37 | 54.37 | 54.37 | 54.37 | 54.37 | 54.37 | 54.37 | 54.37 | 54.37 | 54.37 | 54.37 | 0 | 0 | 0.84731 | 0.79672 | 0.77626 | 0.7638 | 0.75759 | 0.75189 | 0.74678 | 0.74173 | 0.73696 | 0.73205 | 0.72541 | 0.71957 | 0.71321 | 0.71227 | 0.7111 | 0.70973 | 0.70983 | 0.70951 | 0.71033 | 0.71055 | 0.00047758 | 0.0007837 | 0.0010888 | 0.00143 | 0.0016327 | 0.0016805 | 0.0015096 | 0.0013553 | 0.0011695 | 0.0010137 | 0.00086953 | 0.00075072 | 0.00062794 | 0.00053341 | 0.00045134 | 0.00040004 | 0.00069823 | 0.0009952 | 0.0013299 | 0.0015313 | 0.00047758 | 0.0012328 | 0.0022899 | 0.0036832 | 0.005286 | 0.0069268 | 0.0083892 | 0.0096878 | 0.010795 | 0.011737 | 0.0125 | 0.01315 | 0.013662 | 0.014177 | 0.014605 | 0.014577 | 0.014579 | 0.014572 | 0.014589 | 0.014594 | 0.56365 | 0.98367 | 1.4027 | 1.8723 | 2.1551 | 2.2351 | 2.0215 | 1.8272 | 1.5869 | 1.3847 | 1.1987 | 1.0433 | 0.88043 | 0.74888 | 0.6347 | 0.56365 | 0.98367 | 1.4027 | 1.8723 | 2.1551 | 0.56365 | 1.5473 | 2.95 | 4.8223 | 6.9774 | 9.2124 | 11.2339 | 13.0612 | 14.6481 | 16.0328 | 17.2315 | 18.2747 | 19.1552 | 19.9041 | 20.5388 | 20.5388 | 20.5388 | 20.5388 | 20.5388 | 20.5388 | 0.00040727 | 0.00070225 | 0.00099273 | 0.0013144 | 0.001504 | 0.0015496 | 0.0013923 | 0.0012497 | 0.0010782 | 0.00093426 | 0.00080168 | 0.00069209 | 0.00057913 | 0.00048915 | 0.00041207 | 0.00036386 | 0.0006328 | 0.00089973 | 0.001199 | 0.0013796 | 0.00040727 | 0.0011046 | 0.0020878 | 0.0033853 | 0.0048693 | 0.0063871 | 0.0077373 | 0.0089326 | 0.0099525 | 0.010817 | 0.011525 | 0.012123 | 0.0126 | 0.013001 | 0.013334 | 0.013259 | 0.013213 | 0.013175 | 0.013153 | 0.013148 | 0.4791 | 0.83612 | 1.1923 | 1.5914 | 1.8318 | 1.8998 | 1.7183 | 1.5531 | 1.3489 | 1.177 | 1.0189 | 0.88679 | 0.74837 | 0.63655 | 0.5395 | 0.4791 | 0.83612 | 1.1923 | 1.5914 | 1.8318 | 0.4791 | 1.3152 | 2.5075 | 4.0989 | 5.9308 | 7.8306 | 9.5488 | 11.102 | 12.4509 | 13.6279 | 14.6467 | 15.5335 | 16.2819 | 16.9185 | 17.4579 | 17.4579 | 17.4579 | 17.4579 | 17.4579 | 17.4579 | 0 | 0 | 0 | 0 | 0 | 0 | 0 | 0 | 0 | 0 | 0 | 0 | 0 | 0 | 0 | 0 | 0 | 0 | 0 | 0 | 0 | 0 | 0 | 0 | 0 | 0 | 0 | 0 | 0 | 0 | 0 | 0 | 0 | 0 | 0 | 0 | 0 | 0 | 0 | 0 | 0 | 0 | 0 | 0 | 0 | 0 | 0 | 0 | 0 | 0 | 0 | 0 | 0 | 0 | 0 | 0 | 0 | 0 | 0 | 0 | 0 | 0 | 0 | 0 | 0 | 0 | 0 | 0 | 0 | 0 | 0 | 0 | 0 | 0 | 0 | 0 | 0 | 0 | 0 | 0 | 0.00040727 | 0.00070225 | 0.00099273 | 0.0013144 | 0.001504 | 0.0015496 | 0.0013923 | 0.0012497 | 0.0010782 | 0.00093426 | 0.00080168 | 0.00069209 | 0.00057913 | 0.00048915 | 0.00041207 | 0.00036386 | 0.0006328 | 0.00089973 | 0.001199 | 0.0013796 | 0.00040727 | 0.0011046 | 0.0020878 | 0.0033853 | 0.0048693 | 0.0063871 | 0.0077373 | 0.0089326 | 0.0099525 | 0.010817 | 0.011525 | 0.012123 | 0.0126 | 0.013001 | 0.013334 | 0.013259 | 0.013213 | 0.013175 | 0.013153 | 0.013148 | 0.4791 | 0.83612 | 1.1923 | 1.5914 | 1.8318 | 1.8998 | 1.7183 | 1.5531 | 1.3489 | 1.177 | 1.0189 | 0.88679 | 0.74837 | 0.63655 | 0.5395 | 0.4791 | 0.83612 | 1.1923 | 1.5914 | 1.8318 | 0.4791 | 1.3152 | 2.5075 | 4.0989 | 5.9308 | 7.8306 | 9.5488 | 11.102 | 12.4509 | 13.6279 | 14.6467 | 15.5335 | 16.2819 | 16.9185 | 17.4579 | 17.4579 | 17.4579 | 17.4579 | 17.4579 | 17.4579 | 0.00040727 | 0.00070225 | 0.00099273 | 0.0013144 | 0.001504 | 0.0015496 | 0.0013923 | 0.0012497 | 0.0010782 | 0.00093426 | 0.00080168 | 0.00069209 | 0.00057913 | 0.00048915 | 0.00041207 | 0.00036386 | 0.0006328 | 0.00089973 | 0.001199 | 0.0013796 | 0.00040727 | 0.0011046 | 0.0020878 | 0.0033853 | 0.0048693 | 0.0063871 | 0.0077373 | 0.0089326 | 0.0099525 | 0.010817 | 0.011525 | 0.012123 | 0.0126 | 0.013001 | 0.013334 | 0.013259 | 0.013213 | 0.013175 | 0.013153 | 0.013148 | 0.4791 | 0.83612 | 1.1923 | 1.5914 | 1.8318 | 1.8998 | 1.7183 | 1.5531 | 1.3489 | 1.177 | 1.0189 | 0.88679 | 0.74837 | 0.63655 | 0.5395 | 0.4791 | 0.83612 | 1.1923 | 1.5914 | 1.8318 | 0.4791 | 1.3152 | 2.5075 | 4.0989 | 5.9308 | 7.8306 | 9.5488 | 11.102 | 12.4509 | 13.6279 | 14.6467 | 15.5335 | 16.2819 | 16.9185 | 17.4579 | 17.4579 | 17.4579 | 17.4579 | 17.4579 | 17.4579 | 643.5207 | 643.5207 | 643.5207 | 643.5207 | 643.5207 | 643.5207 | 643.5207 | 643.5207 | 643.5207 | 643.5207 | 643.5207 | 643.5207 | 643.5207 | 643.5207 | 643.5207 | 643.5207 | 643.5207 | 643.5207 | 643.5207 | 643.5207 | 426.9148 | 426.9148 | 426.9148 | 426.9148 | 426.9148 | 426.9148 | 426.9148 | 426.9148 | 426.9148 | 426.9148 | 426.9148 | 426.9148 | 426.9148 | 426.9148 | 426.9148 | 426.9148 | 426.9148 | 426.9148 | 426.9148 | 426.9148
WA_Industrial_Wood and Lumber Products_New_Process_Natural Gas_Gas Boiler - Stack Economizer_A | WA | Industrial | Wood and Lumber Products | New | Process | Natural Gas | Gas Boiler - Stack Economizer | A | IM619 | None | Economizer installed | 15 | 8.2818 | 0 | 0 | 54.37 | 0 | 0 | 0 | 27.1858 |  | sqft | 15% | 55% | Retrofit | Retro12Med | 75.44% | TBD | 0.2% | 551.8204 |  | 366.0803 |  | 0.013629 | IL TRM - 4.4.28 - CI-HVC-BECO-V02-210101 | XCEL CO 2019-2020 DSM Plan | IL TRM - 4.4.29 - CI-HVC-PECO-V01-150601 | None | None | None | None | None | None | None | None | None | None | None | None | None | None | None | None | None | None | None | None | None | None | Economizer installed | Economizer installed | Economizer installed | Economizer installed | Economizer installed | Economizer installed | Economizer installed | Economizer installed | Economizer installed | Economizer installed | Economizer installed | Economizer installed | Economizer installed | Economizer installed | Economizer installed | Economizer installed | Economizer installed | Economizer installed | Economizer installed | Economizer installed | Economizer installed | Economizer installed | 54.37 | 54.37 | 54.37 | 54.37 | 54.37 | 54.37 | 54.37 | 54.37 | 54.37 | 54.37 | 54.37 | 54.37 | 54.37 | 54.37 | 54.37 | 54.37 | 54.37 | 54.37 | 54.37 | 54.37 | 54.37 | 54.37 | 0 | 0 | 8.2614 | 8.2496 | 8.2386 | 8.2288 | 8.2148 | 8.2048 | 8.1967 | 8.1912 | 8.1848 | 8.1806 | 8.1773 | 8.1761 | 8.1732 | 8.1721 | 8.1713 | 8.1724 | 8.1725 | 8.1738 | 8.1748 | 8.1755 | 0.016028 | 0.027932 | 0.039776 | 0.05303 | 0.060937 | 0.063122 | 0.057033 | 0.051518 | 0.044708 | 0.03899 | 0.033738 | 0.029361 | 0.024769 | 0.021065 | 0.017852 | 0.015855 | 0.027671 | 0.039463 | 0.052682 | 0.060646 | 0.016028 | 0.043937 | 0.083654 | 0.13658 | 0.19729 | 0.26017 | 0.31695 | 0.36825 | 0.41267 | 0.45145 | 0.48501 | 0.5143 | 0.53889 | 0.55988 | 0.57768 | 0.57775 | 0.57776 | 0.57785 | 0.57792 | 0.57797 | 1.9401 | 3.3858 | 4.828 | 6.4445 | 7.418 | 7.6933 | 6.9581 | 6.2894 | 5.4623 | 4.7662 | 4.1259 | 3.5911 | 3.0305 | 2.5777 | 2.1847 | 1.9401 | 3.3858 | 4.828 | 6.4445 | 7.418 | 1.9401 | 5.3259 | 10.154 | 16.5985 | 24.0164 | 31.7097 | 38.6678 | 44.9572 | 50.4195 | 55.1858 | 59.3116 | 62.9027 | 65.9332 | 68.5108 | 70.6955 | 70.6955 | 70.6955 | 70.6955 | 70.6955 | 70.6955 | 0.013629 | 0.023756 | 0.033836 | 0.045119 | 0.05186 | 0.053729 | 0.048554 | 0.043863 | 0.038069 | 0.033203 | 0.028732 | 0.025005 | 0.021095 | 0.017941 | 0.015205 | 0.013504 | 0.023567 | 0.03361 | 0.044868 | 0.051649 | 0.013629 | 0.037368 | 0.071162 | 0.11621 | 0.1679 | 0.22146 | 0.26983 | 0.31353 | 0.35139 | 0.38444 | 0.41305 | 0.438 | 0.45896 | 0.47685 | 0.49202 | 0.49207 | 0.49207 | 0.49214 | 0.49219 | 0.49223 | 1.6491 | 2.878 | 4.1038 | 5.4778 | 6.3053 | 6.5393 | 5.9143 | 5.346 | 4.643 | 4.0513 | 3.507 | 3.0524 | 2.5759 | 2.191 | 1.857 | 1.6491 | 2.878 | 4.1038 | 5.4778 | 6.3053 | 1.6491 | 4.527 | 8.6309 | 14.1087 | 20.414 | 26.9533 | 32.8676 | 38.2136 | 42.8566 | 46.9079 | 50.4149 | 53.4673 | 56.0432 | 58.2342 | 60.0912 | 60.0912 | 60.0912 | 60.0912 | 60.0912 | 60.0912 | 0 | 0 | 0 | 0 | 0 | 0 | 0 | 0 | 0 | 0 | 0 | 0 | 0 | 0 | 0 | 0 | 0 | 0 | 0 | 0 | 0 | 0 | 0 | 0 | 0 | 0 | 0 | 0 | 0 | 0 | 0 | 0 | 0 | 0 | 0 | 0 | 0 | 0 | 0 | 0 | 0 | 0 | 0 | 0 | 0 | 0 | 0 | 0 | 0 | 0 | 0 | 0 | 0 | 0 | 0 | 0 | 0 | 0 | 0 | 0 | 0 | 0 | 0 | 0 | 0 | 0 | 0 | 0 | 0 | 0 | 0 | 0 | 0 | 0 | 0 | 0 | 0 | 0 | 0 | 0 | 0.013629 | 0.023756 | 0.033836 | 0.045119 | 0.051861 | 0.05373 | 0.048555 | 0.043865 | 0.038071 | 0.033206 | 0.028735 | 0.025008 | 0.021098 | 0.017943 | 0.015207 | 0.013505 | 0.02357 | 0.033614 | 0.044872 | 0.051654 | 0.013629 | 0.037368 | 0.071162 | 0.11621 | 0.1679 | 0.22146 | 0.26983 | 0.31355 | 0.35141 | 0.38447 | 0.41308 | 0.43804 | 0.45902 | 0.47691 | 0.49208 | 0.49213 | 0.49213 | 0.4922 | 0.49224 | 0.49228 | 1.6491 | 2.878 | 4.1038 | 5.4778 | 6.3053 | 6.5393 | 5.9143 | 5.346 | 4.643 | 4.0513 | 3.507 | 3.0524 | 2.5759 | 2.191 | 1.857 | 1.6491 | 2.878 | 4.1038 | 5.4778 | 6.3053 | 1.6491 | 4.527 | 8.6309 | 14.1087 | 20.414 | 26.9533 | 32.8676 | 38.2136 | 42.8566 | 46.9079 | 50.4149 | 53.4673 | 56.0432 | 58.2342 | 60.0912 | 60.0912 | 60.0912 | 60.0912 | 60.0912 | 60.0912 | 0.013629 | 0.023756 | 0.033836 | 0.045119 | 0.051861 | 0.05373 | 0.048555 | 0.043865 | 0.038071 | 0.033206 | 0.028735 | 0.025008 | 0.021098 | 0.017943 | 0.015207 | 0.013505 | 0.02357 | 0.033614 | 0.044872 | 0.051654 | 0.013629 | 0.037368 | 0.071162 | 0.11621 | 0.1679 | 0.22146 | 0.26983 | 0.31355 | 0.35141 | 0.38447 | 0.41308 | 0.43804 | 0.45902 | 0.47691 | 0.49208 | 0.49213 | 0.49213 | 0.4922 | 0.49224 | 0.49228 | 1.6491 | 2.878 | 4.1038 | 5.4778 | 6.3053 | 6.5393 | 5.9143 | 5.346 | 4.643 | 4.0513 | 3.507 | 3.0524 | 2.5759 | 2.191 | 1.857 | 1.6491 | 2.878 | 4.1038 | 5.4778 | 6.3053 | 1.6491 | 4.527 | 8.6309 | 14.1087 | 20.414 | 26.9533 | 32.8676 | 38.2136 | 42.8566 | 46.9079 | 50.4149 | 53.4673 | 56.0432 | 58.2342 | 60.0912 | 60.0912 | 60.0912 | 60.0912 | 60.0912 | 60.0912 | 643.5207 | 643.5207 | 643.5207 | 643.5207 | 643.5207 | 643.5207 | 643.5207 | 643.5207 | 643.5207 | 643.5207 | 643.5207 | 643.5207 | 643.5207 | 643.5207 | 643.5207 | 643.5207 | 643.5207 | 643.5207 | 643.5207 | 643.5207 | 426.9148 | 426.9148 | 426.9148 | 426.9148 | 426.9148 | 426.9148 | 426.9148 | 426.9148 | 426.9148 | 426.9148 | 426.9148 | 426.9148 | 426.9148 | 426.9148 | 426.9148 | 426.9148 | 426.9148 | 426.9148 | 426.9148 | 426.9148
WA_Industrial_Wood and Lumber Products_New_Space Heating_Natural Gas_Gas Furnace Tube Inserts_A | WA | Industrial | Wood and Lumber Products | New | Space Heating | Natural Gas | Gas Furnace Tube Inserts | A | IM620 | None | Tube inserts installed | 5 | 0.077933 | 0 | 0 | 0.02 | 0 | 0 | 0 | 0.0086 |  | sqft | 0% | 0% | Retrofit | Retro3Slow | 84.16% | TBD | 0.2% | 282.1807 |  | 218.2727 |  | 0 | WI TRM - Radiant Tube Inserts, 2507 | WI TRM - Radiant Tube Inserts, 2507 | WI TRM - Radiant Tube Inserts, 2507 | None | None | None | None | None | None | None | None | None | None | None | None | None | None | None | None | None | None | None | None | None | None | Tube inserts installed | Tube inserts installed | Tube inserts installed | Tube inserts installed | Tube inserts installed | Tube inserts installed | Tube inserts installed | Tube inserts installed | Tube inserts installed | Tube inserts installed | Tube inserts installed | Tube inserts installed | Tube inserts installed | Tube inserts installed | Tube inserts installed | Tube inserts installed | Tube inserts installed | Tube inserts installed | Tube inserts installed | Tube inserts installed | Tube inserts installed | Tube inserts installed | 0.02 | 0.02 | 0.02 | 0.02 | 0.02 | 0.02 | 0.02 | 0.02 | 0.02 | 0.02 | 0.02 | 0.02 | 0.02 | 0.02 | 0.02 | 0.02 | 0.02 | 0.02 | 0.02 | 0.02 | 0.02 | 0.02 | 0 | 0 | 0.077672 | 0.073123 | 0.071343 | 0.070307 | 0.069903 | 0.069551 | 0.069285 | 0.069051 | 0.068909 | 0.068771 | 0.068494 | 0.068271 | 0.068034 | 0.068243 | 0.068367 | 0.068363 | 0.068492 | 0.068472 | 0.068504 | 0.06844 | 0 | 0 | 0 | 0 | 0 | 0 | 0 | 0 | 0 | 0 | 0 | 0 | 0 | 0 | 0 | 0 | 0 | 0 | 0 | 0 | 0 | 0 | 0 | 0 | 0 | 0 | 0 | 0 | 0 | 0 | 0 | 0 | 0 | 0 | 0 | 0 | 0 | 0 | 0 | 0 | 0 | 0 | 0 | 0 | 0 | 0 | 0 | 0 | 0 | 0 | 0 | 0 | 0 | 0 | 0 | 0 | 0 | 0 | 0 | 0 | 0 | 0 | 0 | 0 | 0 | 0 | 0 | 0 | 0 | 0 | 0 | 0 | 0 | 0 | 0 | 0 | 0 | 0 | 0 | 0 | 0 | 0 | 0 | 0 | 0 | 0 | 0 | 0 | 0 | 0 | 0 | 0 | 0 | 0 | 0 | 0 | 0 | 0 | 0 | 0 | 0 | 0 | 0 | 0 | 0 | 0 | 0 | 0 | 0 | 0 | 0 | 0 | 0 | 0 | 0 | 0 | 0 | 0 | 0 | 0 | 0 | 0 | 0 | 0 | 0 | 0 | 0 | 0 | 0 | 0 | 0 | 0 | 0 | 0 | 0 | 0 | 0 | 0 | 0 | 0 | 0 | 0 | 0 | 0 | 0 | 0 | 0 | 0 | 0 | 0 | 0 | 0 | 0 | 0 | 0 | 0 | 0 | 0 | 0 | 0 | 0 | 0 | 0 | 0 | 0 | 0 | 0 | 0 | 0 | 0 | 0 | 0 | 0 | 0 | 0 | 0 | 0 | 0 | 0 | 0 | 0 | 0 | 0 | 0 | 0 | 0 | 0 | 0 | 0 | 0 | 0 | 0 | 0 | 0 | 0 | 0 | 0 | 0 | 0 | 0 | 0 | 0 | 0 | 0 | 0 | 0 | 0 | 0 | 0 | 0 | 0 | 0 | 0 | 0 | 0 | 0 | 0 | 0 | 0 | 0 | 0 | 0 | 0 | 0 | 0 | 0 | 0 | 0 | 0 | 0 | 0 | 0 | 0 | 0 | 0 | 0 | 0 | 0 | 0 | 0 | 0 | 0 | 0 | 0 | 0 | 0 | 0 | 0 | 0 | 0 | 0 | 0 | 0 | 0 | 0 | 0 | 0 | 0 | 0 | 0 | 0 | 0 | 0 | 0 | 0 | 0 | 0 | 0 | 0 | 0 | 0 | 0 | 0 | 0 | 0 | 0 | 0 | 0 | 0 | 0 | 0 | 0 | 0 | 0 | 0 | 0 | 0 | 0 | 0 | 0 | 0 | 0 | 0 | 0 | 0 | 0 | 0 | 0 | 0 | 0 | 0 | 0 | 0 | 0 | 0 | 0 | 0 | 0 | 0 | 0 | 0 | 0 | 0 | 0 | 0 | 0 | 0 | 0 | 0 | 0 | 0 | 0 | 0 | 0 | 0 | 0 | 0 | 0 | 0 | 0 | 0 | 0 | 0 | 0 | 0 | 0 | 0 | 0 | 0 | 0 | 0 | 0 | 0 | 0 | 0 | 0 | 0 | 0 | 0 | 0 | 0 | 0 | 0 | 0 | 0 | 0 | 0 | 0 | 0 | 0 | 0 | 0 | 0 | 0 | 0 | 0 | 0 | 0 | 0 | 0 | 0 | 0 | 0 | 0 | 0 | 0 | 0 | 0 | 0 | 0 | 0 | 0 | 0 | 0 | 0 | 0 | 0 | 0 | 0 | 0 | 0 | 0 | 0 | 0 | 0 | 0 | 0 | 0 | 0 | 0 | 60.9549 | 60.9549 | 60.9549 | 60.9549 | 60.9549 | 60.9549 | 60.9549 | 60.9549 | 60.9549 | 60.9549 | 60.9549 | 60.9549 | 60.9549 | 60.9549 | 60.9549 | 60.9549 | 60.9549 | 60.9549 | 60.9549 | 60.9549 | 47.1499 | 47.1499 | 47.1499 | 47.1499 | 47.1499 | 47.1499 | 47.1499 | 47.1499 | 47.1499 | 47.1499 | 47.1499 | 47.1499 | 47.1499 | 47.1499 | 47.1499 | 47.1499 | 47.1499 | 47.1499 | 47.1499 | 47.1499
WA_Industrial_Wood and Lumber Products_New_Space Heating_Natural Gas_Space Heating - Heat Recovery Ventilator_A | WA | Industrial | Wood and Lumber Products | New | Space Heating | Natural Gas | Space Heating - Heat Recovery Ventilator | A | IM621 | None | HRV installed | 15 | 0.012707 | 0 | 0 | 0.28 | 0 | 0 | 0 | 0.139 |  | sqft | 5% | 10% | Retrofit | RetroEven20 | 80.75% | TBD | 0.2% | 146.5862 |  | 97.246 |  | 0.00089379 | IL TRM - 4.4.27 - CI-HVC-ERVE-V04-200101 | IL TRM - 4.4.27 - CI-HVC-ERVE-V04-200101 | IL TRM - 4.4.27 - CI-HVC-ERVE-V04-200101 | None | None | None | None | None | None | None | None | None | None | None | None | None | None | None | None | None | None | None | None | None | None | HRV installed | HRV installed | HRV installed | HRV installed | HRV installed | HRV installed | HRV installed | HRV installed | HRV installed | HRV installed | HRV installed | HRV installed | HRV installed | HRV installed | HRV installed | HRV installed | HRV installed | HRV installed | HRV installed | HRV installed | HRV installed | HRV installed | 0.28 | 0.28 | 0.28 | 0.28 | 0.28 | 0.28 | 0.28 | 0.28 | 0.28 | 0.28 | 0.28 | 0.28 | 0.28 | 0.28 | 0.28 | 0.28 | 0.28 | 0.28 | 0.28 | 0.28 | 0.28 | 0.28 | 0 | 0 | 0.01264 | 0.011884 | 0.011578 | 0.011391 | 0.011297 | 0.011211 | 0.011133 | 0.011057 | 0.010986 | 0.010912 | 0.010812 | 0.010725 | 0.01063 | 0.010616 | 0.010599 | 0.010579 | 0.01058 | 0.010576 | 0.010589 | 0.010592 | 0.0010481 | 0.0017197 | 0.002389 | 0.0031374 | 0.0035816 | 0.0040957 | 0.0045984 | 0.0051602 | 0.0055656 | 0.0060296 | 0.006465 | 0.006977 | 0.0072946 | 0.0077456 | 0.0081925 | 0.008711 | 0.0090651 | 0.0094958 | 0.0099302 | 0.010356 | 0.0010481 | 0.0027051 | 0.0050244 | 0.0080808 | 0.011596 | 0.015603 | 0.020094 | 0.025117 | 0.030519 | 0.036343 | 0.042478 | 0.049112 | 0.055971 | 0.063643 | 0.071731 | 0.07943 | 0.086977 | 0.094254 | 0.10138 | 0.10841 | 82.9182 | 144.708 | 206.346 | 275.4326 | 317.0394 | 365.3393 | 413.0305 | 466.6757 | 506.6303 | 552.5837 | 597.9275 | 650.5277 | 686.2276 | 729.6159 | 772.9713 | 823.4429 | 856.7809 | 897.8611 | 937.8226 | 977.666 | 82.9182 | 227.6263 | 433.9723 | 709.4049 | 1026.4443 | 1391.7836 | 1804.814 | 2271.4897 | 2778.12 | 3330.7037 | 3928.6312 | 4579.1589 | 5265.3865 | 5995.0024 | 6767.9737 | 7508.4983 | 8220.5712 | 8912.0863 | 9574.4762 | 10235.1028 | 0.00089379 | 0.001541 | 0.0021783 | 0.0028838 | 0.0032995 | 0.003777 | 0.0042416 | 0.0047585 | 0.0051319 | 0.0055581 | 0.0059614 | 0.006433 | 0.0067286 | 0.007104 | 0.0074807 | 0.0079243 | 0.0082167 | 0.008586 | 0.0089536 | 0.0093308 | 0.00089379 | 0.002424 | 0.0045812 | 0.0074276 | 0.010683 | 0.014389 | 0.018534 | 0.023162 | 0.028141 | 0.033501 | 0.039169 | 0.045283 | 0.051628 | 0.058371 | 0.0655 | 0.072257 | 0.078837 | 0.085224 | 0.091409 | 0.097683 | 70.4805 | 123.0018 | 175.3941 | 234.1177 | 269.4835 | 310.5384 | 351.0759 | 396.6743 | 430.6358 | 469.6961 | 508.2384 | 552.9485 | 583.2935 | 620.1735 | 657.0256 | 699.9265 | 728.2637 | 763.182 | 797.1492 | 831.0161 | 70.4805 | 193.4823 | 368.8765 | 602.9942 | 872.4777 | 1183.016 | 1534.0919 | 1930.7662 | 2361.402 | 2831.0981 | 3339.3365 | 3892.2851 | 4475.5785 | 5095.752 | 5752.7776 | 6382.2236 | 6987.4855 | 7575.2733 | 8138.3048 | 8699.8374 | 0 | 0 | 0 | 0 | 0 | 0 | 0 | 0 | 0 | 0 | 0 | 0 | 0 | 0 | 0 | 0 | 0 | 0 | 0 | 0 | 0 | 0 | 0 | 0 | 0 | 0 | 0 | 0 | 0 | 0 | 0 | 0 | 0 | 0 | 0 | 0 | 0 | 0 | 0 | 0 | 0 | 0 | 0 | 0 | 0 | 0 | 0 | 0 | 0 | 0 | 0 | 0 | 0 | 0 | 0 | 0 | 0 | 0 | 0 | 0 | 0 | 0 | 0 | 0 | 0 | 0 | 0 | 0 | 0 | 0 | 0 | 0 | 0 | 0 | 0 | 0 | 0 | 0 | 0 | 0 | 0 | 0 | 0 | 0 | 0 | 0 | 0 | 0 | 0 | 0 | 0 | 0 | 0 | 0 | 0 | 0 | 0 | 0 | 0 | 0 | 0 | 0 | 0 | 0 | 0 | 0 | 0 | 0 | 0 | 0 | 0 | 0 | 0 | 0 | 0 | 0 | 0 | 0 | 0 | 0 | 0 | 0 | 0 | 0 | 0 | 0 | 0 | 0 | 0 | 0 | 0 | 0 | 0 | 0 | 0 | 0 | 0 | 0 | 0 | 0 | 0 | 0 | 0 | 0 | 0 | 0 | 0 | 0 | 0 | 0 | 0 | 0 | 0 | 0 | 0 | 0 | 0 | 0 | 0 | 0 | 0 | 0 | 0 | 0 | 0 | 0 | 0 | 0 | 0 | 0 | 0 | 0 | 0 | 0 | 0 | 0 | 0 | 0 | 0 | 0 | 0 | 0 | 0 | 0 | 0 | 0 | 0 | 0 | 0 | 0 | 0 | 0 | 0 | 0 | 0 | 0 | 0 | 0 | 0 | 0 | 0 | 0 | 0 | 0 | 0 | 0 | 0 | 0 | 0 | 0 | 0 | 0 | 0 | 0 | 0 | 0 | 0 | 0 | 0 | 0 | 0 | 0 | 0 | 0 | 0 | 0 | 0 | 0 | 0 | 0 | 0 | 0 | 0 | 0 | 0 | 0 | 0 | 0 | 0 | 0 | 2382.0251 | 2382.0251 | 2382.0251 | 2382.0251 | 2382.0251 | 2382.0251 | 2382.0251 | 2382.0251 | 2382.0251 | 2382.0251 | 2382.0251 | 2382.0251 | 2382.0251 | 2382.0251 | 2382.0251 | 2382.0251 | 2382.0251 | 2382.0251 | 2382.0251 | 2382.0251 | 1580.247 | 1580.247 | 1580.247 | 1580.247 | 1580.247 | 1580.247 | 1580.247 | 1580.247 | 1580.247 | 1580.247 | 1580.247 | 1580.247 | 1580.247 | 1580.247 | 1580.247 | 1580.247 | 1580.247 | 1580.247 | 1580.247 | 1580.247
WA_Industrial_Wood and Lumber Products_New_Space Heating_Natural Gas_Thermostat - Programmable_A | WA | Industrial | Wood and Lumber Products | New | Space Heating | Natural Gas | Thermostat - Programmable | A | IM622 | Manual control | Programmable thermostat installed | 11 | 0.0061474 | 0 | 0 | 0.17 | 0.01 | 0 | 0 | 0.0859 |  | sqft | 25% | 40% | Retrofit | RetroEven20 | 80.75% | TBD | 0.2% | 175.7871 |  | 119.9913 |  | 0.0012961 | IL TRM - 4.4.48 - CI-HVC-THST-V02-210101 | IL TRM - 4.4.48 - CI-HVC-THST-V02-210101 | BEST | Manual control | Manual control | Manual control | Manual control | Manual control | Manual control | Manual control | Manual control | Manual control | Manual control | Manual control | Manual control | Manual control | Manual control | Manual control | Manual control | Manual control | Manual control | Manual control | Manual control | Manual control | Manual control | Programmable thermostat installed | Programmable thermostat installed | Programmable thermostat installed | Programmable thermostat installed | Programmable thermostat installed | Programmable thermostat installed | Programmable thermostat installed | Programmable thermostat installed | Programmable thermostat installed | Programmable thermostat installed | Programmable thermostat installed | Programmable thermostat installed | Programmable thermostat installed | Programmable thermostat installed | Programmable thermostat installed | Programmable thermostat installed | Programmable thermostat installed | Programmable thermostat installed | Programmable thermostat installed | Programmable thermostat installed | Programmable thermostat installed | Programmable thermostat installed | 0.17 | 0.17 | 0.17 | 0.17 | 0.17 | 0.17 | 0.17 | 0.17 | 0.17 | 0.17 | 0.17 | 0.17 | 0.17 | 0.17 | 0.17 | 0.17 | 0.17 | 0.17 | 0.17 | 0.17 | 0.17 | 0.17 | 0 | 0 | 0.0061089 | 0.0057404 | 0.0055896 | 0.0054969 | 0.0054481 | 0.0054045 | 0.0053656 | 0.0053279 | 0.005292 | 0.0052554 | 0.0052067 | 0.0051641 | 0.0051172 | 0.0051097 | 0.0051007 | 0.005091 | 0.0050917 | 0.0050899 | 0.0050963 | 0.0050985 | 0.0015196 | 0.002492 | 0.0034602 | 0.0045421 | 0.0051818 | 0.0059234 | 0.0066484 | 0.0074592 | 0.0080432 | 0.0087122 | 0.0093397 | 0.010078 | 0.010535 | 0.011184 | 0.011828 | 0.012577 | 0.013087 | 0.01371 | 0.014338 | 0.014954 | 0.0015196 | 0.00392 | 0.0072772 | 0.011699 | 0.016777 | 0.022566 | 0.029052 | 0.036307 | 0.044105 | 0.052513 | 0.061366 | 0.069657 | 0.077338 | 0.085246 | 0.092708 | 0.10027 | 0.10779 | 0.11515 | 0.1225 | 0.12976 | 248.7547 | 434.124 | 619.0381 | 826.2979 | 951.1181 | 1096.0178 | 1239.0914 | 1400.027 | 1519.891 | 1657.751 | 1793.7826 | 1951.583 | 2058.6828 | 2188.8476 | 2318.9139 | 2470.3287 | 2570.3426 | 2693.5834 | 2813.4677 | 2932.9979 | 248.7547 | 682.8788 | 1301.9169 | 2128.2148 | 3079.3329 | 4175.3507 | 5414.4421 | 6814.4691 | 8334.3601 | 9992.1111 | 11785.8936 | 13488.7219 | 15113.2807 | 16683.0902 | 18175.7062 | 19694.9168 | 21169.2416 | 22623.7336 | 24037.1743 | 25450.2812 | 0.0012961 | 0.0022336 | 0.0031559 | 0.0041765 | 0.004776 | 0.0054653 | 0.006136 | 0.0068827 | 0.0074211 | 0.0080362 | 0.0086182 | 0.0092991 | 0.0097246 | 0.010266 | 0.010809 | 0.01145 | 0.011872 | 0.012406 | 0.012938 | 0.013484 | 0.0012961 | 0.0035135 | 0.0066373 | 0.010757 | 0.015463 | 0.02082 | 0.026812 | 0.033501 | 0.040694 | 0.048438 | 0.056625 | 0.064272 | 0.07139 | 0.078244 | 0.08472 | 0.091284 | 0.097777 | 0.1042 | 0.11054 | 0.117 | 211.4415 | 369.0054 | 526.1824 | 702.3532 | 808.4504 | 931.6151 | 1053.2277 | 1190.023 | 1291.9073 | 1409.0883 | 1524.7152 | 1658.8456 | 1749.8804 | 1860.5205 | 1971.0768 | 2099.7794 | 2184.7912 | 2289.5459 | 2391.4475 | 2493.0482 | 211.4415 | 580.447 | 1106.6294 | 1808.9826 | 2617.433 | 3549.0481 | 4602.2758 | 5792.2987 | 7084.2061 | 8493.2944 | 10018.0096 | 11465.4136 | 12846.2886 | 14180.6266 | 15449.3503 | 16740.6792 | 17993.8553 | 19230.1736 | 20431.5982 | 21632.739 | 0 | 0 | 0 | 0 | 0 | 0 | 0 | 0 | 0 | 0 | 0 | 0 | 0 | 0 | 0 | 0 | 0 | 0 | 0 | 0 | 0 | 0 | 0 | 0 | 0 | 0 | 0 | 0 | 0 | 0 | 0 | 0 | 0 | 0 | 0 | 0 | 0 | 0 | 0 | 0 | 0 | 0 | 0 | 0 | 0 | 0 | 0 | 0 | 0 | 0 | 0 | 0 | 0 | 0 | 0 | 0 | 0 | 0 | 0 | 0 | 0 | 0 | 0 | 0 | 0 | 0 | 0 | 0 | 0 | 0 | 0 | 0 | 0 | 0 | 0 | 0 | 0 | 0 | 0 | 0 | 0 | 0 | 0 | 0 | 0 | 0 | 0 | 0 | 0 | 0 | 0 | 0 | 0 | 0 | 0 | 0 | 0 | 0 | 0 | 0 | 0 | 0 | 0 | 0 | 0 | 0 | 0 | 0 | 0 | 0 | 0 | 0 | 0 | 0 | 0 | 0 | 0 | 0 | 0 | 0 | 0 | 0 | 0 | 0 | 0 | 0 | 0 | 0 | 0 | 0 | 0 | 0 | 0 | 0 | 0 | 0 | 0 | 0 | 0 | 0 | 0 | 0 | 0 | 0 | 0 | 0 | 0 | 0 | 0 | 0 | 0 | 0 | 0 | 0 | 0 | 0 | 0 | 0 | 0 | 0 | 0 | 0 | 0 | 0 | 0 | 0 | 0 | 0 | 0 | 0 | 0 | 0 | 0 | 0 | 0 | 0 | 0 | 0 | 0 | 0 | 0 | 0 | 0 | 0 | 0 | 0 | 0 | 0 | 0 | 0 | 0 | 0 | 0 | 0 | 0 | 0 | 0 | 0 | 0 | 0 | 0 | 0 | 0 | 0 | 0 | 0 | 0 | 0 | 0 | 0 | 0 | 0 | 0 | 0 | 0 | 0 | 0 | 0 | 0 | 0 | 0 | 0 | 0 | 0 | 0 | 0 | 0 | 0 | 0 | 0 | 0 | 0 | 0 | 0 | 0 | 0 | 0 | 0 | 0 | 0 | 4596.6879 | 4596.6879 | 4596.6879 | 4596.6879 | 4596.6879 | 4596.6879 | 4596.6879 | 4596.6879 | 4596.6879 | 4596.6879 | 4596.6879 | 4596.6879 | 4596.6879 | 4596.6879 | 4596.6879 | 4596.6879 | 4596.6879 | 4596.6879 | 4596.6879 | 4596.6879 | 2541.7387 | 2541.7387 | 2541.7387 | 2541.7387 | 2541.7387 | 2541.7387 | 2541.7387 | 2541.7387 | 2541.7387 | 2541.7387 | 2541.7387 | 2541.7387 | 2541.7387 | 2541.7387 | 2541.7387 | 2541.7387 | 2541.7387 | 2541.7387 | 2541.7387 | 2541.7387
WA_Industrial_Wood and Lumber Products_New_Space Heating_Natural Gas_ENERGY STAR Connected Thermostat_A | WA | Industrial | Wood and Lumber Products | New | Space Heating | Natural Gas | ENERGY STAR Connected Thermostat | A | IM623 | Manual control | Wi-Fi/interactive thermostat installed | 5 | 0.01486 | 0 | 0 | 0.39 | 0.01 | 0 | 0 | 0.1927 |  | sqft | 5% | 20% | Retrofit | RetroEven20 | 80.75% | TBD | 0.2% | 340.6279 |  | 258.9105 |  | 0.0031351 | ComConnectedThermostats_v1_1 | ComConnectedThermostats_v1_1 | ComConnectedThermostats_v1_1 | Manual control | Manual control | Manual control | Manual control | Manual control | Manual control | Manual control | Manual control | Manual control | Manual control | Manual control | Manual control | Manual control | Manual control | Manual control | Manual control | Manual control | Manual control | Manual control | Manual control | Manual control | Manual control | Wi-Fi/interactive thermostat installed | Wi-Fi/interactive thermostat installed | Wi-Fi/interactive thermostat installed | Wi-Fi/interactive thermostat installed | Wi-Fi/interactive thermostat installed | Wi-Fi/interactive thermostat installed | Wi-Fi/interactive thermostat installed | Wi-Fi/interactive thermostat installed | Wi-Fi/interactive thermostat installed | Wi-Fi/interactive thermostat installed | Wi-Fi/interactive thermostat installed | Wi-Fi/interactive thermostat installed | Wi-Fi/interactive thermostat installed | Wi-Fi/interactive thermostat installed | Wi-Fi/interactive thermostat installed | Wi-Fi/interactive thermostat installed | Wi-Fi/interactive thermostat installed | Wi-Fi/interactive thermostat installed | Wi-Fi/interactive thermostat installed | Wi-Fi/interactive thermostat installed | Wi-Fi/interactive thermostat installed | Wi-Fi/interactive thermostat installed | 0.39 | 0.39 | 0.39 | 0.39 | 0.39 | 0.39 | 0.39 | 0.39 | 0.39 | 0.39 | 0.39 | 0.39 | 0.39 | 0.39 | 0.39 | 0.39 | 0.39 | 0.39 | 0.39 | 0.39 | 0.39 | 0.39 | 0 | 0 | 0.014778 | 0.013893 | 0.013533 | 0.013314 | 0.013202 | 0.0131 | 0.013008 | 0.012918 | 0.012832 | 0.012744 | 0.012627 | 0.012524 | 0.012411 | 0.012393 | 0.012371 | 0.012347 | 0.012348 | 0.012342 | 0.012356 | 0.012359 | 0.0036762 | 0.0060313 | 0.0083777 | 0.011001 | 0.012557 | 0.014357 | 0.016118 | 0.018085 | 0.019503 | 0.021127 | 0.022649 | 0.024441 | 0.02555 | 0.027126 | 0.028688 | 0.030501 | 0.031738 | 0.033244 | 0.037254 | 0.040415 | 0.0036762 | 0.0094872 | 0.017619 | 0.028334 | 0.040653 | 0.051437 | 0.061547 | 0.071208 | 0.079637 | 0.088097 | 0.096095 | 0.10423 | 0.11147 | 0.1196 | 0.12757 | 0.1326 | 0.13489 | 0.13502 | 0.13517 | 0.13521 | 248.7547 | 434.124 | 619.0381 | 826.2979 | 951.1181 | 1096.0178 | 1239.0914 | 1400.027 | 1519.891 | 1657.751 | 1793.7826 | 1951.583 | 2058.6828 | 2188.8476 | 2318.9139 | 2470.3287 | 2570.3426 | 2693.5834 | 3015.1455 | 3270.0321 | 248.7547 | 682.8788 | 1301.9169 | 2128.2148 | 3079.3329 | 3926.596 | 4731.5633 | 5512.5522 | 6206.1453 | 6912.7781 | 7610.5429 | 8323.0346 | 8981.6903 | 9650.647 | 10311.8099 | 10739.6013 | 10924.2369 | 10940.0994 | 10940.0994 | 10940.0994 | 0.0031351 | 0.0054048 | 0.0076392 | 0.010113 | 0.011569 | 0.013242 | 0.014869 | 0.01668 | 0.017986 | 0.019478 | 0.02089 | 0.02254 | 0.023573 | 0.024886 | 0.026203 | 0.027755 | 0.028777 | 0.030068 | 0.033601 | 0.036428 | 0.0031351 | 0.0085018 | 0.016066 | 0.026046 | 0.037456 | 0.04744 | 0.056778 | 0.065676 | 0.073443 | 0.081223 | 0.088629 | 0.096129 | 0.10285 | 0.10972 | 0.11652 | 0.12066 | 0.1223 | 0.12212 | 0.12192 | 0.12187 | 211.4415 | 369.0054 | 526.1824 | 702.3532 | 808.4504 | 931.6151 | 1053.2277 | 1190.023 | 1291.9073 | 1409.0883 | 1524.7152 | 1658.8456 | 1749.8804 | 1860.5205 | 1971.0768 | 2099.7794 | 2184.7912 | 2289.5459 | 2562.8737 | 2779.5273 | 211.4415 | 580.447 | 1106.6294 | 1808.9826 | 2617.433 | 3337.6066 | 4021.8288 | 4685.6694 | 5275.2235 | 5875.8614 | 6468.9615 | 7074.5794 | 7634.4368 | 8203.0499 | 8765.0384 | 9128.6611 | 9285.6014 | 9299.0845 | 9299.0845 | 9299.0845 | 0 | 0 | 0 | 0 | 0 | 0 | 0 | 0 | 0 | 0 | 0 | 0 | 0 | 0 | 0 | 0 | 0 | 0 | 0 | 0 | 0 | 0 | 0 | 0 | 0 | 0 | 0 | 0 | 0 | 0 | 0 | 0 | 0 | 0 | 0 | 0 | 0 | 0 | 0 | 0 | 0 | 0 | 0 | 0 | 0 | 0 | 0 | 0 | 0 | 0 | 0 | 0 | 0 | 0 | 0 | 0 | 0 | 0 | 0 | 0 | 0 | 0 | 0 | 0 | 0 | 0 | 0 | 0 | 0 | 0 | 0 | 0 | 0 | 0 | 0 | 0 | 0 | 0 | 0 | 0 | 0 | 0 | 0 | 0 | 0 | 0 | 0 | 0 | 0 | 0 | 0 | 0 | 0 | 0 | 0 | 0 | 0 | 0 | 0 | 0 | 0 | 0 | 0 | 0 | 0 | 0 | 0 | 0 | 0 | 0 | 0 | 0 | 0 | 0 | 0 | 0 | 0 | 0 | 0 | 0 | 0 | 0 | 0 | 0 | 0 | 0 | 0 | 0 | 0 | 0 | 0 | 0 | 0 | 0 | 0 | 0 | 0 | 0 | 0 | 0 | 0 | 0 | 0 | 0 | 0 | 0 | 0 | 0 | 0 | 0 | 0 | 0 | 0 | 0 | 0 | 0 | 0 | 0 | 0 | 0 | 0 | 0 | 0 | 0 | 0 | 0 | 0 | 0 | 0 | 0 | 0 | 0 | 0 | 0 | 0 | 0 | 0 | 0 | 0 | 0 | 0 | 0 | 0 | 0 | 0 | 0 | 0 | 0 | 0 | 0 | 0 | 0 | 0 | 0 | 0 | 0 | 0 | 0 | 0 | 0 | 0 | 0 | 0 | 0 | 0 | 0 | 0 | 0 | 0 | 0 | 0 | 0 | 0 | 0 | 0 | 0 | 0 | 0 | 0 | 0 | 0 | 0 | 0 | 0 | 0 | 0 | 0 | 0 | 0 | 0 | 0 | 0 | 0 | 0 | 0 | 0 | 0 | 0 | 0 | 0 | 6993.6862 | 6993.6862 | 6993.6862 | 6993.6862 | 6993.6862 | 6993.6862 | 6993.6862 | 6993.6862 | 6993.6862 | 6993.6862 | 6993.6862 | 6993.6862 | 6993.6862 | 6993.6862 | 6993.6862 | 6993.6862 | 6993.6862 | 6993.6862 | 6993.6862 | 6993.6862 | 4821.7774 | 4821.7774 | 4821.7774 | 4821.7774 | 4821.7774 | 4821.7774 | 4821.7774 | 4821.7774 | 4821.7774 | 4821.7774 | 4821.7774 | 4821.7774 | 4821.7774 | 4821.7774 | 4821.7774 | 4821.7774 | 4821.7774 | 4821.7774 | 4821.7774 | 4821.7774
WA_Industrial_Wood and Lumber Products_New_Space Heating_Natural Gas_Destratification Fans (HVLS)_A | WA | Industrial | Wood and Lumber Products | New | Space Heating | Natural Gas | Destratification Fans (HVLS) | A | IM624 | None/Standard ventilation | Fans installed | 10 | 0.01486 | 0 | 0 | 0.6 | 0.01 | 0 | 0 | 0.2991 |  | sqft | 15% | 75% | Retrofit | RetroEven20 | 80.75% | TBD | 0.2% | 218.9297 |  | 150.6408 |  | 0.012529 | IL TRM - 4.4.34 - CI-HVC-DSFN-V05-210101 | IL TRM - 4.4.34 - CI-HVC-DSFN-V05-210101 | IL TRM - 4.4.34 - CI-HVC-DSFN-V05-210101 | None/Standard ventilation | None/Standard ventilation | None/Standard ventilation | None/Standard ventilation | None/Standard ventilation | None/Standard ventilation | None/Standard ventilation | None/Standard ventilation | None/Standard ventilation | None/Standard ventilation | None/Standard ventilation | None/Standard ventilation | None/Standard ventilation | None/Standard ventilation | None/Standard ventilation | None/Standard ventilation | None/Standard ventilation | None/Standard ventilation | None/Standard ventilation | None/Standard ventilation | None/Standard ventilation | None/Standard ventilation | Fans installed | Fans installed | Fans installed | Fans installed | Fans installed | Fans installed | Fans installed | Fans installed | Fans installed | Fans installed | Fans installed | Fans installed | Fans installed | Fans installed | Fans installed | Fans installed | Fans installed | Fans installed | Fans installed | Fans installed | Fans installed | Fans installed | 0.6 | 0.6 | 0.6 | 0.6 | 0.6 | 0.6 | 0.6 | 0.6 | 0.6 | 0.6 | 0.6 | 0.6 | 0.6 | 0.6 | 0.6 | 0.6 | 0.6 | 0.6 | 0.6 | 0.6 | 0.6 | 0.6 | 0 | 0 | 0.014763 | 0.01387 | 0.013503 | 0.013277 | 0.013157 | 0.013049 | 0.012953 | 0.01286 | 0.012771 | 0.01268 | 0.012561 | 0.012457 | 0.012342 | 0.012323 | 0.0123 | 0.012276 | 0.012277 | 0.012272 | 0.012287 | 0.012292 | 0.014689 | 0.024085 | 0.033436 | 0.043884 | 0.050055 | 0.057208 | 0.064199 | 0.072017 | 0.077641 | 0.084084 | 0.090125 | 0.097241 | 0.10163 | 0.10789 | 0.11409 | 0.12131 | 0.12622 | 0.13222 | 0.13828 | 0.1442 | 0.014689 | 0.037885 | 0.070321 | 0.11303 | 0.16206 | 0.21794 | 0.28053 | 0.35053 | 0.42575 | 0.50682 | 0.57966 | 0.65047 | 0.71555 | 0.7816 | 0.84746 | 0.91331 | 0.97873 | 1.0418 | 1.1067 | 1.1698 | 995.0189 | 1736.4961 | 2476.1526 | 3305.1915 | 3804.4726 | 4384.0712 | 4956.3654 | 5600.108 | 6079.5639 | 6631.004 | 7175.1303 | 7806.3321 | 8234.7311 | 8755.3906 | 9275.6557 | 9881.3148 | 10281.3705 | 10774.3336 | 11253.8708 | 11731.9915 | 995.0189 | 2731.5151 | 5207.6676 | 8512.8591 | 12317.3317 | 16701.4029 | 21657.7684 | 27257.8764 | 33337.4403 | 39968.4442 | 46148.5556 | 52218.3915 | 57976.9701 | 63427.1691 | 68898.3522 | 74395.5958 | 79720.6009 | 84894.8265 | 90069.1334 | 95170.1209 | 0.012529 | 0.021589 | 0.030499 | 0.040357 | 0.046141 | 0.052793 | 0.059263 | 0.066466 | 0.071654 | 0.077582 | 0.083188 | 0.089753 | 0.093849 | 0.099065 | 0.1043 | 0.11048 | 0.11455 | 0.1197 | 0.12482 | 0.13008 | 0.012529 | 0.033959 | 0.064143 | 0.10394 | 0.14939 | 0.20112 | 0.25896 | 0.32352 | 0.39292 | 0.46763 | 0.53505 | 0.60038 | 0.66075 | 0.71766 | 0.77472 | 0.83179 | 0.88818 | 0.94313 | 0.999 | 1.0552 | 845.7661 | 1476.0217 | 2104.7297 | 2809.4128 | 3233.8017 | 3726.4605 | 4212.9106 | 4760.0918 | 5167.6293 | 5636.3534 | 6098.8608 | 6635.3822 | 6999.5214 | 7442.082 | 7884.3073 | 8399.1176 | 8739.1649 | 9158.1836 | 9565.7902 | 9972.1927 | 845.7661 | 2321.7878 | 4426.5175 | 7235.9303 | 10469.732 | 14196.1925 | 18409.1031 | 23169.1949 | 28336.8242 | 33973.1776 | 39226.2723 | 44385.6328 | 49280.4246 | 53913.0937 | 58563.5994 | 63236.2565 | 67762.5107 | 72160.6025 | 76558.7634 | 80894.6028 | 0 | 0 | 0 | 0 | 0 | 0 | 0 | 0 | 0 | 0 | 0 | 0 | 0 | 0 | 0 | 0 | 0 | 0 | 0 | 0 | 0 | 0 | 0 | 0 | 0 | 0 | 0 | 0 | 0 | 0 | 0 | 0 | 0 | 0 | 0 | 0 | 0 | 0 | 0 | 0 | 0 | 0 | 0 | 0 | 0 | 0 | 0 | 0 | 0 | 0 | 0 | 0 | 0 | 0 | 0 | 0 | 0 | 0 | 0 | 0 | 0 | 0 | 0 | 0 | 0 | 0 | 0 | 0 | 0 | 0 | 0 | 0 | 0 | 0 | 0 | 0 | 0 | 0 | 0 | 0 | 0 | 0 | 0 | 0 | 0 | 0 | 0 | 0 | 0 | 0 | 0 | 0 | 0 | 0 | 0 | 0 | 0 | 0 | 0 | 0 | 0 | 0 | 0 | 0 | 0 | 0 | 0 | 0 | 0 | 0 | 0 | 0 | 0 | 0 | 0 | 0 | 0 | 0 | 0 | 0 | 0 | 0 | 0 | 0 | 0 | 0 | 0 | 0 | 0 | 0 | 0 | 0 | 0 | 0 | 0 | 0 | 0 | 0 | 0 | 0 | 0 | 0 | 0 | 0 | 0 | 0 | 0 | 0 | 0 | 0 | 0 | 0 | 0 | 0 | 0 | 0 | 0 | 0 | 0 | 0 | 0 | 0 | 0 | 0 | 0 | 0 | 0 | 0 | 0 | 0 | 0 | 0 | 0 | 0 | 0 | 0 | 0 | 0 | 0 | 0 | 0 | 0 | 0 | 0 | 0 | 0 | 0 | 0 | 0 | 0 | 0 | 0 | 0 | 0 | 0 | 0 | 0 | 0 | 0 | 0 | 0 | 0 | 0 | 0 | 0 | 0 | 0 | 0 | 0 | 0 | 0 | 0 | 0 | 0 | 0 | 0 | 0 | 0 | 0 | 0 | 0 | 0 | 0 | 0 | 0 | 0 | 0 | 0 | 0 | 0 | 0 | 0 | 0 | 0 | 0 | 0 | 0 | 0 | 0 | 0 | 6582.7662 | 6582.7662 | 6582.7662 | 6582.7662 | 6582.7662 | 6582.7662 | 6582.7662 | 6582.7662 | 6582.7662 | 6582.7662 | 6582.7662 | 6582.7662 | 6582.7662 | 6582.7662 | 6582.7662 | 6582.7662 | 6582.7662 | 6582.7662 | 6582.7662 | 6582.7662 | 4018.3685 | 4018.3685 | 4018.3685 | 4018.3685 | 4018.3685 | 4018.3685 | 4018.3685 | 4018.3685 | 4018.3685 | 4018.3685 | 4018.3685 | 4018.3685 | 4018.3685 | 4018.3685 | 4018.3685 | 4018.3685 | 4018.3685 | 4018.3685 | 4018.3685 | 4018.3685
WA_Industrial_Wood and Lumber Products_New_Space Heating_Natural Gas_Gas Boiler - Insulate Steam Lines/Condensate Tank_A | WA | Industrial | Wood and Lumber Products | New | Space Heating | Natural Gas | Gas Boiler - Insulate Steam Lines/Condensate Tank | A | IM625 | No insulation | Lines and condenstate tank insulated | 20 | 9.266 | 0 | 0 | 290.13 | 0 | 0 | 0 | 145.0668 |  | sqft | 30% | 35% | Retrofit | RetroEven20 | 80.75% | TBD | 0.2% | 336.1344 |  | 212.728 |  | 0.00025321 | PGE Workpaper - SWWH017-01 | PGE Workpaper - SWWH017-01 | PGE Workpaper - SWWH017-01 | No insulation | No insulation | No insulation | No insulation | No insulation | No insulation | No insulation | No insulation | No insulation | No insulation | No insulation | No insulation | No insulation | No insulation | No insulation | No insulation | No insulation | No insulation | No insulation | No insulation | No insulation | No insulation | Lines and condenstate tank insulated | Lines and condenstate tank insulated | Lines and condenstate tank insulated | Lines and condenstate tank insulated | Lines and condenstate tank insulated | Lines and condenstate tank insulated | Lines and condenstate tank insulated | Lines and condenstate tank insulated | Lines and condenstate tank insulated | Lines and condenstate tank insulated | Lines and condenstate tank insulated | Lines and condenstate tank insulated | Lines and condenstate tank insulated | Lines and condenstate tank insulated | Lines and condenstate tank insulated | Lines and condenstate tank insulated | Lines and condenstate tank insulated | Lines and condenstate tank insulated | Lines and condenstate tank insulated | Lines and condenstate tank insulated | Lines and condenstate tank insulated | Lines and condenstate tank insulated | 290.13 | 290.13 | 290.13 | 290.13 | 290.13 | 290.13 | 290.13 | 290.13 | 290.13 | 290.13 | 290.13 | 290.13 | 290.13 | 290.13 | 290.13 | 290.13 | 290.13 | 290.13 | 290.13 | 290.13 | 290.13 | 290.13 | 0 | 0 | 9.2187 | 8.6686 | 8.4462 | 8.3109 | 8.2437 | 8.182 | 8.1265 | 8.0718 | 8.0203 | 7.9671 | 7.8951 | 7.8318 | 7.7629 | 7.7529 | 7.7404 | 7.7257 | 7.7271 | 7.7239 | 7.733 | 7.7357 | 0.00029692 | 0.00048726 | 0.00067698 | 0.00088916 | 0.0010152 | 0.0011611 | 0.0013038 | 0.0014632 | 0.0015783 | 0.0017101 | 0.0018337 | 0.001979 | 0.0020692 | 0.0021972 | 0.0023241 | 0.0024711 | 0.0025716 | 0.0026938 | 0.002817 | 0.0029377 | 0.00029692 | 0.00076646 | 0.0014238 | 0.0022901 | 0.0032868 | 0.0044233 | 0.0056972 | 0.007122 | 0.0086549 | 0.010308 | 0.012048 | 0.013931 | 0.015877 | 0.018054 | 0.020349 | 0.022781 | 0.025357 | 0.02804 | 0.030891 | 0.033839 | 0.032208 | 0.05621 | 0.080152 | 0.10699 | 0.12315 | 0.14191 | 0.16044 | 0.18127 | 0.19679 | 0.21464 | 0.23226 | 0.25269 | 0.26656 | 0.28341 | 0.30025 | 0.31985 | 0.3328 | 0.34876 | 0.36428 | 0.37976 | 0.032208 | 0.088418 | 0.16857 | 0.27556 | 0.39871 | 0.54062 | 0.70105 | 0.88233 | 1.0791 | 1.2938 | 1.526 | 1.7787 | 2.0453 | 2.3287 | 2.6289 | 2.9488 | 3.2816 | 3.6303 | 3.9946 | 4.3744 | 0.00025321 | 0.00043661 | 0.00061722 | 0.00081722 | 0.00093516 | 0.0010706 | 0.0012024 | 0.0013491 | 0.0014551 | 0.001576 | 0.0016905 | 0.0018243 | 0.0019083 | 0.0020148 | 0.0021217 | 0.0022474 | 0.0023304 | 0.0024351 | 0.0025394 | 0.0026464 | 0.00025321 | 0.00068678 | 0.0012981 | 0.0021048 | 0.0030277 | 0.0040786 | 0.0052542 | 0.0065665 | 0.0079789 | 0.0094996 | 0.011107 | 0.012842 | 0.014642 | 0.016555 | 0.018577 | 0.020719 | 0.022979 | 0.025348 | 0.027846 | 0.030483 | 0.027377 | 0.047778 | 0.068129 | 0.09094 | 0.10468 | 0.12062 | 0.13637 | 0.15408 | 0.16727 | 0.18245 | 0.19742 | 0.21478 | 0.22657 | 0.2409 | 0.25521 | 0.27188 | 0.28288 | 0.29645 | 0.30964 | 0.3228 | 0.027377 | 0.075155 | 0.14328 | 0.23422 | 0.3389 | 0.45953 | 0.5959 | 0.74998 | 0.91725 | 1.0997 | 1.2971 | 1.5119 | 1.7385 | 1.9794 | 2.2346 | 2.5065 | 2.7893 | 3.0858 | 3.3954 | 3.7182 | 0.00025321 | 0.00043661 | 0.00061722 | 0.00081722 | 0.00093516 | 0.0010706 | 0.0012024 | 0.0013491 | 0.0014551 | 0.001576 | 0.0016905 | 0.0018243 | 0.0019083 | 0.0020148 | 0.0021217 | 0.0022474 | 0.0023304 | 0.0024351 | 0.0025394 | 0.0026464 | 0.00025321 | 0.00068678 | 0.0012981 | 0.0021048 | 0.0030277 | 0.0040786 | 0.0052542 | 0.0065665 | 0.0079789 | 0.0094996 | 0.011107 | 0.012842 | 0.014642 | 0.016555 | 0.018577 | 0.020719 | 0.022979 | 0.025348 | 0.027846 | 0.030483 | 0.027377 | 0.047778 | 0.068129 | 0.09094 | 0.10468 | 0.12062 | 0.13637 | 0.15408 | 0.16727 | 0.18245 | 0.19742 | 0.21478 | 0.22657 | 0.2409 | 0.25521 | 0.27188 | 0.28288 | 0.29645 | 0.30964 | 0.3228 | 0.027377 | 0.075155 | 0.14328 | 0.23422 | 0.3389 | 0.45953 | 0.5959 | 0.74998 | 0.91725 | 1.0997 | 1.2971 | 1.5119 | 1.7385 | 1.9794 | 2.2346 | 2.5065 | 2.7893 | 3.0858 | 3.3954 | 3.7182 | 0.00025321 | 0.00043661 | 0.00061722 | 0.00081722 | 0.00093516 | 0.0010706 | 0.0012024 | 0.0013491 | 0.0014551 | 0.001576 | 0.0016905 | 0.0018243 | 0.0019083 | 0.0020148 | 0.0021217 | 0.0022474 | 0.0023304 | 0.0024351 | 0.0025394 | 0.0026464 | 0.00025321 | 0.00068678 | 0.0012981 | 0.0021048 | 0.0030277 | 0.0040786 | 0.0052542 | 0.0065665 | 0.0079789 | 0.0094996 | 0.011107 | 0.012842 | 0.014642 | 0.016555 | 0.018577 | 0.020719 | 0.022979 | 0.025348 | 0.027846 | 0.030483 | 0.027377 | 0.047778 | 0.068129 | 0.09094 | 0.10468 | 0.12062 | 0.13637 | 0.15408 | 0.16727 | 0.18245 | 0.19742 | 0.21478 | 0.22657 | 0.2409 | 0.25521 | 0.27188 | 0.28288 | 0.29645 | 0.30964 | 0.3228 | 0.027377 | 0.075155 | 0.14328 | 0.23422 | 0.3389 | 0.45953 | 0.5959 | 0.74998 | 0.91725 | 1.0997 | 1.2971 | 1.5119 | 1.7385 | 1.9794 | 2.2346 | 2.5065 | 2.7893 | 3.0858 | 3.3954 | 3.7182 | 0.00025321 | 0.00043661 | 0.00061722 | 0.00081722 | 0.00093516 | 0.0010706 | 0.0012024 | 0.0013491 | 0.0014551 | 0.001576 | 0.0016905 | 0.0018243 | 0.0019083 | 0.0020148 | 0.0021217 | 0.0022474 | 0.0023304 | 0.0024351 | 0.0025394 | 0.0026464 | 0.00025321 | 0.00068678 | 0.0012981 | 0.0021048 | 0.0030277 | 0.0040786 | 0.0052542 | 0.0065665 | 0.0079789 | 0.0094996 | 0.011107 | 0.012842 | 0.014642 | 0.016555 | 0.018577 | 0.020719 | 0.022979 | 0.025348 | 0.027846 | 0.030483 | 0.027377 | 0.047778 | 0.068129 | 0.09094 | 0.10468 | 0.12062 | 0.13637 | 0.15408 | 0.16727 | 0.18245 | 0.19742 | 0.21478 | 0.22657 | 0.2409 | 0.25521 | 0.27188 | 0.28288 | 0.29645 | 0.30964 | 0.3228 | 0.027377 | 0.075155 | 0.14328 | 0.23422 | 0.3389 | 0.45953 | 0.5959 | 0.74998 | 0.91725 | 1.0997 | 1.2971 | 1.5119 | 1.7385 | 1.9794 | 2.2346 | 2.5065 | 2.7893 | 3.0858 | 3.3954 | 3.7182 | 341.8826 | 341.8826 | 341.8826 | 341.8826 | 341.8826 | 341.8826 | 341.8826 | 341.8826 | 341.8826 | 341.8826 | 341.8826 | 341.8826 | 341.8826 | 341.8826 | 341.8826 | 341.8826 | 341.8826 | 341.8826 | 341.8826 | 341.8826 | 216.3658 | 216.3658 | 216.3658 | 216.3658 | 216.3658 | 216.3658 | 216.3658 | 216.3658 | 216.3658 | 216.3658 | 216.3658 | 216.3658 | 216.3658 | 216.3658 | 216.3658 | 216.3658 | 216.3658 | 216.3658 | 216.3658 | 216.3658
WA_Industrial_Wood and Lumber Products_New_Process_Natural Gas_Gas Boiler - Insulate Steam Lines/Condensate Tank_A | WA | Industrial | Wood and Lumber Products | New | Process | Natural Gas | Gas Boiler - Insulate Steam Lines/Condensate Tank | A | IM626 | No insulation | Lines and condenstate tank insulated | 20 | 68.5138 | 0 | 0 | 290.13 | 0 | 0 | 0 | 145.0668 |  | sqft | 30% | 35% | Retrofit | RetroEven20 | 80.75% | TBD | 0.2% | 336.1344 |  | 212.728 |  | 0.0064439 | PGE Workpaper - SWWH017-01 | PGE Workpaper - SWWH017-01 | PGE Workpaper - SWWH017-01 | No insulation | No insulation | No insulation | No insulation | No insulation | No insulation | No insulation | No insulation | No insulation | No insulation | No insulation | No insulation | No insulation | No insulation | No insulation | No insulation | No insulation | No insulation | No insulation | No insulation | No insulation | No insulation | Lines and condenstate tank insulated | Lines and condenstate tank insulated | Lines and condenstate tank insulated | Lines and condenstate tank insulated | Lines and condenstate tank insulated | Lines and condenstate tank insulated | Lines and condenstate tank insulated | Lines and condenstate tank insulated | Lines and condenstate tank insulated | Lines and condenstate tank insulated | Lines and condenstate tank insulated | Lines and condenstate tank insulated | Lines and condenstate tank insulated | Lines and condenstate tank insulated | Lines and condenstate tank insulated | Lines and condenstate tank insulated | Lines and condenstate tank insulated | Lines and condenstate tank insulated | Lines and condenstate tank insulated | Lines and condenstate tank insulated | Lines and condenstate tank insulated | Lines and condenstate tank insulated | 290.13 | 290.13 | 290.13 | 290.13 | 290.13 | 290.13 | 290.13 | 290.13 | 290.13 | 290.13 | 290.13 | 290.13 | 290.13 | 290.13 | 290.13 | 290.13 | 290.13 | 290.13 | 290.13 | 290.13 | 290.13 | 290.13 | 0 | 0 | 68.359 | 68.2698 | 68.1858 | 68.111 | 68.0047 | 67.9299 | 67.8711 | 67.8322 | 67.7877 | 67.7602 | 67.7409 | 67.7375 | 67.7225 | 67.7208 | 67.7219 | 67.7372 | 67.7467 | 67.7655 | 67.7814 | 67.7953 | 0.0075785 | 0.013209 | 0.018812 | 0.025082 | 0.028826 | 0.033181 | 0.03748 | 0.042324 | 0.045918 | 0.050062 | 0.054155 | 0.058916 | 0.062135 | 0.066062 | 0.069989 | 0.074576 | 0.077606 | 0.081349 | 0.08499 | 0.088619 | 0.0075785 | 0.020777 | 0.039563 | 0.064602 | 0.093328 | 0.12641 | 0.16378 | 0.20601 | 0.25179 | 0.30175 | 0.35582 | 0.41472 | 0.47676 | 0.54281 | 0.61281 | 0.68752 | 0.76522 | 0.84679 | 0.93198 | 1.0208 | 0.11086 | 0.19348 | 0.27589 | 0.36826 | 0.42389 | 0.48846 | 0.55223 | 0.62395 | 0.67737 | 0.73881 | 0.79944 | 0.86977 | 0.9175 | 0.97551 | 1.0335 | 1.101 | 1.1455 | 1.2005 | 1.2539 | 1.3072 | 0.11086 | 0.30434 | 0.58023 | 0.94849 | 1.3724 | 1.8608 | 2.4131 | 3.037 | 3.7144 | 4.4532 | 5.2526 | 6.1224 | 7.0399 | 8.0154 | 9.0489 | 10.1499 | 11.2954 | 12.4958 | 13.7497 | 15.0569 | 0.0064439 | 0.011233 | 0.016001 | 0.021339 | 0.02453 | 0.02824 | 0.031903 | 0.03603 | 0.039092 | 0.042624 | 0.04611 | 0.050164 | 0.052907 | 0.056251 | 0.059595 | 0.063498 | 0.066077 | 0.069261 | 0.072358 | 0.075446 | 0.0064439 | 0.01767 | 0.033653 | 0.054961 | 0.079418 | 0.10758 | 0.13941 | 0.17537 | 0.21436 | 0.25691 | 0.30296 | 0.35311 | 0.40595 | 0.4622 | 0.5218 | 0.5854 | 0.65154 | 0.72096 | 0.79346 | 0.86904 | 0.094234 | 0.16446 | 0.2345 | 0.31302 | 0.3603 | 0.4152 | 0.46939 | 0.53036 | 0.57577 | 0.62799 | 0.67952 | 0.7393 | 0.77987 | 0.82918 | 0.87845 | 0.93581 | 0.9737 | 1.0204 | 1.0658 | 1.1111 | 0.094234 | 0.25869 | 0.49319 | 0.80621 | 1.1665 | 1.5817 | 2.0511 | 2.5815 | 3.1572 | 3.7852 | 4.4647 | 5.2041 | 5.9839 | 6.8131 | 7.6916 | 8.6274 | 9.6011 | 10.6215 | 11.6873 | 12.7983 | 0.0064439 | 0.011233 | 0.016001 | 0.021339 | 0.02453 | 0.028241 | 0.031904 | 0.036031 | 0.039095 | 0.042627 | 0.046114 | 0.05017 | 0.052913 | 0.056258 | 0.059602 | 0.063505 | 0.066084 | 0.069269 | 0.072366 | 0.075453 | 0.0064439 | 0.01767 | 0.033653 | 0.054961 | 0.079419 | 0.10759 | 0.13941 | 0.17538 | 0.21438 | 0.25693 | 0.30299 | 0.35315 | 0.406 | 0.46225 | 0.52186 | 0.58546 | 0.65162 | 0.72103 | 0.79354 | 0.86913 | 0.094234 | 0.16446 | 0.2345 | 0.31302 | 0.3603 | 0.4152 | 0.46939 | 0.53036 | 0.57577 | 0.62799 | 0.67952 | 0.7393 | 0.77987 | 0.82918 | 0.87845 | 0.93581 | 0.9737 | 1.0204 | 1.0658 | 1.1111 | 0.094234 | 0.25869 | 0.49319 | 0.80621 | 1.1665 | 1.5817 | 2.0511 | 2.5815 | 3.1572 | 3.7852 | 4.4647 | 5.2041 | 5.9839 | 6.8131 | 7.6916 | 8.6274 | 9.6011 | 10.6215 | 11.6873 | 12.7983 | 0.0064439 | 0.011233 | 0.016001 | 0.021339 | 0.02453 | 0.028241 | 0.031904 | 0.036031 | 0.039095 | 0.042627 | 0.046114 | 0.05017 | 0.052913 | 0.056258 | 0.059602 | 0.063505 | 0.066084 | 0.069269 | 0.072366 | 0.075453 | 0.0064439 | 0.01767 | 0.033653 | 0.054961 | 0.079419 | 0.10759 | 0.13941 | 0.17538 | 0.21438 | 0.25693 | 0.30299 | 0.35315 | 0.406 | 0.46225 | 0.52186 | 0.58546 | 0.65162 | 0.72103 | 0.79354 | 0.86913 | 0.094234 | 0.16446 | 0.2345 | 0.31302 | 0.3603 | 0.4152 | 0.46939 | 0.53036 | 0.57577 | 0.62799 | 0.67952 | 0.7393 | 0.77987 | 0.82918 | 0.87845 | 0.93581 | 0.9737 | 1.0204 | 1.0658 | 1.1111 | 0.094234 | 0.25869 | 0.49319 | 0.80621 | 1.1665 | 1.5817 | 2.0511 | 2.5815 | 3.1572 | 3.7852 | 4.4647 | 5.2041 | 5.9839 | 6.8131 | 7.6916 | 8.6274 | 9.6011 | 10.6215 | 11.6873 | 12.7983 | 0.0064439 | 0.011233 | 0.016001 | 0.021339 | 0.02453 | 0.028241 | 0.031904 | 0.036031 | 0.039095 | 0.042627 | 0.046114 | 0.05017 | 0.052913 | 0.056258 | 0.059602 | 0.063505 | 0.066084 | 0.069269 | 0.072366 | 0.075453 | 0.0064439 | 0.01767 | 0.033653 | 0.054961 | 0.079419 | 0.10759 | 0.13941 | 0.17538 | 0.21438 | 0.25693 | 0.30299 | 0.35315 | 0.406 | 0.46225 | 0.52186 | 0.58546 | 0.65162 | 0.72103 | 0.79354 | 0.86913 | 0.094234 | 0.16446 | 0.2345 | 0.31302 | 0.3603 | 0.4152 | 0.46939 | 0.53036 | 0.57577 | 0.62799 | 0.67952 | 0.7393 | 0.77987 | 0.82918 | 0.87845 | 0.93581 | 0.9737 | 1.0204 | 1.0658 | 1.1111 | 0.094234 | 0.25869 | 0.49319 | 0.80621 | 1.1665 | 1.5817 | 2.0511 | 2.5815 | 3.1572 | 3.7852 | 4.4647 | 5.2041 | 5.9839 | 6.8131 | 7.6916 | 8.6274 | 9.6011 | 10.6215 | 11.6873 | 12.7983 | 341.8826 | 341.8826 | 341.8826 | 341.8826 | 341.8826 | 341.8826 | 341.8826 | 341.8826 | 341.8826 | 341.8826 | 341.8826 | 341.8826 | 341.8826 | 341.8826 | 341.8826 | 341.8826 | 341.8826 | 341.8826 | 341.8826 | 341.8826 | 216.3658 | 216.3658 | 216.3658 | 216.3658 | 216.3658 | 216.3658 | 216.3658 | 216.3658 | 216.3658 | 216.3658 | 216.3658 | 216.3658 | 216.3658 | 216.3658 | 216.3658 | 216.3658 | 216.3658 | 216.3658 | 216.3658 | 216.3658
WA_Industrial_Wood and Lumber Products_New_Space Heating_Natural Gas_Gas Boiler - Insulate Hot Water Lines_A | WA | Industrial | Wood and Lumber Products | New | Space Heating | Natural Gas | Gas Boiler - Insulate Hot Water Lines | A | IM627 | No insulation | Insulated water lines | 20 | 10.4735 | 0 | 0 | 205.99 | 0 | 0 | 0 | 102.996 |  | sqft | 45% | 50% | Retrofit | RetroEven20 | 80.75% | TBD | 0.2% | 212.4721 |  | 134.4663 |  | 0.00028626 | PGE Workpaper - SWWH017-01 | PGE Workpaper - SWWH017-01 | PGE Workpaper - SWWH017-01 | No insulation | No insulation | No insulation | No insulation | No insulation | No insulation | No insulation | No insulation | No insulation | No insulation | No insulation | No insulation | No insulation | No insulation | No insulation | No insulation | No insulation | No insulation | No insulation | No insulation | No insulation | No insulation | Insulated water lines | Insulated water lines | Insulated water lines | Insulated water lines | Insulated water lines | Insulated water lines | Insulated water lines | Insulated water lines | Insulated water lines | Insulated water lines | Insulated water lines | Insulated water lines | Insulated water lines | Insulated water lines | Insulated water lines | Insulated water lines | Insulated water lines | Insulated water lines | Insulated water lines | Insulated water lines | Insulated water lines | Insulated water lines | 205.99 | 205.99 | 205.99 | 205.99 | 205.99 | 205.99 | 205.99 | 205.99 | 205.99 | 205.99 | 205.99 | 205.99 | 205.99 | 205.99 | 205.99 | 205.99 | 205.99 | 205.99 | 205.99 | 205.99 | 205.99 | 205.99 | 0 | 0 | 10.4224 | 9.8031 | 9.5562 | 9.4097 | 9.3449 | 9.29 | 9.2472 | 9.2101 | 9.1841 | 9.1599 | 9.1176 | 9.0841 | 9.0477 | 9.0724 | 9.0868 | 9.087 | 9.1039 | 9.1024 | 9.1079 | 9.1006 | 0.00033569 | 0.00055103 | 0.00076595 | 0.0010067 | 0.0011508 | 0.0013183 | 0.0014836 | 0.0016695 | 0.0018074 | 0.0019661 | 0.0021176 | 0.0022955 | 0.0024117 | 0.0025712 | 0.0027283 | 0.0029065 | 0.0030298 | 0.0031746 | 0.0033179 | 0.003456 | 0.00033569 | 0.00086677 | 0.0016109 | 0.0025929 | 0.0037259 | 0.0050223 | 0.0064828 | 0.0081263 | 0.0099108 | 0.011851 | 0.013914 | 0.016158 | 0.018505 | 0.021127 | 0.023888 | 0.026796 | 0.029875 | 0.033045 | 0.036383 | 0.039809 | 0.032208 | 0.05621 | 0.080152 | 0.10699 | 0.12315 | 0.14191 | 0.16044 | 0.18127 | 0.19679 | 0.21464 | 0.23226 | 0.25269 | 0.26656 | 0.28341 | 0.30025 | 0.31985 | 0.3328 | 0.34876 | 0.36428 | 0.37976 | 0.032208 | 0.088418 | 0.16857 | 0.27556 | 0.39871 | 0.54062 | 0.70105 | 0.88233 | 1.0791 | 1.2938 | 1.526 | 1.7787 | 2.0453 | 2.3287 | 2.6289 | 2.9488 | 3.2816 | 3.6303 | 3.9946 | 4.3744 | 0.00028626 | 0.00049371 | 0.00069823 | 0.00092504 | 0.0010596 | 0.0012148 | 0.0013669 | 0.0015371 | 0.0016629 | 0.0018073 | 0.0019459 | 0.0021078 | 0.0022138 | 0.0023453 | 0.0024764 | 0.0026275 | 0.0027283 | 0.0028515 | 0.0029721 | 0.0030943 | 0.00028626 | 0.00077661 | 0.0014685 | 0.0023825 | 0.0034306 | 0.0046278 | 0.0059728 | 0.0074819 | 0.0091188 | 0.010894 | 0.012786 | 0.014837 | 0.016986 | 0.01927 | 0.021683 | 0.024223 | 0.026902 | 0.029682 | 0.032592 | 0.035643 | 0.027377 | 0.047778 | 0.068129 | 0.09094 | 0.10468 | 0.12062 | 0.13637 | 0.15408 | 0.16727 | 0.18245 | 0.19742 | 0.21478 | 0.22657 | 0.2409 | 0.25521 | 0.27188 | 0.28288 | 0.29645 | 0.30964 | 0.3228 | 0.027377 | 0.075155 | 0.14328 | 0.23422 | 0.3389 | 0.45953 | 0.5959 | 0.74998 | 0.91725 | 1.0997 | 1.2971 | 1.5119 | 1.7385 | 1.9794 | 2.2346 | 2.5065 | 2.7893 | 3.0858 | 3.3954 | 3.7182 | 0.00028626 | 0.00049371 | 0.00069823 | 0.00092504 | 0.0010596 | 0.0012148 | 0.0013669 | 0.0015371 | 0.0016629 | 0.0018073 | 0.0019459 | 0.0021078 | 0.0022138 | 0.0023453 | 0.0024764 | 0.0026275 | 0.0027283 | 0.0028515 | 0.0029721 | 0.0030943 | 0.00028626 | 0.00077661 | 0.0014685 | 0.0023825 | 0.0034306 | 0.0046278 | 0.0059728 | 0.0074819 | 0.0091188 | 0.010894 | 0.012786 | 0.014837 | 0.016986 | 0.01927 | 0.021683 | 0.024223 | 0.026902 | 0.029682 | 0.032592 | 0.035643 | 0.027377 | 0.047778 | 0.068129 | 0.09094 | 0.10468 | 0.12062 | 0.13637 | 0.15408 | 0.16727 | 0.18245 | 0.19742 | 0.21478 | 0.22657 | 0.2409 | 0.25521 | 0.27188 | 0.28288 | 0.29645 | 0.30964 | 0.3228 | 0.027377 | 0.075155 | 0.14328 | 0.23422 | 0.3389 | 0.45953 | 0.5959 | 0.74998 | 0.91725 | 1.0997 | 1.2971 | 1.5119 | 1.7385 | 1.9794 | 2.2346 | 2.5065 | 2.7893 | 3.0858 | 3.3954 | 3.7182 | 0.00028626 | 0.00049371 | 0.00069823 | 0.00092504 | 0.0010596 | 0.0012148 | 0.0013669 | 0.0015371 | 0.0016629 | 0.0018073 | 0.0019459 | 0.0021078 | 0.0022138 | 0.0023453 | 0.0024764 | 0.0026275 | 0.0027283 | 0.0028515 | 0.0029721 | 0.0030943 | 0.00028626 | 0.00077661 | 0.0014685 | 0.0023825 | 0.0034306 | 0.0046278 | 0.0059728 | 0.0074819 | 0.0091188 | 0.010894 | 0.012786 | 0.014837 | 0.016986 | 0.01927 | 0.021683 | 0.024223 | 0.026902 | 0.029682 | 0.032592 | 0.035643 | 0.027377 | 0.047778 | 0.068129 | 0.09094 | 0.10468 | 0.12062 | 0.13637 | 0.15408 | 0.16727 | 0.18245 | 0.19742 | 0.21478 | 0.22657 | 0.2409 | 0.25521 | 0.27188 | 0.28288 | 0.29645 | 0.30964 | 0.3228 | 0.027377 | 0.075155 | 0.14328 | 0.23422 | 0.3389 | 0.45953 | 0.5959 | 0.74998 | 0.91725 | 1.0997 | 1.2971 | 1.5119 | 1.7385 | 1.9794 | 2.2346 | 2.5065 | 2.7893 | 3.0858 | 3.3954 | 3.7182 | 0.00028626 | 0.00049371 | 0.00069823 | 0.00092504 | 0.0010596 | 0.0012148 | 0.0013669 | 0.0015371 | 0.0016629 | 0.0018073 | 0.0019459 | 0.0021078 | 0.0022138 | 0.0023453 | 0.0024764 | 0.0026275 | 0.0027283 | 0.0028515 | 0.0029721 | 0.0030943 | 0.00028626 | 0.00077661 | 0.0014685 | 0.0023825 | 0.0034306 | 0.0046278 | 0.0059728 | 0.0074819 | 0.0091188 | 0.010894 | 0.012786 | 0.014837 | 0.016986 | 0.01927 | 0.021683 | 0.024223 | 0.026902 | 0.029682 | 0.032592 | 0.035643 | 0.027377 | 0.047778 | 0.068129 | 0.09094 | 0.10468 | 0.12062 | 0.13637 | 0.15408 | 0.16727 | 0.18245 | 0.19742 | 0.21478 | 0.22657 | 0.2409 | 0.25521 | 0.27188 | 0.28288 | 0.29645 | 0.30964 | 0.3228 | 0.027377 | 0.075155 | 0.14328 | 0.23422 | 0.3389 | 0.45953 | 0.5959 | 0.74998 | 0.91725 | 1.0997 | 1.2971 | 1.5119 | 1.7385 | 1.9794 | 2.2346 | 2.5065 | 2.7893 | 3.0858 | 3.3954 | 3.7182 | 214.749 | 214.749 | 214.749 | 214.749 | 214.749 | 214.749 | 214.749 | 214.749 | 214.749 | 214.749 | 214.749 | 214.749 | 214.749 | 214.749 | 214.749 | 214.749 | 214.749 | 214.749 | 214.749 | 214.749 | 135.9073 | 135.9073 | 135.9073 | 135.9073 | 135.9073 | 135.9073 | 135.9073 | 135.9073 | 135.9073 | 135.9073 | 135.9073 | 135.9073 | 135.9073 | 135.9073 | 135.9073 | 135.9073 | 135.9073 | 135.9073 | 135.9073 | 135.9073
WA_Industrial_Wood and Lumber Products_New_Process_Natural Gas_Gas Boiler - Insulate Hot Water Lines_A | WA | Industrial | Wood and Lumber Products | New | Process | Natural Gas | Gas Boiler - Insulate Hot Water Lines | A | IM628 | No insulation | Insulated water lines | 20 | 77.4421 | 0 | 0 | 205.99 | 0 | 0 | 0 | 102.996 |  | sqft | 45% | 50% | Retrofit | RetroEven20 | 80.75% | TBD | 0.2% | 212.4721 |  | 134.4663 |  | 0.0072851 | PGE Workpaper - SWWH017-01 | PGE Workpaper - SWWH017-01 | PGE Workpaper - SWWH017-01 | No insulation | No insulation | No insulation | No insulation | No insulation | No insulation | No insulation | No insulation | No insulation | No insulation | No insulation | No insulation | No insulation | No insulation | No insulation | No insulation | No insulation | No insulation | No insulation | No insulation | No insulation | No insulation | Insulated water lines | Insulated water lines | Insulated water lines | Insulated water lines | Insulated water lines | Insulated water lines | Insulated water lines | Insulated water lines | Insulated water lines | Insulated water lines | Insulated water lines | Insulated water lines | Insulated water lines | Insulated water lines | Insulated water lines | Insulated water lines | Insulated water lines | Insulated water lines | Insulated water lines | Insulated water lines | Insulated water lines | Insulated water lines | 205.99 | 205.99 | 205.99 | 205.99 | 205.99 | 205.99 | 205.99 | 205.99 | 205.99 | 205.99 | 205.99 | 205.99 | 205.99 | 205.99 | 205.99 | 205.99 | 205.99 | 205.99 | 205.99 | 205.99 | 205.99 | 205.99 | 0 | 0 | 77.2852 | 77.1946 | 77.1091 | 77.033 | 76.9247 | 76.8503 | 76.7938 | 76.7586 | 76.7193 | 76.6979 | 76.6858 | 76.6903 | 76.6846 | 76.6924 | 76.7033 | 76.7289 | 76.7512 | 76.7822 | 76.8103 | 76.836 | 0.0085681 | 0.014935 | 0.021273 | 0.028368 | 0.032607 | 0.037539 | 0.042408 | 0.047894 | 0.051968 | 0.056665 | 0.061306 | 0.066703 | 0.070358 | 0.074814 | 0.079271 | 0.084475 | 0.087921 | 0.092174 | 0.096311 | 0.10044 | 0.0085681 | 0.023493 | 0.044741 | 0.073065 | 0.10557 | 0.14301 | 0.18531 | 0.23312 | 0.28497 | 0.34155 | 0.4028 | 0.46953 | 0.53985 | 0.61472 | 0.69408 | 0.77879 | 0.86693 | 0.95946 | 1.0561 | 1.1569 | 0.11086 | 0.19348 | 0.27589 | 0.36826 | 0.42389 | 0.48846 | 0.55223 | 0.62395 | 0.67737 | 0.73881 | 0.79944 | 0.86977 | 0.9175 | 0.97551 | 1.0335 | 1.101 | 1.1455 | 1.2005 | 1.2539 | 1.3072 | 0.11086 | 0.30434 | 0.58023 | 0.94849 | 1.3724 | 1.8608 | 2.4131 | 3.037 | 3.7144 | 4.4532 | 5.2526 | 6.1224 | 7.0399 | 8.0154 | 9.0489 | 10.1499 | 11.2954 | 12.4958 | 13.7497 | 15.0569 | 0.0072851 | 0.012701 | 0.018094 | 0.024132 | 0.027744 | 0.031945 | 0.036092 | 0.040764 | 0.044235 | 0.048236 | 0.052187 | 0.05678 | 0.059893 | 0.063685 | 0.067477 | 0.071904 | 0.074833 | 0.078448 | 0.081965 | 0.085472 | 0.0072851 | 0.019979 | 0.038054 | 0.062154 | 0.089824 | 0.1217 | 0.15771 | 0.19841 | 0.24256 | 0.29074 | 0.34289 | 0.39969 | 0.45955 | 0.52328 | 0.59082 | 0.66289 | 0.73789 | 0.81659 | 0.89881 | 0.98453 | 0.094234 | 0.16446 | 0.2345 | 0.31302 | 0.3603 | 0.4152 | 0.46939 | 0.53036 | 0.57577 | 0.62799 | 0.67952 | 0.7393 | 0.77987 | 0.82918 | 0.87845 | 0.93581 | 0.9737 | 1.0204 | 1.0658 | 1.1111 | 0.094234 | 0.25869 | 0.49319 | 0.80621 | 1.1665 | 1.5817 | 2.0511 | 2.5815 | 3.1572 | 3.7852 | 4.4647 | 5.2041 | 5.9839 | 6.8131 | 7.6916 | 8.6274 | 9.6011 | 10.6215 | 11.6873 | 12.7983 | 0.0072851 | 0.012701 | 0.018094 | 0.024132 | 0.027745 | 0.031945 | 0.036093 | 0.040766 | 0.044237 | 0.048239 | 0.052191 | 0.056786 | 0.0599 | 0.063693 | 0.067486 | 0.071912 | 0.074842 | 0.078457 | 0.081974 | 0.08548 | 0.0072851 | 0.019979 | 0.038055 | 0.062155 | 0.089826 | 0.1217 | 0.15772 | 0.19842 | 0.24258 | 0.29076 | 0.34292 | 0.39973 | 0.45961 | 0.52334 | 0.59089 | 0.66297 | 0.73797 | 0.81668 | 0.8989 | 0.98463 | 0.094234 | 0.16446 | 0.2345 | 0.31302 | 0.3603 | 0.4152 | 0.46939 | 0.53036 | 0.57577 | 0.62799 | 0.67952 | 0.7393 | 0.77987 | 0.82918 | 0.87845 | 0.93581 | 0.9737 | 1.0204 | 1.0658 | 1.1111 | 0.094234 | 0.25869 | 0.49319 | 0.80621 | 1.1665 | 1.5817 | 2.0511 | 2.5815 | 3.1572 | 3.7852 | 4.4647 | 5.2041 | 5.9839 | 6.8131 | 7.6916 | 8.6274 | 9.6011 | 10.6215 | 11.6873 | 12.7983 | 0.0072851 | 0.012701 | 0.018094 | 0.024132 | 0.027745 | 0.031945 | 0.036093 | 0.040766 | 0.044237 | 0.048239 | 0.052191 | 0.056786 | 0.0599 | 0.063693 | 0.067486 | 0.071912 | 0.074842 | 0.078457 | 0.081974 | 0.08548 | 0.0072851 | 0.019979 | 0.038055 | 0.062155 | 0.089826 | 0.1217 | 0.15772 | 0.19842 | 0.24258 | 0.29076 | 0.34292 | 0.39973 | 0.45961 | 0.52334 | 0.59089 | 0.66297 | 0.73797 | 0.81668 | 0.8989 | 0.98463 | 0.094234 | 0.16446 | 0.2345 | 0.31302 | 0.3603 | 0.4152 | 0.46939 | 0.53036 | 0.57577 | 0.62799 | 0.67952 | 0.7393 | 0.77987 | 0.82918 | 0.87845 | 0.93581 | 0.9737 | 1.0204 | 1.0658 | 1.1111 | 0.094234 | 0.25869 | 0.49319 | 0.80621 | 1.1665 | 1.5817 | 2.0511 | 2.5815 | 3.1572 | 3.7852 | 4.4647 | 5.2041 | 5.9839 | 6.8131 | 7.6916 | 8.6274 | 9.6011 | 10.6215 | 11.6873 | 12.7983 | 0.0072851 | 0.012701 | 0.018094 | 0.024132 | 0.027745 | 0.031945 | 0.036093 | 0.040766 | 0.044237 | 0.048239 | 0.052191 | 0.056786 | 0.0599 | 0.063693 | 0.067486 | 0.071912 | 0.074842 | 0.078457 | 0.081974 | 0.08548 | 0.0072851 | 0.019979 | 0.038055 | 0.062155 | 0.089826 | 0.1217 | 0.15772 | 0.19842 | 0.24258 | 0.29076 | 0.34292 | 0.39973 | 0.45961 | 0.52334 | 0.59089 | 0.66297 | 0.73797 | 0.81668 | 0.8989 | 0.98463 | 0.094234 | 0.16446 | 0.2345 | 0.31302 | 0.3603 | 0.4152 | 0.46939 | 0.53036 | 0.57577 | 0.62799 | 0.67952 | 0.7393 | 0.77987 | 0.82918 | 0.87845 | 0.93581 | 0.9737 | 1.0204 | 1.0658 | 1.1111 | 0.094234 | 0.25869 | 0.49319 | 0.80621 | 1.1665 | 1.5817 | 2.0511 | 2.5815 | 3.1572 | 3.7852 | 4.4647 | 5.2041 | 5.9839 | 6.8131 | 7.6916 | 8.6274 | 9.6011 | 10.6215 | 11.6873 | 12.7983 | 214.749 | 214.749 | 214.749 | 214.749 | 214.749 | 214.749 | 214.749 | 214.749 | 214.749 | 214.749 | 214.749 | 214.749 | 214.749 | 214.749 | 214.749 | 214.749 | 214.749 | 214.749 | 214.749 | 214.749 | 135.9073 | 135.9073 | 135.9073 | 135.9073 | 135.9073 | 135.9073 | 135.9073 | 135.9073 | 135.9073 | 135.9073 | 135.9073 | 135.9073 | 135.9073 | 135.9073 | 135.9073 | 135.9073 | 135.9073 | 135.9073 | 135.9073 | 135.9073
WA_Industrial_Wood and Lumber Products_New_Process_Natural Gas_Process - Insulate Heated Process Fluids_A | WA | Industrial | Wood and Lumber Products | New | Process | Natural Gas | Process - Insulate Heated Process Fluids | A | IM629 | No insulation | Insulated process fluid lines | 20 | 125.8253 | 0 | 0 | 290.13 | 0 | 0 | 0 | 145.0668 |  | employee | 5% | 10% | Retrofit | Retro12Med | 75.44% | TBD | 0.2% | 209.7888 |  | 132.7682 |  | 0.025935 | PGE Workpaper - SWWH017-01 | PGE Workpaper - SWWH017-01 | PGE Workpaper - SWWH017-01 | No insulation | No insulation | No insulation | No insulation | No insulation | No insulation | No insulation | No insulation | No insulation | No insulation | No insulation | No insulation | No insulation | No insulation | No insulation | No insulation | No insulation | No insulation | No insulation | No insulation | No insulation | No insulation | Insulated process fluid lines | Insulated process fluid lines | Insulated process fluid lines | Insulated process fluid lines | Insulated process fluid lines | Insulated process fluid lines | Insulated process fluid lines | Insulated process fluid lines | Insulated process fluid lines | Insulated process fluid lines | Insulated process fluid lines | Insulated process fluid lines | Insulated process fluid lines | Insulated process fluid lines | Insulated process fluid lines | Insulated process fluid lines | Insulated process fluid lines | Insulated process fluid lines | Insulated process fluid lines | Insulated process fluid lines | Insulated process fluid lines | Insulated process fluid lines | 290.13 | 290.13 | 290.13 | 290.13 | 290.13 | 290.13 | 290.13 | 290.13 | 290.13 | 290.13 | 290.13 | 290.13 | 290.13 | 290.13 | 290.13 | 290.13 | 290.13 | 290.13 | 290.13 | 290.13 | 290.13 | 290.13 | 0 | 0 | 125.8147 | 125.8119 | 125.8107 | 125.8136 | 125.815 | 125.8162 | 125.8173 | 125.8182 | 125.8188 | 125.8193 | 125.8198 | 125.8202 | 125.8205 | 125.8208 | 125.821 | 125.8213 | 125.8215 | 125.8216 | 125.8218 | 125.8219 | 0.030512 | 0.053247 | 0.075927 | 0.10135 | 0.11666 | 0.12099 | 0.10943 | 0.098916 | 0.085908 | 0.07496 | 0.064889 | 0.056478 | 0.047662 | 0.040541 | 0.03436 | 0.029283 | 0.00020782 | 7.778e-05 | 2.7696e-05 | 9.415e-06 | 0.030512 | 0.083758 | 0.15968 | 0.26104 | 0.3777 | 0.4987 | 0.60813 | 0.70705 | 0.79297 | 0.86793 | 0.93282 | 0.9893 | 1.037 | 1.0775 | 1.1119 | 1.1412 | 1.1414 | 1.1414 | 1.1415 | 1.1415 | 0.24251 | 0.42323 | 0.6035 | 0.80556 | 0.92725 | 0.96166 | 0.86976 | 0.78618 | 0.68279 | 0.59578 | 0.51573 | 0.44888 | 0.37881 | 0.32221 | 0.27309 | 0.23273 | 0.0016517 | 0.00061817 | 0.00022012 | 7.4828e-05 | 0.24251 | 0.66574 | 1.2692 | 2.0748 | 3.0021 | 3.9637 | 4.8335 | 5.6197 | 6.3024 | 6.8982 | 7.414 | 7.8628 | 8.2416 | 8.5639 | 8.8369 | 9.0697 | 9.0713 | 9.0719 | 9.0722 | 9.0722 | 0.025935 | 0.045261 | 0.064539 | 0.086149 | 0.099164 | 0.10284 | 0.093017 | 0.084079 | 0.073022 | 0.063717 | 0.055156 | 0.048007 | 0.040513 | 0.03446 | 0.029206 | 0.024891 | 0.00017665 | 6.6113e-05 | 2.3542e-05 | 8.0028e-06 | 0.025935 | 0.071196 | 0.13573 | 0.22189 | 0.32105 | 0.4239 | 0.51692 | 0.601 | 0.67403 | 0.73775 | 0.7929 | 0.84091 | 0.88143 | 0.91589 | 0.9451 | 0.96999 | 0.97017 | 0.97023 | 0.97026 | 0.97027 | 0.20614 | 0.35975 | 0.51298 | 0.68473 | 0.78816 | 0.81741 | 0.73929 | 0.66825 | 0.58037 | 0.50641 | 0.43837 | 0.38155 | 0.32199 | 0.27388 | 0.23212 | 0.19782 | 0.0014039 | 0.00052545 | 0.0001871 | 6.3604e-05 | 0.20614 | 0.56588 | 1.0789 | 1.7636 | 2.5517 | 3.3692 | 4.1085 | 4.7767 | 5.3571 | 5.8635 | 6.3019 | 6.6834 | 7.0054 | 7.2793 | 7.5114 | 7.7092 | 7.7106 | 7.7112 | 7.7113 | 7.7114 | 0.025935 | 0.045261 | 0.064539 | 0.086149 | 0.099164 | 0.10284 | 0.093017 | 0.084079 | 0.073022 | 0.063717 | 0.055156 | 0.048007 | 0.040513 | 0.03446 | 0.029206 | 0.024891 | 0.00017665 | 6.6113e-05 | 2.3542e-05 | 8.0028e-06 | 0.025935 | 0.071196 | 0.13573 | 0.22189 | 0.32105 | 0.4239 | 0.51692 | 0.601 | 0.67403 | 0.73775 | 0.7929 | 0.84091 | 0.88143 | 0.91589 | 0.9451 | 0.96999 | 0.97017 | 0.97023 | 0.97026 | 0.97027 | 0.20614 | 0.35975 | 0.51298 | 0.68473 | 0.78816 | 0.81741 | 0.73929 | 0.66825 | 0.58037 | 0.50641 | 0.43837 | 0.38155 | 0.32199 | 0.27388 | 0.23212 | 0.19782 | 0.0014039 | 0.00052545 | 0.0001871 | 6.3604e-05 | 0.20614 | 0.56588 | 1.0789 | 1.7636 | 2.5517 | 3.3692 | 4.1085 | 4.7767 | 5.3571 | 5.8635 | 6.3019 | 6.6834 | 7.0054 | 7.2793 | 7.5114 | 7.7092 | 7.7106 | 7.7112 | 7.7113 | 7.7114 | 0.025935 | 0.045261 | 0.064539 | 0.086149 | 0.099164 | 0.10284 | 0.093017 | 0.084079 | 0.073022 | 0.063717 | 0.055156 | 0.048007 | 0.040513 | 0.03446 | 0.029206 | 0.024891 | 0.00017665 | 6.6113e-05 | 2.3542e-05 | 8.0028e-06 | 0.025935 | 0.071196 | 0.13573 | 0.22189 | 0.32105 | 0.4239 | 0.51692 | 0.601 | 0.67403 | 0.73775 | 0.7929 | 0.84091 | 0.88143 | 0.91589 | 0.9451 | 0.96999 | 0.97017 | 0.97023 | 0.97026 | 0.97027 | 0.20614 | 0.35975 | 0.51298 | 0.68473 | 0.78816 | 0.81741 | 0.73929 | 0.66825 | 0.58037 | 0.50641 | 0.43837 | 0.38155 | 0.32199 | 0.27388 | 0.23212 | 0.19782 | 0.0014039 | 0.00052545 | 0.0001871 | 6.3604e-05 | 0.20614 | 0.56588 | 1.0789 | 1.7636 | 2.5517 | 3.3692 | 4.1085 | 4.7767 | 5.3571 | 5.8635 | 6.3019 | 6.6834 | 7.0054 | 7.2793 | 7.5114 | 7.7092 | 7.7106 | 7.7112 | 7.7113 | 7.7114 | 0.025935 | 0.045261 | 0.064539 | 0.086149 | 0.099164 | 0.10284 | 0.093017 | 0.084079 | 0.073022 | 0.063717 | 0.055156 | 0.048007 | 0.040513 | 0.03446 | 0.029206 | 0.024891 | 0.00017665 | 6.6113e-05 | 2.3542e-05 | 8.0028e-06 | 0.025935 | 0.071196 | 0.13573 | 0.22189 | 0.32105 | 0.4239 | 0.51692 | 0.601 | 0.67403 | 0.73775 | 0.7929 | 0.84091 | 0.88143 | 0.91589 | 0.9451 | 0.96999 | 0.97017 | 0.97023 | 0.97026 | 0.97027 | 0.20614 | 0.35975 | 0.51298 | 0.68473 | 0.78816 | 0.81741 | 0.73929 | 0.66825 | 0.58037 | 0.50641 | 0.43837 | 0.38155 | 0.32199 | 0.27388 | 0.23212 | 0.19782 | 0.0014039 | 0.00052545 | 0.0001871 | 6.3604e-05 | 0.20614 | 0.56588 | 1.0789 | 1.7636 | 2.5517 | 3.3692 | 4.1085 | 4.7767 | 5.3571 | 5.8635 | 6.3019 | 6.6834 | 7.0054 | 7.2793 | 7.5114 | 7.7092 | 7.7106 | 7.7112 | 7.7113 | 7.7114 | 211.3371 | 211.3371 | 211.3371 | 211.3371 | 211.3371 | 211.3371 | 211.3371 | 211.3371 | 211.3371 | 211.3371 | 211.3371 | 211.3371 | 211.3371 | 211.3371 | 211.3371 | 211.3371 | 211.3371 | 211.3371 | 211.3371 | 211.3371 | 133.7481 | 133.7481 | 133.7481 | 133.7481 | 133.7481 | 133.7481 | 133.7481 | 133.7481 | 133.7481 | 133.7481 | 133.7481 | 133.7481 | 133.7481 | 133.7481 | 133.7481 | 133.7481 | 133.7481 | 133.7481 | 133.7481 | 133.7481
WA_Industrial_Wood and Lumber Products_New_Process_Natural Gas_Process Heat Recovery_A | WA | Industrial | Wood and Lumber Products | New | Process | Natural Gas | Process Heat Recovery | A | IM630 | No HR system | HR system installed | 15 | 0.21081 | 0 | 0 | 1093.34 | 0 | 0 | 0 | 546.6706 |  | cfm | 5% | 50% | Retrofit | Retro12Med | 75.44% | TBD | 0.2% | 53661.1602 |  | 35599.074 |  | 0.0015603 | MN TRM v3.1 - Exhaust Energy Recovery | WI TRM - Process Exhaust Filtration, 3244 | MN TRM v3.1 - Exhaust Energy Recovery | No HR system | No HR system | No HR system | No HR system | No HR system | No HR system | No HR system | No HR system | No HR system | No HR system | No HR system | No HR system | No HR system | No HR system | No HR system | No HR system | No HR system | No HR system | No HR system | No HR system | No HR system | No HR system | HR system installed | HR system installed | HR system installed | HR system installed | HR system installed | HR system installed | HR system installed | HR system installed | HR system installed | HR system installed | HR system installed | HR system installed | HR system installed | HR system installed | HR system installed | HR system installed | HR system installed | HR system installed | HR system installed | HR system installed | HR system installed | HR system installed | 1093.34 | 1093.34 | 1093.34 | 1093.34 | 1093.34 | 1093.34 | 1093.34 | 1093.34 | 1093.34 | 1093.34 | 1093.34 | 1093.34 | 1093.34 | 1093.34 | 1093.34 | 1093.34 | 1093.34 | 1093.34 | 1093.34 | 1093.34 | 1093.34 | 1093.34 | 0 | 0 | 0.21016 | 0.20978 | 0.20943 | 0.20911 | 0.20865 | 0.20831 | 0.20803 | 0.20784 | 0.20762 | 0.20747 | 0.20736 | 0.20732 | 0.20723 | 0.2072 | 0.20719 | 0.20725 | 0.20728 | 0.20734 | 0.20739 | 0.20744 | 0.0018348 | 0.0031963 | 0.00455 | 0.0060641 | 0.0069648 | 0.0072115 | 0.0065137 | 0.0058823 | 0.0051033 | 0.0044498 | 0.0038499 | 0.0033502 | 0.002826 | 0.0024034 | 0.0020369 | 0.0018094 | 0.0031581 | 0.0045046 | 0.0060143 | 0.0069244 | 0.0018348 | 0.0050278 | 0.0095693 | 0.015619 | 0.022549 | 0.029724 | 0.036198 | 0.042047 | 0.047106 | 0.051522 | 0.055344 | 0.058684 | 0.061484 | 0.06388 | 0.065914 | 0.065933 | 0.065941 | 0.06596 | 0.065977 | 0.065991 | 8.7304 | 15.2363 | 21.7261 | 29.0002 | 33.381 | 34.6198 | 31.3113 | 28.3024 | 24.5804 | 21.448 | 18.5664 | 16.1597 | 13.6372 | 11.5996 | 9.8311 | 8.7304 | 15.2363 | 21.7261 | 29.0002 | 33.381 | 8.7304 | 23.9667 | 45.6928 | 74.693 | 108.074 | 142.6938 | 174.0051 | 202.3075 | 226.8879 | 248.3359 | 266.9023 | 283.062 | 296.6992 | 308.2988 | 318.1299 | 318.1299 | 318.1299 | 318.1299 | 318.1299 | 318.1299 | 0.0015603 | 0.0027188 | 0.0038713 | 0.0051608 | 0.0059293 | 0.0061408 | 0.0055477 | 0.0050106 | 0.0043478 | 0.0037914 | 0.0032805 | 0.0028548 | 0.0024083 | 0.0020482 | 0.0017359 | 0.0015419 | 0.0026912 | 0.0038385 | 0.0051248 | 0.0059 | 0.0015603 | 0.0042767 | 0.0081419 | 0.013292 | 0.019197 | 0.025311 | 0.03083 | 0.035816 | 0.040132 | 0.043899 | 0.047159 | 0.050007 | 0.052396 | 0.054439 | 0.056173 | 0.056187 | 0.056192 | 0.056206 | 0.056218 | 0.056229 | 7.4209 | 12.9508 | 18.4672 | 24.6502 | 28.3738 | 29.4268 | 26.6146 | 24.0571 | 20.8934 | 18.2308 | 15.7814 | 13.7358 | 11.5917 | 9.8596 | 8.3564 | 7.4209 | 12.9508 | 18.4672 | 24.6502 | 28.3738 | 7.4209 | 20.3717 | 38.8389 | 63.4891 | 91.8629 | 121.2897 | 147.9043 | 171.9614 | 192.8547 | 211.0855 | 226.8669 | 240.6027 | 252.1943 | 262.054 | 270.4104 | 270.4104 | 270.4104 | 270.4104 | 270.4104 | 270.4104 | 0 | 0 | 0 | 0 | 0 | 0 | 0 | 0 | 0 | 0 | 0 | 0 | 0 | 0 | 0 | 0 | 0 | 0 | 0 | 0 | 0 | 0 | 0 | 0 | 0 | 0 | 0 | 0 | 0 | 0 | 0 | 0 | 0 | 0 | 0 | 0 | 0 | 0 | 0 | 0 | 0 | 0 | 0 | 0 | 0 | 0 | 0 | 0 | 0 | 0 | 0 | 0 | 0 | 0 | 0 | 0 | 0 | 0 | 0 | 0 | 0 | 0 | 0 | 0 | 0 | 0 | 0 | 0 | 0 | 0 | 0 | 0 | 0 | 0 | 0 | 0 | 0 | 0 | 0 | 0 | 0 | 0 | 0 | 0 | 0 | 0 | 0 | 0 | 0 | 0 | 0 | 0 | 0 | 0 | 0 | 0 | 0 | 0 | 0 | 0 | 0 | 0 | 0 | 0 | 0 | 0 | 0 | 0 | 0 | 0 | 0 | 0 | 0 | 0 | 0 | 0 | 0 | 0 | 0 | 0 | 0 | 0 | 0 | 0 | 0 | 0 | 0 | 0 | 0 | 0 | 0 | 0 | 0 | 0 | 0 | 0 | 0 | 0 | 0 | 0 | 0 | 0 | 0 | 0 | 0 | 0 | 0 | 0 | 0 | 0 | 0 | 0 | 0 | 0 | 0 | 0 | 0 | 0 | 0 | 0 | 0 | 0 | 0 | 0 | 0 | 0 | 0 | 0 | 0 | 0 | 0 | 0 | 0 | 0 | 0 | 0 | 0 | 0 | 0 | 0 | 0 | 0 | 0 | 0 | 0 | 0 | 0 | 0 | 0 | 0 | 0 | 0 | 0 | 0 | 0 | 0 | 0 | 0 | 0 | 0 | 0 | 0 | 0 | 0 | 0 | 0 | 0 | 0 | 0 | 0 | 0 | 0 | 0 | 0 | 0 | 0 | 0 | 0 | 0 | 0 | 0 | 0 | 0 | 0 | 0 | 0 | 0 | 0 | 0 | 0 | 0 | 0 | 0 | 0 | 0 | 0 | 0 | 0 | 0 | 0 | 560675.0826 | 560675.0826 | 560675.0826 | 560675.0826 | 560675.0826 | 560675.0826 | 560675.0826 | 560675.0826 | 560675.0826 | 560675.0826 | 560675.0826 | 560675.0826 | 560675.0826 | 560675.0826 | 560675.0826 | 560675.0826 | 560675.0826 | 560675.0826 | 560675.0826 | 560675.0826 | 371954.5694 | 371954.5694 | 371954.5694 | 371954.5694 | 371954.5694 | 371954.5694 | 371954.5694 | 371954.5694 | 371954.5694 | 371954.5694 | 371954.5694 | 371954.5694 | 371954.5694 | 371954.5694 | 371954.5694 | 371954.5694 | 371954.5694 | 371954.5694 | 371954.5694 | 371954.5694
WA_Industrial_Wood and Lumber Products_New_Space Heating_Natural Gas_Building Automation System_A | WA | Industrial | Wood and Lumber Products | New | Space Heating | Natural Gas | Building Automation System | A | IM631 | No control system | Automation system installed and programmed | 15 | 0.01486 | 0 | 0 | 0.09 | 0.03 | 0 | 0 | 0.04595 |  | sqft | 5% | 65% | Retrofit | Retro1Slow | 84.81% | TBD | 0.2% | 153.9797 |  | 90.3681 |  | 0.0006435 | COM_EMS-All-XCELCO-2017-18-3 | BEHAV_EIS-All-CPUC-2018_PG-10 | COM_EMS-All-XCELCO-2017-18-3 | No control system | No control system | No control system | No control system | No control system | No control system | No control system | No control system | No control system | No control system | No control system | No control system | No control system | No control system | No control system | No control system | No control system | No control system | No control system | No control system | No control system | No control system | Automation system installed and programmed | Automation system installed and programmed | Automation system installed and programmed | Automation system installed and programmed | Automation system installed and programmed | Automation system installed and programmed | Automation system installed and programmed | Automation system installed and programmed | Automation system installed and programmed | Automation system installed and programmed | Automation system installed and programmed | Automation system installed and programmed | Automation system installed and programmed | Automation system installed and programmed | Automation system installed and programmed | Automation system installed and programmed | Automation system installed and programmed | Automation system installed and programmed | Automation system installed and programmed | Automation system installed and programmed | Automation system installed and programmed | Automation system installed and programmed | 0.09 | 0.09 | 0.09 | 0.09 | 0.09 | 0.09 | 0.09 | 0.09 | 0.09 | 0.09 | 0.09 | 0.09 | 0.09 | 0.09 | 0.09 | 0.09 | 0.09 | 0.09 | 0.09 | 0.09 | 0.09 | 0.09 | 0 | 0 | 0.014787 | 0.013908 | 0.013557 | 0.013349 | 0.013256 | 0.013178 | 0.013117 | 0.013063 | 0.013026 | 0.012991 | 0.012931 | 0.012883 | 0.012831 | 0.012865 | 0.012885 | 0.012885 | 0.012908 | 0.012906 | 0.012913 | 0.012902 | 0.00075461 | 0.002476 | 0.0061106 | 0.013064 | 0.022666 | 0.037187 | 0.056923 | 0.083039 | 0.11118 | 0.14262 | 0.17233 | 0.19872 | 0.20964 | 0.21068 | 0.19655 | 0.17316 | 0.13802 | 0.10012 | 0.066849 | 0.045411 | 0.00075461 | 0.0031857 | 0.0092159 | 0.022138 | 0.044651 | 0.081574 | 0.13812 | 0.2206 | 0.33115 | 0.47288 | 0.643 | 0.83934 | 1.0456 | 1.2591 | 1.4576 | 1.6301 | 1.7688 | 1.8627 | 1.918 | 1.9397 | 51.0325 | 178.0277 | 450.7367 | 978.6623 | 1709.8677 | 2821.9769 | 4339.7606 | 6356.5998 | 8535.1288 | 10977.874 | 13327.1243 | 15424.7611 | 16339.1777 | 16376.2839 | 15254.0028 | 13438.5882 | 10692.6253 | 7757.5202 | 5176.7806 | 3519.5974 | 51.0325 | 229.0602 | 679.7969 | 1658.4592 | 3368.3269 | 6190.3038 | 10530.0644 | 16886.6642 | 25421.793 | 36399.667 | 49726.7913 | 65151.5524 | 81490.7301 | 97867.014 | 113121.0168 | 126508.5725 | 137023.1701 | 144329.9535 | 148528.0718 | 150337.8016 | 0.0006435 | 0.0022185 | 0.0055705 | 0.012004 | 0.020871 | 0.034267 | 0.052447 | 0.076458 | 0.1023 | 0.13111 | 0.15837 | 0.18248 | 0.19245 | 0.19219 | 0.17842 | 0.15655 | 0.1243 | 0.08994 | 0.05989 | 0.040663 | 0.0006435 | 0.0028544 | 0.0084014 | 0.020342 | 0.041114 | 0.075168 | 0.12726 | 0.20311 | 0.3047 | 0.43472 | 0.59092 | 0.77077 | 0.95983 | 1.1485 | 1.3231 | 1.4737 | 1.5929 | 1.6733 | 1.7183 | 1.7369 | 43.3776 | 151.3236 | 383.1262 | 831.863 | 1453.3875 | 2398.6804 | 3688.7965 | 5403.1098 | 7254.8595 | 9331.1929 | 11328.0556 | 13111.047 | 13888.301 | 13919.8414 | 12965.9023 | 11422.8 | 9088.7315 | 6593.8922 | 4400.2635 | 2991.6578 | 43.3776 | 194.7012 | 577.8274 | 1409.6904 | 2863.0779 | 5261.7582 | 8950.5547 | 14353.6646 | 21608.524 | 30939.7169 | 42267.7726 | 55378.8195 | 69267.1206 | 83186.9619 | 96152.8643 | 107532.2866 | 116469.6946 | 122680.4605 | 126248.861 | 127787.1313 | 0.0006435 | 0.0022185 | 0.0055705 | 0.012004 | 0.020871 | 0.034267 | 0.052447 | 0.076458 | 0.1023 | 0.13111 | 0.15837 | 0.18248 | 0.19245 | 0.19219 | 0.17842 | 0.15655 | 0.1243 | 0.08994 | 0.05989 | 0.040663 | 0.0006435 | 0.0028544 | 0.0084014 | 0.020342 | 0.041114 | 0.075168 | 0.12726 | 0.20311 | 0.3047 | 0.43472 | 0.59092 | 0.77077 | 0.95983 | 1.1485 | 1.3231 | 1.4737 | 1.5929 | 1.6733 | 1.7183 | 1.7369 | 43.3776 | 151.3236 | 383.1262 | 831.863 | 1453.3875 | 2398.6804 | 3688.7965 | 5403.1098 | 7254.8595 | 9331.1929 | 11328.0556 | 13111.047 | 13888.301 | 13919.8414 | 12965.9023 | 11422.8 | 9088.7315 | 6593.8922 | 4400.2635 | 2991.6578 | 43.3776 | 194.7012 | 577.8274 | 1409.6904 | 2863.0779 | 5261.7582 | 8950.5547 | 14353.6646 | 21608.524 | 30939.7169 | 42267.7726 | 55378.8195 | 69267.1206 | 83186.9619 | 96152.8643 | 107532.2866 | 116469.6946 | 122680.4605 | 126248.861 | 127787.1313 | 0.0006435 | 0.0022185 | 0.0055705 | 0.012004 | 0.020871 | 0.034267 | 0.052447 | 0.076458 | 0.1023 | 0.13111 | 0.15837 | 0.18248 | 0.19245 | 0.19219 | 0.17842 | 0.15655 | 0.1243 | 0.08994 | 0.05989 | 0.040663 | 0.0006435 | 0.0028544 | 0.0084014 | 0.020342 | 0.041114 | 0.075168 | 0.12726 | 0.20311 | 0.3047 | 0.43472 | 0.59092 | 0.77077 | 0.95983 | 1.1485 | 1.3231 | 1.4737 | 1.5929 | 1.6733 | 1.7183 | 1.7369 | 43.3776 | 151.3236 | 383.1262 | 831.863 | 1453.3875 | 2398.6804 | 3688.7965 | 5403.1098 | 7254.8595 | 9331.1929 | 11328.0556 | 13111.047 | 13888.301 | 13919.8414 | 12965.9023 | 11422.8 | 9088.7315 | 6593.8922 | 4400.2635 | 2991.6578 | 43.3776 | 194.7012 | 577.8274 | 1409.6904 | 2863.0779 | 5261.7582 | 8950.5547 | 14353.6646 | 21608.524 | 30939.7169 | 42267.7726 | 55378.8195 | 69267.1206 | 83186.9619 | 96152.8643 | 107532.2866 | 116469.6946 | 122680.4605 | 126248.861 | 127787.1313 | 0.0006435 | 0.0022185 | 0.0055705 | 0.012004 | 0.020871 | 0.034267 | 0.052447 | 0.076458 | 0.1023 | 0.13111 | 0.15837 | 0.18248 | 0.19245 | 0.19219 | 0.17842 | 0.15655 | 0.1243 | 0.08994 | 0.05989 | 0.040663 | 0.0006435 | 0.0028544 | 0.0084014 | 0.020342 | 0.041114 | 0.075168 | 0.12726 | 0.20311 | 0.3047 | 0.43472 | 0.59092 | 0.77077 | 0.95983 | 1.1485 | 1.3231 | 1.4737 | 1.5929 | 1.6733 | 1.7183 | 1.7369 | 43.3776 | 151.3236 | 383.1262 | 831.863 | 1453.3875 | 2398.6804 | 3688.7965 | 5403.1098 | 7254.8595 | 9331.1929 | 11328.0556 | 13111.047 | 13888.301 | 13919.8414 | 12965.9023 | 11422.8 | 9088.7315 | 6593.8922 | 4400.2635 | 2991.6578 | 43.3776 | 194.7012 | 577.8274 | 1409.6904 | 2863.0779 | 5261.7582 | 8950.5547 | 14353.6646 | 21608.524 | 30939.7169 | 42267.7726 | 55378.8195 | 69267.1206 | 83186.9619 | 96152.8643 | 107532.2866 | 116469.6946 | 122680.4605 | 126248.861 | 127787.1313 | 2938.7371 | 2938.7371 | 2938.7371 | 2938.7371 | 2938.7371 | 2938.7371 | 2938.7371 | 2938.7371 | 2938.7371 | 2938.7371 | 2938.7371 | 2938.7371 | 2938.7371 | 2938.7371 | 2938.7371 | 2938.7371 | 2938.7371 | 2938.7371 | 2938.7371 | 2938.7371 | 434.3403 | 434.3403 | 434.3403 | 434.3403 | 434.3403 | 434.3403 | 434.3403 | 434.3403 | 434.3403 | 434.3403 | 434.3403 | 434.3403 | 434.3403 | 434.3403 | 434.3403 | 434.3403 | 434.3403 | 434.3403 | 434.3403 | 434.3403
WA_Industrial_Wood and Lumber Products_New_Space Heating_Natural Gas_Steam System Efficiency Improvements_A | WA | Industrial | Wood and Lumber Products | New | Space Heating | Natural Gas | Steam System Efficiency Improvements | A | IM632 | Average system efficiency | Optimized system | 5 | 0.13322 | 0 | 0 | 0.11 | 0 | 0 | 0 | 0.05645 |  | sqft | 30% | 60% | Retrofit | Retro1Slow | 84.81% | TBD | 0.2% | 500.5663 |  | 387.1986 |  | 4.0888e-05 | AEG Research | DOE - Improving Steam System Performance: A Sourcebook for Industry, Second Edition. October 2012. | DOE - Improving Steam System Performance: A Sourcebook for Industry, Second Edition. October 2012. | Average system efficiency | Average system efficiency | Average system efficiency | Average system efficiency | Average system efficiency | Average system efficiency | Average system efficiency | Average system efficiency | Average system efficiency | Average system efficiency | Average system efficiency | Average system efficiency | Average system efficiency | Average system efficiency | Average system efficiency | Average system efficiency | Average system efficiency | Average system efficiency | Average system efficiency | Average system efficiency | Average system efficiency | Average system efficiency | Optimized system | Optimized system | Optimized system | Optimized system | Optimized system | Optimized system | Optimized system | Optimized system | Optimized system | Optimized system | Optimized system | Optimized system | Optimized system | Optimized system | Optimized system | Optimized system | Optimized system | Optimized system | Optimized system | Optimized system | Optimized system | Optimized system | 0.11 | 0.11 | 0.11 | 0.11 | 0.11 | 0.11 | 0.11 | 0.11 | 0.11 | 0.11 | 0.11 | 0.11 | 0.11 | 0.11 | 0.11 | 0.11 | 0.11 | 0.11 | 0.11 | 0.11 | 0.11 | 0.11 | 0 | 0 | 0.13257 | 0.1247 | 0.12156 | 0.1197 | 0.11889 | 0.1182 | 0.11767 | 0.11722 | 0.11691 | 0.11662 | 0.11611 | 0.1157 | 0.11526 | 0.11558 | 0.11577 | 0.11576 | 0.11597 | 0.11594 | 0.116 | 0.1159 | 4.7948e-05 | 0.00015733 | 0.00038831 | 0.00083024 | 0.0014407 | 0.0023639 | 0.0036191 | 0.0052806 | 0.0070717 | 0.0090735 | 0.010967 | 0.012648 | 0.013347 | 0.013415 | 0.012515 | 0.011025 | 0.012823 | 0.013796 | 0.014268 | 0.013934 | 4.7948e-05 | 0.00020243 | 0.00058565 | 0.0014069 | 0.002838 | 0.0051428 | 0.0085905 | 0.013463 | 0.019689 | 0.027301 | 0.035825 | 0.04479 | 0.052772 | 0.059343 | 0.062946 | 0.062991 | 0.063104 | 0.06309 | 0.063124 | 0.06307 | 0.36167 | 1.2617 | 3.1944 | 6.9359 | 12.118 | 19.9997 | 30.7564 | 45.05 | 60.4895 | 77.8015 | 94.451 | 109.3172 | 115.7978 | 116.0607 | 108.107 | 95.2409 | 110.5789 | 118.9922 | 122.9966 | 120.225 | 0.36167 | 1.6234 | 4.8178 | 11.7537 | 23.8717 | 43.5098 | 73.0045 | 114.8601 | 168.4137 | 234.0971 | 308.5484 | 387.1092 | 457.8569 | 513.4281 | 543.7336 | 544.1619 | 544.1619 | 544.1619 | 544.1619 | 544.1619 | 4.0888e-05 | 0.00014097 | 0.00035398 | 0.00076286 | 0.0013265 | 0.0021781 | 0.0033342 | 0.0048614 | 0.0065059 | 0.0083396 | 0.010076 | 0.011612 | 0.012248 | 0.012233 | 0.011357 | 0.0099641 | 0.011545 | 0.01239 | 0.012779 | 0.012474 | 4.0888e-05 | 0.00018137 | 0.00053387 | 0.0012928 | 0.002613 | 0.0047386 | 0.0079142 | 0.012395 | 0.018114 | 0.025093 | 0.032915 | 0.04112 | 0.048429 | 0.054116 | 0.05712 | 0.05693 | 0.056813 | 0.056659 | 0.056536 | 0.056459 | 0.30742 | 1.0724 | 2.7153 | 5.8955 | 10.3003 | 16.9997 | 26.143 | 38.2925 | 51.4161 | 66.1313 | 80.2833 | 92.9196 | 98.4281 | 98.6516 | 91.8909 | 80.9548 | 93.992 | 101.1434 | 104.5471 | 102.1913 | 0.30742 | 1.3799 | 4.0951 | 9.9906 | 20.291 | 36.9833 | 62.0538 | 97.631 | 143.1516 | 198.9826 | 262.2662 | 329.0428 | 389.1784 | 436.4139 | 462.1736 | 462.5376 | 462.5376 | 462.5376 | 462.5376 | 462.5376 | 4.0888e-05 | 0.00014097 | 0.00035398 | 0.00076286 | 0.0013265 | 0.0021781 | 0.0033342 | 0.0048614 | 0.0065059 | 0.0083396 | 0.010076 | 0.011612 | 0.012248 | 0.012233 | 0.011357 | 0.0099641 | 0.011545 | 0.01239 | 0.012779 | 0.012474 | 4.0888e-05 | 0.00018137 | 0.00053387 | 0.0012928 | 0.002613 | 0.0047386 | 0.0079142 | 0.012395 | 0.018114 | 0.025093 | 0.032915 | 0.04112 | 0.048429 | 0.054116 | 0.05712 | 0.05693 | 0.056813 | 0.056659 | 0.056536 | 0.056459 | 0.30742 | 1.0724 | 2.7153 | 5.8955 | 10.3003 | 16.9997 | 26.143 | 38.2925 | 51.4161 | 66.1313 | 80.2833 | 92.9196 | 98.4281 | 98.6516 | 91.8909 | 80.9548 | 93.992 | 101.1434 | 104.5471 | 102.1913 | 0.30742 | 1.3799 | 4.0951 | 9.9906 | 20.291 | 36.9833 | 62.0538 | 97.631 | 143.1516 | 198.9826 | 262.2662 | 329.0428 | 389.1784 | 436.4139 | 462.1736 | 462.5376 | 462.5376 | 462.5376 | 462.5376 | 462.5376 | 4.0888e-05 | 0.00014097 | 0.00035398 | 0.00076286 | 0.0013265 | 0.0021781 | 0.0033342 | 0.0048614 | 0.0065059 | 0.0083396 | 0.010076 | 0.011612 | 0.012248 | 0.012233 | 0.011357 | 0.0099641 | 0.011545 | 0.01239 | 0.012779 | 0.012474 | 4.0888e-05 | 0.00018137 | 0.00053387 | 0.0012928 | 0.002613 | 0.0047386 | 0.0079142 | 0.012395 | 0.018114 | 0.025093 | 0.032915 | 0.04112 | 0.048429 | 0.054116 | 0.05712 | 0.05693 | 0.056813 | 0.056659 | 0.056536 | 0.056459 | 0.30742 | 1.0724 | 2.7153 | 5.8955 | 10.3003 | 16.9997 | 26.143 | 38.2925 | 51.4161 | 66.1313 | 80.2833 | 92.9196 | 98.4281 | 98.6516 | 91.8909 | 80.9548 | 93.992 | 101.1434 | 104.5471 | 102.1913 | 0.30742 | 1.3799 | 4.0951 | 9.9906 | 20.291 | 36.9833 | 62.0538 | 97.631 | 143.1516 | 198.9826 | 262.2662 | 329.0428 | 389.1784 | 436.4139 | 462.1736 | 462.5376 | 462.5376 | 462.5376 | 462.5376 | 462.5376 | 4.0888e-05 | 0.00014097 | 0.00035398 | 0.00076286 | 0.0013265 | 0.0021781 | 0.0033342 | 0.0048614 | 0.0065059 | 0.0083396 | 0.010076 | 0.011612 | 0.012248 | 0.012233 | 0.011357 | 0.0099641 | 0.011545 | 0.01239 | 0.012779 | 0.012474 | 4.0888e-05 | 0.00018137 | 0.00053387 | 0.0012928 | 0.002613 | 0.0047386 | 0.0079142 | 0.012395 | 0.018114 | 0.025093 | 0.032915 | 0.04112 | 0.048429 | 0.054116 | 0.05712 | 0.05693 | 0.056813 | 0.056659 | 0.056536 | 0.056459 | 0.30742 | 1.0724 | 2.7153 | 5.8955 | 10.3003 | 16.9997 | 26.143 | 38.2925 | 51.4161 | 66.1313 | 80.2833 | 92.9196 | 98.4281 | 98.6516 | 91.8909 | 80.9548 | 93.992 | 101.1434 | 104.5471 | 102.1913 | 0.30742 | 1.3799 | 4.0951 | 9.9906 | 20.291 | 36.9833 | 62.0538 | 97.631 | 143.1516 | 198.9826 | 262.2662 | 329.0428 | 389.1784 | 436.4139 | 462.1736 | 462.5376 | 462.5376 | 462.5376 | 462.5376 | 462.5376 | 875.0827 | 875.0827 | 875.0827 | 875.0827 | 875.0827 | 875.0827 | 875.0827 | 875.0827 | 875.0827 | 875.0827 | 875.0827 | 875.0827 | 875.0827 | 875.0827 | 875.0827 | 875.0827 | 875.0827 | 875.0827 | 875.0827 | 875.0827 | 676.8949 | 676.8949 | 676.8949 | 676.8949 | 676.8949 | 676.8949 | 676.8949 | 676.8949 | 676.8949 | 676.8949 | 676.8949 | 676.8949 | 676.8949 | 676.8949 | 676.8949 | 676.8949 | 676.8949 | 676.8949 | 676.8949 | 676.8949
WA_Industrial_Wood and Lumber Products_New_Process_Natural Gas_Steam System Efficiency Improvements_A | WA | Industrial | Wood and Lumber Products | New | Process | Natural Gas | Steam System Efficiency Improvements | A | IM633 | Average system efficiency | Optimized system | 5 | 0.98506 | 0 | 0 | 4.12 | 0 | 0 | 0 | 2.0598 |  | sqft | 30% | 60% | Retrofit | Retro1Slow | 84.81% | TBD | 0.2% | 500.5663 |  | 387.1986 |  | 2.8516e-05 | AEG Research | DOE - Improving Steam System Performance: A Sourcebook for Industry, Second Edition. October 2012. | DOE - Improving Steam System Performance: A Sourcebook for Industry, Second Edition. October 2012. | Average system efficiency | Average system efficiency | Average system efficiency | Average system efficiency | Average system efficiency | Average system efficiency | Average system efficiency | Average system efficiency | Average system efficiency | Average system efficiency | Average system efficiency | Average system efficiency | Average system efficiency | Average system efficiency | Average system efficiency | Average system efficiency | Average system efficiency | Average system efficiency | Average system efficiency | Average system efficiency | Average system efficiency | Average system efficiency | Optimized system | Optimized system | Optimized system | Optimized system | Optimized system | Optimized system | Optimized system | Optimized system | Optimized system | Optimized system | Optimized system | Optimized system | Optimized system | Optimized system | Optimized system | Optimized system | Optimized system | Optimized system | Optimized system | Optimized system | Optimized system | Optimized system | 4.12 | 4.12 | 4.12 | 4.12 | 4.12 | 4.12 | 4.12 | 4.12 | 4.12 | 4.12 | 4.12 | 4.12 | 4.12 | 4.12 | 4.12 | 4.12 | 4.12 | 4.12 | 4.12 | 4.12 | 4.12 | 4.12 | 0 | 0 | 0.98306 | 0.98191 | 0.98083 | 0.97986 | 0.97849 | 0.97755 | 0.97685 | 0.97641 | 0.97593 | 0.97568 | 0.97554 | 0.97562 | 0.97556 | 0.97567 | 0.9758 | 0.97612 | 0.9764 | 0.97679 | 0.97714 | 0.97746 | 3.3538e-05 | 0.00011686 | 0.00029554 | 0.00064107 | 0.0011185 | 0.0018442 | 0.002834 | 0.0041492 | 0.0055685 | 0.0071603 | 0.0086914 | 0.01006 | 0.010656 | 0.010681 | 0.0099507 | 0.0087693 | 0.010184 | 0.010964 | 0.011337 | 0.011085 | 3.3538e-05 | 0.00015036 | 0.00044574 | 0.0010864 | 0.0022033 | 0.004012 | 0.0067269 | 0.010579 | 0.015504 | 0.021545 | 0.028393 | 0.035625 | 0.042133 | 0.047252 | 0.050048 | 0.050104 | 0.050118 | 0.050138 | 0.050156 | 0.050172 | 0.034116 | 0.11901 | 0.30132 | 0.65424 | 1.1431 | 1.8865 | 2.9012 | 4.2494 | 5.7058 | 7.3388 | 8.9093 | 10.3116 | 10.9229 | 10.9477 | 10.1974 | 8.9838 | 10.4306 | 11.2242 | 11.6019 | 11.3405 | 0.034116 | 0.15313 | 0.45445 | 1.1087 | 2.2518 | 4.1042 | 6.8863 | 10.8344 | 15.886 | 22.0817 | 29.1045 | 36.5149 | 43.1884 | 48.4302 | 51.2889 | 51.3293 | 51.3293 | 51.3293 | 51.3293 | 51.3293 | 2.8516e-05 | 9.9379e-05 | 0.00025137 | 0.00054534 | 0.00095166 | 0.0015693 | 0.0024119 | 0.0035315 | 0.0047398 | 0.006095 | 0.0073985 | 0.0085635 | 0.0090707 | 0.0090922 | 0.0084701 | 0.0074641 | 0.0086682 | 0.0093309 | 0.0096479 | 0.0094331 | 2.8516e-05 | 0.00012787 | 0.00037912 | 0.00092415 | 0.0018747 | 0.0034141 | 0.005725 | 0.009004 | 0.013197 | 0.018339 | 0.024169 | 0.030325 | 0.035865 | 0.040222 | 0.042601 | 0.042646 | 0.042657 | 0.042671 | 0.042684 | 0.042696 | 0.028998 | 0.10116 | 0.25612 | 0.55611 | 0.9716 | 1.6035 | 2.466 | 3.612 | 4.8499 | 6.238 | 7.5729 | 8.7648 | 9.2844 | 9.3055 | 8.6678 | 7.6362 | 8.866 | 9.5406 | 9.8616 | 9.6394 | 0.028998 | 0.13016 | 0.38628 | 0.94239 | 1.914 | 3.4885 | 5.8534 | 9.2093 | 13.5031 | 18.7695 | 24.7388 | 31.0377 | 36.7101 | 41.1657 | 43.5955 | 43.6299 | 43.6299 | 43.6299 | 43.6299 | 43.6299 | 0 | 0 | 0 | 0 | 0 | 0 | 0 | 0 | 0 | 0 | 0 | 0 | 0 | 0 | 0 | 0 | 0 | 0 | 0 | 0 | 0 | 0 | 0 | 0 | 0 | 0 | 0 | 0 | 0 | 0 | 0 | 0 | 0 | 0 | 0 | 0 | 0 | 0 | 0 | 0 | 0 | 0 | 0 | 0 | 0 | 0 | 0 | 0 | 0 | 0 | 0 | 0 | 0 | 0 | 0 | 0 | 0 | 0 | 0 | 0 | 0 | 0 | 0 | 0 | 0 | 0 | 0 | 0 | 0 | 0 | 0 | 0 | 0 | 0 | 0 | 0 | 0 | 0 | 0 | 0 | 0 | 0 | 0 | 0 | 0 | 0 | 0 | 0 | 0 | 0 | 0 | 0 | 0 | 0 | 0 | 0 | 0 | 0 | 0 | 0 | 0 | 0 | 0 | 0 | 0 | 0 | 0 | 0 | 0 | 0 | 0 | 0 | 0 | 0 | 0 | 0 | 0 | 0 | 0 | 0 | 0 | 0 | 0 | 0 | 0 | 0 | 0 | 0 | 0 | 0 | 0 | 0 | 0 | 0 | 0 | 0 | 0 | 0 | 0 | 0 | 0 | 0 | 0 | 0 | 0 | 0 | 0 | 0 | 0 | 0 | 0 | 0 | 0 | 0 | 0 | 0 | 0 | 0 | 0 | 0 | 0 | 0 | 0 | 0 | 0 | 0 | 0 | 0 | 0 | 0 | 0 | 0 | 0 | 0 | 0 | 0 | 0 | 0 | 0 | 0 | 0 | 0 | 0 | 0 | 0 | 0 | 0 | 0 | 0 | 0 | 0 | 0 | 0 | 0 | 0 | 0 | 0 | 0 | 0 | 0 | 0 | 0 | 0 | 0 | 0 | 0 | 0 | 0 | 0 | 0 | 0 | 0 | 0 | 0 | 0 | 0 | 0 | 0 | 0 | 0 | 0 | 0 | 0 | 0 | 0 | 0 | 0 | 0 | 0 | 0 | 0 | 0 | 0 | 0 | 0 | 0 | 0 | 0 | 0 | 0 | 875.0827 | 875.0827 | 875.0827 | 875.0827 | 875.0827 | 875.0827 | 875.0827 | 875.0827 | 875.0827 | 875.0827 | 875.0827 | 875.0827 | 875.0827 | 875.0827 | 875.0827 | 875.0827 | 875.0827 | 875.0827 | 875.0827 | 875.0827 | 676.8949 | 676.8949 | 676.8949 | 676.8949 | 676.8949 | 676.8949 | 676.8949 | 676.8949 | 676.8949 | 676.8949 | 676.8949 | 676.8949 | 676.8949 | 676.8949 | 676.8949 | 676.8949 | 676.8949 | 676.8949 | 676.8949 | 676.8949
WA_Industrial_Wood and Lumber Products_New_Space Heating_Natural Gas_Strategic Energy Management_A | WA | Industrial | Wood and Lumber Products | New | Space Heating | Natural Gas | Strategic Energy Management | A | IM634 | No energy management system | Energy management system installed and programmed | 5 | 5.3432 | 0 | 0 | 25.25 | 0 | 0.6 | 0 | 12.6257 |  | employee | 5% | 50% | Retrofit | RetroEven20 | 80.75% | TBD | 0.2% | 302.0652 |  | 258.4751 |  | 0.0040499 | BEHAV_SEM-All-CPUC-2018_PG-26 | BEHAV_SEM-All-CPUC-2018_PG-26 | AEG Research | No energy management system | No energy management system | No energy management system | No energy management system | No energy management system | No energy management system | No energy management system | No energy management system | No energy management system | No energy management system | No energy management system | No energy management system | No energy management system | No energy management system | No energy management system | No energy management system | No energy management system | No energy management system | No energy management system | No energy management system | No energy management system | No energy management system | Energy management system installed and programmed | Energy management system installed and programmed | Energy management system installed and programmed | Energy management system installed and programmed | Energy management system installed and programmed | Energy management system installed and programmed | Energy management system installed and programmed | Energy management system installed and programmed | Energy management system installed and programmed | Energy management system installed and programmed | Energy management system installed and programmed | Energy management system installed and programmed | Energy management system installed and programmed | Energy management system installed and programmed | Energy management system installed and programmed | Energy management system installed and programmed | Energy management system installed and programmed | Energy management system installed and programmed | Energy management system installed and programmed | Energy management system installed and programmed | Energy management system installed and programmed | Energy management system installed and programmed | 25.25 | 25.25 | 25.25 | 25.25 | 25.25 | 25.25 | 25.25 | 25.25 | 25.25 | 25.25 | 25.25 | 25.25 | 25.25 | 25.25 | 25.25 | 25.25 | 25.25 | 25.25 | 25.25 | 25.25 | 25.25 | 25.25 | 0 | 0 | 5.3223 | 5.009 | 4.8854 | 4.813 | 4.7832 | 4.7572 | 4.737 | 4.7192 | 4.7075 | 4.6964 | 4.676 | 4.6598 | 4.6423 | 4.6556 | 4.6631 | 4.6624 | 4.6703 | 4.6684 | 4.6702 | 4.6654 | 0.00475 | 0.0078015 | 0.01085 | 0.014268 | 0.016322 | 0.018706 | 0.021058 | 0.023704 | 0.02567 | 0.027932 | 0.030093 | 0.032627 | 0.034288 | 0.03656 | 0.038796 | 0.041322 | 0.043068 | 0.045114 | 0.05052 | 0.054734 | 0.00475 | 0.012272 | 0.022819 | 0.036749 | 0.052844 | 0.067017 | 0.080413 | 0.093334 | 0.10482 | 0.11648 | 0.12768 | 0.13915 | 0.14959 | 0.16119 | 0.17252 | 0.17964 | 0.18304 | 0.18323 | 0.1833 | 0.18312 | 0.89246 | 1.5575 | 2.2209 | 2.9645 | 3.4123 | 3.9322 | 4.4455 | 5.0229 | 5.4529 | 5.9476 | 6.4356 | 7.0017 | 7.386 | 7.853 | 8.3196 | 8.8629 | 9.2217 | 9.6638 | 10.8175 | 11.732 | 0.89246 | 2.45 | 4.6709 | 7.6354 | 11.0478 | 14.0875 | 16.9755 | 19.7775 | 22.2659 | 24.8011 | 27.3045 | 29.8607 | 32.2238 | 34.6239 | 36.9959 | 38.5307 | 39.1931 | 39.2501 | 39.2501 | 39.2501 | 0.0040499 | 0.0069884 | 0.0098878 | 0.013105 | 0.015021 | 0.017227 | 0.01939 | 0.02181 | 0.023602 | 0.025657 | 0.027632 | 0.029935 | 0.031447 | 0.033318 | 0.035182 | 0.037322 | 0.03875 | 0.040492 | 0.045221 | 0.04897 | 0.0040499 | 0.010993 | 0.020795 | 0.033754 | 0.048632 | 0.061717 | 0.074041 | 0.085877 | 0.096373 | 0.10699 | 0.11723 | 0.12766 | 0.1372 | 0.1469 | 0.15645 | 0.16226 | 0.16469 | 0.16446 | 0.16408 | 0.16383 | 0.75859 | 1.3239 | 1.8878 | 2.5198 | 2.9005 | 3.3424 | 3.7787 | 4.2695 | 4.635 | 5.0554 | 5.4703 | 5.9515 | 6.2781 | 6.675 | 7.0717 | 7.5334 | 7.8384 | 8.2143 | 9.1949 | 9.9722 | 0.75859 | 2.0825 | 3.9703 | 6.4901 | 9.3906 | 11.9744 | 14.4292 | 16.8109 | 18.926 | 21.081 | 23.2088 | 25.3816 | 27.3902 | 29.4303 | 31.4465 | 32.7511 | 33.3142 | 33.3625 | 33.3625 | 33.3625 | 0.0040499 | 0.0069884 | 0.0098878 | 0.013105 | 0.015021 | 0.017227 | 0.01939 | 0.02181 | 0.023602 | 0.025657 | 0.027632 | 0.029935 | 0.031447 | 0.033318 | 0.035182 | 0.037322 | 0.03875 | 0.040492 | 0.045221 | 0.04897 | 0.0040499 | 0.010993 | 0.020795 | 0.033754 | 0.048632 | 0.061717 | 0.074041 | 0.085877 | 0.096373 | 0.10699 | 0.11723 | 0.12766 | 0.1372 | 0.1469 | 0.15645 | 0.16226 | 0.16469 | 0.16446 | 0.16408 | 0.16383 | 0.75859 | 1.3239 | 1.8878 | 2.5198 | 2.9005 | 3.3424 | 3.7787 | 4.2695 | 4.635 | 5.0554 | 5.4703 | 5.9515 | 6.2781 | 6.675 | 7.0717 | 7.5334 | 7.8384 | 8.2143 | 9.1949 | 9.9722 | 0.75859 | 2.0825 | 3.9703 | 6.4901 | 9.3906 | 11.9744 | 14.4292 | 16.8109 | 18.926 | 21.081 | 23.2088 | 25.3816 | 27.3902 | 29.4303 | 31.4465 | 32.7511 | 33.3142 | 33.3625 | 33.3625 | 33.3625 | 0.0040499 | 0.0069884 | 0.0098878 | 0.013105 | 0.015021 | 0.017227 | 0.01939 | 0.02181 | 0.023602 | 0.025657 | 0.027632 | 0.029935 | 0.031447 | 0.033318 | 0.035182 | 0.037322 | 0.03875 | 0.040492 | 0.045221 | 0.04897 | 0.0040499 | 0.010993 | 0.020795 | 0.033754 | 0.048632 | 0.061717 | 0.074041 | 0.085877 | 0.096373 | 0.10699 | 0.11723 | 0.12766 | 0.1372 | 0.1469 | 0.15645 | 0.16226 | 0.16469 | 0.16446 | 0.16408 | 0.16383 | 0.75859 | 1.3239 | 1.8878 | 2.5198 | 2.9005 | 3.3424 | 3.7787 | 4.2695 | 4.635 | 5.0554 | 5.4703 | 5.9515 | 6.2781 | 6.675 | 7.0717 | 7.5334 | 7.8384 | 8.2143 | 9.1949 | 9.9722 | 0.75859 | 2.0825 | 3.9703 | 6.4901 | 9.3906 | 11.9744 | 14.4292 | 16.8109 | 18.926 | 21.081 | 23.2088 | 25.3816 | 27.3902 | 29.4303 | 31.4465 | 32.7511 | 33.3142 | 33.3625 | 33.3625 | 33.3625 | 0.0040499 | 0.0069884 | 0.0098878 | 0.013105 | 0.015021 | 0.017227 | 0.01939 | 0.02181 | 0.023602 | 0.025657 | 0.027632 | 0.029935 | 0.031447 | 0.033318 | 0.035182 | 0.037322 | 0.03875 | 0.040492 | 0.045221 | 0.04897 | 0.0040499 | 0.010993 | 0.020795 | 0.033754 | 0.048632 | 0.061717 | 0.074041 | 0.085877 | 0.096373 | 0.10699 | 0.11723 | 0.12766 | 0.1372 | 0.1469 | 0.15645 | 0.16226 | 0.16469 | 0.16446 | 0.16408 | 0.16383 | 0.75859 | 1.3239 | 1.8878 | 2.5198 | 2.9005 | 3.3424 | 3.7787 | 4.2695 | 4.635 | 5.0554 | 5.4703 | 5.9515 | 6.2781 | 6.675 | 7.0717 | 7.5334 | 7.8384 | 8.2143 | 9.1949 | 9.9722 | 0.75859 | 2.0825 | 3.9703 | 6.4901 | 9.3906 | 11.9744 | 14.4292 | 16.8109 | 18.926 | 21.081 | 23.2088 | 25.3816 | 27.3902 | 29.4303 | 31.4465 | 32.7511 | 33.3142 | 33.3625 | 33.3625 | 33.3625 | 305.1206 | 305.1206 | 305.1206 | 305.1206 | 305.1206 | 305.1206 | 305.1206 | 305.1206 | 305.1206 | 305.1206 | 305.1206 | 305.1206 | 305.1206 | 305.1206 | 305.1206 | 305.1206 | 305.1206 | 305.1206 | 305.1206 | 305.1206 | 262.2592 | 262.2592 | 262.2592 | 262.2592 | 262.2592 | 262.2592 | 262.2592 | 262.2592 | 262.2592 | 262.2592 | 262.2592 | 262.2592 | 262.2592 | 262.2592 | 262.2592 | 262.2592 | 262.2592 | 262.2592 | 262.2592 | 262.2592
WA_Industrial_Wood and Lumber Products_New_Process_Natural Gas_Strategic Energy Management_A | WA | Industrial | Wood and Lumber Products | New | Process | Natural Gas | Strategic Energy Management | A | IM635 | No energy management system | Energy management system installed and programmed | 5 | 8.9454 | 0 | 0 | 25.25 | 0 | 0.6 | 0 | 12.6257 |  | employee | 5% | 50% | Retrofit | RetroEven20 | 80.75% | TBD | 0.2% | 302.0652 |  | 258.4751 |  | 0.030319 | BEHAV_SEM-All-CPUC-2018_PG-26 | BEHAV_SEM-All-CPUC-2018_PG-26 | AEG Research | No energy management system | No energy management system | No energy management system | No energy management system | No energy management system | No energy management system | No energy management system | No energy management system | No energy management system | No energy management system | No energy management system | No energy management system | No energy management system | No energy management system | No energy management system | No energy management system | No energy management system | No energy management system | No energy management system | No energy management system | No energy management system | No energy management system | Energy management system installed and programmed | Energy management system installed and programmed | Energy management system installed and programmed | Energy management system installed and programmed | Energy management system installed and programmed | Energy management system installed and programmed | Energy management system installed and programmed | Energy management system installed and programmed | Energy management system installed and programmed | Energy management system installed and programmed | Energy management system installed and programmed | Energy management system installed and programmed | Energy management system installed and programmed | Energy management system installed and programmed | Energy management system installed and programmed | Energy management system installed and programmed | Energy management system installed and programmed | Energy management system installed and programmed | Energy management system installed and programmed | Energy management system installed and programmed | Energy management system installed and programmed | Energy management system installed and programmed | 25.25 | 25.25 | 25.25 | 25.25 | 25.25 | 25.25 | 25.25 | 25.25 | 25.25 | 25.25 | 25.25 | 25.25 | 25.25 | 25.25 | 25.25 | 25.25 | 25.25 | 25.25 | 25.25 | 25.25 | 25.25 | 25.25 | 0 | 0 | 8.936 | 8.9304 | 8.9252 | 8.9205 | 8.9137 | 8.9082 | 8.9038 | 8.9008 | 8.8977 | 8.8961 | 8.8955 | 8.8964 | 8.8967 | 8.8981 | 8.8997 | 8.9017 | 8.9034 | 8.9053 | 8.907 | 8.9086 | 0.035664 | 0.062202 | 0.088645 | 0.11826 | 0.13602 | 0.15665 | 0.17701 | 0.19993 | 0.21697 | 0.23661 | 0.25601 | 0.27856 | 0.29386 | 0.31249 | 0.33111 | 0.35281 | 0.36717 | 0.38486 | 0.43088 | 0.46739 | 0.035664 | 0.097844 | 0.18643 | 0.30459 | 0.44039 | 0.56121 | 0.67592 | 0.78723 | 0.88597 | 0.98667 | 1.0862 | 1.188 | 1.2821 | 1.3778 | 1.4724 | 1.5338 | 1.5605 | 1.5631 | 1.5634 | 1.5637 | 3.9911 | 6.9652 | 9.932 | 13.2573 | 15.2599 | 17.5847 | 19.8802 | 22.4623 | 24.3854 | 26.5973 | 28.7798 | 31.3116 | 33.0299 | 35.1183 | 37.2051 | 39.6345 | 41.2391 | 43.2164 | 48.3756 | 52.4651 | 3.9911 | 10.9562 | 20.8882 | 34.1455 | 49.4054 | 62.9991 | 75.9142 | 88.4445 | 99.5727 | 110.91 | 122.1051 | 133.5365 | 144.1041 | 154.8369 | 165.4448 | 172.3083 | 175.2707 | 175.5252 | 175.5252 | 175.5252 | 0.030319 | 0.052885 | 0.075373 | 0.10056 | 0.11568 | 0.13323 | 0.15056 | 0.17007 | 0.18458 | 0.20129 | 0.21779 | 0.23697 | 0.24998 | 0.26582 | 0.28166 | 0.30011 | 0.31231 | 0.32735 | 0.36649 | 0.39753 | 0.030319 | 0.083188 | 0.15852 | 0.25901 | 0.37453 | 0.47732 | 0.57494 | 0.66965 | 0.75368 | 0.83937 | 0.92404 | 1.0106 | 1.0906 | 1.172 | 1.2525 | 1.3047 | 1.3274 | 1.3295 | 1.3298 | 1.33 | 3.3924 | 5.9204 | 8.4422 | 11.2687 | 12.9709 | 14.947 | 16.8982 | 19.093 | 20.7276 | 22.6077 | 24.4628 | 26.6149 | 28.0754 | 29.8506 | 31.6244 | 33.6893 | 35.0532 | 36.7339 | 41.1193 | 44.5953 | 3.3924 | 9.3128 | 17.755 | 29.0237 | 41.9946 | 53.5492 | 64.527 | 75.1778 | 84.6368 | 94.2735 | 103.7893 | 113.506 | 122.4885 | 131.6114 | 140.6281 | 146.4621 | 148.9801 | 149.1964 | 149.1964 | 149.1964 | 0.030319 | 0.052885 | 0.075373 | 0.10056 | 0.11568 | 0.13323 | 0.15056 | 0.17007 | 0.18458 | 0.20129 | 0.21779 | 0.23697 | 0.24998 | 0.26582 | 0.28166 | 0.30011 | 0.31231 | 0.32735 | 0.36649 | 0.39753 | 0.030319 | 0.083188 | 0.15852 | 0.25901 | 0.37453 | 0.47732 | 0.57494 | 0.66965 | 0.75368 | 0.83937 | 0.92404 | 1.0106 | 1.0906 | 1.172 | 1.2525 | 1.3047 | 1.3274 | 1.3295 | 1.3298 | 1.33 | 3.3924 | 5.9204 | 8.4422 | 11.2687 | 12.9709 | 14.947 | 16.8982 | 19.093 | 20.7276 | 22.6077 | 24.4628 | 26.6149 | 28.0754 | 29.8506 | 31.6244 | 33.6893 | 35.0532 | 36.7339 | 41.1193 | 44.5953 | 3.3924 | 9.3128 | 17.755 | 29.0237 | 41.9946 | 53.5492 | 64.527 | 75.1778 | 84.6368 | 94.2735 | 103.7893 | 113.506 | 122.4885 | 131.6114 | 140.6281 | 146.4621 | 148.9801 | 149.1964 | 149.1964 | 149.1964 | 0.030319 | 0.052885 | 0.075373 | 0.10056 | 0.11568 | 0.13323 | 0.15056 | 0.17007 | 0.18458 | 0.20129 | 0.21779 | 0.23697 | 0.24998 | 0.26582 | 0.28166 | 0.30011 | 0.31231 | 0.32735 | 0.36649 | 0.39753 | 0.030319 | 0.083188 | 0.15852 | 0.25901 | 0.37453 | 0.47732 | 0.57494 | 0.66965 | 0.75368 | 0.83937 | 0.92404 | 1.0106 | 1.0906 | 1.172 | 1.2525 | 1.3047 | 1.3274 | 1.3295 | 1.3298 | 1.33 | 3.3924 | 5.9204 | 8.4422 | 11.2687 | 12.9709 | 14.947 | 16.8982 | 19.093 | 20.7276 | 22.6077 | 24.4628 | 26.6149 | 28.0754 | 29.8506 | 31.6244 | 33.6893 | 35.0532 | 36.7339 | 41.1193 | 44.5953 | 3.3924 | 9.3128 | 17.755 | 29.0237 | 41.9946 | 53.5492 | 64.527 | 75.1778 | 84.6368 | 94.2735 | 103.7893 | 113.506 | 122.4885 | 131.6114 | 140.6281 | 146.4621 | 148.9801 | 149.1964 | 149.1964 | 149.1964 | 0.030319 | 0.052885 | 0.075373 | 0.10056 | 0.11568 | 0.13323 | 0.15056 | 0.17007 | 0.18458 | 0.20129 | 0.21779 | 0.23697 | 0.24998 | 0.26582 | 0.28166 | 0.30011 | 0.31231 | 0.32735 | 0.36649 | 0.39753 | 0.030319 | 0.083188 | 0.15852 | 0.25901 | 0.37453 | 0.47732 | 0.57494 | 0.66965 | 0.75368 | 0.83937 | 0.92404 | 1.0106 | 1.0906 | 1.172 | 1.2525 | 1.3047 | 1.3274 | 1.3295 | 1.3298 | 1.33 | 3.3924 | 5.9204 | 8.4422 | 11.2687 | 12.9709 | 14.947 | 16.8982 | 19.093 | 20.7276 | 22.6077 | 24.4628 | 26.6149 | 28.0754 | 29.8506 | 31.6244 | 33.6893 | 35.0532 | 36.7339 | 41.1193 | 44.5953 | 3.3924 | 9.3128 | 17.755 | 29.0237 | 41.9946 | 53.5492 | 64.527 | 75.1778 | 84.6368 | 94.2735 | 103.7893 | 113.506 | 122.4885 | 131.6114 | 140.6281 | 146.4621 | 148.9801 | 149.1964 | 149.1964 | 149.1964 | 305.1206 | 305.1206 | 305.1206 | 305.1206 | 305.1206 | 305.1206 | 305.1206 | 305.1206 | 305.1206 | 305.1206 | 305.1206 | 305.1206 | 305.1206 | 305.1206 | 305.1206 | 305.1206 | 305.1206 | 305.1206 | 305.1206 | 305.1206 | 262.2592 | 262.2592 | 262.2592 | 262.2592 | 262.2592 | 262.2592 | 262.2592 | 262.2592 | 262.2592 | 262.2592 | 262.2592 | 262.2592 | 262.2592 | 262.2592 | 262.2592 | 262.2592 | 262.2592 | 262.2592 | 262.2592 | 262.2592
WA_Industrial_Wood and Lumber Products_New_Miscellaneous_Natural Gas_Strategic Energy Management_A | WA | Industrial | Wood and Lumber Products | New | Miscellaneous | Natural Gas | Strategic Energy Management | A | IM636 | No energy management system | Energy management system installed and programmed | 5 | 3.4004 | 0 | 0 | 25.25 | 0 | 0.6 | 0 | 12.6257 |  | employee | 5% | 50% | Retrofit | RetroEven20 | 80.75% | TBD | 0.2% | 302.0652 |  | 258.4751 |  | 0.0028839 | BEHAV_SEM-All-CPUC-2018_PG-26 | BEHAV_SEM-All-CPUC-2018_PG-26 | AEG Research | No energy management system | No energy management system | No energy management system | No energy management system | No energy management system | No energy management system | No energy management system | No energy management system | No energy management system | No energy management system | No energy management system | No energy management system | No energy management system | No energy management system | No energy management system | No energy management system | No energy management system | No energy management system | No energy management system | No energy management system | No energy management system | No energy management system | Energy management system installed and programmed | Energy management system installed and programmed | Energy management system installed and programmed | Energy management system installed and programmed | Energy management system installed and programmed | Energy management system installed and programmed | Energy management system installed and programmed | Energy management system installed and programmed | Energy management system installed and programmed | Energy management system installed and programmed | Energy management system installed and programmed | Energy management system installed and programmed | Energy management system installed and programmed | Energy management system installed and programmed | Energy management system installed and programmed | Energy management system installed and programmed | Energy management system installed and programmed | Energy management system installed and programmed | Energy management system installed and programmed | Energy management system installed and programmed | Energy management system installed and programmed | Energy management system installed and programmed | 25.25 | 25.25 | 25.25 | 25.25 | 25.25 | 25.25 | 25.25 | 25.25 | 25.25 | 25.25 | 25.25 | 25.25 | 25.25 | 25.25 | 25.25 | 25.25 | 25.25 | 25.25 | 25.25 | 25.25 | 25.25 | 25.25 | 0 | 0 | 3.4004 | 3.4004 | 3.4004 | 3.4004 | 3.4004 | 3.4004 | 3.4004 | 3.4004 | 3.4004 | 3.4004 | 3.4004 | 3.4004 | 3.4004 | 3.4004 | 3.4004 | 3.4004 | 3.4004 | 3.4004 | 3.4004 | 3.4004 | 0.0033929 | 0.0059212 | 0.0084433 | 0.01127 | 0.012973 | 0.014949 | 0.0169 | 0.019095 | 0.02073 | 0.022611 | 0.024466 | 0.026618 | 0.028079 | 0.029854 | 0.031628 | 0.033694 | 0.035058 | 0.036739 | 0.041125 | 0.044601 | 0.0033929 | 0.009314 | 0.017757 | 0.029027 | 0.042 | 0.053556 | 0.064535 | 0.075188 | 0.084648 | 0.094286 | 0.1038 | 0.11352 | 0.1225 | 0.13163 | 0.14065 | 0.14648 | 0.149 | 0.14922 | 0.14922 | 0.14922 | 0.99777 | 1.7413 | 2.483 | 3.3143 | 3.815 | 4.3962 | 4.9701 | 5.6156 | 6.0964 | 6.6493 | 7.195 | 7.8279 | 8.2575 | 8.7796 | 9.3013 | 9.9086 | 10.3098 | 10.8041 | 12.0939 | 13.1163 | 0.99777 | 2.7391 | 5.2221 | 8.5364 | 12.3514 | 15.7498 | 18.9785 | 22.1111 | 24.8932 | 27.7275 | 30.5263 | 33.3841 | 36.026 | 38.7092 | 41.3612 | 43.0771 | 43.8177 | 43.8813 | 43.8813 | 43.8813 | 0.0028839 | 0.005033 | 0.0071768 | 0.0095796 | 0.011027 | 0.012707 | 0.014365 | 0.016231 | 0.017621 | 0.019219 | 0.020796 | 0.022626 | 0.023867 | 0.025376 | 0.026884 | 0.02864 | 0.029799 | 0.031228 | 0.034956 | 0.037911 | 0.0028839 | 0.0079169 | 0.015094 | 0.024673 | 0.0357 | 0.045523 | 0.054855 | 0.063909 | 0.071951 | 0.080143 | 0.088232 | 0.096493 | 0.10413 | 0.11188 | 0.11955 | 0.12451 | 0.12665 | 0.12683 | 0.12683 | 0.12683 | 0.8481 | 1.4801 | 2.1105 | 2.8172 | 3.2427 | 3.7368 | 4.2245 | 4.7732 | 5.1819 | 5.6519 | 6.1157 | 6.6537 | 7.0189 | 7.4626 | 7.9061 | 8.4223 | 8.7633 | 9.1835 | 10.2798 | 11.1488 | 0.8481 | 2.3282 | 4.4387 | 7.2559 | 10.4987 | 13.3873 | 16.1318 | 18.7945 | 21.1592 | 23.5684 | 25.9473 | 28.3765 | 30.6221 | 32.9029 | 35.157 | 36.6155 | 37.245 | 37.2991 | 37.2991 | 37.2991 | 0.0028839 | 0.005033 | 0.0071768 | 0.0095796 | 0.011027 | 0.012707 | 0.014365 | 0.016231 | 0.017621 | 0.019219 | 0.020796 | 0.022626 | 0.023867 | 0.025376 | 0.026884 | 0.02864 | 0.029799 | 0.031228 | 0.034956 | 0.037911 | 0.0028839 | 0.0079169 | 0.015094 | 0.024673 | 0.0357 | 0.045523 | 0.054855 | 0.063909 | 0.071951 | 0.080143 | 0.088232 | 0.096493 | 0.10413 | 0.11188 | 0.11955 | 0.12451 | 0.12665 | 0.12683 | 0.12683 | 0.12683 | 0.8481 | 1.4801 | 2.1105 | 2.8172 | 3.2427 | 3.7368 | 4.2245 | 4.7732 | 5.1819 | 5.6519 | 6.1157 | 6.6537 | 7.0189 | 7.4626 | 7.9061 | 8.4223 | 8.7633 | 9.1835 | 10.2798 | 11.1488 | 0.8481 | 2.3282 | 4.4387 | 7.2559 | 10.4987 | 13.3873 | 16.1318 | 18.7945 | 21.1592 | 23.5684 | 25.9473 | 28.3765 | 30.6221 | 32.9029 | 35.157 | 36.6155 | 37.245 | 37.2991 | 37.2991 | 37.2991 | 0.0028839 | 0.005033 | 0.0071768 | 0.0095796 | 0.011027 | 0.012707 | 0.014365 | 0.016231 | 0.017621 | 0.019219 | 0.020796 | 0.022626 | 0.023867 | 0.025376 | 0.026884 | 0.02864 | 0.029799 | 0.031228 | 0.034956 | 0.037911 | 0.0028839 | 0.0079169 | 0.015094 | 0.024673 | 0.0357 | 0.045523 | 0.054855 | 0.063909 | 0.071951 | 0.080143 | 0.088232 | 0.096493 | 0.10413 | 0.11188 | 0.11955 | 0.12451 | 0.12665 | 0.12683 | 0.12683 | 0.12683 | 0.8481 | 1.4801 | 2.1105 | 2.8172 | 3.2427 | 3.7368 | 4.2245 | 4.7732 | 5.1819 | 5.6519 | 6.1157 | 6.6537 | 7.0189 | 7.4626 | 7.9061 | 8.4223 | 8.7633 | 9.1835 | 10.2798 | 11.1488 | 0.8481 | 2.3282 | 4.4387 | 7.2559 | 10.4987 | 13.3873 | 16.1318 | 18.7945 | 21.1592 | 23.5684 | 25.9473 | 28.3765 | 30.6221 | 32.9029 | 35.157 | 36.6155 | 37.245 | 37.2991 | 37.2991 | 37.2991 | 0.0028839 | 0.005033 | 0.0071768 | 0.0095796 | 0.011027 | 0.012707 | 0.014365 | 0.016231 | 0.017621 | 0.019219 | 0.020796 | 0.022626 | 0.023867 | 0.025376 | 0.026884 | 0.02864 | 0.029799 | 0.031228 | 0.034956 | 0.037911 | 0.0028839 | 0.0079169 | 0.015094 | 0.024673 | 0.0357 | 0.045523 | 0.054855 | 0.063909 | 0.071951 | 0.080143 | 0.088232 | 0.096493 | 0.10413 | 0.11188 | 0.11955 | 0.12451 | 0.12665 | 0.12683 | 0.12683 | 0.12683 | 0.8481 | 1.4801 | 2.1105 | 2.8172 | 3.2427 | 3.7368 | 4.2245 | 4.7732 | 5.1819 | 5.6519 | 6.1157 | 6.6537 | 7.0189 | 7.4626 | 7.9061 | 8.4223 | 8.7633 | 9.1835 | 10.2798 | 11.1488 | 0.8481 | 2.3282 | 4.4387 | 7.2559 | 10.4987 | 13.3873 | 16.1318 | 18.7945 | 21.1592 | 23.5684 | 25.9473 | 28.3765 | 30.6221 | 32.9029 | 35.157 | 36.6155 | 37.245 | 37.2991 | 37.2991 | 37.2991 | 305.1206 | 305.1206 | 305.1206 | 305.1206 | 305.1206 | 305.1206 | 305.1206 | 305.1206 | 305.1206 | 305.1206 | 305.1206 | 305.1206 | 305.1206 | 305.1206 | 305.1206 | 305.1206 | 305.1206 | 305.1206 | 305.1206 | 305.1206 | 262.2592 | 262.2592 | 262.2592 | 262.2592 | 262.2592 | 262.2592 | 262.2592 | 262.2592 | 262.2592 | 262.2592 | 262.2592 | 262.2592 | 262.2592 | 262.2592 | 262.2592 | 262.2592 | 262.2592 | 262.2592 | 262.2592 | 262.2592
WA_Industrial_Wood and Lumber Products_New_Space Heating_Natural Gas_Commissioning_A | WA | Industrial | Wood and Lumber Products | New | Space Heating | Natural Gas | Commissioning | A | IM637 | New construction code | Optimized HVAC design and controls | 10 | 6.6688 | 0 | 0 | 0.27 | 0 | 0 | 0 | 0.1336 |  | employee | 0% | 0% | Retrofit | Retro12Med | 75.44% | TBD | 0.2% | 6.4784 |  | 4.6112 |  | 0 | DL20_COM_CX-Refrig-2021PLN-V11-3 | 2018 AMIL BUS Retro-Commissioning Initiative | U.S. Department of Energy. Lawrence Berkeley National Labs and Building Commissioning Association. https://www.bcxa.org/wp-content/uploads/2020/09/1-s2.0- S0378778819319553-main.pdf | New construction code | New construction code | New construction code | New construction code | New construction code | New construction code | New construction code | New construction code | New construction code | New construction code | New construction code | New construction code | New construction code | New construction code | New construction code | New construction code | New construction code | New construction code | New construction code | New construction code | New construction code | New construction code | Optimized HVAC design and controls | Optimized HVAC design and controls | Optimized HVAC design and controls | Optimized HVAC design and controls | Optimized HVAC design and controls | Optimized HVAC design and controls | Optimized HVAC design and controls | Optimized HVAC design and controls | Optimized HVAC design and controls | Optimized HVAC design and controls | Optimized HVAC design and controls | Optimized HVAC design and controls | Optimized HVAC design and controls | Optimized HVAC design and controls | Optimized HVAC design and controls | Optimized HVAC design and controls | Optimized HVAC design and controls | Optimized HVAC design and controls | Optimized HVAC design and controls | Optimized HVAC design and controls | Optimized HVAC design and controls | Optimized HVAC design and controls | 0.27 | 0.27 | 0.27 | 0.27 | 0.27 | 0.27 | 0.27 | 0.27 | 0.27 | 0.27 | 0.27 | 0.27 | 0.27 | 0.27 | 0.27 | 0.27 | 0.27 | 0.27 | 0.27 | 0.27 | 0.27 | 0.27 | 0 | 0 | 6.6464 | 6.2572 | 6.1049 | 6.0162 | 5.9816 | 5.9515 | 5.9287 | 5.9087 | 5.8965 | 5.8848 | 5.861 | 5.842 | 5.8217 | 5.8396 | 5.8502 | 5.8499 | 5.8609 | 5.8591 | 5.8619 | 5.8564 | 0 | 0 | 0 | 0 | 0 | 0 | 0 | 0 | 0 | 0 | 0 | 0 | 0 | 0 | 0 | 0 | 0 | 0 | 0 | 0 | 0 | 0 | 0 | 0 | 0 | 0 | 0 | 0 | 0 | 0 | 0 | 0 | 0 | 0 | 0 | 0 | 0 | 0 | 0 | 0 | 0 | 0 | 0 | 0 | 0 | 0 | 0 | 0 | 0 | 0 | 0 | 0 | 0 | 0 | 0 | 0 | 0 | 0 | 0 | 0 | 0 | 0 | 0 | 0 | 0 | 0 | 0 | 0 | 0 | 0 | 0 | 0 | 0 | 0 | 0 | 0 | 0 | 0 | 0 | 0 | 0 | 0 | 0 | 0 | 0 | 0 | 0 | 0 | 0 | 0 | 0 | 0 | 0 | 0 | 0 | 0 | 0 | 0 | 0 | 0 | 0 | 0 | 0 | 0 | 0 | 0 | 0 | 0 | 0 | 0 | 0 | 0 | 0 | 0 | 0 | 0 | 0 | 0 | 0 | 0 | 0 | 0 | 0 | 0 | 0 | 0 | 0 | 0 | 0 | 0 | 0 | 0 | 0 | 0 | 0 | 0 | 0 | 0 | 0 | 0 | 0 | 0 | 0 | 0 | 0 | 0 | 0 | 0 | 0 | 0 | 0 | 0 | 0 | 0 | 0 | 0 | 0 | 0 | 0 | 0 | 0 | 0 | 0 | 0 | 0 | 0 | 0 | 0 | 0 | 0 | 0 | 0 | 0 | 0 | 0 | 0 | 0 | 0 | 0 | 0 | 0 | 0 | 0 | 0 | 0 | 0 | 0 | 0 | 0 | 0 | 0 | 0 | 0 | 0 | 0 | 0 | 0 | 0 | 0 | 0 | 0 | 0 | 0 | 0 | 0 | 0 | 0 | 0 | 0 | 0 | 0 | 0 | 0 | 0 | 0 | 0 | 0 | 0 | 0 | 0 | 0 | 0 | 0 | 0 | 0 | 0 | 0 | 0 | 0 | 0 | 0 | 0 | 0 | 0 | 0 | 0 | 0 | 0 | 0 | 0 | 0 | 0 | 0 | 0 | 0 | 0 | 0 | 0 | 0 | 0 | 0 | 0 | 0 | 0 | 0 | 0 | 0 | 0 | 0 | 0 | 0 | 0 | 0 | 0 | 0 | 0 | 0 | 0 | 0 | 0 | 0 | 0 | 0 | 0 | 0 | 0 | 0 | 0 | 0 | 0 | 0 | 0 | 0 | 0 | 0 | 0 | 0 | 0 | 0 | 0 | 0 | 0 | 0 | 0 | 0 | 0 | 0 | 0 | 0 | 0 | 0 | 0 | 0 | 0 | 0 | 0 | 0 | 0 | 0 | 0 | 0 | 0 | 0 | 0 | 0 | 0 | 0 | 0 | 0 | 0 | 0 | 0 | 0 | 0 | 0 | 0 | 0 | 0 | 0 | 0 | 0 | 0 | 0 | 0 | 0 | 0 | 0 | 0 | 0 | 0 | 0 | 0 | 0 | 0 | 0 | 0 | 0 | 0 | 0 | 0 | 0 | 0 | 0 | 0 | 0 | 0 | 0 | 0 | 0 | 0 | 0 | 0 | 0 | 0 | 0 | 0 | 0 | 0 | 0 | 0 | 0 | 0 | 0 | 0 | 0 | 0 | 0 | 0 | 0 | 0 | 0 | 0 | 0 | 0 | 0 | 0 | 0 | 0 | 0 | 0 | 0 | 0 | 0 | 0 | 0 | 0 | 0 | 0 | 0 | 0 | 0.66706 | 0.66706 | 0.66706 | 0.66706 | 0.66706 | 0.66706 | 0.66706 | 0.66706 | 0.66706 | 0.66706 | 0.66706 | 0.66706 | 0.66706 | 0.66706 | 0.66706 | 0.66706 | 0.66706 | 0.66706 | 0.66706 | 0.66706 | 0.47479 | 0.47479 | 0.47479 | 0.47479 | 0.47479 | 0.47479 | 0.47479 | 0.47479 | 0.47479 | 0.47479 | 0.47479 | 0.47479 | 0.47479 | 0.47479 | 0.47479 | 0.47479 | 0.47479 | 0.47479 | 0.47479 | 0.47479
WA_Industrial_Wood and Lumber Products_New_Process_Natural Gas_Commissioning_A | WA | Industrial | Wood and Lumber Products | New | Process | Natural Gas | Commissioning | A | IM638 | New construction code | Optimized process design and controls | 10 | 49.928 | 0 | 0 | 0.27 | 0 | 0 | 0 | 0.1336 |  | employee | 0% | 0% | Retrofit | Retro12Med | 75.44% | TBD | 0.2% | 6.4784 |  | 4.6112 |  | 0 | DL20_COM_CX-Refrig-2021PLN-V11-3 | 2018 AMIL BUS Retro-Commissioning Initiative | U.S. Department of Energy. Lawrence Berkeley National Labs and Building Commissioning Association. https://www.bcxa.org/wp-content/uploads/2020/09/1-s2.0- S0378778819319553-main.pdf | New construction code | New construction code | New construction code | New construction code | New construction code | New construction code | New construction code | New construction code | New construction code | New construction code | New construction code | New construction code | New construction code | New construction code | New construction code | New construction code | New construction code | New construction code | New construction code | New construction code | New construction code | New construction code | Optimized process design and controls | Optimized process design and controls | Optimized process design and controls | Optimized process design and controls | Optimized process design and controls | Optimized process design and controls | Optimized process design and controls | Optimized process design and controls | Optimized process design and controls | Optimized process design and controls | Optimized process design and controls | Optimized process design and controls | Optimized process design and controls | Optimized process design and controls | Optimized process design and controls | Optimized process design and controls | Optimized process design and controls | Optimized process design and controls | Optimized process design and controls | Optimized process design and controls | Optimized process design and controls | Optimized process design and controls | 0.27 | 0.27 | 0.27 | 0.27 | 0.27 | 0.27 | 0.27 | 0.27 | 0.27 | 0.27 | 0.27 | 0.27 | 0.27 | 0.27 | 0.27 | 0.27 | 0.27 | 0.27 | 0.27 | 0.27 | 0.27 | 0.27 | 0 | 0 | 49.9238 | 49.9226 | 49.9222 | 49.9233 | 49.9239 | 49.9244 | 49.9248 | 49.9251 | 49.9254 | 49.9256 | 49.9258 | 49.9259 | 49.926 | 49.9262 | 49.9263 | 49.9264 | 49.9264 | 49.9265 | 49.9266 | 49.9266 | 0 | 0 | 0 | 0 | 0 | 0 | 0 | 0 | 0 | 0 | 0 | 0 | 0 | 0 | 0 | 0 | 0 | 0 | 0 | 0 | 0 | 0 | 0 | 0 | 0 | 0 | 0 | 0 | 0 | 0 | 0 | 0 | 0 | 0 | 0 | 0 | 0 | 0 | 0 | 0 | 0 | 0 | 0 | 0 | 0 | 0 | 0 | 0 | 0 | 0 | 0 | 0 | 0 | 0 | 0 | 0 | 0 | 0 | 0 | 0 | 0 | 0 | 0 | 0 | 0 | 0 | 0 | 0 | 0 | 0 | 0 | 0 | 0 | 0 | 0 | 0 | 0 | 0 | 0 | 0 | 0 | 0 | 0 | 0 | 0 | 0 | 0 | 0 | 0 | 0 | 0 | 0 | 0 | 0 | 0 | 0 | 0 | 0 | 0 | 0 | 0 | 0 | 0 | 0 | 0 | 0 | 0 | 0 | 0 | 0 | 0 | 0 | 0 | 0 | 0 | 0 | 0 | 0 | 0 | 0 | 0 | 0 | 0 | 0 | 0 | 0 | 0 | 0 | 0 | 0 | 0 | 0 | 0 | 0 | 0 | 0 | 0 | 0 | 0 | 0 | 0 | 0 | 0 | 0 | 0 | 0 | 0 | 0 | 0 | 0 | 0 | 0 | 0 | 0 | 0 | 0 | 0 | 0 | 0 | 0 | 0 | 0 | 0 | 0 | 0 | 0 | 0 | 0 | 0 | 0 | 0 | 0 | 0 | 0 | 0 | 0 | 0 | 0 | 0 | 0 | 0 | 0 | 0 | 0 | 0 | 0 | 0 | 0 | 0 | 0 | 0 | 0 | 0 | 0 | 0 | 0 | 0 | 0 | 0 | 0 | 0 | 0 | 0 | 0 | 0 | 0 | 0 | 0 | 0 | 0 | 0 | 0 | 0 | 0 | 0 | 0 | 0 | 0 | 0 | 0 | 0 | 0 | 0 | 0 | 0 | 0 | 0 | 0 | 0 | 0 | 0 | 0 | 0 | 0 | 0 | 0 | 0 | 0 | 0 | 0 | 0 | 0 | 0 | 0 | 0 | 0 | 0 | 0 | 0 | 0 | 0 | 0 | 0 | 0 | 0 | 0 | 0 | 0 | 0 | 0 | 0 | 0 | 0 | 0 | 0 | 0 | 0 | 0 | 0 | 0 | 0 | 0 | 0 | 0 | 0 | 0 | 0 | 0 | 0 | 0 | 0 | 0 | 0 | 0 | 0 | 0 | 0 | 0 | 0 | 0 | 0 | 0 | 0 | 0 | 0 | 0 | 0 | 0 | 0 | 0 | 0 | 0 | 0 | 0 | 0 | 0 | 0 | 0 | 0 | 0 | 0 | 0 | 0 | 0 | 0 | 0 | 0 | 0 | 0 | 0 | 0 | 0 | 0 | 0 | 0 | 0 | 0 | 0 | 0 | 0 | 0 | 0 | 0 | 0 | 0 | 0 | 0 | 0 | 0 | 0 | 0 | 0 | 0 | 0 | 0 | 0 | 0 | 0 | 0 | 0 | 0 | 0 | 0 | 0 | 0 | 0 | 0 | 0 | 0 | 0 | 0 | 0 | 0 | 0 | 0 | 0 | 0 | 0 | 0 | 0 | 0 | 0 | 0 | 0 | 0 | 0 | 0 | 0 | 0 | 0 | 0 | 0 | 0 | 0 | 0 | 0 | 0 | 0 | 0 | 0 | 0 | 0 | 0 | 0 | 0 | 0 | 0 | 0 | 0 | 0 | 0.66706 | 0.66706 | 0.66706 | 0.66706 | 0.66706 | 0.66706 | 0.66706 | 0.66706 | 0.66706 | 0.66706 | 0.66706 | 0.66706 | 0.66706 | 0.66706 | 0.66706 | 0.66706 | 0.66706 | 0.66706 | 0.66706 | 0.66706 | 0.47479 | 0.47479 | 0.47479 | 0.47479 | 0.47479 | 0.47479 | 0.47479 | 0.47479 | 0.47479 | 0.47479 | 0.47479 | 0.47479 | 0.47479 | 0.47479 | 0.47479 | 0.47479 | 0.47479 | 0.47479 | 0.47479 | 0.47479
WA_Industrial_Wood and Lumber Products_New_Space Heating_Natural Gas_Retrocommissioning_A | WA | Industrial | Wood and Lumber Products | New | Space Heating | Natural Gas | Retrocommissioning | A | IM639 | Vintage/existing building | Optimized HVAC flow and controls | 5 | 0 | 0 | 0 | 0 | 0 | 0 | 0 | 0 |  | employee | 0% | 0% | Retrofit | RetroEven20 | 80.75% | TBD | 0.2% | 290.8153 |  | 224.9517 |  | 0 | COM_RCX-Heating-7PLN-v5-18 | COM_RCX-Heating-7PLN-v5-18 | n/a | Vintage/existing building | Vintage/existing building | Vintage/existing building | Vintage/existing building | Vintage/existing building | Vintage/existing building | Vintage/existing building | Vintage/existing building | Vintage/existing building | Vintage/existing building | Vintage/existing building | Vintage/existing building | Vintage/existing building | Vintage/existing building | Vintage/existing building | Vintage/existing building | Vintage/existing building | Vintage/existing building | Vintage/existing building | Vintage/existing building | Vintage/existing building | Vintage/existing building | Optimized HVAC flow and controls | Optimized HVAC flow and controls | Optimized HVAC flow and controls | Optimized HVAC flow and controls | Optimized HVAC flow and controls | Optimized HVAC flow and controls | Optimized HVAC flow and controls | Optimized HVAC flow and controls | Optimized HVAC flow and controls | Optimized HVAC flow and controls | Optimized HVAC flow and controls | Optimized HVAC flow and controls | Optimized HVAC flow and controls | Optimized HVAC flow and controls | Optimized HVAC flow and controls | Optimized HVAC flow and controls | Optimized HVAC flow and controls | Optimized HVAC flow and controls | Optimized HVAC flow and controls | Optimized HVAC flow and controls | Optimized HVAC flow and controls | Optimized HVAC flow and controls | 0 | 0 | 0 | 0 | 0 | 0 | 0 | 0 | 0 | 0 | 0 | 0 | 0 | 0 | 0 | 0 | 0 | 0 | 0 | 0 | 0 | 0 | 0 | 0 | 0 | 0 | 0 | 0 | 0 | 0 | 0 | 0 | 0 | 0 | 0 | 0 | 0 | 0 | 0 | 0 | 0 | 0 | 0 | 0 | 0 | 0 | 0 | 0 | 0 | 0 | 0 | 0 | 0 | 0 | 0 | 0 | 0 | 0 | 0 | 0 | 0 | 0 | 0 | 0 | 0 | 0 | 0 | 0 | 0 | 0 | 0 | 0 | 0 | 0 | 0 | 0 | 0 | 0 | 0 | 0 | 0 | 0 | 0 | 0 | 0 | 0 | 0 | 0 | 0 | 0 | 0 | 0 | 0 | 0 | 0 | 0 | 0 | 0 | 0 | 0 | 0 | 0 | 0 | 0 | 0 | 0 | 0 | 0 | 0 | 0 | 0 | 0 | 0 | 0 | 0 | 0 | 0 | 0 | 0 | 0 | 0 | 0 | 0 | 0 | 0 | 0 | 0 | 0 | 0 | 0 | 0 | 0 | 0 | 0 | 0 | 0 | 0 | 0 | 0 | 0 | 0 | 0 | 0 | 0 | 0 | 0 | 0 | 0 | 0 | 0 | 0 | 0 | 0 | 0 | 0 | 0 | 0 | 0 | 0 | 0 | 0 | 0 | 0 | 0 | 0 | 0 | 0 | 0 | 0 | 0 | 0 | 0 | 0 | 0 | 0 | 0 | 0 | 0 | 0 | 0 | 0 | 0 | 0 | 0 | 0 | 0 | 0 | 0 | 0 | 0 | 0 | 0 | 0 | 0 | 0 | 0 | 0 | 0 | 0 | 0 | 0 | 0 | 0 | 0 | 0 | 0 | 0 | 0 | 0 | 0 | 0 | 0 | 0 | 0 | 0 | 0 | 0 | 0 | 0 | 0 | 0 | 0 | 0 | 0 | 0 | 0 | 0 | 0 | 0 | 0 | 0 | 0 | 0 | 0 | 0 | 0 | 0 | 0 | 0 | 0 | 0 | 0 | 0 | 0 | 0 | 0 | 0 | 0 | 0 | 0 | 0 | 0 | 0 | 0 | 0 | 0 | 0 | 0 | 0 | 0 | 0 | 0 | 0 | 0 | 0 | 0 | 0 | 0 | 0 | 0 | 0 | 0 | 0 | 0 | 0 | 0 | 0 | 0 | 0 | 0 | 0 | 0 | 0 | 0 | 0 | 0 | 0 | 0 | 0 | 0 | 0 | 0 | 0 | 0 | 0 | 0 | 0 | 0 | 0 | 0 | 0 | 0 | 0 | 0 | 0 | 0 | 0 | 0 | 0 | 0 | 0 | 0 | 0 | 0 | 0 | 0 | 0 | 0 | 0 | 0 | 0 | 0 | 0 | 0 | 0 | 0 | 0 | 0 | 0 | 0 | 0 | 0 | 0 | 0 | 0 | 0 | 0 | 0 | 0 | 0 | 0 | 0 | 0 | 0 | 0 | 0 | 0 | 0 | 0 | 0 | 0 | 0 | 0 | 0 | 0 | 0 | 0 | 0 | 0 | 0 | 0 | 0 | 0 | 0 | 0 | 0 | 0 | 0 | 0 | 0 | 0 | 0 | 0 | 0 | 0 | 0 | 0 | 0 | 0 | 0 | 0 | 0 | 0 | 0 | 0 | 0 | 0 | 0 | 0 | 0 | 0 | 0 | 0 | 0 | 0 | 0 | 0 | 0 | 0 | 0 | 0 | 0 | 0 | 0 | 0 | 0 | 0 | 0 | 0 | 0 | 0 | 0 | 0 | 0 | 0 | 0 | 0 | 0 | 0 | 0 | 0 | 0 | 0 | 0 | 0 | 0 | 0 | 0 | 0 | 0 | 0 | 0 | 0 | 0 | 0 | 0 | 0 | 0 | 0 | 0 | 0 | 0 | 0 | 0 | 0 | 0 | 0 | 0 | 0 | 0 | 0 | 0 | 0 | 0 | 0 | 0 | 0 | 0 | 0 | 0 | 0 | 0 | 0 | 0 | 0 | 0 | 0 | 0 | 0 | 0 | 0 | 0 | 0 | 0 | 0 | 0 | 0 | 0 | 0 | 0 | 0 | 0 | 0 | 0
WA_Industrial_Wood and Lumber Products_New_Process_Natural Gas_Retrocommissioning_A | WA | Industrial | Wood and Lumber Products | New | Process | Natural Gas | Retrocommissioning | A | IM640 | Vintage/existing building | Optimized process design and controls | 5 | 0 | 0 | 0 | 0 | 0 | 0 | 0 | 0 |  | employee | 0% | 0% | Retrofit | RetroEven20 | 80.75% | TBD | 0.2% | 290.8153 |  | 224.9517 |  | 0 | COM_RCX-Heating-7PLN-v5-18 | COM_RCX-Heating-7PLN-v5-18 | n/a | Vintage/existing building | Vintage/existing building | Vintage/existing building | Vintage/existing building | Vintage/existing building | Vintage/existing building | Vintage/existing building | Vintage/existing building | Vintage/existing building | Vintage/existing building | Vintage/existing building | Vintage/existing building | Vintage/existing building | Vintage/existing building | Vintage/existing building | Vintage/existing building | Vintage/existing building | Vintage/existing building | Vintage/existing building | Vintage/existing building | Vintage/existing building | Vintage/existing building | Optimized process design and controls | Optimized process design and controls | Optimized process design and controls | Optimized process design and controls | Optimized process design and controls | Optimized process design and controls | Optimized process design and controls | Optimized process design and controls | Optimized process design and controls | Optimized process design and controls | Optimized process design and controls | Optimized process design and controls | Optimized process design and controls | Optimized process design and controls | Optimized process design and controls | Optimized process design and controls | Optimized process design and controls | Optimized process design and controls | Optimized process design and controls | Optimized process design and controls | Optimized process design and controls | Optimized process design and controls | 0 | 0 | 0 | 0 | 0 | 0 | 0 | 0 | 0 | 0 | 0 | 0 | 0 | 0 | 0 | 0 | 0 | 0 | 0 | 0 | 0 | 0 | 0 | 0 | 0 | 0 | 0 | 0 | 0 | 0 | 0 | 0 | 0 | 0 | 0 | 0 | 0 | 0 | 0 | 0 | 0 | 0 | 0 | 0 | 0 | 0 | 0 | 0 | 0 | 0 | 0 | 0 | 0 | 0 | 0 | 0 | 0 | 0 | 0 | 0 | 0 | 0 | 0 | 0 | 0 | 0 | 0 | 0 | 0 | 0 | 0 | 0 | 0 | 0 | 0 | 0 | 0 | 0 | 0 | 0 | 0 | 0 | 0 | 0 | 0 | 0 | 0 | 0 | 0 | 0 | 0 | 0 | 0 | 0 | 0 | 0 | 0 | 0 | 0 | 0 | 0 | 0 | 0 | 0 | 0 | 0 | 0 | 0 | 0 | 0 | 0 | 0 | 0 | 0 | 0 | 0 | 0 | 0 | 0 | 0 | 0 | 0 | 0 | 0 | 0 | 0 | 0 | 0 | 0 | 0 | 0 | 0 | 0 | 0 | 0 | 0 | 0 | 0 | 0 | 0 | 0 | 0 | 0 | 0 | 0 | 0 | 0 | 0 | 0 | 0 | 0 | 0 | 0 | 0 | 0 | 0 | 0 | 0 | 0 | 0 | 0 | 0 | 0 | 0 | 0 | 0 | 0 | 0 | 0 | 0 | 0 | 0 | 0 | 0 | 0 | 0 | 0 | 0 | 0 | 0 | 0 | 0 | 0 | 0 | 0 | 0 | 0 | 0 | 0 | 0 | 0 | 0 | 0 | 0 | 0 | 0 | 0 | 0 | 0 | 0 | 0 | 0 | 0 | 0 | 0 | 0 | 0 | 0 | 0 | 0 | 0 | 0 | 0 | 0 | 0 | 0 | 0 | 0 | 0 | 0 | 0 | 0 | 0 | 0 | 0 | 0 | 0 | 0 | 0 | 0 | 0 | 0 | 0 | 0 | 0 | 0 | 0 | 0 | 0 | 0 | 0 | 0 | 0 | 0 | 0 | 0 | 0 | 0 | 0 | 0 | 0 | 0 | 0 | 0 | 0 | 0 | 0 | 0 | 0 | 0 | 0 | 0 | 0 | 0 | 0 | 0 | 0 | 0 | 0 | 0 | 0 | 0 | 0 | 0 | 0 | 0 | 0 | 0 | 0 | 0 | 0 | 0 | 0 | 0 | 0 | 0 | 0 | 0 | 0 | 0 | 0 | 0 | 0 | 0 | 0 | 0 | 0 | 0 | 0 | 0 | 0 | 0 | 0 | 0 | 0 | 0 | 0 | 0 | 0 | 0 | 0 | 0 | 0 | 0 | 0 | 0 | 0 | 0 | 0 | 0 | 0 | 0 | 0 | 0 | 0 | 0 | 0 | 0 | 0 | 0 | 0 | 0 | 0 | 0 | 0 | 0 | 0 | 0 | 0 | 0 | 0 | 0 | 0 | 0 | 0 | 0 | 0 | 0 | 0 | 0 | 0 | 0 | 0 | 0 | 0 | 0 | 0 | 0 | 0 | 0 | 0 | 0 | 0 | 0 | 0 | 0 | 0 | 0 | 0 | 0 | 0 | 0 | 0 | 0 | 0 | 0 | 0 | 0 | 0 | 0 | 0 | 0 | 0 | 0 | 0 | 0 | 0 | 0 | 0 | 0 | 0 | 0 | 0 | 0 | 0 | 0 | 0 | 0 | 0 | 0 | 0 | 0 | 0 | 0 | 0 | 0 | 0 | 0 | 0 | 0 | 0 | 0 | 0 | 0 | 0 | 0 | 0 | 0 | 0 | 0 | 0 | 0 | 0 | 0 | 0 | 0 | 0 | 0 | 0 | 0 | 0 | 0 | 0 | 0 | 0 | 0 | 0 | 0 | 0 | 0 | 0 | 0 | 0 | 0 | 0 | 0 | 0 | 0 | 0 | 0 | 0 | 0 | 0 | 0 | 0 | 0 | 0 | 0 | 0 | 0 | 0 | 0 | 0 | 0 | 0 | 0 | 0 | 0 | 0 | 0 | 0 | 0 | 0 | 0 | 0 | 0 | 0 | 0 | 0 | 0 | 0 | 0 | 0 | 0
WA_Industrial_Other Industrial_Existing_Space Heating_Natural Gas_Insulation - Roof/Ceiling_A | WA | Industrial | Other Industrial | Existing | Space Heating | Natural Gas | Insulation - Roof/Ceiling | A | IM641 | R-13 | R-38 | 45 | 0.083426 | 0 | 0 | 1.11 | 0.07 | 0 | 0 | 0.55255 |  | sqft | 60% | 100% | Retrofit | Retro3Slow | 81.94% | TBD | 0.2% | 154.0559 |  | 62.1977 |  | 2.9208 | RTF Wkbk - ComWeatherizationSchool_v3_1 | RTF Wkbk - ComWeatherizationSchool_v3_1 | Building Energy Simulation Tool | R-13 | R-13 | R-13 | R-13 | R-13 | R-13 | R-13 | R-13 | R-13 | R-13 | R-13 | R-13 | R-13 | R-13 | R-13 | R-13 | R-13 | R-13 | R-13 | R-13 | R-13 | R-13 | R-38 | R-38 | R-38 | R-38 | R-38 | R-38 | R-38 | R-38 | R-38 | R-38 | R-38 | R-38 | R-38 | R-38 | R-38 | R-38 | R-38 | R-38 | R-38 | R-38 | R-38 | R-38 | 1.11 | 1.11 | 1.11 | 1.11 | 1.11 | 1.11 | 1.11 | 1.11 | 1.11 | 1.11 | 1.11 | 1.11 | 1.11 | 1.11 | 1.11 | 1.11 | 1.11 | 1.11 | 1.11 | 1.11 | 1.11 | 1.11 | 0 | 0 | 0.082692 | 0.082116 | 0.081495 | 0.080819 | 0.080075 | 0.079253 | 0.078344 | 0.077343 | 0.076252 | 0.075083 | 0.073853 | 0.072582 | 0.071311 | 0.070064 | 0.068868 | 0.067777 | 0.066794 | 0.065913 | 0.065118 | 0.064386 | 3.4293 | 5.8567 | 8.8856 | 12.1239 | 15.0248 | 17.0499 | 17.838 | 17.3063 | 15.6503 | 13.2515 | 10.5491 | 7.9246 | 5.6381 | 3.8108 | 2.4541 | 1.5105 | 0.89046 | 0.5847 | 0 | 0 | 3.4293 | 9.2621 | 18.0777 | 30.0515 | 44.7998 | 61.3898 | 78.524 | 94.8266 | 109.1401 | 120.7178 | 129.289 | 134.9884 | 138.263 | 139.6567 | 139.7262 | 139.0228 | 137.898 | 136.6642 | 135.0152 | 133.4966 | 41470.5123 | 71322.1311 | 109032.6831 | 150013.933 | 187634.982 | 215133.2121 | 227687.4048 | 223761.7599 | 205243.5453 | 176491.7556 | 142840.1835 | 109182.4391 | 79063.1456 | 54389.9915 | 35634.822 | 22285.7273 | 13331.3421 | 8870.8063 | 0 | 0 | 41470.5123 | 112792.6433 | 221825.3264 | 371839.2594 | 559474.2414 | 774607.4535 | 1002294.8583 | 1226056.6182 | 1431300.1635 | 1607791.9191 | 1750632.1026 | 1859814.5417 | 1938877.6873 | 1993267.6788 | 2028902.5008 | 2051188.2281 | 2064519.5702 | 2073390.3764 | 2073390.3764 | 2073390.3764 | 2.9208 | 4.9991 | 7.6022 | 10.399 | 12.9224 | 14.7071 | 15.4355 | 15.0263 | 13.6375 | 11.5913 | 9.2639 | 6.9874 | 4.9907 | 3.3859 | 2.1882 | 1.3511 | 0.79889 | 0.52604 | 0 | 0 | 2.9208 | 7.9059 | 15.4666 | 25.776 | 38.5308 | 52.9544 | 67.9481 | 82.3334 | 95.1033 | 105.5932 | 113.5374 | 119.0235 | 122.3866 | 124.0837 | 124.5849 | 124.357 | 123.717 | 122.9516 | 121.791 | 120.7342 | 35249.9354 | 60623.8114 | 92677.7806 | 127511.843 | 159489.7347 | 182863.2303 | 193534.2941 | 190197.4959 | 174457.0135 | 150017.9922 | 121414.156 | 92805.0732 | 67203.6737 | 46231.4928 | 30289.5987 | 18942.8682 | 11331.6408 | 7540.1853 | 0 | 0 | 35249.9354 | 95873.7468 | 188551.5275 | 316063.3705 | 475553.1052 | 658416.3354 | 851950.6295 | 1042148.1255 | 1216605.139 | 1366623.1312 | 1488037.2872 | 1580842.3604 | 1648046.0342 | 1694277.527 | 1724567.1257 | 1743509.9939 | 1754841.6346 | 1762381.82 | 1762381.82 | 1762381.82 | 2.9211 | 4.9999 | 7.6041 | 10.4025 | 12.9279 | 14.7146 | 15.4444 | 15.0358 | 13.6468 | 11.5997 | 9.271 | 6.993 | 4.9948 | 3.3887 | 2.1901 | 1.3523 | 0.79962 | 0.52653 | 0 | 0 | 2.9211 | 7.9072 | 15.4705 | 25.7847 | 38.5473 | 52.9813 | 67.9873 | 82.3856 | 95.1684 | 105.6699 | 113.624 | 119.1182 | 122.4876 | 124.1895 | 124.6942 | 124.4689 | 123.8304 | 123.0663 | 121.9066 | 120.8507 | 35249.9354 | 60623.8114 | 92677.7806 | 127511.843 | 159489.7347 | 182863.2303 | 193534.2941 | 190197.4959 | 174457.0135 | 150017.9922 | 121414.156 | 92805.0732 | 67203.6737 | 46231.4928 | 30289.5987 | 18942.8682 | 11331.6408 | 7540.1853 | 0 | 0 | 35249.9354 | 95873.7468 | 188551.5275 | 316063.3705 | 475553.1052 | 658416.3354 | 851950.6295 | 1042148.1255 | 1216605.139 | 1366623.1312 | 1488037.2872 | 1580842.3604 | 1648046.0342 | 1694277.527 | 1724567.1257 | 1743509.9939 | 1754841.6346 | 1762381.82 | 1762381.82 | 1762381.82 | 0 | 0 | 0 | 0 | 0 | 0 | 0 | 0 | 0 | 0 | 0 | 0 | 0 | 0 | 0 | 0 | 0 | 0 | 0 | 0 | 0 | 0 | 0 | 0 | 0 | 0 | 0 | 0 | 0 | 0 | 0 | 0 | 0 | 0 | 0 | 0 | 0 | 0 | 0 | 0 | 0 | 0 | 0 | 0 | 0 | 0 | 0 | 0 | 0 | 0 | 0 | 0 | 0 | 0 | 0 | 0 | 0 | 0 | 0 | 0 | 0 | 0 | 0 | 0 | 0 | 0 | 0 | 0 | 0 | 0 | 0 | 0 | 0 | 0 | 0 | 0 | 0 | 0 | 0 | 0 | 2.9208 | 4.9991 | 7.6022 | 10.399 | 12.9224 | 14.7071 | 15.4355 | 15.0263 | 13.6375 | 11.5913 | 9.2639 | 6.9874 | 4.9907 | 3.3859 | 2.1882 | 1.3511 | 0.79889 | 0.52604 | 0 | 0 | 2.9208 | 7.9059 | 15.4666 | 25.776 | 38.5308 | 52.9544 | 67.9481 | 82.3334 | 95.1033 | 105.5932 | 113.5374 | 119.0235 | 122.3866 | 124.0837 | 124.5849 | 124.357 | 123.717 | 122.9516 | 121.791 | 120.7342 | 35249.9354 | 60623.8114 | 92677.7806 | 127511.843 | 159489.7347 | 182863.2303 | 193534.2941 | 190197.4959 | 174457.0135 | 150017.9922 | 121414.156 | 92805.0732 | 67203.6737 | 46231.4928 | 30289.5987 | 18942.8682 | 11331.6408 | 7540.1853 | 0 | 0 | 35249.9354 | 95873.7468 | 188551.5275 | 316063.3705 | 475553.1052 | 658416.3354 | 851950.6295 | 1042148.1255 | 1216605.139 | 1366623.1312 | 1488037.2872 | 1580842.3604 | 1648046.0342 | 1694277.527 | 1724567.1257 | 1743509.9939 | 1754841.6346 | 1762381.82 | 1762381.82 | 1762381.82 | 1806.8526 | 1811.1592 | 1815.4698 | 1819.752 | 1823.9747 | 1828.1081 | 1832.1236 | 1835.9937 | 1839.6923 | 1843.1942 | 1846.5082 | 1849.6424 | 1852.605 | 1855.4034 | 1858.0451 | 1860.5368 | 1862.8853 | 1865.0969 | 1867.1776 | 1869.1331 | 486.0611 | 487.2196 | 488.3792 | 489.5311 | 490.6671 | 491.779 | 492.8592 | 493.9003 | 494.8953 | 495.8373 | 496.7288 | 497.5719 | 498.3689 | 499.1217 | 499.8323 | 500.5027 | 501.1344 | 501.7294 | 502.2891 | 502.8151
WA_Industrial_Other Industrial_Existing_Space Heating_Natural Gas_Insulation - Wall Cavity_A | WA | Industrial | Other Industrial | Existing | Space Heating | Natural Gas | Insulation - Wall Cavity | A | IM642 | R-11 or less | R-21 | 45 | 0.018251 | 0 | 0 | 0.33 | 0.02 | 0 | 0 | 0.16525 |  | sqft | 60% | 100% | Retrofit | Retro3Slow | 81.94% | TBD | 0.2% | 102.1535 |  | 50.0819 |  | 0.63691 | RTF Wkbk - ComWeatherizationSchool_v3_1 | RTF Wkbk - ComWeatherizationSchool_v3_1 | Building Energy Simulation Tool | R-11 or less | R-11 or less | R-11 or less | R-11 or less | R-11 or less | R-11 or less | R-11 or less | R-11 or less | R-11 or less | R-11 or less | R-11 or less | R-11 or less | R-11 or less | R-11 or less | R-11 or less | R-11 or less | R-11 or less | R-11 or less | R-11 or less | R-11 or less | R-11 or less | R-11 or less | R-21 | R-21 | R-21 | R-21 | R-21 | R-21 | R-21 | R-21 | R-21 | R-21 | R-21 | R-21 | R-21 | R-21 | R-21 | R-21 | R-21 | R-21 | R-21 | R-21 | R-21 | R-21 | 0.33 | 0.33 | 0.33 | 0.33 | 0.33 | 0.33 | 0.33 | 0.33 | 0.33 | 0.33 | 0.33 | 0.33 | 0.33 | 0.33 | 0.33 | 0.33 | 0.33 | 0.33 | 0.33 | 0.33 | 0.33 | 0.33 | 0 | 0 | 0.018022 | 0.017777 | 0.017458 | 0.017055 | 0.016571 | 0.01602 | 0.015426 | 0.014816 | 0.014218 | 0.013654 | 0.013136 | 0.01267 | 0.012256 | 0.01189 | 0.011566 | 0.011284 | 0.011036 | 0.010812 | 0.010619 | 0.010436 | 0.74736 | 1.2679 | 1.9035 | 2.5586 | 3.1094 | 3.4465 | 3.5122 | 3.3152 | 2.9182 | 2.4098 | 1.8764 | 1.3833 | 0.96902 | 0.64672 | 0.41216 | 0.25147 | 0.14712 | 0.095915 | 0 | 0 | 0.74736 | 2.0051 | 3.8726 | 6.3419 | 9.2713 | 12.4094 | 15.4611 | 18.1651 | 20.3505 | 21.9526 | 22.9967 | 23.5635 | 23.7633 | 23.7007 | 23.4669 | 23.1453 | 22.7833 | 22.4184 | 22.0176 | 21.6388 | 41470.5123 | 71322.1311 | 109032.6831 | 150013.933 | 187634.982 | 215133.2121 | 227687.4048 | 223761.7599 | 205243.5453 | 176491.7556 | 142840.1835 | 109182.4391 | 79063.1456 | 54389.9915 | 35634.822 | 22285.7273 | 13331.3421 | 8870.8063 | 0 | 0 | 41470.5123 | 112792.6433 | 221825.3264 | 371839.2594 | 559474.2414 | 774607.4535 | 1002294.8583 | 1226056.6182 | 1431300.1635 | 1607791.9191 | 1750632.1026 | 1859814.5417 | 1938877.6873 | 1993267.6788 | 2028902.5008 | 2051188.2281 | 2064519.5702 | 2073390.3764 | 2073390.3764 | 2073390.3764 | 0.63691 | 1.0839 | 1.6337 | 2.2066 | 2.6972 | 3.0096 | 3.0898 | 2.9397 | 2.6089 | 2.172 | 1.7045 | 1.266 | 0.8928 | 0.59948 | 0.38415 | 0.23552 | 0.1384 | 0.090601 | 0 | 0 | 0.63691 | 1.7142 | 3.3238 | 5.4695 | 8.0422 | 10.8362 | 13.6015 | 16.1076 | 18.1935 | 19.7862 | 20.8905 | 21.5648 | 21.8943 | 21.9695 | 21.872 | 21.6771 | 21.4322 | 21.1764 | 20.8764 | 20.5943 | 35249.9354 | 60623.8114 | 92677.7806 | 127511.843 | 159489.7347 | 182863.2303 | 193534.2941 | 190197.4959 | 174457.0135 | 150017.9922 | 121414.156 | 92805.0732 | 67203.6737 | 46231.4928 | 30289.5987 | 18942.8682 | 11331.6408 | 7540.1853 | 0 | 0 | 35249.9354 | 95873.7468 | 188551.5275 | 316063.3705 | 475553.1052 | 658416.3354 | 851950.6295 | 1042148.1255 | 1216605.139 | 1366623.1312 | 1488037.2872 | 1580842.3604 | 1648046.0342 | 1694277.527 | 1724567.1257 | 1743509.9939 | 1754841.6346 | 1762381.82 | 1762381.82 | 1762381.82 | 0.63702 | 1.0843 | 1.6346 | 2.2082 | 2.6996 | 3.0129 | 3.0939 | 2.9442 | 2.6133 | 2.1761 | 1.708 | 1.2688 | 0.89489 | 0.60096 | 0.38515 | 0.23615 | 0.13878 | 0.090863 | 0 | 0 | 0.63702 | 1.7148 | 3.3255 | 5.4734 | 8.0496 | 10.8484 | 13.6194 | 16.1319 | 18.2244 | 19.8233 | 20.9332 | 21.6122 | 21.9455 | 22.0237 | 21.9286 | 21.7356 | 21.4921 | 21.2375 | 20.9386 | 20.6576 | 35249.9354 | 60623.8114 | 92677.7806 | 127511.843 | 159489.7347 | 182863.2303 | 193534.2941 | 190197.4959 | 174457.0135 | 150017.9922 | 121414.156 | 92805.0732 | 67203.6737 | 46231.4928 | 30289.5987 | 18942.8682 | 11331.6408 | 7540.1853 | 0 | 0 | 35249.9354 | 95873.7468 | 188551.5275 | 316063.3705 | 475553.1052 | 658416.3354 | 851950.6295 | 1042148.1255 | 1216605.139 | 1366623.1312 | 1488037.2872 | 1580842.3604 | 1648046.0342 | 1694277.527 | 1724567.1257 | 1743509.9939 | 1754841.6346 | 1762381.82 | 1762381.82 | 1762381.82 | 0 | 0 | 0 | 0 | 0 | 0 | 0 | 0 | 0 | 0 | 0 | 0 | 0 | 0 | 0 | 0 | 0 | 0 | 0 | 0 | 0 | 0 | 0 | 0 | 0 | 0 | 0 | 0 | 0 | 0 | 0 | 0 | 0 | 0 | 0 | 0 | 0 | 0 | 0 | 0 | 0 | 0 | 0 | 0 | 0 | 0 | 0 | 0 | 0 | 0 | 0 | 0 | 0 | 0 | 0 | 0 | 0 | 0 | 0 | 0 | 0 | 0 | 0 | 0 | 0 | 0 | 0 | 0 | 0 | 0 | 0 | 0 | 0 | 0 | 0 | 0 | 0 | 0 | 0 | 0 | 0.63895 | 1.0935 | 1.6629 | 2.2745 | 2.8262 | 3.2162 | 3.3752 | 3.2854 | 2.9815 | 2.5339 | 2.025 | 1.5272 | 1.0907 | 0.73996 | 0.47819 | 0.29525 | 0.17457 | 0.11495 | 0 | 0 | 0.63895 | 1.7294 | 3.3831 | 5.6377 | 8.4268 | 11.5804 | 14.858 | 18.0019 | 20.7921 | 23.0834 | 24.818 | 26.0152 | 26.7485 | 27.1179 | 27.2261 | 27.1752 | 27.0346 | 26.8666 | 26.6123 | 26.3808 | 35249.9354 | 60623.8114 | 92677.7806 | 127511.843 | 159489.7347 | 182863.2303 | 193534.2941 | 190197.4959 | 174457.0135 | 150017.9922 | 121414.156 | 92805.0732 | 67203.6737 | 46231.4928 | 30289.5987 | 18942.8682 | 11331.6408 | 7540.1853 | 0 | 0 | 35249.9354 | 95873.7468 | 188551.5275 | 316063.3705 | 475553.1052 | 658416.3354 | 851950.6295 | 1042148.1255 | 1216605.139 | 1366623.1312 | 1488037.2872 | 1580842.3604 | 1648046.0342 | 1694277.527 | 1724567.1257 | 1743509.9939 | 1754841.6346 | 1762381.82 | 1762381.82 | 1762381.82 | 2133.0458 | 2138.1299 | 2143.2187 | 2148.274 | 2153.259 | 2158.1386 | 2162.879 | 2167.4478 | 2171.8141 | 2175.9482 | 2179.8605 | 2183.5606 | 2187.0579 | 2190.3616 | 2193.4801 | 2196.4217 | 2199.1942 | 2201.8051 | 2204.2613 | 2206.5698 | 660.5423 | 662.1167 | 663.6926 | 665.2581 | 666.8018 | 668.3129 | 669.7808 | 671.1956 | 672.5478 | 673.828 | 675.0395 | 676.1853 | 677.2683 | 678.2914 | 679.2571 | 680.168 | 681.0266 | 681.8351 | 682.5957 | 683.3106
WA_Industrial_Other Industrial_Existing_Space Heating_Natural Gas_Insulation - Ducting_A | WA | Industrial | Other Industrial | Existing | Space Heating | Natural Gas | Insulation - Ducting | A | IM643 | ~2°F thermal losses | 50% reduction in thermal losses | 20 | 0.0014555 | 0 | 0 | 1.52 | 0 | 0 | 0 | 0.76105 |  | sqft | 40% | 60% | Retrofit | Retro5Med | 81.71% | TBD | 0.2% | 181.9563 |  | 115.0963 |  | 0.006367 | MA TRM - 2019-2021 - COM-HVAC-DI | MEMD - MMD8.25.01.FESH23.v01 | Building Energy Simulation Tool | ~2°F thermal losses | ~2°F thermal losses | ~2°F thermal losses | ~2°F thermal losses | ~2°F thermal losses | ~2°F thermal losses | ~2°F thermal losses | ~2°F thermal losses | ~2°F thermal losses | ~2°F thermal losses | ~2°F thermal losses | ~2°F thermal losses | ~2°F thermal losses | ~2°F thermal losses | ~2°F thermal losses | ~2°F thermal losses | ~2°F thermal losses | ~2°F thermal losses | ~2°F thermal losses | ~2°F thermal losses | ~2°F thermal losses | ~2°F thermal losses | 50% reduction in thermal losses | 50% reduction in thermal losses | 50% reduction in thermal losses | 50% reduction in thermal losses | 50% reduction in thermal losses | 50% reduction in thermal losses | 50% reduction in thermal losses | 50% reduction in thermal losses | 50% reduction in thermal losses | 50% reduction in thermal losses | 50% reduction in thermal losses | 50% reduction in thermal losses | 50% reduction in thermal losses | 50% reduction in thermal losses | 50% reduction in thermal losses | 50% reduction in thermal losses | 50% reduction in thermal losses | 50% reduction in thermal losses | 50% reduction in thermal losses | 50% reduction in thermal losses | 50% reduction in thermal losses | 50% reduction in thermal losses | 1.52 | 1.52 | 1.52 | 1.52 | 1.52 | 1.52 | 1.52 | 1.52 | 1.52 | 1.52 | 1.52 | 1.52 | 1.52 | 1.52 | 1.52 | 1.52 | 1.52 | 1.52 | 1.52 | 1.52 | 1.52 | 1.52 | 0 | 0 | 0.0014265 | 0.0014 | 0.0013667 | 0.0013259 | 0.0012783 | 0.0012253 | 0.0011693 | 0.0011131 | 0.001059 | 0.0010089 | 0.00096361 | 0.00092344 | 0.00088824 | 0.0008574 | 0.00083029 | 0.00080669 | 0.00078595 | 0.00076726 | 0.00075104 | 0.0007357 | 0.0074696 | 0.0088454 | 0.010384 | 0.011494 | 0.012421 | 0.01368 | 0.014074 | 0.013451 | 0.011852 | 0.009538 | 0.0069283 | 0.0043184 | 0.0023703 | 0.0010826 | 0.0004359 | 0.00015135 | 4.5265e-05 | 9.4652e-06 | 1.4967e-06 | 1.7295e-07 | 0.0074696 | 0.016176 | 0.026175 | 0.03689 | 0.047985 | 0.059674 | 0.071024 | 0.081058 | 0.088973 | 0.094298 | 0.096997 | 0.097271 | 0.095934 | 0.093686 | 0.091159 | 0.08872 | 0.086484 | 0.084437 | 0.082653 | 0.080965 | 5236.1491 | 6318.3085 | 7598.4544 | 8668.5288 | 9717.0798 | 11164.5647 | 12036.5336 | 12084.1664 | 11191.5339 | 9454.208 | 7189.9263 | 4676.4036 | 2668.5151 | 1262.6882 | 525.0036 | 187.6189 | 57.5933 | 12.3363 | 1.9928 | 0.23508 | 5236.1491 | 11554.4576 | 19152.9119 | 27821.4407 | 37538.5205 | 48703.0852 | 60739.6188 | 72823.7852 | 84015.319 | 93469.527 | 100659.4533 | 105335.8569 | 108004.3719 | 109267.0601 | 109792.0637 | 109979.6826 | 110037.2759 | 110049.6122 | 110051.6049 | 110051.84 | 0.006367 | 0.0075659 | 0.008921 | 0.0099275 | 0.010798 | 0.011981 | 0.01243 | 0.011985 | 0.010656 | 0.0086532 | 0.0063398 | 0.0039835 | 0.0022024 | 0.0010125 | 0.00041007 | 0.00014312 | 4.3006e-05 | 9.0328e-06 | 1.4341e-06 | 1.6638e-07 | 0.006367 | 0.013836 | 0.022487 | 0.031862 | 0.041714 | 0.052266 | 0.062726 | 0.072225 | 0.079999 | 0.085551 | 0.088757 | 0.089728 | 0.089138 | 0.087619 | 0.085756 | 0.083896 | 0.082168 | 0.08058 | 0.079197 | 0.077892 | 4450.7267 | 5370.5622 | 6458.6862 | 7368.2495 | 8259.5178 | 9489.88 | 10231.0536 | 10271.5414 | 9512.8038 | 8036.0768 | 6111.4373 | 3974.943 | 2268.2378 | 1073.2849 | 446.2531 | 159.476 | 48.9543 | 10.4858 | 1.6939 | 0.19982 | 4450.7267 | 9821.2889 | 16279.9751 | 23648.2246 | 31907.7424 | 41397.6224 | 51628.676 | 61900.2174 | 71413.0212 | 79449.098 | 85560.5353 | 89535.4784 | 91803.7162 | 92877.0011 | 93323.2542 | 93482.7302 | 93531.6845 | 93542.1703 | 93543.8642 | 93544.064 | 0 | 0 | 0 | 0 | 0 | 0 | 0 | 0 | 0 | 0 | 0 | 0 | 0 | 0 | 0 | 0 | 0 | 0 | 0 | 0 | 0 | 0 | 0 | 0 | 0 | 0 | 0 | 0 | 0 | 0 | 0 | 0 | 0 | 0 | 0 | 0 | 0 | 0 | 0 | 0 | 0 | 0 | 0 | 0 | 0 | 0 | 0 | 0 | 0 | 0 | 0 | 0 | 0 | 0 | 0 | 0 | 0 | 0 | 0 | 0 | 0 | 0 | 0 | 0 | 0 | 0 | 0 | 0 | 0 | 0 | 0 | 0 | 0 | 0 | 0 | 0 | 0 | 0 | 0 | 0 | 0 | 0 | 0 | 0 | 0 | 0 | 0 | 0 | 0 | 0 | 0 | 0 | 0 | 0 | 0 | 0 | 0 | 0 | 0 | 0 | 0 | 0 | 0 | 0 | 0 | 0 | 0 | 0 | 0 | 0 | 0 | 0 | 0 | 0 | 0 | 0 | 0 | 0 | 0 | 0 | 0 | 0 | 0 | 0 | 0 | 0 | 0 | 0 | 0 | 0 | 0 | 0 | 0 | 0 | 0 | 0 | 0 | 0 | 0 | 0 | 0 | 0 | 0 | 0 | 0 | 0 | 0 | 0 | 0 | 0 | 0 | 0 | 0 | 0 | 0 | 0 | 0 | 0 | 0 | 0 | 0 | 0 | 0 | 0 | 0 | 0 | 0 | 0 | 0 | 0 | 0 | 0 | 0 | 0 | 0 | 0 | 0 | 0 | 0 | 0 | 0 | 0 | 0 | 0 | 0 | 0 | 0 | 0 | 0 | 0 | 0 | 0 | 0 | 0 | 0 | 0 | 0 | 0 | 0 | 0 | 0 | 0 | 0 | 0 | 0 | 0 | 0 | 0 | 0 | 0 | 0 | 0 | 0 | 0 | 0 | 0 | 0 | 0 | 0 | 0 | 0 | 0 | 0 | 0 | 0 | 0 | 0 | 0 | 0 | 0 | 0 | 0 | 0 | 0 | 0 | 0 | 0 | 0 | 0 | 0 | 96876.3067 | 97415.1157 | 97958.9625 | 98503.4617 | 99044.2953 | 99577.2104 | 100098.0199 | 100602.6075 | 101086.9348 | 101547.0515 | 101983.9453 | 102398.5876 | 102791.931 | 103164.907 | 103518.4243 | 103853.3668 | 104170.5929 | 104470.934 | 104755.1943 | 105024.1502 | 61233.7027 | 61574.2737 | 61918.0291 | 62262.1969 | 62604.0477 | 62940.8934 | 63270.0873 | 63589.0277 | 63895.1619 | 64185.9931 | 64462.1455 | 64724.2332 | 64972.8582 | 65208.6094 | 65432.061 | 65643.7719 | 65844.2846 | 66034.1246 | 66213.8002 | 66383.8022
WA_Industrial_Other Industrial_Existing_Space Heating_Natural Gas_HVAC - Duct Repair and Sealing_A | WA | Industrial | Other Industrial | Existing | Space Heating | Natural Gas | HVAC - Duct Repair and Sealing | A | IM644 | Poorly sealed/leaky ducts | 30% reduced duct leaking | 20 | 0.0041167 | 0 | 0 | 0.07 | 0 | 0 | 0 | 0.035 |  | sqft | 15% | 50% | Retrofit | RetroEven20 | 80.75% | TBD | 0.2% | 115.7227 |  | 72.9112 |  | 0.036687 | MA TRM - 2019-2021 - COM-HVAC-DS | RS Means Cost Calculator 2019 IRP DSM TRM Extract | Building Energy Simulation Tool | Poorly sealed/leaky ducts | Poorly sealed/leaky ducts | Poorly sealed/leaky ducts | Poorly sealed/leaky ducts | Poorly sealed/leaky ducts | Poorly sealed/leaky ducts | Poorly sealed/leaky ducts | Poorly sealed/leaky ducts | Poorly sealed/leaky ducts | Poorly sealed/leaky ducts | Poorly sealed/leaky ducts | Poorly sealed/leaky ducts | Poorly sealed/leaky ducts | Poorly sealed/leaky ducts | Poorly sealed/leaky ducts | Poorly sealed/leaky ducts | Poorly sealed/leaky ducts | Poorly sealed/leaky ducts | Poorly sealed/leaky ducts | Poorly sealed/leaky ducts | Poorly sealed/leaky ducts | Poorly sealed/leaky ducts | 30% reduced duct leaking | 30% reduced duct leaking | 30% reduced duct leaking | 30% reduced duct leaking | 30% reduced duct leaking | 30% reduced duct leaking | 30% reduced duct leaking | 30% reduced duct leaking | 30% reduced duct leaking | 30% reduced duct leaking | 30% reduced duct leaking | 30% reduced duct leaking | 30% reduced duct leaking | 30% reduced duct leaking | 30% reduced duct leaking | 30% reduced duct leaking | 30% reduced duct leaking | 30% reduced duct leaking | 30% reduced duct leaking | 30% reduced duct leaking | 30% reduced duct leaking | 30% reduced duct leaking | 0.07 | 0.07 | 0.07 | 0.07 | 0.07 | 0.07 | 0.07 | 0.07 | 0.07 | 0.07 | 0.07 | 0.07 | 0.07 | 0.07 | 0.07 | 0.07 | 0.07 | 0.07 | 0.07 | 0.07 | 0.07 | 0.07 | 0 | 0 | 0.0040402 | 0.003973 | 0.0038895 | 0.003788 | 0.0036693 | 0.0035366 | 0.0033954 | 0.0032521 | 0.0031126 | 0.0029816 | 0.0028617 | 0.002754 | 0.0026584 | 0.0025739 | 0.002499 | 0.0024336 | 0.002376 | 0.0023242 | 0.0022792 | 0.0022367 | 0.043049 | 0.041602 | 0.040026 | 0.03831 | 0.036468 | 0.034543 | 0.032593 | 0.030679 | 0.028857 | 0.027166 | 0.025624 | 0.024234 | 0.02299 | 0.021875 | 0.020872 | 0.019976 | 0.019167 | 0.018426 | 0.017757 | 0.017126 | 0.043049 | 0.083934 | 0.1222 | 0.15732 | 0.18885 | 0.21657 | 0.24052 | 0.26104 | 0.2787 | 0.29414 | 0.30794 | 0.32058 | 0.33245 | 0.34375 | 0.35462 | 0.36531 | 0.37583 | 0.38607 | 0.39634 | 0.40609 | 10654.9545 | 10471.2484 | 10290.7096 | 10113.2836 | 9938.9167 | 9767.556 | 9599.1499 | 9433.6473 | 9270.9982 | 9111.1534 | 8954.0646 | 8799.6841 | 8647.9654 | 8498.8626 | 8352.3305 | 8208.3248 | 8066.8019 | 7927.7192 | 7791.0343 | 7656.7062 | 10654.9545 | 21126.2029 | 31416.9126 | 41530.1962 | 51469.1129 | 61236.6689 | 70835.8188 | 80269.4661 | 89540.4643 | 98651.6177 | 107605.6823 | 116405.3664 | 125053.3319 | 133552.1945 | 141904.5249 | 150112.8497 | 158179.6517 | 166107.3708 | 173898.4052 | 181555.1113 | 0.036687 | 0.035566 | 0.034353 | 0.033039 | 0.031632 | 0.030162 | 0.028671 | 0.027201 | 0.025795 | 0.024481 | 0.023274 | 0.022175 | 0.021178 | 0.020273 | 0.01945 | 0.018704 | 0.018026 | 0.0174 | 0.016832 | 0.016295 | 0.036687 | 0.071756 | 0.10488 | 0.13567 | 0.16381 | 0.1891 | 0.21157 | 0.23145 | 0.24913 | 0.26507 | 0.27969 | 0.29333 | 0.30624 | 0.31858 | 0.33044 | 0.34206 | 0.35346 | 0.36458 | 0.3757 | 0.38638 | 9056.7113 | 8900.5612 | 8747.1032 | 8596.2911 | 8448.0792 | 8302.4226 | 8159.2774 | 8018.6002 | 7880.3485 | 7744.4804 | 7610.9549 | 7479.7315 | 7350.7706 | 7224.0332 | 7099.4809 | 6977.0761 | 6856.7817 | 6738.5613 | 6622.3792 | 6508.2002 | 9056.7113 | 17957.2725 | 26704.3757 | 35300.6668 | 43748.7459 | 52051.1686 | 60210.446 | 68229.0462 | 76109.3946 | 83853.8751 | 91464.8299 | 98944.5615 | 106295.3321 | 113519.3653 | 120618.8462 | 127595.9223 | 134452.7039 | 141191.2652 | 147813.6444 | 154321.8446 | 0 | 0 | 0 | 0 | 0 | 0 | 0 | 0 | 0 | 0 | 0 | 0 | 0 | 0 | 0 | 0 | 0 | 0 | 0 | 0 | 0 | 0 | 0 | 0 | 0 | 0 | 0 | 0 | 0 | 0 | 0 | 0 | 0 | 0 | 0 | 0 | 0 | 0 | 0 | 0 | 0 | 0 | 0 | 0 | 0 | 0 | 0 | 0 | 0 | 0 | 0 | 0 | 0 | 0 | 0 | 0 | 0 | 0 | 0 | 0 | 0 | 0 | 0 | 0 | 0 | 0 | 0 | 0 | 0 | 0 | 0 | 0 | 0 | 0 | 0 | 0 | 0 | 0 | 0 | 0 | 0 | 0 | 0 | 0 | 0 | 0 | 0 | 0 | 0 | 0 | 0 | 0 | 0 | 0 | 0 | 0 | 0 | 0 | 0 | 0 | 0 | 0 | 0 | 0 | 0 | 0 | 0 | 0 | 0 | 0 | 0 | 0 | 0 | 0 | 0 | 0 | 0 | 0 | 0 | 0 | 0 | 0 | 0 | 0 | 0 | 0 | 0 | 0 | 0 | 0 | 0 | 0 | 0 | 0 | 0 | 0 | 0 | 0 | 0 | 0 | 0 | 0 | 0 | 0 | 0 | 0 | 0 | 0 | 0 | 0 | 0 | 0 | 0 | 0 | 0 | 0 | 0 | 0 | 0 | 0 | 0 | 0 | 0 | 0 | 0 | 0 | 0 | 0 | 0 | 0 | 0 | 0 | 0 | 0 | 0 | 0 | 0 | 0 | 0 | 0 | 0 | 0 | 0 | 0 | 0 | 0 | 0 | 0 | 0 | 0 | 0 | 0 | 0 | 0 | 0 | 0 | 0 | 0 | 0 | 0 | 0 | 0 | 0 | 0 | 0 | 0 | 0 | 0 | 0 | 0 | 0 | 0 | 0 | 0 | 0 | 0 | 0 | 0 | 0 | 0 | 0 | 0 | 0 | 0 | 0 | 0 | 0 | 0 | 0 | 0 | 0 | 0 | 0 | 0 | 0 | 0 | 0 | 0 | 0 | 0 | 1815.6571 | 1825.7555 | 1835.9482 | 1846.1533 | 1856.2896 | 1866.2775 | 1876.0385 | 1885.4955 | 1894.5727 | 1903.1963 | 1911.3845 | 1919.1558 | 1926.5278 | 1933.5181 | 1940.1438 | 1946.4212 | 1952.3667 | 1957.9957 | 1963.3233 | 1968.3641 | 997.0604 | 1002.6059 | 1008.2032 | 1013.8073 | 1019.3736 | 1024.8584 | 1030.2186 | 1035.4119 | 1040.3966 | 1045.1322 | 1049.6288 | 1053.8963 | 1057.9446 | 1061.7833 | 1065.4218 | 1068.869 | 1072.134 | 1075.2251 | 1078.1507 | 1080.9189
WA_Industrial_Other Industrial_Existing_Space Heating_Natural Gas_Windows - High Efficiency_A | WA | Industrial | Other Industrial | Existing | Space Heating | Natural Gas | Windows - High Efficiency | A | IM645 | U-.5 or worse | U-.22 or better | 45 | 0.0078041 | 0 | 0 | 0.23 | 0.01 | 0 | 0 | 0.11455 |  | sqft | 45% | 100% | Retrofit | Retro1Slow | 84.81% | TBD | 0.2% | 94.3767 |  | 48.5224 |  | 0.055153 | RTF Wkbk - ComWeatherizationSchool_v3_1 | RTF Wkbk - ComWeatherizationSchool_v3_1 | Building Energy Simulation Tool | U-.5 or worse | U-.5 or worse | U-.5 or worse | U-.5 or worse | U-.5 or worse | U-.5 or worse | U-.5 or worse | U-.5 or worse | U-.5 or worse | U-.5 or worse | U-.5 or worse | U-.5 or worse | U-.5 or worse | U-.5 or worse | U-.5 or worse | U-.5 or worse | U-.5 or worse | U-.5 or worse | U-.5 or worse | U-.5 or worse | U-.5 or worse | U-.5 or worse | U-.22 or better | U-.22 or better | U-.22 or better | U-.22 or better | U-.22 or better | U-.22 or better | U-.22 or better | U-.22 or better | U-.22 or better | U-.22 or better | U-.22 or better | U-.22 or better | U-.22 or better | U-.22 or better | U-.22 or better | U-.22 or better | U-.22 or better | U-.22 or better | U-.22 or better | U-.22 or better | U-.22 or better | U-.22 or better | 0.23 | 0.23 | 0.23 | 0.23 | 0.23 | 0.23 | 0.23 | 0.23 | 0.23 | 0.23 | 0.23 | 0.23 | 0.23 | 0.23 | 0.23 | 0.23 | 0.23 | 0.23 | 0.23 | 0.23 | 0.23 | 0.23 | 0 | 0 | 0.0076956 | 0.007576 | 0.007419 | 0.0072204 | 0.0069822 | 0.0067125 | 0.0064241 | 0.0061315 | 0.0058481 | 0.005584 | 0.0053448 | 0.0051319 | 0.0049453 | 0.0047817 | 0.0046381 | 0.0045134 | 0.004404 | 0.0043057 | 0.0042207 | 0.0041402 | 0.064703 | 0.12513 | 0.21382 | 0.33267 | 0.47986 | 0.64932 | 0.83073 | 1.0102 | 1.1711 | 1.2959 | 1.3677 | 1.3729 | 1.3056 | 1.1695 | 0.98017 | 0.77519 | 0.56846 | 0.37813 | 0.23273 | 0.14632 | 0.064703 | 0.18883 | 0.39874 | 0.72073 | 1.1768 | 1.7807 | 2.5349 | 3.4296 | 4.4422 | 5.5375 | 6.668 | 7.7753 | 8.798 | 9.6766 | 10.3661 | 10.8625 | 11.1678 | 11.2966 | 11.3064 | 11.2371 | 8407.8393 | 16516.9484 | 28820.9589 | 46072.9426 | 68726.5626 | 96734.0347 | 129316.1481 | 164750.0814 | 200254.2243 | 232075.7959 | 255884.7547 | 267519.8705 | 264005.0628 | 244578.4453 | 211331.5834 | 171755.6278 | 129078.0124 | 87820.9819 | 55140.4728 | 35341.1576 | 8407.8393 | 24924.7877 | 53745.7466 | 99818.6892 | 168545.2519 | 265279.2866 | 394595.4347 | 559345.5161 | 759599.7404 | 991675.5363 | 1247560.2911 | 1515080.1616 | 1779085.2244 | 2023663.6697 | 2234995.2531 | 2406750.8809 | 2535828.8932 | 2623649.8751 | 2678790.3479 | 2714131.5056 | 0.055153 | 0.10703 | 0.18369 | 0.28734 | 0.41717 | 0.56875 | 0.73374 | 0.90019 | 1.0532 | 1.176 | 1.2518 | 1.2669 | 1.2136 | 1.0943 | 0.92256 | 0.73347 | 0.54042 | 0.36109 | 0.22315 | 0.14086 | 0.055153 | 0.16152 | 0.34255 | 0.62252 | 1.0231 | 1.5597 | 2.2389 | 3.0562 | 3.9949 | 5.025 | 6.1033 | 7.1748 | 8.1781 | 9.0542 | 9.7568 | 10.2778 | 10.617 | 10.7875 | 10.8409 | 10.8181 | 7146.6634 | 14039.4061 | 24497.8151 | 39162.0012 | 58417.5783 | 82223.9295 | 109918.7259 | 140037.5692 | 170216.0907 | 197264.4265 | 217502.0415 | 227391.8899 | 224404.3034 | 207891.6785 | 179631.8459 | 145992.2836 | 109716.3105 | 74647.8346 | 46869.4019 | 30039.984 | 7146.6634 | 21186.0695 | 45683.8846 | 84845.8859 | 143263.4641 | 225487.3936 | 335406.1195 | 475443.6887 | 645659.7793 | 842924.2059 | 1060426.2474 | 1287818.1373 | 1512222.4407 | 1720114.1193 | 1899745.9651 | 2045738.2487 | 2155454.5593 | 2230102.3939 | 2276971.7958 | 2307011.7797 | 0 | 0 | 0 | 0 | 0 | 0 | 0 | 0 | 0 | 0 | 0 | 0 | 0 | 0 | 0 | 0 | 0 | 0 | 0 | 0 | 0 | 0 | 0 | 0 | 0 | 0 | 0 | 0 | 0 | 0 | 0 | 0 | 0 | 0 | 0 | 0 | 0 | 0 | 0 | 0 | 0 | 0 | 0 | 0 | 0 | 0 | 0 | 0 | 0 | 0 | 0 | 0 | 0 | 0 | 0 | 0 | 0 | 0 | 0 | 0 | 0 | 0 | 0 | 0 | 0 | 0 | 0 | 0 | 0 | 0 | 0 | 0 | 0 | 0 | 0 | 0 | 0 | 0 | 0 | 0 | 0 | 0 | 0 | 0 | 0 | 0 | 0 | 0 | 0 | 0 | 0 | 0 | 0 | 0 | 0 | 0 | 0 | 0 | 0 | 0 | 0 | 0 | 0 | 0 | 0 | 0 | 0 | 0 | 0 | 0 | 0 | 0 | 0 | 0 | 0 | 0 | 0 | 0 | 0 | 0 | 0 | 0 | 0 | 0 | 0 | 0 | 0 | 0 | 0 | 0 | 0 | 0 | 0 | 0 | 0 | 0 | 0 | 0 | 0 | 0 | 0 | 0 | 0 | 0 | 0 | 0 | 0 | 0 | 0 | 0 | 0 | 0 | 0 | 0 | 0 | 0 | 0 | 0 | 0 | 0 | 0 | 0 | 0 | 0 | 0 | 0 | 0 | 0 | 0 | 0 | 0 | 0 | 0 | 0 | 0 | 0 | 0 | 0 | 0 | 0 | 0 | 0 | 0 | 0 | 0 | 0 | 0 | 0 | 0 | 0 | 0 | 0 | 0 | 0 | 0 | 0 | 0 | 0 | 0 | 0 | 0 | 0 | 0 | 0 | 0 | 0 | 0 | 0 | 0 | 0 | 0 | 0 | 0 | 0 | 0 | 0 | 0 | 0 | 0 | 0 | 0 | 0 | 0 | 0 | 0 | 0 | 0 | 0 | 0 | 0 | 0 | 0 | 0 | 0 | 0 | 0 | 0 | 0 | 0 | 0 | 2910.968 | 2917.9063 | 2924.851 | 2931.75 | 2938.5531 | 2945.2123 | 2951.6815 | 2957.9165 | 2963.8752 | 2969.517 | 2974.856 | 2979.9056 | 2984.6784 | 2989.187 | 2993.4428 | 2997.4572 | 3001.2408 | 3004.8038 | 3008.1559 | 3011.3063 | 1076.6542 | 1079.2204 | 1081.7889 | 1084.3406 | 1086.8568 | 1089.3198 | 1091.7125 | 1094.0186 | 1096.2225 | 1098.3092 | 1100.2838 | 1102.1515 | 1103.9168 | 1105.5843 | 1107.1584 | 1108.6432 | 1110.0426 | 1111.3604 | 1112.6002 | 1113.7654
WA_Industrial_Other Industrial_Existing_Space Heating_Natural Gas_Gas Boiler - Maintenance_A | WA | Industrial | Other Industrial | Existing | Space Heating | Natural Gas | Gas Boiler - Maintenance | A | IM646 | Degrade performance | General cleaning and maintenance | 3 | 2.0541 | 0 | 0 | 0.01 | 0 | 0 | 0 | 0.0055 |  | employee | 20% | 30% | Retrofit | Retro20Fast | 65.82% | TBD | 0.2% | 163.1301 |  | 130.9993 |  | 0.039004 | IL TRM - 4.3.10 - CI-HWE-DBTU-V01-180101 | IL TRM - 4.3.10 - CI-HWE-DBTU-V01-180101 | IL TRM - 4.3.10 - CI-HWE-DBTU-V01-180101 | Degrade performance | Degrade performance | Degrade performance | Degrade performance | Degrade performance | Degrade performance | Degrade performance | Degrade performance | Degrade performance | Degrade performance | Degrade performance | Degrade performance | Degrade performance | Degrade performance | Degrade performance | Degrade performance | Degrade performance | Degrade performance | Degrade performance | Degrade performance | Degrade performance | Degrade performance | General cleaning and maintenance | General cleaning and maintenance | General cleaning and maintenance | General cleaning and maintenance | General cleaning and maintenance | General cleaning and maintenance | General cleaning and maintenance | General cleaning and maintenance | General cleaning and maintenance | General cleaning and maintenance | General cleaning and maintenance | General cleaning and maintenance | General cleaning and maintenance | General cleaning and maintenance | General cleaning and maintenance | General cleaning and maintenance | General cleaning and maintenance | General cleaning and maintenance | General cleaning and maintenance | General cleaning and maintenance | General cleaning and maintenance | General cleaning and maintenance | 0.01 | 0.01 | 0.01 | 0.01 | 0.01 | 0.01 | 0.01 | 0.01 | 0.01 | 0.01 | 0.01 | 0.01 | 0.01 | 0.01 | 0.01 | 0.01 | 0.01 | 0.01 | 0.01 | 0.01 | 0.01 | 0.01 | 0 | 0 | 2.0396 | 2.03 | 2.0199 | 2.0093 | 1.998 | 1.986 | 1.9731 | 1.9595 | 1.945 | 1.9299 | 1.9142 | 1.898 | 1.8816 | 1.8652 | 1.8486 | 1.8332 | 1.8189 | 1.8055 | 1.793 | 1.7814 | 0.045809 | 0.031406 | 0.021261 | 0.016187 | 0.013859 | 0.011715 | 0.0097992 | 0.0081252 | 0.0066874 | 0.0054692 | 0.0044485 | 0.0033759 | 0.0025616 | 0.0019434 | 0.0014742 | 0.0013192 | 0.0010067 | 0.00084568 | 0.00069223 | 0.00054592 | 0.045809 | 0.077 | 0.097879 | 0.11355 | 0.12677 | 0.13772 | 0.14663 | 0.15374 | 0.1593 | 0.16352 | 0.16664 | 0.16861 | 0.16972 | 0.17017 | 0.17014 | 0.17004 | 0.16972 | 0.16931 | 0.16884 | 0.16829 | 22.4596 | 15.471 | 10.5254 | 8.0559 | 6.9365 | 5.8989 | 4.9663 | 4.1466 | 3.4382 | 2.8339 | 2.3239 | 1.7787 | 1.3614 | 1.0419 | 0.79748 | 0.71963 | 0.55348 | 0.46839 | 0.38607 | 0.30645 | 22.4596 | 37.9306 | 48.456 | 56.5119 | 63.4484 | 69.3472 | 74.3136 | 78.4602 | 81.8984 | 84.7324 | 87.0563 | 88.835 | 90.1963 | 91.2383 | 92.0358 | 92.7554 | 93.3089 | 93.7773 | 94.1633 | 94.4698 | 0.039004 | 0.026789 | 0.01817 | 0.013862 | 0.011894 | 0.010077 | 0.0084495 | 0.0070235 | 0.0057955 | 0.0047523 | 0.0038756 | 0.002949 | 0.0022433 | 0.0017059 | 0.001297 | 0.0011629 | 0.00088912 | 0.00074828 | 0.00061363 | 0.00048483 | 0.039004 | 0.065679 | 0.083649 | 0.097241 | 0.1088 | 0.11847 | 0.12643 | 0.1329 | 0.13805 | 0.14209 | 0.14518 | 0.14729 | 0.14863 | 0.14938 | 0.14968 | 0.14989 | 0.14989 | 0.14981 | 0.14967 | 0.14946 | 19.0907 | 13.1504 | 8.9466 | 6.8475 | 5.896 | 5.014 | 4.2214 | 3.5246 | 2.9225 | 2.4088 | 1.9754 | 1.5119 | 1.1572 | 0.88566 | 0.67786 | 0.61169 | 0.47046 | 0.39813 | 0.32816 | 0.26048 | 19.0907 | 32.241 | 41.1876 | 48.0351 | 53.9311 | 58.9452 | 63.1665 | 66.6912 | 69.6137 | 72.0225 | 73.9979 | 75.5097 | 76.6669 | 77.5526 | 78.2304 | 78.8421 | 79.3126 | 79.7107 | 80.0388 | 80.2993 | 0.039004 | 0.026789 | 0.01817 | 0.013862 | 0.011894 | 0.010077 | 0.0084495 | 0.0070235 | 0.0057955 | 0.0047523 | 0.0038756 | 0.002949 | 0.0022433 | 0.0017059 | 0.001297 | 0.0011629 | 0.00088912 | 0.00074828 | 0.00061363 | 0.00048483 | 0.039004 | 0.065679 | 0.083649 | 0.097241 | 0.1088 | 0.11847 | 0.12643 | 0.1329 | 0.13805 | 0.14209 | 0.14518 | 0.14729 | 0.14863 | 0.14938 | 0.14968 | 0.14989 | 0.14989 | 0.14981 | 0.14967 | 0.14946 | 19.0907 | 13.1504 | 8.9466 | 6.8475 | 5.896 | 5.014 | 4.2214 | 3.5246 | 2.9225 | 2.4088 | 1.9754 | 1.5119 | 1.1572 | 0.88566 | 0.67786 | 0.61169 | 0.47046 | 0.39813 | 0.32816 | 0.26048 | 19.0907 | 32.241 | 41.1876 | 48.0351 | 53.9311 | 58.9452 | 63.1665 | 66.6912 | 69.6137 | 72.0225 | 73.9979 | 75.5097 | 76.6669 | 77.5526 | 78.2304 | 78.8421 | 79.3126 | 79.7107 | 80.0388 | 80.2993 | 0.039004 | 0.026789 | 0.01817 | 0.013862 | 0.011894 | 0.010077 | 0.0084495 | 0.0070235 | 0.0057955 | 0.0047523 | 0.0038756 | 0.002949 | 0.0022433 | 0.0017059 | 0.001297 | 0.0011629 | 0.00088912 | 0.00074828 | 0.00061363 | 0.00048483 | 0.039004 | 0.065679 | 0.083649 | 0.097241 | 0.1088 | 0.11847 | 0.12643 | 0.1329 | 0.13805 | 0.14209 | 0.14518 | 0.14729 | 0.14863 | 0.14938 | 0.14968 | 0.14989 | 0.14989 | 0.14981 | 0.14967 | 0.14946 | 19.0907 | 13.1504 | 8.9466 | 6.8475 | 5.896 | 5.014 | 4.2214 | 3.5246 | 2.9225 | 2.4088 | 1.9754 | 1.5119 | 1.1572 | 0.88566 | 0.67786 | 0.61169 | 0.47046 | 0.39813 | 0.32816 | 0.26048 | 19.0907 | 32.241 | 41.1876 | 48.0351 | 53.9311 | 58.9452 | 63.1665 | 66.6912 | 69.6137 | 72.0225 | 73.9979 | 75.5097 | 76.6669 | 77.5526 | 78.2304 | 78.8421 | 79.3126 | 79.7107 | 80.0388 | 80.2993 | 0.039004 | 0.026789 | 0.01817 | 0.013862 | 0.011894 | 0.010077 | 0.0084495 | 0.0070235 | 0.0057955 | 0.0047523 | 0.0038756 | 0.002949 | 0.0022433 | 0.0017059 | 0.001297 | 0.0011629 | 0.00088912 | 0.00074828 | 0.00061363 | 0.00048483 | 0.039004 | 0.065679 | 0.083649 | 0.097241 | 0.1088 | 0.11847 | 0.12643 | 0.1329 | 0.13805 | 0.14209 | 0.14518 | 0.14729 | 0.14863 | 0.14938 | 0.14968 | 0.14989 | 0.14989 | 0.14981 | 0.14967 | 0.14946 | 19.0907 | 13.1504 | 8.9466 | 6.8475 | 5.896 | 5.014 | 4.2214 | 3.5246 | 2.9225 | 2.4088 | 1.9754 | 1.5119 | 1.1572 | 0.88566 | 0.67786 | 0.61169 | 0.47046 | 0.39813 | 0.32816 | 0.26048 | 19.0907 | 32.241 | 41.1876 | 48.0351 | 53.9311 | 58.9452 | 63.1665 | 66.6912 | 69.6137 | 72.0225 | 73.9979 | 75.5097 | 76.6669 | 77.5526 | 78.2304 | 78.8421 | 79.3126 | 79.7107 | 80.0388 | 80.2993 | 1.0253 | 1.0268 | 1.0282 | 1.0296 | 1.031 | 1.0323 | 1.0336 | 1.0349 | 1.0361 | 1.0373 | 1.0384 | 1.0395 | 1.0405 | 1.0415 | 1.0424 | 1.0432 | 1.044 | 1.0448 | 1.0454 | 1.046 | 0.82337 | 0.82455 | 0.8257 | 0.82683 | 0.82793 | 0.82901 | 0.83005 | 0.83106 | 0.83204 | 0.83298 | 0.83387 | 0.83473 | 0.83555 | 0.83633 | 0.83706 | 0.83774 | 0.83838 | 0.83897 | 0.83952 | 0.84001
WA_Industrial_Other Industrial_Existing_Process_Natural Gas_Gas Boiler - Maintenance_A | WA | Industrial | Other Industrial | Existing | Process | Natural Gas | Gas Boiler - Maintenance | A | IM647 | Degrade performance | General cleaning and maintenance | 3 | 1.5559 | 0 | 0 | 0.01 | 0 | 0 | 0 | 0.0055 |  | sqft | 20% | 30% | Retrofit | Retro20Fast | 65.82% | TBD | 0.2% | 163.1301 |  | 130.9993 |  | 0.43007 | IL TRM - 4.3.10 - CI-HWE-DBTU-V01-180101 | IL TRM - 4.3.10 - CI-HWE-DBTU-V01-180101 | IL TRM - 4.3.10 - CI-HWE-DBTU-V01-180101 | Degrade performance | Degrade performance | Degrade performance | Degrade performance | Degrade performance | Degrade performance | Degrade performance | Degrade performance | Degrade performance | Degrade performance | Degrade performance | Degrade performance | Degrade performance | Degrade performance | Degrade performance | Degrade performance | Degrade performance | Degrade performance | Degrade performance | Degrade performance | Degrade performance | Degrade performance | General cleaning and maintenance | General cleaning and maintenance | General cleaning and maintenance | General cleaning and maintenance | General cleaning and maintenance | General cleaning and maintenance | General cleaning and maintenance | General cleaning and maintenance | General cleaning and maintenance | General cleaning and maintenance | General cleaning and maintenance | General cleaning and maintenance | General cleaning and maintenance | General cleaning and maintenance | General cleaning and maintenance | General cleaning and maintenance | General cleaning and maintenance | General cleaning and maintenance | General cleaning and maintenance | General cleaning and maintenance | General cleaning and maintenance | General cleaning and maintenance | 0.01 | 0.01 | 0.01 | 0.01 | 0.01 | 0.01 | 0.01 | 0.01 | 0.01 | 0.01 | 0.01 | 0.01 | 0.01 | 0.01 | 0.01 | 0.01 | 0.01 | 0.01 | 0.01 | 0.01 | 0.01 | 0.01 | 0 | 0 | 1.5559 | 1.5559 | 1.5559 | 1.5559 | 1.5559 | 1.5559 | 1.5559 | 1.5559 | 1.5559 | 1.5559 | 1.5559 | 1.5559 | 1.5559 | 1.5559 | 1.5559 | 1.5559 | 1.5559 | 1.5559 | 1.5559 | 1.5559 | 0.50597 | 0.34853 | 0.23711 | 0.18148 | 0.15626 | 0.13289 | 0.11188 | 0.093415 | 0.077455 | 0.063842 | 0.052354 | 0.04007 | 0.030668 | 0.023473 | 0.017965 | 0.016212 | 0.012469 | 0.010552 | 0.0086973 | 0.0069036 | 0.50597 | 0.8545 | 1.0916 | 1.2731 | 1.4294 | 1.5622 | 1.6741 | 1.7675 | 1.845 | 1.9088 | 1.9612 | 2.0013 | 2.0319 | 2.0554 | 2.0734 | 2.0896 | 2.102 | 2.1126 | 2.1213 | 2.1282 | 325.1975 | 224.0077 | 152.3996 | 116.6425 | 100.4345 | 85.4109 | 71.9084 | 60.0401 | 49.7825 | 41.0331 | 33.6489 | 25.754 | 19.7114 | 15.0866 | 11.5469 | 10.4197 | 8.0139 | 6.7819 | 5.59 | 4.4371 | 325.1975 | 549.2053 | 701.6049 | 818.2474 | 918.6819 | 1004.0928 | 1076.0012 | 1136.0412 | 1185.8237 | 1226.8568 | 1260.5057 | 1286.2597 | 1305.9711 | 1321.0577 | 1332.6045 | 1343.0242 | 1351.0381 | 1357.8201 | 1363.41 | 1367.8472 | 0.43007 | 0.29625 | 0.20155 | 0.15426 | 0.13282 | 0.11296 | 0.095098 | 0.079403 | 0.065837 | 0.054266 | 0.0445 | 0.034059 | 0.026068 | 0.019952 | 0.015271 | 0.01378 | 0.010598 | 0.008969 | 0.0073927 | 0.0058681 | 0.43007 | 0.72632 | 0.92787 | 1.0821 | 1.215 | 1.3279 | 1.423 | 1.5024 | 1.5682 | 1.6225 | 1.667 | 1.7011 | 1.7271 | 1.7471 | 1.7624 | 1.7761 | 1.7867 | 1.7957 | 1.8031 | 1.809 | 276.4179 | 190.4066 | 129.5396 | 99.1462 | 85.3693 | 72.5993 | 61.1221 | 51.0341 | 42.3151 | 34.8781 | 28.6016 | 21.8909 | 16.7547 | 12.8236 | 9.8148 | 8.8567 | 6.8118 | 5.7646 | 4.7515 | 3.7716 | 276.4179 | 466.8245 | 596.3641 | 695.5103 | 780.8796 | 853.4789 | 914.601 | 965.635 | 1007.9501 | 1042.8283 | 1071.4299 | 1093.3207 | 1110.0754 | 1122.899 | 1132.7138 | 1141.5706 | 1148.3824 | 1154.147 | 1158.8985 | 1162.6701 | 0.43007 | 0.29625 | 0.20155 | 0.15426 | 0.13282 | 0.11296 | 0.095098 | 0.079403 | 0.065837 | 0.054266 | 0.0445 | 0.034059 | 0.026068 | 0.019952 | 0.015271 | 0.01378 | 0.010598 | 0.008969 | 0.0073927 | 0.0058681 | 0.43007 | 0.72632 | 0.92787 | 1.0821 | 1.215 | 1.3279 | 1.423 | 1.5024 | 1.5682 | 1.6225 | 1.667 | 1.7011 | 1.7271 | 1.7471 | 1.7624 | 1.7761 | 1.7867 | 1.7957 | 1.8031 | 1.809 | 276.4179 | 190.4066 | 129.5396 | 99.1462 | 85.3693 | 72.5993 | 61.1221 | 51.0341 | 42.3151 | 34.8781 | 28.6016 | 21.8909 | 16.7547 | 12.8236 | 9.8148 | 8.8567 | 6.8118 | 5.7646 | 4.7515 | 3.7716 | 276.4179 | 466.8245 | 596.3641 | 695.5103 | 780.8796 | 853.4789 | 914.601 | 965.635 | 1007.9501 | 1042.8283 | 1071.4299 | 1093.3207 | 1110.0754 | 1122.899 | 1132.7138 | 1141.5706 | 1148.3824 | 1154.147 | 1158.8985 | 1162.6701 | 0.43007 | 0.29625 | 0.20155 | 0.15426 | 0.13282 | 0.11296 | 0.095098 | 0.079403 | 0.065837 | 0.054266 | 0.0445 | 0.034059 | 0.026068 | 0.019952 | 0.015271 | 0.01378 | 0.010598 | 0.008969 | 0.0073927 | 0.0058681 | 0.43007 | 0.72632 | 0.92787 | 1.0821 | 1.215 | 1.3279 | 1.423 | 1.5024 | 1.5682 | 1.6225 | 1.667 | 1.7011 | 1.7271 | 1.7471 | 1.7624 | 1.7761 | 1.7867 | 1.7957 | 1.8031 | 1.809 | 276.4179 | 190.4066 | 129.5396 | 99.1462 | 85.3693 | 72.5993 | 61.1221 | 51.0341 | 42.3151 | 34.8781 | 28.6016 | 21.8909 | 16.7547 | 12.8236 | 9.8148 | 8.8567 | 6.8118 | 5.7646 | 4.7515 | 3.7716 | 276.4179 | 466.8245 | 596.3641 | 695.5103 | 780.8796 | 853.4789 | 914.601 | 965.635 | 1007.9501 | 1042.8283 | 1071.4299 | 1093.3207 | 1110.0754 | 1122.899 | 1132.7138 | 1141.5706 | 1148.3824 | 1154.147 | 1158.8985 | 1162.6701 | 0.43007 | 0.29625 | 0.20155 | 0.15426 | 0.13282 | 0.11296 | 0.095098 | 0.079403 | 0.065837 | 0.054266 | 0.0445 | 0.034059 | 0.026068 | 0.019952 | 0.015271 | 0.01378 | 0.010598 | 0.008969 | 0.0073927 | 0.0058681 | 0.43007 | 0.72632 | 0.92787 | 1.0821 | 1.215 | 1.3279 | 1.423 | 1.5024 | 1.5682 | 1.6225 | 1.667 | 1.7011 | 1.7271 | 1.7471 | 1.7624 | 1.7761 | 1.7867 | 1.7957 | 1.8031 | 1.809 | 276.4179 | 190.4066 | 129.5396 | 99.1462 | 85.3693 | 72.5993 | 61.1221 | 51.0341 | 42.3151 | 34.8781 | 28.6016 | 21.8909 | 16.7547 | 12.8236 | 9.8148 | 8.8567 | 6.8118 | 5.7646 | 4.7515 | 3.7716 | 276.4179 | 466.8245 | 596.3641 | 695.5103 | 780.8796 | 853.4789 | 914.601 | 965.635 | 1007.9501 | 1042.8283 | 1071.4299 | 1093.3207 | 1110.0754 | 1122.899 | 1132.7138 | 1141.5706 | 1148.3824 | 1154.147 | 1158.8985 | 1162.6701 | 1.0253 | 1.0268 | 1.0282 | 1.0296 | 1.031 | 1.0323 | 1.0336 | 1.0349 | 1.0361 | 1.0373 | 1.0384 | 1.0395 | 1.0405 | 1.0415 | 1.0424 | 1.0432 | 1.044 | 1.0448 | 1.0454 | 1.046 | 0.82337 | 0.82455 | 0.8257 | 0.82683 | 0.82793 | 0.82901 | 0.83005 | 0.83106 | 0.83204 | 0.83298 | 0.83387 | 0.83473 | 0.83555 | 0.83633 | 0.83706 | 0.83774 | 0.83838 | 0.83897 | 0.83952 | 0.84001
WA_Industrial_Other Industrial_Existing_Space Heating_Natural Gas_Gas Furnace - Maintenance_A | WA | Industrial | Other Industrial | Existing | Space Heating | Natural Gas | Gas Furnace - Maintenance | A | IM648 | Degrade performance | General cleaning and maintenance | 3 | 0.0095 | 0 | 0 | 0.01 | 0 | 0 | 0 | 0.00265 |  | sqft | 20% | 30% | Retrofit | Retro20Fast | 65.82% | TBD | 0.2% | 451.6842 |  | 362.7186 |  | 0.001211 | IL TRM - 4.4.31 - CI-HVC-FTUN-V03-200101 | MN TRM 3.1 - Forced-Air Heating Maintenance v2.0 | MN TRM v3.1 - Forced-Air Heating Maintenance | Degrade performance | Degrade performance | Degrade performance | Degrade performance | Degrade performance | Degrade performance | Degrade performance | Degrade performance | Degrade performance | Degrade performance | Degrade performance | Degrade performance | Degrade performance | Degrade performance | Degrade performance | Degrade performance | Degrade performance | Degrade performance | Degrade performance | Degrade performance | Degrade performance | Degrade performance | General cleaning and maintenance | General cleaning and maintenance | General cleaning and maintenance | General cleaning and maintenance | General cleaning and maintenance | General cleaning and maintenance | General cleaning and maintenance | General cleaning and maintenance | General cleaning and maintenance | General cleaning and maintenance | General cleaning and maintenance | General cleaning and maintenance | General cleaning and maintenance | General cleaning and maintenance | General cleaning and maintenance | General cleaning and maintenance | General cleaning and maintenance | General cleaning and maintenance | General cleaning and maintenance | General cleaning and maintenance | General cleaning and maintenance | General cleaning and maintenance | 0.01 | 0.01 | 0.01 | 0.01 | 0.01 | 0.01 | 0.01 | 0.01 | 0.01 | 0.01 | 0.01 | 0.01 | 0.01 | 0.01 | 0.01 | 0.01 | 0.01 | 0.01 | 0.01 | 0.01 | 0.01 | 0.01 | 0 | 0 | 0.009379 | 0.0093063 | 0.0092312 | 0.0091537 | 0.0090737 | 0.0089913 | 0.0089064 | 0.0088193 | 0.0087304 | 0.0086404 | 0.0085498 | 0.0084583 | 0.008368 | 0.0082783 | 0.0081896 | 0.0081069 | 0.0080299 | 0.0079579 | 0.0078905 | 0.0078276 | 0.0014223 | 0.00097213 | 0.00065604 | 0.00049789 | 0.00042496 | 0.00035811 | 0.00029865 | 0.00024692 | 0.00020267 | 0.00016533 | 0.00013416 | 0.00010158 | 7.6917e-05 | 5.8239e-05 | 4.4097e-05 | 3.9391e-05 | 3.0008e-05 | 2.5167e-05 | 2.0568e-05 | 1.6196e-05 | 0.0014223 | 0.0023834 | 0.0030202 | 0.0034927 | 0.0038872 | 0.00421 | 0.0044689 | 0.0046721 | 0.0048277 | 0.0049432 | 0.0050255 | 0.0050734 | 0.0050961 | 0.0050997 | 0.0050892 | 0.0050772 | 0.0050589 | 0.0050387 | 0.0050167 | 0.0049929 | 151.646 | 104.4592 | 71.0669 | 54.3927 | 46.8346 | 39.8288 | 33.5323 | 27.9979 | 23.2145 | 19.1345 | 15.6911 | 12.0096 | 9.1918 | 7.0352 | 5.3845 | 4.8589 | 3.7371 | 3.1625 | 2.6067 | 2.0691 | 151.646 | 256.1052 | 327.1721 | 381.5648 | 428.3994 | 468.2281 | 501.7604 | 529.7583 | 552.9728 | 572.1074 | 587.7985 | 599.8081 | 608.9999 | 616.0351 | 621.4196 | 626.2785 | 630.0156 | 633.1781 | 635.7848 | 637.8539 | 0.001211 | 0.00082922 | 0.00056067 | 0.0004264 | 0.00036473 | 0.00030806 | 0.00025753 | 0.00021345 | 0.00017565 | 0.00014366 | 0.00011688 | 8.874e-05 | 6.7361e-05 | 5.1124e-05 | 3.8795e-05 | 3.4725e-05 | 2.6504e-05 | 2.227e-05 | 1.8234e-05 | 1.4385e-05 | 0.001211 | 0.002033 | 0.0025812 | 0.0029912 | 0.0033362 | 0.0036215 | 0.0038535 | 0.0040387 | 0.0041839 | 0.0042954 | 0.0043785 | 0.004432 | 0.0044629 | 0.0044767 | 0.0044773 | 0.0044758 | 0.0044682 | 0.0044586 | 0.0044473 | 0.0044344 | 128.8991 | 88.7903 | 60.4069 | 46.2338 | 39.8094 | 33.8545 | 28.5024 | 23.7982 | 19.7324 | 16.2644 | 13.3375 | 10.2081 | 7.813 | 5.9799 | 4.5768 | 4.1301 | 3.1765 | 2.6882 | 2.2157 | 1.7588 | 128.8991 | 217.6894 | 278.0963 | 324.3301 | 364.1394 | 397.9939 | 426.4964 | 450.2945 | 470.0269 | 486.2913 | 499.6287 | 509.8369 | 517.6499 | 523.6298 | 528.2067 | 532.3367 | 535.5132 | 538.2014 | 540.4171 | 542.1759 | 0.001211 | 0.00082922 | 0.00056067 | 0.0004264 | 0.00036473 | 0.00030806 | 0.00025753 | 0.00021345 | 0.00017565 | 0.00014366 | 0.00011688 | 8.874e-05 | 6.7361e-05 | 5.1124e-05 | 3.8795e-05 | 3.4725e-05 | 2.6504e-05 | 2.227e-05 | 1.8234e-05 | 1.4385e-05 | 0.001211 | 0.002033 | 0.0025812 | 0.0029912 | 0.0033362 | 0.0036215 | 0.0038535 | 0.0040387 | 0.0041839 | 0.0042954 | 0.0043785 | 0.004432 | 0.0044629 | 0.0044767 | 0.0044773 | 0.0044758 | 0.0044682 | 0.0044586 | 0.0044473 | 0.0044344 | 128.8991 | 88.7903 | 60.4069 | 46.2338 | 39.8094 | 33.8545 | 28.5024 | 23.7982 | 19.7324 | 16.2644 | 13.3375 | 10.2081 | 7.813 | 5.9799 | 4.5768 | 4.1301 | 3.1765 | 2.6882 | 2.2157 | 1.7588 | 128.8991 | 217.6894 | 278.0963 | 324.3301 | 364.1394 | 397.9939 | 426.4964 | 450.2945 | 470.0269 | 486.2913 | 499.6287 | 509.8369 | 517.6499 | 523.6298 | 528.2067 | 532.3367 | 535.5132 | 538.2014 | 540.4171 | 542.1759 | 0.001211 | 0.00082922 | 0.00056067 | 0.0004264 | 0.00036473 | 0.00030806 | 0.00025753 | 0.00021345 | 0.00017565 | 0.00014366 | 0.00011688 | 8.874e-05 | 6.7361e-05 | 5.1124e-05 | 3.8795e-05 | 3.4725e-05 | 2.6504e-05 | 2.227e-05 | 1.8234e-05 | 1.4385e-05 | 0.001211 | 0.002033 | 0.0025812 | 0.0029912 | 0.0033362 | 0.0036215 | 0.0038535 | 0.0040387 | 0.0041839 | 0.0042954 | 0.0043785 | 0.004432 | 0.0044629 | 0.0044767 | 0.0044773 | 0.0044758 | 0.0044682 | 0.0044586 | 0.0044473 | 0.0044344 | 128.8991 | 88.7903 | 60.4069 | 46.2338 | 39.8094 | 33.8545 | 28.5024 | 23.7982 | 19.7324 | 16.2644 | 13.3375 | 10.2081 | 7.813 | 5.9799 | 4.5768 | 4.1301 | 3.1765 | 2.6882 | 2.2157 | 1.7588 | 128.8991 | 217.6894 | 278.0963 | 324.3301 | 364.1394 | 397.9939 | 426.4964 | 450.2945 | 470.0269 | 486.2913 | 499.6287 | 509.8369 | 517.6499 | 523.6298 | 528.2067 | 532.3367 | 535.5132 | 538.2014 | 540.4171 | 542.1759 | 0.001211 | 0.00082922 | 0.00056067 | 0.0004264 | 0.00036473 | 0.00030806 | 0.00025753 | 0.00021345 | 0.00017565 | 0.00014366 | 0.00011688 | 8.874e-05 | 6.7361e-05 | 5.1124e-05 | 3.8795e-05 | 3.4725e-05 | 2.6504e-05 | 2.227e-05 | 1.8234e-05 | 1.4385e-05 | 0.001211 | 0.002033 | 0.0025812 | 0.0029912 | 0.0033362 | 0.0036215 | 0.0038535 | 0.0040387 | 0.0041839 | 0.0042954 | 0.0043785 | 0.004432 | 0.0044629 | 0.0044767 | 0.0044773 | 0.0044758 | 0.0044682 | 0.0044586 | 0.0044473 | 0.0044344 | 128.8991 | 88.7903 | 60.4069 | 46.2338 | 39.8094 | 33.8545 | 28.5024 | 23.7982 | 19.7324 | 16.2644 | 13.3375 | 10.2081 | 7.813 | 5.9799 | 4.5768 | 4.1301 | 3.1765 | 2.6882 | 2.2157 | 1.7588 | 128.8991 | 217.6894 | 278.0963 | 324.3301 | 364.1394 | 397.9939 | 426.4964 | 450.2945 | 470.0269 | 486.2913 | 499.6287 | 509.8369 | 517.6499 | 523.6298 | 528.2067 | 532.3367 | 535.5132 | 538.2014 | 540.4171 | 542.1759 | 392.7149 | 394.8991 | 397.1038 | 399.311 | 401.5035 | 403.6638 | 405.775 | 407.8205 | 409.7839 | 411.6491 | 413.4201 | 415.101 | 416.6955 | 418.2075 | 419.6406 | 420.9984 | 422.2843 | 423.5018 | 424.6542 | 425.7444 | 315.3642 | 317.1182 | 318.8886 | 320.6611 | 322.4217 | 324.1565 | 325.8519 | 327.4945 | 329.0712 | 330.569 | 331.9912 | 333.341 | 334.6215 | 335.8356 | 336.9865 | 338.0768 | 339.1095 | 340.0872 | 341.0126 | 341.8881
WA_Industrial_Other Industrial_Existing_Space Heating_Natural Gas_Gas Boiler - Hot Water Reset_A | WA | Industrial | Other Industrial | Existing | Space Heating | Natural Gas | Gas Boiler - Hot Water Reset | A | IM649 | No control | Reset control installed | 16 | 7.4693 | 0 | 0 | 20.54 | 0 | 0 | 0 | 10.2707 |  | employee | 20% | 45% | Retrofit | Retro5Med | 81.71% | TBD | 0.2% | 197.4722 |  | 129.6675 |  | 0.068886 | IL TRM - 4.4.4 - CI-HVC-BLRC-V04-210101 | IL TRM - 4.4.4 - CI-HVC-BLRC-V04-210101 | IL TRM - 4.4.4 - CI-HVC-BLRC-V04-210101 | No control | No control | No control | No control | No control | No control | No control | No control | No control | No control | No control | No control | No control | No control | No control | No control | No control | No control | No control | No control | No control | No control | Reset control installed | Reset control installed | Reset control installed | Reset control installed | Reset control installed | Reset control installed | Reset control installed | Reset control installed | Reset control installed | Reset control installed | Reset control installed | Reset control installed | Reset control installed | Reset control installed | Reset control installed | Reset control installed | Reset control installed | Reset control installed | Reset control installed | Reset control installed | Reset control installed | Reset control installed | 20.54 | 20.54 | 20.54 | 20.54 | 20.54 | 20.54 | 20.54 | 20.54 | 20.54 | 20.54 | 20.54 | 20.54 | 20.54 | 20.54 | 20.54 | 20.54 | 20.54 | 20.54 | 20.54 | 20.54 | 20.54 | 20.54 | 0 | 0 | 7.4114 | 7.3714 | 7.3296 | 7.2858 | 7.2396 | 7.1907 | 7.1391 | 7.0844 | 7.0269 | 6.9669 | 6.9049 | 6.841 | 6.7767 | 6.712 | 6.647 | 6.5861 | 6.5291 | 6.4755 | 6.4251 | 6.3779 | 0.080896 | 0.097088 | 0.1161 | 0.13165 | 0.14664 | 0.16735 | 0.17913 | 0.17846 | 0.16393 | 0.1373 | 0.10349 | 0.066688 | 0.037697 | 0.017667 | 0.0072745 | 0.0025758 | 0.00078386 | 0.00016652 | 2.669e-05 | 3.1254e-06 | 0.080896 | 0.17755 | 0.29264 | 0.42254 | 0.56651 | 0.73004 | 0.90392 | 1.0754 | 1.2307 | 1.3575 | 1.4489 | 1.5021 | 1.5257 | 1.5288 | 1.5213 | 1.5099 | 1.4976 | 1.4855 | 1.474 | 1.4631 | 10.9151 | 13.1709 | 15.8395 | 18.0701 | 20.2559 | 23.2733 | 25.0909 | 25.1902 | 23.3295 | 19.7079 | 14.9879 | 9.7483 | 5.5627 | 2.6322 | 1.0944 | 0.3911 | 0.12006 | 0.025716 | 0.0041541 | 0.00049003 | 10.9151 | 24.086 | 39.9255 | 57.9956 | 78.2515 | 101.5248 | 126.6157 | 151.8059 | 175.1354 | 194.8433 | 209.8312 | 219.5795 | 225.1422 | 227.7743 | 228.8687 | 229.2598 | 229.3799 | 229.4056 | 229.4098 | 229.4103 | 0.068886 | 0.082832 | 0.099251 | 0.11279 | 0.12592 | 0.14405 | 0.15457 | 0.15439 | 0.14221 | 0.11944 | 0.090272 | 0.058333 | 0.03306 | 0.015532 | 0.0064105 | 0.0022748 | 0.00069365 | 0.00014765 | 2.3712e-05 | 2.7821e-06 | 0.068886 | 0.15148 | 0.25018 | 0.36201 | 0.48646 | 0.62839 | 0.78001 | 0.93044 | 1.0676 | 1.1808 | 1.2638 | 1.3139 | 1.3381 | 1.3441 | 1.3406 | 1.3335 | 1.3253 | 1.3172 | 1.3095 | 1.3025 | 9.2778 | 11.1953 | 13.4636 | 15.3596 | 17.2175 | 19.7823 | 21.3273 | 21.4117 | 19.8301 | 16.7517 | 12.7397 | 8.286 | 4.7283 | 2.2373 | 0.93024 | 0.33244 | 0.10205 | 0.021858 | 0.003531 | 0.00041653 | 9.2778 | 20.4731 | 33.9367 | 49.2963 | 66.5138 | 86.2961 | 107.6234 | 129.0351 | 148.8651 | 165.6168 | 178.3565 | 186.6426 | 191.3709 | 193.6082 | 194.5384 | 194.8709 | 194.9729 | 194.9948 | 194.9983 | 194.9987 | 0.068886 | 0.082832 | 0.099251 | 0.11279 | 0.12592 | 0.14405 | 0.15457 | 0.15439 | 0.14221 | 0.11944 | 0.090272 | 0.058333 | 0.03306 | 0.015532 | 0.0064105 | 0.0022748 | 0.00069365 | 0.00014765 | 2.3712e-05 | 2.7821e-06 | 0.068886 | 0.15148 | 0.25018 | 0.36201 | 0.48646 | 0.62839 | 0.78001 | 0.93044 | 1.0676 | 1.1808 | 1.2638 | 1.3139 | 1.3381 | 1.3441 | 1.3406 | 1.3335 | 1.3253 | 1.3172 | 1.3095 | 1.3025 | 9.2778 | 11.1953 | 13.4636 | 15.3596 | 17.2175 | 19.7823 | 21.3273 | 21.4117 | 19.8301 | 16.7517 | 12.7397 | 8.286 | 4.7283 | 2.2373 | 0.93024 | 0.33244 | 0.10205 | 0.021858 | 0.003531 | 0.00041653 | 9.2778 | 20.4731 | 33.9367 | 49.2963 | 66.5138 | 86.2961 | 107.6234 | 129.0351 | 148.8651 | 165.6168 | 178.3565 | 186.6426 | 191.3709 | 193.6082 | 194.5384 | 194.8709 | 194.9729 | 194.9948 | 194.9983 | 194.9987 | 0.068886 | 0.082832 | 0.099251 | 0.11279 | 0.12592 | 0.14405 | 0.15457 | 0.15439 | 0.14221 | 0.11944 | 0.090272 | 0.058333 | 0.03306 | 0.015532 | 0.0064105 | 0.0022748 | 0.00069365 | 0.00014765 | 2.3712e-05 | 2.7821e-06 | 0.068886 | 0.15148 | 0.25018 | 0.36201 | 0.48646 | 0.62839 | 0.78001 | 0.93044 | 1.0676 | 1.1808 | 1.2638 | 1.3139 | 1.3381 | 1.3441 | 1.3406 | 1.3335 | 1.3253 | 1.3172 | 1.3095 | 1.3025 | 9.2778 | 11.1953 | 13.4636 | 15.3596 | 17.2175 | 19.7823 | 21.3273 | 21.4117 | 19.8301 | 16.7517 | 12.7397 | 8.286 | 4.7283 | 2.2373 | 0.93024 | 0.33244 | 0.10205 | 0.021858 | 0.003531 | 0.00041653 | 9.2778 | 20.4731 | 33.9367 | 49.2963 | 66.5138 | 86.2961 | 107.6234 | 129.0351 | 148.8651 | 165.6168 | 178.3565 | 186.6426 | 191.3709 | 193.6082 | 194.5384 | 194.8709 | 194.9729 | 194.9948 | 194.9983 | 194.9987 | 0.068886 | 0.082832 | 0.099251 | 0.11279 | 0.12592 | 0.14405 | 0.15457 | 0.15439 | 0.14221 | 0.11944 | 0.090272 | 0.058333 | 0.03306 | 0.015532 | 0.0064105 | 0.0022748 | 0.00069365 | 0.00014765 | 2.3712e-05 | 2.7821e-06 | 0.068886 | 0.15148 | 0.25018 | 0.36201 | 0.48646 | 0.62839 | 0.78001 | 0.93044 | 1.0676 | 1.1808 | 1.2638 | 1.3139 | 1.3381 | 1.3441 | 1.3406 | 1.3335 | 1.3253 | 1.3172 | 1.3095 | 1.3025 | 9.2778 | 11.1953 | 13.4636 | 15.3596 | 17.2175 | 19.7823 | 21.3273 | 21.4117 | 19.8301 | 16.7517 | 12.7397 | 8.286 | 4.7283 | 2.2373 | 0.93024 | 0.33244 | 0.10205 | 0.021858 | 0.003531 | 0.00041653 | 9.2778 | 20.4731 | 33.9367 | 49.2963 | 66.5138 | 86.2961 | 107.6234 | 129.0351 | 148.8651 | 165.6168 | 178.3565 | 186.6426 | 191.3709 | 193.6082 | 194.5384 | 194.8709 | 194.9729 | 194.9948 | 194.9983 | 194.9987 | 208.1416 | 208.5208 | 208.8934 | 209.2586 | 209.6155 | 209.9633 | 210.3013 | 210.6287 | 210.9449 | 211.2493 | 211.5413 | 211.8205 | 212.0863 | 212.3382 | 212.576 | 212.7991 | 213.0073 | 213.2002 | 213.3774 | 213.5389 | 136.6735 | 136.9224 | 137.1671 | 137.4069 | 137.6413 | 137.8697 | 138.0916 | 138.3066 | 138.5142 | 138.7141 | 138.9059 | 139.0892 | 139.2637 | 139.4291 | 139.5852 | 139.7318 | 139.8684 | 139.9951 | 140.1115 | 140.2175
WA_Industrial_Other Industrial_Existing_Process_Natural Gas_Gas Boiler - Hot Water Reset_A | WA | Industrial | Other Industrial | Existing | Process | Natural Gas | Gas Boiler - Hot Water Reset | A | IM650 | No control | Reset control installed | 16 | 2.8289 | 0 | 0 | 20.54 | 0 | 0 | 0 | 10.2707 |  | sqft | 20% | 45% | Retrofit | Retro5Med | 81.71% | TBD | 0.2% | 197.4722 |  | 129.6675 |  | 0.3799 | IL TRM - 4.4.4 - CI-HVC-BLRC-V04-210101 | IL TRM - 4.4.4 - CI-HVC-BLRC-V04-210101 | XCEL CO 2019-2020 DSM Plan | No control | No control | No control | No control | No control | No control | No control | No control | No control | No control | No control | No control | No control | No control | No control | No control | No control | No control | No control | No control | No control | No control | Reset control installed | Reset control installed | Reset control installed | Reset control installed | Reset control installed | Reset control installed | Reset control installed | Reset control installed | Reset control installed | Reset control installed | Reset control installed | Reset control installed | Reset control installed | Reset control installed | Reset control installed | Reset control installed | Reset control installed | Reset control installed | Reset control installed | Reset control installed | Reset control installed | Reset control installed | 20.54 | 20.54 | 20.54 | 20.54 | 20.54 | 20.54 | 20.54 | 20.54 | 20.54 | 20.54 | 20.54 | 20.54 | 20.54 | 20.54 | 20.54 | 20.54 | 20.54 | 20.54 | 20.54 | 20.54 | 20.54 | 20.54 | 0 | 0 | 2.8279 | 2.8271 | 2.8264 | 2.8258 | 2.8253 | 2.8247 | 2.8242 | 2.8237 | 2.8232 | 2.8228 | 2.8223 | 2.8219 | 2.8214 | 2.821 | 2.8206 | 2.8201 | 2.8197 | 2.8193 | 2.8188 | 2.8184 | 0.44692 | 0.53913 | 0.64822 | 0.73935 | 0.82862 | 0.95187 | 1.026 | 1.0299 | 0.95367 | 0.80549 | 0.61248 | 0.3983 | 0.22725 | 0.10751 | 0.044695 | 0.01597 | 0.0049016 | 0.0010497 | 0.00016955 | 1.9997e-05 | 0.44692 | 0.98593 | 1.6339 | 2.3729 | 3.2011 | 4.1524 | 5.1776 | 6.2066 | 7.1592 | 7.9636 | 8.5747 | 8.9717 | 9.1976 | 9.3037 | 9.3469 | 9.3615 | 9.3649 | 9.3645 | 9.3632 | 9.3617 | 158.0419 | 190.7045 | 229.343 | 261.6408 | 293.2891 | 336.9783 | 363.2968 | 364.7345 | 337.7923 | 285.3549 | 217.0124 | 141.1472 | 80.5434 | 38.1115 | 15.8461 | 5.6629 | 1.7383 | 0.37234 | 0.060148 | 0.0070953 | 158.0419 | 348.7464 | 578.0893 | 839.7302 | 1133.0193 | 1469.9976 | 1833.2944 | 2198.0289 | 2535.8212 | 2821.176 | 3038.1884 | 3179.3356 | 3259.879 | 3297.9905 | 3313.8366 | 3319.4995 | 3321.2378 | 3321.6101 | 3321.6703 | 3321.6774 | 0.3799 | 0.45831 | 0.55106 | 0.62855 | 0.70446 | 0.80927 | 0.87234 | 0.87566 | 0.81086 | 0.68489 | 0.52079 | 0.33868 | 0.19324 | 0.091424 | 0.038008 | 0.013581 | 0.0041684 | 0.00089273 | 0.00014419 | 1.7007e-05 | 0.3799 | 0.83812 | 1.389 | 2.0173 | 2.7214 | 3.5303 | 4.4021 | 5.2771 | 6.0872 | 6.7712 | 7.2911 | 7.6288 | 7.821 | 7.9114 | 7.9484 | 7.9609 | 7.9641 | 7.9639 | 7.963 | 7.9619 | 134.3356 | 162.0988 | 194.9415 | 222.3947 | 249.2957 | 286.4316 | 308.8023 | 310.0243 | 287.1235 | 242.5516 | 184.4606 | 119.9751 | 68.4619 | 32.3948 | 13.4692 | 4.8134 | 1.4776 | 0.31649 | 0.051126 | 0.006031 | 134.3356 | 296.4344 | 491.3759 | 713.7706 | 963.0664 | 1249.4979 | 1558.3002 | 1868.3245 | 2155.448 | 2397.9996 | 2582.4602 | 2702.4353 | 2770.8971 | 2803.2919 | 2816.7611 | 2821.5745 | 2823.0521 | 2823.3686 | 2823.4197 | 2823.4258 | 0.3799 | 0.45831 | 0.55106 | 0.62855 | 0.70446 | 0.80927 | 0.87234 | 0.87566 | 0.81086 | 0.68489 | 0.52079 | 0.33868 | 0.19324 | 0.091424 | 0.038008 | 0.013581 | 0.0041684 | 0.00089273 | 0.00014419 | 1.7007e-05 | 0.3799 | 0.83812 | 1.389 | 2.0173 | 2.7214 | 3.5303 | 4.4021 | 5.2771 | 6.0872 | 6.7712 | 7.2911 | 7.6288 | 7.821 | 7.9114 | 7.9484 | 7.9609 | 7.9641 | 7.9639 | 7.963 | 7.9619 | 134.3356 | 162.0988 | 194.9415 | 222.3947 | 249.2957 | 286.4316 | 308.8023 | 310.0243 | 287.1235 | 242.5516 | 184.4606 | 119.9751 | 68.4619 | 32.3948 | 13.4692 | 4.8134 | 1.4776 | 0.31649 | 0.051126 | 0.006031 | 134.3356 | 296.4344 | 491.3759 | 713.7706 | 963.0664 | 1249.4979 | 1558.3002 | 1868.3245 | 2155.448 | 2397.9996 | 2582.4602 | 2702.4353 | 2770.8971 | 2803.2919 | 2816.7611 | 2821.5745 | 2823.0521 | 2823.3686 | 2823.4197 | 2823.4258 | 0.3799 | 0.45831 | 0.55106 | 0.62855 | 0.70446 | 0.80927 | 0.87234 | 0.87566 | 0.81086 | 0.68489 | 0.52079 | 0.33868 | 0.19324 | 0.091424 | 0.038008 | 0.013581 | 0.0041684 | 0.00089273 | 0.00014419 | 1.7007e-05 | 0.3799 | 0.83812 | 1.389 | 2.0173 | 2.7214 | 3.5303 | 4.4021 | 5.2771 | 6.0872 | 6.7712 | 7.2911 | 7.6288 | 7.821 | 7.9114 | 7.9484 | 7.9609 | 7.9641 | 7.9639 | 7.963 | 7.9619 | 134.3356 | 162.0988 | 194.9415 | 222.3947 | 249.2957 | 286.4316 | 308.8023 | 310.0243 | 287.1235 | 242.5516 | 184.4606 | 119.9751 | 68.4619 | 32.3948 | 13.4692 | 4.8134 | 1.4776 | 0.31649 | 0.051126 | 0.006031 | 134.3356 | 296.4344 | 491.3759 | 713.7706 | 963.0664 | 1249.4979 | 1558.3002 | 1868.3245 | 2155.448 | 2397.9996 | 2582.4602 | 2702.4353 | 2770.8971 | 2803.2919 | 2816.7611 | 2821.5745 | 2823.0521 | 2823.3686 | 2823.4197 | 2823.4258 | 0.3799 | 0.45831 | 0.55106 | 0.62855 | 0.70446 | 0.80927 | 0.87234 | 0.87566 | 0.81086 | 0.68489 | 0.52079 | 0.33868 | 0.19324 | 0.091424 | 0.038008 | 0.013581 | 0.0041684 | 0.00089273 | 0.00014419 | 1.7007e-05 | 0.3799 | 0.83812 | 1.389 | 2.0173 | 2.7214 | 3.5303 | 4.4021 | 5.2771 | 6.0872 | 6.7712 | 7.2911 | 7.6288 | 7.821 | 7.9114 | 7.9484 | 7.9609 | 7.9641 | 7.9639 | 7.963 | 7.9619 | 134.3356 | 162.0988 | 194.9415 | 222.3947 | 249.2957 | 286.4316 | 308.8023 | 310.0243 | 287.1235 | 242.5516 | 184.4606 | 119.9751 | 68.4619 | 32.3948 | 13.4692 | 4.8134 | 1.4776 | 0.31649 | 0.051126 | 0.006031 | 134.3356 | 296.4344 | 491.3759 | 713.7706 | 963.0664 | 1249.4979 | 1558.3002 | 1868.3245 | 2155.448 | 2397.9996 | 2582.4602 | 2702.4353 | 2770.8971 | 2803.2919 | 2816.7611 | 2821.5745 | 2823.0521 | 2823.3686 | 2823.4197 | 2823.4258 | 208.1416 | 208.5208 | 208.8934 | 209.2586 | 209.6155 | 209.9633 | 210.3013 | 210.6287 | 210.9449 | 211.2493 | 211.5413 | 211.8205 | 212.0863 | 212.3382 | 212.576 | 212.7991 | 213.0073 | 213.2002 | 213.3774 | 213.5389 | 136.6735 | 136.9224 | 137.1671 | 137.4069 | 137.6413 | 137.8697 | 138.0916 | 138.3066 | 138.5142 | 138.7141 | 138.9059 | 139.0892 | 139.2637 | 139.4291 | 139.5852 | 139.7318 | 139.8684 | 139.9951 | 140.1115 | 140.2175
WA_Industrial_Other Industrial_Existing_Space Heating_Natural Gas_Steam Trap Maintenance_A | WA | Industrial | Other Industrial | Existing | Space Heating | Natural Gas | Steam Trap Maintenance | A | IM651 | Degrade performance | Cleaning and maintenance | 6 | 2.6388 | 0 | 0 | 2.55 | 0 | 0 | 0 | 1.2756 |  | employee | 73% | 85% | Retrofit | RetroEven20 | 80.75% | TBD | 0.2% | 156.2061 |  | 118.3728 |  | 0.013589 | IL TRM - 4.4.16 - CI-HVC-STRE-V07-210101 | IL TRM - 4.4.16 - CI-HVC-STRE-V07-210101 | IL TRM - 4.4.16 - CI-HVC-STRE-V07-210101 | Degrade performance | Degrade performance | Degrade performance | Degrade performance | Degrade performance | Degrade performance | Degrade performance | Degrade performance | Degrade performance | Degrade performance | Degrade performance | Degrade performance | Degrade performance | Degrade performance | Degrade performance | Degrade performance | Degrade performance | Degrade performance | Degrade performance | Degrade performance | Degrade performance | Degrade performance | Cleaning and maintenance | Cleaning and maintenance | Cleaning and maintenance | Cleaning and maintenance | Cleaning and maintenance | Cleaning and maintenance | Cleaning and maintenance | Cleaning and maintenance | Cleaning and maintenance | Cleaning and maintenance | Cleaning and maintenance | Cleaning and maintenance | Cleaning and maintenance | Cleaning and maintenance | Cleaning and maintenance | Cleaning and maintenance | Cleaning and maintenance | Cleaning and maintenance | Cleaning and maintenance | Cleaning and maintenance | Cleaning and maintenance | Cleaning and maintenance | 2.55 | 2.55 | 2.55 | 2.55 | 2.55 | 2.55 | 2.55 | 2.55 | 2.55 | 2.55 | 2.55 | 2.55 | 2.55 | 2.55 | 2.55 | 2.55 | 2.55 | 2.55 | 2.55 | 2.55 | 2.55 | 2.55 | 0 | 0 | 2.6197 | 2.6069 | 2.5935 | 2.5793 | 2.5644 | 2.5485 | 2.5316 | 2.5136 | 2.4946 | 2.4748 | 2.4542 | 2.4329 | 2.4115 | 2.39 | 2.3683 | 2.3481 | 2.3293 | 2.3117 | 2.2952 | 2.2799 | 0.015959 | 0.015608 | 0.01526 | 0.014915 | 0.014573 | 0.014233 | 0.013895 | 0.013558 | 0.013224 | 0.012892 | 0.012565 | 0.012241 | 0.011924 | 0.011614 | 0.01131 | 0.01102 | 0.010743 | 0.010478 | 0.010224 | 0.0099811 | 0.015959 | 0.031489 | 0.046587 | 0.061248 | 0.075465 | 0.08923 | 0.10253 | 0.11536 | 0.12772 | 0.13959 | 0.151 | 0.16193 | 0.17243 | 0.1825 | 0.19216 | 0.20154 | 0.21067 | 0.21955 | 0.22821 | 0.23667 | 6.0921 | 5.9871 | 5.8839 | 5.7824 | 5.6827 | 5.5848 | 5.4885 | 5.3938 | 5.3008 | 5.2095 | 5.1196 | 5.0314 | 4.9446 | 4.8594 | 4.7756 | 4.6932 | 4.6123 | 4.5328 | 4.4547 | 4.3778 | 6.0921 | 12.0793 | 17.9631 | 23.7456 | 29.4283 | 35.0131 | 40.5015 | 45.8954 | 51.1962 | 56.4057 | 61.5253 | 66.5567 | 71.5013 | 76.3607 | 81.1363 | 85.8295 | 90.4418 | 94.9746 | 99.4293 | 103.8071 | 0.013589 | 0.013314 | 0.013042 | 0.012774 | 0.012509 | 0.012245 | 0.011983 | 0.011722 | 0.011463 | 0.011205 | 0.01095 | 0.010697 | 0.010446 | 0.010198 | 0.0099541 | 0.0097189 | 0.009493 | 0.0092763 | 0.0090684 | 0.0088692 | 0.013589 | 0.026861 | 0.039818 | 0.052458 | 0.064777 | 0.076769 | 0.088428 | 0.099743 | 0.11071 | 0.12133 | 0.13159 | 0.1415 | 0.15105 | 0.16026 | 0.16912 | 0.17774 | 0.18615 | 0.19436 | 0.20241 | 0.21031 | 5.1783 | 5.089 | 5.0013 | 4.9151 | 4.8303 | 4.747 | 4.6652 | 4.5848 | 4.5057 | 4.428 | 4.3517 | 4.2767 | 4.2029 | 4.1305 | 4.0592 | 3.9893 | 3.9205 | 3.8529 | 3.7865 | 3.7212 | 5.1783 | 10.2674 | 15.2687 | 20.1837 | 25.0141 | 29.7611 | 34.4263 | 39.0111 | 43.5168 | 47.9448 | 52.2965 | 56.5732 | 60.7761 | 64.9066 | 68.9658 | 72.9551 | 76.8756 | 80.7284 | 84.5149 | 88.2361 | 0.013589 | 0.013314 | 0.013042 | 0.012774 | 0.012509 | 0.012245 | 0.011983 | 0.011722 | 0.011463 | 0.011205 | 0.01095 | 0.010697 | 0.010446 | 0.010198 | 0.0099541 | 0.0097189 | 0.009493 | 0.0092763 | 0.0090684 | 0.0088692 | 0.013589 | 0.026861 | 0.039818 | 0.052458 | 0.064777 | 0.076769 | 0.088428 | 0.099743 | 0.11071 | 0.12133 | 0.13159 | 0.1415 | 0.15105 | 0.16026 | 0.16912 | 0.17774 | 0.18615 | 0.19436 | 0.20241 | 0.21031 | 5.1783 | 5.089 | 5.0013 | 4.9151 | 4.8303 | 4.747 | 4.6652 | 4.5848 | 4.5057 | 4.428 | 4.3517 | 4.2767 | 4.2029 | 4.1305 | 4.0592 | 3.9893 | 3.9205 | 3.8529 | 3.7865 | 3.7212 | 5.1783 | 10.2674 | 15.2687 | 20.1837 | 25.0141 | 29.7611 | 34.4263 | 39.0111 | 43.5168 | 47.9448 | 52.2965 | 56.5732 | 60.7761 | 64.9066 | 68.9658 | 72.9551 | 76.8756 | 80.7284 | 84.5149 | 88.2361 | 0.013589 | 0.013314 | 0.013042 | 0.012774 | 0.012509 | 0.012245 | 0.011983 | 0.011722 | 0.011463 | 0.011205 | 0.01095 | 0.010697 | 0.010446 | 0.010198 | 0.0099541 | 0.0097189 | 0.009493 | 0.0092763 | 0.0090684 | 0.0088692 | 0.013589 | 0.026861 | 0.039818 | 0.052458 | 0.064777 | 0.076769 | 0.088428 | 0.099743 | 0.11071 | 0.12133 | 0.13159 | 0.1415 | 0.15105 | 0.16026 | 0.16912 | 0.17774 | 0.18615 | 0.19436 | 0.20241 | 0.21031 | 5.1783 | 5.089 | 5.0013 | 4.9151 | 4.8303 | 4.747 | 4.6652 | 4.5848 | 4.5057 | 4.428 | 4.3517 | 4.2767 | 4.2029 | 4.1305 | 4.0592 | 3.9893 | 3.9205 | 3.8529 | 3.7865 | 3.7212 | 5.1783 | 10.2674 | 15.2687 | 20.1837 | 25.0141 | 29.7611 | 34.4263 | 39.0111 | 43.5168 | 47.9448 | 52.2965 | 56.5732 | 60.7761 | 64.9066 | 68.9658 | 72.9551 | 76.8756 | 80.7284 | 84.5149 | 88.2361 | 0.013589 | 0.013314 | 0.013042 | 0.012774 | 0.012509 | 0.012245 | 0.011983 | 0.011722 | 0.011463 | 0.011205 | 0.01095 | 0.010697 | 0.010446 | 0.010198 | 0.0099541 | 0.0097189 | 0.009493 | 0.0092763 | 0.0090684 | 0.0088692 | 0.013589 | 0.026861 | 0.039818 | 0.052458 | 0.064777 | 0.076769 | 0.088428 | 0.099743 | 0.11071 | 0.12133 | 0.13159 | 0.1415 | 0.15105 | 0.16026 | 0.16912 | 0.17774 | 0.18615 | 0.19436 | 0.20241 | 0.21031 | 5.1783 | 5.089 | 5.0013 | 4.9151 | 4.8303 | 4.747 | 4.6652 | 4.5848 | 4.5057 | 4.428 | 4.3517 | 4.2767 | 4.2029 | 4.1305 | 4.0592 | 3.9893 | 3.9205 | 3.8529 | 3.7865 | 3.7212 | 5.1783 | 10.2674 | 15.2687 | 20.1837 | 25.0141 | 29.7611 | 34.4263 | 39.0111 | 43.5168 | 47.9448 | 52.2965 | 56.5732 | 60.7761 | 64.9066 | 68.9658 | 72.9551 | 76.8756 | 80.7284 | 84.5149 | 88.2361 | 113.2403 | 113.4019 | 113.5607 | 113.7161 | 113.8679 | 114.0158 | 114.1593 | 114.2982 | 114.4324 | 114.5614 | 114.6851 | 114.8033 | 114.9157 | 115.0223 | 115.1228 | 115.217 | 115.3049 | 115.3863 | 115.4612 | 115.5292 | 85.8134 | 85.9359 | 86.0561 | 86.1739 | 86.289 | 86.401 | 86.5098 | 86.6151 | 86.7167 | 86.8145 | 86.9082 | 86.9978 | 87.083 | 87.1637 | 87.2399 | 87.3113 | 87.3779 | 87.4396 | 87.4963 | 87.5479
WA_Industrial_Other Industrial_Existing_Process_Natural Gas_Steam Trap Maintenance_A | WA | Industrial | Other Industrial | Existing | Process | Natural Gas | Steam Trap Maintenance | A | IM652 | Degrade performance | Cleaning and maintenance | 6 | 1.9988 | 0 | 0 | 2.55 | 0 | 0 | 0 | 1.2756 |  | sqft | 73% | 85% | Retrofit | RetroEven20 | 80.75% | TBD | 0.2% | 156.2061 |  | 118.3728 |  | 0.14983 | IL TRM - 4.4.16 - CI-HVC-STRE-V07-210101 | IL TRM - 4.4.16 - CI-HVC-STRE-V07-210101 | IL TRM - 4.4.16 - CI-HVC-STRE-V07-210101 | Degrade performance | Degrade performance | Degrade performance | Degrade performance | Degrade performance | Degrade performance | Degrade performance | Degrade performance | Degrade performance | Degrade performance | Degrade performance | Degrade performance | Degrade performance | Degrade performance | Degrade performance | Degrade performance | Degrade performance | Degrade performance | Degrade performance | Degrade performance | Degrade performance | Degrade performance | Cleaning and maintenance | Cleaning and maintenance | Cleaning and maintenance | Cleaning and maintenance | Cleaning and maintenance | Cleaning and maintenance | Cleaning and maintenance | Cleaning and maintenance | Cleaning and maintenance | Cleaning and maintenance | Cleaning and maintenance | Cleaning and maintenance | Cleaning and maintenance | Cleaning and maintenance | Cleaning and maintenance | Cleaning and maintenance | Cleaning and maintenance | Cleaning and maintenance | Cleaning and maintenance | Cleaning and maintenance | Cleaning and maintenance | Cleaning and maintenance | 2.55 | 2.55 | 2.55 | 2.55 | 2.55 | 2.55 | 2.55 | 2.55 | 2.55 | 2.55 | 2.55 | 2.55 | 2.55 | 2.55 | 2.55 | 2.55 | 2.55 | 2.55 | 2.55 | 2.55 | 2.55 | 2.55 | 0 | 0 | 1.9982 | 1.9979 | 1.9976 | 1.9974 | 1.9972 | 1.997 | 1.9968 | 1.9967 | 1.9966 | 1.9964 | 1.9963 | 1.9962 | 1.9962 | 1.9961 | 1.996 | 1.9959 | 1.9959 | 1.9958 | 1.9957 | 1.9957 | 0.17626 | 0.17319 | 0.17018 | 0.16723 | 0.16433 | 0.16148 | 0.15869 | 0.15594 | 0.15324 | 0.15059 | 0.14798 | 0.14543 | 0.14291 | 0.14044 | 0.13802 | 0.13563 | 0.13329 | 0.13099 | 0.12873 | 0.1265 | 0.17626 | 0.34942 | 0.51956 | 0.68673 | 0.85099 | 1.0124 | 1.171 | 1.3269 | 1.48 | 1.6305 | 1.7784 | 1.9238 | 2.0666 | 2.2069 | 2.3449 | 2.4804 | 2.6136 | 2.7445 | 2.8732 | 2.9996 | 88.2094 | 86.6886 | 85.1939 | 83.7251 | 82.2815 | 80.8629 | 79.4687 | 78.0985 | 76.752 | 75.4287 | 74.1282 | 72.8501 | 71.5941 | 70.3597 | 69.1466 | 67.9544 | 66.7828 | 65.6314 | 64.4998 | 63.3877 | 88.2094 | 174.898 | 260.0919 | 343.817 | 426.0985 | 506.9614 | 586.4301 | 664.5286 | 741.2807 | 816.7094 | 890.8376 | 963.6877 | 1035.2818 | 1105.6416 | 1174.7882 | 1242.7426 | 1309.5255 | 1375.1568 | 1439.6567 | 1503.0444 | 0.14983 | 0.14722 | 0.14467 | 0.14216 | 0.1397 | 0.13728 | 0.1349 | 0.13257 | 0.13028 | 0.12802 | 0.12581 | 0.12364 | 0.1215 | 0.1194 | 0.11734 | 0.11531 | 0.11332 | 0.11136 | 0.10944 | 0.10755 | 0.14983 | 0.29703 | 0.44166 | 0.58378 | 0.72343 | 0.86065 | 0.99549 | 1.128 | 1.2582 | 1.3862 | 1.5119 | 1.6355 | 1.7569 | 1.8763 | 1.9936 | 2.1088 | 2.2221 | 2.3334 | 2.4428 | 2.5502 | 74.978 | 73.6853 | 72.4148 | 71.1663 | 69.9393 | 68.7335 | 67.5484 | 66.3838 | 65.2392 | 64.1144 | 63.009 | 61.9226 | 60.855 | 59.8058 | 58.7746 | 57.7613 | 56.7654 | 55.7867 | 54.8248 | 53.8796 | 74.978 | 148.6633 | 221.0781 | 292.2444 | 362.1837 | 430.9172 | 498.4656 | 564.8493 | 630.0886 | 694.203 | 757.212 | 819.1346 | 879.9896 | 939.7953 | 998.57 | 1056.3312 | 1113.0966 | 1168.8833 | 1223.7082 | 1277.5877 | 0.14983 | 0.14722 | 0.14467 | 0.14216 | 0.1397 | 0.13728 | 0.1349 | 0.13257 | 0.13028 | 0.12802 | 0.12581 | 0.12364 | 0.1215 | 0.1194 | 0.11734 | 0.11531 | 0.11332 | 0.11136 | 0.10944 | 0.10755 | 0.14983 | 0.29703 | 0.44166 | 0.58378 | 0.72343 | 0.86065 | 0.99549 | 1.128 | 1.2582 | 1.3862 | 1.5119 | 1.6355 | 1.7569 | 1.8763 | 1.9936 | 2.1088 | 2.2221 | 2.3334 | 2.4428 | 2.5502 | 74.978 | 73.6853 | 72.4148 | 71.1663 | 69.9393 | 68.7335 | 67.5484 | 66.3838 | 65.2392 | 64.1144 | 63.009 | 61.9226 | 60.855 | 59.8058 | 58.7746 | 57.7613 | 56.7654 | 55.7867 | 54.8248 | 53.8796 | 74.978 | 148.6633 | 221.0781 | 292.2444 | 362.1837 | 430.9172 | 498.4656 | 564.8493 | 630.0886 | 694.203 | 757.212 | 819.1346 | 879.9896 | 939.7953 | 998.57 | 1056.3312 | 1113.0966 | 1168.8833 | 1223.7082 | 1277.5877 | 0.14983 | 0.14722 | 0.14467 | 0.14216 | 0.1397 | 0.13728 | 0.1349 | 0.13257 | 0.13028 | 0.12802 | 0.12581 | 0.12364 | 0.1215 | 0.1194 | 0.11734 | 0.11531 | 0.11332 | 0.11136 | 0.10944 | 0.10755 | 0.14983 | 0.29703 | 0.44166 | 0.58378 | 0.72343 | 0.86065 | 0.99549 | 1.128 | 1.2582 | 1.3862 | 1.5119 | 1.6355 | 1.7569 | 1.8763 | 1.9936 | 2.1088 | 2.2221 | 2.3334 | 2.4428 | 2.5502 | 74.978 | 73.6853 | 72.4148 | 71.1663 | 69.9393 | 68.7335 | 67.5484 | 66.3838 | 65.2392 | 64.1144 | 63.009 | 61.9226 | 60.855 | 59.8058 | 58.7746 | 57.7613 | 56.7654 | 55.7867 | 54.8248 | 53.8796 | 74.978 | 148.6633 | 221.0781 | 292.2444 | 362.1837 | 430.9172 | 498.4656 | 564.8493 | 630.0886 | 694.203 | 757.212 | 819.1346 | 879.9896 | 939.7953 | 998.57 | 1056.3312 | 1113.0966 | 1168.8833 | 1223.7082 | 1277.5877 | 0.14983 | 0.14722 | 0.14467 | 0.14216 | 0.1397 | 0.13728 | 0.1349 | 0.13257 | 0.13028 | 0.12802 | 0.12581 | 0.12364 | 0.1215 | 0.1194 | 0.11734 | 0.11531 | 0.11332 | 0.11136 | 0.10944 | 0.10755 | 0.14983 | 0.29703 | 0.44166 | 0.58378 | 0.72343 | 0.86065 | 0.99549 | 1.128 | 1.2582 | 1.3862 | 1.5119 | 1.6355 | 1.7569 | 1.8763 | 1.9936 | 2.1088 | 2.2221 | 2.3334 | 2.4428 | 2.5502 | 74.978 | 73.6853 | 72.4148 | 71.1663 | 69.9393 | 68.7335 | 67.5484 | 66.3838 | 65.2392 | 64.1144 | 63.009 | 61.9226 | 60.855 | 59.8058 | 58.7746 | 57.7613 | 56.7654 | 55.7867 | 54.8248 | 53.8796 | 74.978 | 148.6633 | 221.0781 | 292.2444 | 362.1837 | 430.9172 | 498.4656 | 564.8493 | 630.0886 | 694.203 | 757.212 | 819.1346 | 879.9896 | 939.7953 | 998.57 | 1056.3312 | 1113.0966 | 1168.8833 | 1223.7082 | 1277.5877 | 113.2403 | 113.4019 | 113.5607 | 113.7161 | 113.8679 | 114.0158 | 114.1593 | 114.2982 | 114.4324 | 114.5614 | 114.6851 | 114.8033 | 114.9157 | 115.0223 | 115.1228 | 115.217 | 115.3049 | 115.3863 | 115.4612 | 115.5292 | 85.8134 | 85.9359 | 86.0561 | 86.1739 | 86.289 | 86.401 | 86.5098 | 86.6151 | 86.7167 | 86.8145 | 86.9082 | 86.9978 | 87.083 | 87.1637 | 87.2399 | 87.3113 | 87.3779 | 87.4396 | 87.4963 | 87.5479
WA_Industrial_Other Industrial_Existing_Space Heating_Natural Gas_Gas Boiler - High Turndown_A | WA | Industrial | Other Industrial | Existing | Space Heating | Natural Gas | Gas Boiler - High Turndown | A | IM653 | No control | Turndown control installed | 15 | 2.801 | 0 | 0 | 36.5 | 0 | 0 | 0 | 18.2486 |  | employee | 35% | 50% | Retrofit | Retro12Med | 75.44% | TBD | 0.2% | 614.8972 |  | 407.9258 |  | 0.03925 | MN TRM 3.1 - Boiler Modifications, Space Heating Only v4.0 | MN TRM 3.1 - Boiler Modifications, Space Heating Only v4.0 | MN TRM 3.1 - Boiler Modifications, Space Heating Only v4.0 | No control | No control | No control | No control | No control | No control | No control | No control | No control | No control | No control | No control | No control | No control | No control | No control | No control | No control | No control | No control | No control | No control | Turndown control installed | Turndown control installed | Turndown control installed | Turndown control installed | Turndown control installed | Turndown control installed | Turndown control installed | Turndown control installed | Turndown control installed | Turndown control installed | Turndown control installed | Turndown control installed | Turndown control installed | Turndown control installed | Turndown control installed | Turndown control installed | Turndown control installed | Turndown control installed | Turndown control installed | Turndown control installed | Turndown control installed | Turndown control installed | 36.5 | 36.5 | 36.5 | 36.5 | 36.5 | 36.5 | 36.5 | 36.5 | 36.5 | 36.5 | 36.5 | 36.5 | 36.5 | 36.5 | 36.5 | 36.5 | 36.5 | 36.5 | 36.5 | 36.5 | 36.5 | 36.5 | 0 | 0 | 2.7648 | 2.7272 | 2.6784 | 2.6168 | 2.5428 | 2.4585 | 2.3675 | 2.2742 | 2.1826 | 2.0961 | 2.0167 | 1.9451 | 1.8816 | 1.8254 | 1.7756 | 1.7322 | 1.6941 | 1.6599 | 1.6303 | 1.6023 | 0.046057 | 0.044647 | 0.043091 | 0.041375 | 0.039511 | 0.033788 | 0.025582 | 0.01932 | 0.014578 | 0.011007 | 0.0083259 | 0.0063135 | 0.0048016 | 0.0036623 | 0.0028008 | 0.0021482 | 1.4083e-05 | 4.843e-06 | 1.5936e-06 | 5.0195e-07 | 0.046057 | 0.090078 | 0.13155 | 0.1699 | 0.20461 | 0.23162 | 0.24863 | 0.25814 | 0.26233 | 0.26294 | 0.26131 | 0.25834 | 0.25471 | 0.25076 | 0.24672 | 0.24284 | 0.23751 | 0.23272 | 0.22857 | 0.22466 | 16.6582 | 16.3709 | 16.0887 | 15.8113 | 15.5387 | 13.7437 | 10.8054 | 8.4953 | 6.679 | 5.2511 | 4.1285 | 3.2458 | 2.5519 | 2.0063 | 1.5774 | 1.2401 | 0.0083129 | 0.0029177 | 0.00097752 | 0.00031326 | 16.6582 | 33.0291 | 49.1178 | 64.9291 | 80.4678 | 94.2114 | 105.0168 | 113.5121 | 120.1912 | 125.4423 | 129.5707 | 132.8165 | 135.3684 | 137.3747 | 138.9521 | 140.1923 | 140.2006 | 140.2035 | 140.2045 | 140.2048 | 0.03925 | 0.038169 | 0.036983 | 0.035681 | 0.03427 | 0.029502 | 0.022502 | 0.017129 | 0.01303 | 0.0099187 | 0.0075617 | 0.0057765 | 0.0044228 | 0.0033938 | 0.0026097 | 0.0020113 | 1.3243e-05 | 4.5731e-06 | 1.5105e-06 | 4.7754e-07 | 0.03925 | 0.077007 | 0.11291 | 0.14652 | 0.17747 | 0.20223 | 0.21869 | 0.22887 | 0.23448 | 0.23695 | 0.23732 | 0.23637 | 0.23461 | 0.23238 | 0.22989 | 0.22737 | 0.22335 | 0.21975 | 0.21664 | 0.21373 | 14.1594 | 13.9153 | 13.6754 | 13.4396 | 13.2079 | 11.6821 | 9.1846 | 7.221 | 5.6772 | 4.4634 | 3.5092 | 2.7589 | 2.1691 | 1.7054 | 1.3408 | 1.0541 | 0.007066 | 0.00248 | 0.00083089 | 0.00026627 | 14.1594 | 28.0747 | 41.7501 | 55.1897 | 68.3976 | 80.0797 | 89.2643 | 96.4853 | 102.1625 | 106.6259 | 110.1351 | 112.8941 | 115.0632 | 116.7685 | 118.1093 | 119.1634 | 119.1705 | 119.173 | 119.1738 | 119.1741 | 0 | 0 | 0 | 0 | 0 | 0 | 0 | 0 | 0 | 0 | 0 | 0 | 0 | 0 | 0 | 0 | 0 | 0 | 0 | 0 | 0 | 0 | 0 | 0 | 0 | 0 | 0 | 0 | 0 | 0 | 0 | 0 | 0 | 0 | 0 | 0 | 0 | 0 | 0 | 0 | 0 | 0 | 0 | 0 | 0 | 0 | 0 | 0 | 0 | 0 | 0 | 0 | 0 | 0 | 0 | 0 | 0 | 0 | 0 | 0 | 0 | 0 | 0 | 0 | 0 | 0 | 0 | 0 | 0 | 0 | 0 | 0 | 0 | 0 | 0 | 0 | 0 | 0 | 0 | 0 | 0.039374 | 0.038504 | 0.037638 | 0.036772 | 0.035902 | 0.03152 | 0.024574 | 0.019137 | 0.014886 | 0.011567 | 0.0089791 | 0.0069651 | 0.0054004 | 0.0041866 | 0.0032464 | 0.0025197 | 1.6693e-05 | 5.7973e-06 | 1.9239e-06 | 6.1117e-07 | 0.039374 | 0.077683 | 0.11491 | 0.15101 | 0.18592 | 0.21607 | 0.23883 | 0.2557 | 0.26788 | 0.27631 | 0.28181 | 0.28501 | 0.28647 | 0.28666 | 0.28598 | 0.28484 | 0.28153 | 0.27858 | 0.27594 | 0.27354 | 14.1594 | 13.9153 | 13.6754 | 13.4396 | 13.2079 | 11.6821 | 9.1846 | 7.221 | 5.6772 | 4.4634 | 3.5092 | 2.7589 | 2.1691 | 1.7054 | 1.3408 | 1.0541 | 0.007066 | 0.00248 | 0.00083089 | 0.00026627 | 14.1594 | 28.0747 | 41.7501 | 55.1897 | 68.3976 | 80.0797 | 89.2643 | 96.4853 | 102.1625 | 106.6259 | 110.1351 | 112.8941 | 115.0632 | 116.7685 | 118.1093 | 119.1634 | 119.1705 | 119.173 | 119.1738 | 119.1741 | 0 | 0 | 0 | 0 | 0 | 0 | 0 | 0 | 0 | 0 | 0 | 0 | 0 | 0 | 0 | 0 | 0 | 0 | 0 | 0 | 0 | 0 | 0 | 0 | 0 | 0 | 0 | 0 | 0 | 0 | 0 | 0 | 0 | 0 | 0 | 0 | 0 | 0 | 0 | 0 | 0 | 0 | 0 | 0 | 0 | 0 | 0 | 0 | 0 | 0 | 0 | 0 | 0 | 0 | 0 | 0 | 0 | 0 | 0 | 0 | 0 | 0 | 0 | 0 | 0 | 0 | 0 | 0 | 0 | 0 | 0 | 0 | 0 | 0 | 0 | 0 | 0 | 0 | 0 | 0 | 803.9037 | 805.051 | 806.1779 | 807.2814 | 808.3591 | 809.4086 | 810.4276 | 811.414 | 812.3661 | 813.2821 | 814.1602 | 814.9992 | 815.7975 | 816.5539 | 817.2673 | 817.9365 | 818.5605 | 819.1385 | 819.6696 | 820.153 | 533.3136 | 534.0748 | 534.8223 | 535.5544 | 536.2694 | 536.9656 | 537.6416 | 538.296 | 538.9276 | 539.5353 | 540.1179 | 540.6744 | 541.204 | 541.7058 | 542.1791 | 542.623 | 543.037 | 543.4205 | 543.7728 | 544.0935
WA_Industrial_Other Industrial_Existing_Process_Natural Gas_Gas Boiler - High Turndown_A | WA | Industrial | Other Industrial | Existing | Process | Natural Gas | Gas Boiler - High Turndown | A | IM654 | No control | Turndown control installed | 15 | 2.1216 | 0 | 0 | 36.5 | 0 | 0 | 0 | 18.2486 |  | sqft | 35% | 50% | Retrofit | Retro12Med | 75.44% | TBD | 0.2% | 614.8972 |  | 407.9258 |  | 0.43355 | MN TRM 3.1 - Boiler Modifications, Space Heating Only v4.0 | MN TRM 3.1 - Boiler Modifications, Space Heating Only v4.0 | MN TRM 3.1 - Boiler Modifications, Space Heating Only v4.0 | No control | No control | No control | No control | No control | No control | No control | No control | No control | No control | No control | No control | No control | No control | No control | No control | No control | No control | No control | No control | No control | No control | Turndown control installed | Turndown control installed | Turndown control installed | Turndown control installed | Turndown control installed | Turndown control installed | Turndown control installed | Turndown control installed | Turndown control installed | Turndown control installed | Turndown control installed | Turndown control installed | Turndown control installed | Turndown control installed | Turndown control installed | Turndown control installed | Turndown control installed | Turndown control installed | Turndown control installed | Turndown control installed | Turndown control installed | Turndown control installed | 36.5 | 36.5 | 36.5 | 36.5 | 36.5 | 36.5 | 36.5 | 36.5 | 36.5 | 36.5 | 36.5 | 36.5 | 36.5 | 36.5 | 36.5 | 36.5 | 36.5 | 36.5 | 36.5 | 36.5 | 36.5 | 36.5 | 0 | 0 | 2.1135 | 2.1053 | 2.0969 | 2.0884 | 2.0796 | 2.0709 | 2.0624 | 2.0541 | 2.0462 | 2.0385 | 2.0311 | 2.0241 | 2.0173 | 2.0106 | 2.0041 | 1.9975 | 1.9911 | 1.9846 | 1.978 | 1.9713 | 0.50977 | 0.49903 | 0.48848 | 0.4781 | 0.46789 | 0.4121 | 0.32267 | 0.25267 | 0.19788 | 0.15499 | 0.12141 | 0.095126 | 0.074537 | 0.058409 | 0.045771 | 0.035867 | 0.00023965 | 8.384e-05 | 2.7996e-05 | 8.9413e-06 | 0.50977 | 1.0068 | 1.4913 | 1.9633 | 2.423 | 2.8249 | 3.136 | 3.3761 | 3.5609 | 3.7025 | 3.8105 | 3.8925 | 3.9539 | 3.9993 | 4.032 | 4.0546 | 4.0419 | 4.0287 | 4.0154 | 4.0018 | 241.1967 | 237.0382 | 232.9513 | 228.9349 | 224.9877 | 198.9978 | 156.4534 | 123.0048 | 96.7072 | 76.0319 | 59.7768 | 46.9969 | 36.9493 | 29.0498 | 22.8391 | 17.9563 | 0.12036 | 0.042246 | 0.014154 | 0.0045358 | 241.1967 | 478.2349 | 711.1862 | 940.1211 | 1165.1088 | 1364.1066 | 1520.56 | 1643.5647 | 1740.2719 | 1816.3038 | 1876.0806 | 1923.0775 | 1960.0268 | 1989.0766 | 2011.9157 | 2029.872 | 2029.9924 | 2030.0346 | 2030.0488 | 2030.0533 | 0.43355 | 0.42467 | 0.41594 | 0.40735 | 0.3989 | 0.35156 | 0.27544 | 0.21581 | 0.16912 | 0.13254 | 0.10388 | 0.081432 | 0.06384 | 0.050051 | 0.039241 | 0.030766 | 0.00020567 | 7.1986e-05 | 2.4049e-05 | 7.6849e-06 | 0.43355 | 0.85678 | 1.2698 | 1.6728 | 2.0657 | 2.4099 | 2.6769 | 2.8837 | 3.0433 | 3.1661 | 3.2603 | 3.3321 | 3.3865 | 3.427 | 3.4568 | 3.4779 | 3.4686 | 3.4591 | 3.4494 | 3.4395 | 205.0172 | 201.4824 | 198.0086 | 194.5947 | 191.2396 | 169.1481 | 132.9854 | 104.554 | 82.2011 | 64.6271 | 50.8103 | 39.9474 | 31.4069 | 24.6923 | 19.4133 | 15.2628 | 0.10231 | 0.035909 | 0.012031 | 0.0038554 | 205.0172 | 406.4996 | 604.5082 | 799.1029 | 990.3425 | 1159.4906 | 1292.476 | 1397.03 | 1479.2311 | 1543.8582 | 1594.6685 | 1634.6159 | 1666.0228 | 1690.7151 | 1710.1283 | 1725.3912 | 1725.4935 | 1725.5294 | 1725.5414 | 1725.5453 | 0 | 0 | 0 | 0 | 0 | 0 | 0 | 0 | 0 | 0 | 0 | 0 | 0 | 0 | 0 | 0 | 0 | 0 | 0 | 0 | 0 | 0 | 0 | 0 | 0 | 0 | 0 | 0 | 0 | 0 | 0 | 0 | 0 | 0 | 0 | 0 | 0 | 0 | 0 | 0 | 0 | 0 | 0 | 0 | 0 | 0 | 0 | 0 | 0 | 0 | 0 | 0 | 0 | 0 | 0 | 0 | 0 | 0 | 0 | 0 | 0 | 0 | 0 | 0 | 0 | 0 | 0 | 0 | 0 | 0 | 0 | 0 | 0 | 0 | 0 | 0 | 0 | 0 | 0 | 0 | 0.43376 | 0.42508 | 0.41655 | 0.40816 | 0.3999 | 0.35261 | 0.27637 | 0.21662 | 0.1698 | 0.1331 | 0.10435 | 0.081814 | 0.06415 | 0.050302 | 0.039444 | 0.030929 | 0.00020678 | 7.2382e-05 | 2.4184e-05 | 7.7286e-06 | 0.43376 | 0.85762 | 1.2717 | 1.6761 | 2.0709 | 2.4171 | 2.686 | 2.8944 | 3.0555 | 3.1797 | 3.2749 | 3.3478 | 3.4029 | 3.4443 | 3.4747 | 3.4964 | 3.4874 | 3.4781 | 3.4687 | 3.4591 | 205.0172 | 201.4824 | 198.0086 | 194.5947 | 191.2396 | 169.1481 | 132.9854 | 104.554 | 82.2011 | 64.6271 | 50.8103 | 39.9474 | 31.4069 | 24.6923 | 19.4133 | 15.2628 | 0.10231 | 0.035909 | 0.012031 | 0.0038554 | 205.0172 | 406.4996 | 604.5082 | 799.1029 | 990.3425 | 1159.4906 | 1292.476 | 1397.03 | 1479.2311 | 1543.8582 | 1594.6685 | 1634.6159 | 1666.0228 | 1690.7151 | 1710.1283 | 1725.3912 | 1725.4935 | 1725.5294 | 1725.5414 | 1725.5453 | 0 | 0 | 0 | 0 | 0 | 0 | 0 | 0 | 0 | 0 | 0 | 0 | 0 | 0 | 0 | 0 | 0 | 0 | 0 | 0 | 0 | 0 | 0 | 0 | 0 | 0 | 0 | 0 | 0 | 0 | 0 | 0 | 0 | 0 | 0 | 0 | 0 | 0 | 0 | 0 | 0 | 0 | 0 | 0 | 0 | 0 | 0 | 0 | 0 | 0 | 0 | 0 | 0 | 0 | 0 | 0 | 0 | 0 | 0 | 0 | 0 | 0 | 0 | 0 | 0 | 0 | 0 | 0 | 0 | 0 | 0 | 0 | 0 | 0 | 0 | 0 | 0 | 0 | 0 | 0 | 803.9037 | 805.051 | 806.1779 | 807.2814 | 808.3591 | 809.4086 | 810.4276 | 811.414 | 812.3661 | 813.2821 | 814.1602 | 814.9992 | 815.7975 | 816.5539 | 817.2673 | 817.9365 | 818.5605 | 819.1385 | 819.6696 | 820.153 | 533.3136 | 534.0748 | 534.8223 | 535.5544 | 536.2694 | 536.9656 | 537.6416 | 538.296 | 538.9276 | 539.5353 | 540.1179 | 540.6744 | 541.204 | 541.7058 | 542.1791 | 542.623 | 543.037 | 543.4205 | 543.7728 | 544.0935
WA_Industrial_Other Industrial_Existing_Space Heating_Natural Gas_Gas Boiler - Burner Control Optimization_A | WA | Industrial | Other Industrial | Existing | Space Heating | Natural Gas | Gas Boiler - Burner Control Optimization | A | IM655 | Average performance | Optimized burner controls | 18 | 0.81229 | 0 | 0 | 12.26 | 0 | 0 | 0 | 6.131 |  | employee | 5% | 85% | Retrofit | Retro3Slow | 84.16% | TBD | 0.2% | 419.5792 |  | 270.2658 |  | 0.0030702 | IL TRM - 4.4.22 - CI-HVC-O2TC-V01-140601 | GBLR_O2TRM-Heating-MEMD-2018-1 | IL TRM - 4.4.22 - CI-HVC-O2TC-V01-140601 | Average performance | Average performance | Average performance | Average performance | Average performance | Average performance | Average performance | Average performance | Average performance | Average performance | Average performance | Average performance | Average performance | Average performance | Average performance | Average performance | Average performance | Average performance | Average performance | Average performance | Average performance | Average performance | Optimized burner controls | Optimized burner controls | Optimized burner controls | Optimized burner controls | Optimized burner controls | Optimized burner controls | Optimized burner controls | Optimized burner controls | Optimized burner controls | Optimized burner controls | Optimized burner controls | Optimized burner controls | Optimized burner controls | Optimized burner controls | Optimized burner controls | Optimized burner controls | Optimized burner controls | Optimized burner controls | Optimized burner controls | Optimized burner controls | Optimized burner controls | Optimized burner controls | 12.26 | 12.26 | 12.26 | 12.26 | 12.26 | 12.26 | 12.26 | 12.26 | 12.26 | 12.26 | 12.26 | 12.26 | 12.26 | 12.26 | 12.26 | 12.26 | 12.26 | 12.26 | 12.26 | 12.26 | 12.26 | 12.26 | 0 | 0 | 0.80173 | 0.79074 | 0.77649 | 0.75857 | 0.73704 | 0.71253 | 0.6861 | 0.659 | 0.63242 | 0.60731 | 0.58426 | 0.56347 | 0.54504 | 0.52872 | 0.51426 | 0.50166 | 0.49058 | 0.48064 | 0.47203 | 0.46392 | 0.0036026 | 0.0054891 | 0.010595 | 0.0178 | 0.026439 | 0.035167 | 0.042356 | 0.046644 | 0.047375 | 0.04471 | 0.039453 | 0.032719 | 0.025614 | 0.018993 | 0.013377 | 0.008977 | 0.0057517 | 0.0035241 | 0.0020704 | 0.001354 | 0.0036026 | 0.0090424 | 0.019474 | 0.036825 | 0.062219 | 0.095318 | 0.13414 | 0.17548 | 0.21578 | 0.25192 | 0.28181 | 0.30451 | 0.32016 | 0.32956 | 0.33393 | 0.33472 | 0.33309 | 0.32986 | 0.32602 | 0.32177 | 4.4936 | 6.9417 | 13.6441 | 23.4655 | 35.8726 | 49.3558 | 61.7334 | 70.7805 | 74.911 | 73.6194 | 67.5268 | 58.0672 | 46.9956 | 35.9219 | 26.0124 | 17.8947 | 11.7241 | 7.3322 | 4.3861 | 2.9186 | 4.4936 | 11.4354 | 25.0795 | 48.545 | 84.4176 | 133.7734 | 195.5068 | 266.2873 | 341.1983 | 414.8177 | 482.3444 | 540.4116 | 587.4072 | 623.3291 | 649.3415 | 667.2362 | 678.9603 | 686.2925 | 690.6786 | 693.5972 | 0.0030702 | 0.0046928 | 0.0090932 | 0.015351 | 0.022934 | 0.030709 | 0.03726 | 0.041359 | 0.042352 | 0.040295 | 0.035837 | 0.029942 | 0.023597 | 0.017603 | 0.012467 | 0.0084066 | 0.00541 | 0.0033285 | 0.0019628 | 0.0012885 | 0.0030702 | 0.0077305 | 0.016714 | 0.031759 | 0.05397 | 0.083232 | 0.118 | 0.1556 | 0.1929 | 0.22705 | 0.25598 | 0.27866 | 0.29495 | 0.30546 | 0.3112 | 0.31346 | 0.3133 | 0.31155 | 0.30909 | 0.3062 | 3.8196 | 5.9005 | 11.5975 | 19.9457 | 30.4917 | 41.9524 | 52.4734 | 60.1634 | 63.6743 | 62.5765 | 57.3977 | 49.3571 | 39.9462 | 30.5336 | 22.1105 | 15.2105 | 9.9655 | 6.2324 | 3.7282 | 2.4808 | 3.8196 | 9.7201 | 21.3176 | 41.2633 | 71.755 | 113.7074 | 166.1808 | 226.3442 | 290.0186 | 352.595 | 409.9928 | 459.3499 | 499.2961 | 529.8297 | 551.9402 | 567.1508 | 577.1163 | 583.3486 | 587.0768 | 589.5576 | 0 | 0 | 0 | 0 | 0 | 0 | 0 | 0 | 0 | 0 | 0 | 0 | 0 | 0 | 0 | 0 | 0 | 0 | 0 | 0 | 0 | 0 | 0 | 0 | 0 | 0 | 0 | 0 | 0 | 0 | 0 | 0 | 0 | 0 | 0 | 0 | 0 | 0 | 0 | 0 | 0 | 0 | 0 | 0 | 0 | 0 | 0 | 0 | 0 | 0 | 0 | 0 | 0 | 0 | 0 | 0 | 0 | 0 | 0 | 0 | 0 | 0 | 0 | 0 | 0 | 0 | 0 | 0 | 0 | 0 | 0 | 0 | 0 | 0 | 0 | 0 | 0 | 0 | 0 | 0 | 0.00308 | 0.0047343 | 0.0092553 | 0.015824 | 0.024031 | 0.032817 | 0.040702 | 0.046223 | 0.048401 | 0.04701 | 0.042574 | 0.036121 | 0.028829 | 0.021729 | 0.015518 | 0.010539 | 0.0068241 | 0.0042229 | 0.0025021 | 0.0016505 | 0.00308 | 0.007799 | 0.017012 | 0.032736 | 0.056551 | 0.088948 | 0.1289 | 0.1739 | 0.22045 | 0.26488 | 0.30411 | 0.33616 | 0.36034 | 0.37704 | 0.38738 | 0.39296 | 0.3952 | 0.39526 | 0.39401 | 0.39224 | 3.8196 | 5.9005 | 11.5975 | 19.9457 | 30.4917 | 41.9524 | 52.4734 | 60.1634 | 63.6743 | 62.5765 | 57.3977 | 49.3571 | 39.9462 | 30.5336 | 22.1105 | 15.2105 | 9.9655 | 6.2324 | 3.7282 | 2.4808 | 3.8196 | 9.7201 | 21.3176 | 41.2633 | 71.755 | 113.7074 | 166.1808 | 226.3442 | 290.0186 | 352.595 | 409.9928 | 459.3499 | 499.2961 | 529.8297 | 551.9402 | 567.1508 | 577.1163 | 583.3486 | 587.0768 | 589.5576 | 0 | 0 | 0 | 0 | 0 | 0 | 0 | 0 | 0 | 0 | 0 | 0 | 0 | 0 | 0 | 0 | 0 | 0 | 0 | 0 | 0 | 0 | 0 | 0 | 0 | 0 | 0 | 0 | 0 | 0 | 0 | 0 | 0 | 0 | 0 | 0 | 0 | 0 | 0 | 0 | 0 | 0 | 0 | 0 | 0 | 0 | 0 | 0 | 0 | 0 | 0 | 0 | 0 | 0 | 0 | 0 | 0 | 0 | 0 | 0 | 0 | 0 | 0 | 0 | 0 | 0 | 0 | 0 | 0 | 0 | 0 | 0 | 0 | 0 | 0 | 0 | 0 | 0 | 0 | 0 | 836.3964 | 837.5901 | 838.7625 | 839.9107 | 841.0319 | 842.1238 | 843.184 | 844.2103 | 845.2009 | 846.1538 | 847.0675 | 847.9404 | 848.771 | 849.558 | 850.3002 | 850.9964 | 851.6457 | 852.247 | 852.7995 | 853.3025 | 538.7526 | 539.5215 | 540.2767 | 541.0162 | 541.7385 | 542.4418 | 543.1247 | 543.7858 | 544.4238 | 545.0377 | 545.6262 | 546.1884 | 546.7235 | 547.2304 | 547.7085 | 548.1569 | 548.5752 | 548.9625 | 549.3184 | 549.6424
WA_Industrial_Other Industrial_Existing_Process_Natural Gas_Gas Boiler - Burner Control Optimization_A | WA | Industrial | Other Industrial | Existing | Process | Natural Gas | Gas Boiler - Burner Control Optimization | A | IM656 | Average performance | Optimized burner controls | 18 | 0.61528 | 0 | 0 | 12.26 | 0 | 0 | 0 | 6.131 |  | sqft | 5% | 85% | Retrofit | Retro3Slow | 84.16% | TBD | 0.2% | 419.5792 |  | 270.2658 |  | 0.033909 | IL TRM - 4.4.22 - CI-HVC-O2TC-V01-140601 | GBLR_O2TRM-Heating-MEMD-2018-1 | IL TRM - 4.4.22 - CI-HVC-O2TC-V01-140601 | Average performance | Average performance | Average performance | Average performance | Average performance | Average performance | Average performance | Average performance | Average performance | Average performance | Average performance | Average performance | Average performance | Average performance | Average performance | Average performance | Average performance | Average performance | Average performance | Average performance | Average performance | Average performance | Optimized burner controls | Optimized burner controls | Optimized burner controls | Optimized burner controls | Optimized burner controls | Optimized burner controls | Optimized burner controls | Optimized burner controls | Optimized burner controls | Optimized burner controls | Optimized burner controls | Optimized burner controls | Optimized burner controls | Optimized burner controls | Optimized burner controls | Optimized burner controls | Optimized burner controls | Optimized burner controls | Optimized burner controls | Optimized burner controls | Optimized burner controls | Optimized burner controls | 12.26 | 12.26 | 12.26 | 12.26 | 12.26 | 12.26 | 12.26 | 12.26 | 12.26 | 12.26 | 12.26 | 12.26 | 12.26 | 12.26 | 12.26 | 12.26 | 12.26 | 12.26 | 12.26 | 12.26 | 12.26 | 12.26 | 0 | 0 | 0.61275 | 0.6102 | 0.60761 | 0.60496 | 0.60226 | 0.59957 | 0.59698 | 0.59448 | 0.59208 | 0.58977 | 0.58757 | 0.58548 | 0.58345 | 0.58148 | 0.57953 | 0.57759 | 0.5757 | 0.57379 | 0.57186 | 0.56989 | 0.039868 | 0.061332 | 0.12004 | 0.20554 | 0.31282 | 0.42847 | 0.53361 | 0.60925 | 0.6422 | 0.62867 | 0.57449 | 0.49225 | 0.39702 | 0.30244 | 0.21827 | 0.14965 | 0.097729 | 0.060916 | 0.036317 | 0.024083 | 0.039868 | 0.10103 | 0.22064 | 0.42523 | 0.73614 | 1.1613 | 1.6899 | 2.2921 | 2.925 | 3.5423 | 4.1036 | 4.5812 | 4.9624 | 5.2481 | 5.4487 | 5.5801 | 5.6596 | 5.7018 | 5.7188 | 5.7233 | 65.0638 | 100.511 | 197.5561 | 339.7624 | 519.4068 | 714.6322 | 893.8503 | 1024.8455 | 1084.6509 | 1065.95 | 977.7334 | 840.7665 | 680.4581 | 520.1202 | 376.6388 | 259.1015 | 169.7562 | 106.1641 | 63.5075 | 42.2585 | 65.0638 | 165.5748 | 363.1309 | 702.8932 | 1222.3001 | 1936.9322 | 2830.7825 | 3855.628 | 4940.2789 | 6006.2289 | 6983.9623 | 7824.7288 | 8505.1868 | 9025.3071 | 9401.9458 | 9661.0474 | 9830.8035 | 9936.9676 | 10000.4751 | 10042.7336 | 0.033909 | 0.052197 | 0.10222 | 0.17516 | 0.26675 | 0.36562 | 0.45563 | 0.52055 | 0.54903 | 0.53778 | 0.49171 | 0.42155 | 0.34017 | 0.25927 | 0.18721 | 0.12842 | 0.083907 | 0.052327 | 0.031212 | 0.020708 | 0.033909 | 0.085985 | 0.1879 | 0.36236 | 0.62773 | 0.99097 | 1.443 | 1.9584 | 2.5007 | 3.0302 | 3.5123 | 3.9232 | 4.2519 | 4.499 | 4.6734 | 4.7885 | 4.8591 | 4.8978 | 4.915 | 4.9213 | 55.3043 | 85.4343 | 167.9227 | 288.798 | 441.4958 | 607.4373 | 759.7727 | 871.1187 | 921.9532 | 906.0575 | 831.0734 | 714.6515 | 578.3893 | 442.1022 | 320.143 | 220.2363 | 144.2927 | 90.2395 | 53.9814 | 35.9197 | 55.3043 | 140.7386 | 308.6613 | 597.4593 | 1038.9551 | 1646.3924 | 2406.1651 | 3277.2838 | 4199.2371 | 5105.2945 | 5936.368 | 6651.0195 | 7229.4088 | 7671.511 | 7991.654 | 8211.8903 | 8356.183 | 8446.4225 | 8500.4038 | 8536.3236 | 0 | 0 | 0 | 0 | 0 | 0 | 0 | 0 | 0 | 0 | 0 | 0 | 0 | 0 | 0 | 0 | 0 | 0 | 0 | 0 | 0 | 0 | 0 | 0 | 0 | 0 | 0 | 0 | 0 | 0 | 0 | 0 | 0 | 0 | 0 | 0 | 0 | 0 | 0 | 0 | 0 | 0 | 0 | 0 | 0 | 0 | 0 | 0 | 0 | 0 | 0 | 0 | 0 | 0 | 0 | 0 | 0 | 0 | 0 | 0 | 0 | 0 | 0 | 0 | 0 | 0 | 0 | 0 | 0 | 0 | 0 | 0 | 0 | 0 | 0 | 0 | 0 | 0 | 0 | 0 | 0.033925 | 0.052248 | 0.10237 | 0.17551 | 0.26742 | 0.36671 | 0.45718 | 0.52249 | 0.55124 | 0.54008 | 0.49392 | 0.42353 | 0.34183 | 0.26057 | 0.18818 | 0.12911 | 0.08436 | 0.052615 | 0.031387 | 0.020826 | 0.033925 | 0.086069 | 0.18818 | 0.36308 | 0.62931 | 0.99393 | 1.4479 | 1.9657 | 2.5107 | 3.0432 | 3.5281 | 3.9416 | 4.2726 | 4.5216 | 4.6975 | 4.8139 | 4.8854 | 4.9247 | 4.9425 | 4.9494 | 55.3043 | 85.4343 | 167.9227 | 288.798 | 441.4958 | 607.4373 | 759.7727 | 871.1187 | 921.9532 | 906.0575 | 831.0734 | 714.6515 | 578.3893 | 442.1022 | 320.143 | 220.2363 | 144.2927 | 90.2395 | 53.9814 | 35.9197 | 55.3043 | 140.7386 | 308.6613 | 597.4593 | 1038.9551 | 1646.3924 | 2406.1651 | 3277.2838 | 4199.2371 | 5105.2945 | 5936.368 | 6651.0195 | 7229.4088 | 7671.511 | 7991.654 | 8211.8903 | 8356.183 | 8446.4225 | 8500.4038 | 8536.3236 | 0 | 0 | 0 | 0 | 0 | 0 | 0 | 0 | 0 | 0 | 0 | 0 | 0 | 0 | 0 | 0 | 0 | 0 | 0 | 0 | 0 | 0 | 0 | 0 | 0 | 0 | 0 | 0 | 0 | 0 | 0 | 0 | 0 | 0 | 0 | 0 | 0 | 0 | 0 | 0 | 0 | 0 | 0 | 0 | 0 | 0 | 0 | 0 | 0 | 0 | 0 | 0 | 0 | 0 | 0 | 0 | 0 | 0 | 0 | 0 | 0 | 0 | 0 | 0 | 0 | 0 | 0 | 0 | 0 | 0 | 0 | 0 | 0 | 0 | 0 | 0 | 0 | 0 | 0 | 0 | 836.3964 | 837.5901 | 838.7625 | 839.9107 | 841.0319 | 842.1238 | 843.184 | 844.2103 | 845.2009 | 846.1538 | 847.0675 | 847.9404 | 848.771 | 849.558 | 850.3002 | 850.9964 | 851.6457 | 852.247 | 852.7995 | 853.3025 | 538.7526 | 539.5215 | 540.2767 | 541.0162 | 541.7385 | 542.4418 | 543.1247 | 543.7858 | 544.4238 | 545.0377 | 545.6262 | 546.1884 | 546.7235 | 547.2304 | 547.7085 | 548.1569 | 548.5752 | 548.9625 | 549.3184 | 549.6424
WA_Industrial_Other Industrial_Existing_Space Heating_Natural Gas_HVAC - Demand Controlled Ventilation_A | WA | Industrial | Other Industrial | Existing | Space Heating | Natural Gas | HVAC - Demand Controlled Ventilation | A | IM657 | Constant ventilation | DCV enabled | 15 | 0.077467 | 0 | 0 | 0.27 | 0.02 | 0 | 0 | 0.13735 |  | sqft | 55% | 75% | Retrofit | RetroEven20 | 80.75% | TBD | 0.2% | 151.1512 |  | 94.0644 |  | 0.39643 | VENT_DCV-Heating-7PLN-v5-8 | VENT_DCV-Heating-7PLN-v5-8 | VENT_DCV-Heating-7PLN-v5-8 | Constant ventilation | Constant ventilation | Constant ventilation | Constant ventilation | Constant ventilation | Constant ventilation | Constant ventilation | Constant ventilation | Constant ventilation | Constant ventilation | Constant ventilation | Constant ventilation | Constant ventilation | Constant ventilation | Constant ventilation | Constant ventilation | Constant ventilation | Constant ventilation | Constant ventilation | Constant ventilation | Constant ventilation | Constant ventilation | DCV enabled | DCV enabled | DCV enabled | DCV enabled | DCV enabled | DCV enabled | DCV enabled | DCV enabled | DCV enabled | DCV enabled | DCV enabled | DCV enabled | DCV enabled | DCV enabled | DCV enabled | DCV enabled | DCV enabled | DCV enabled | DCV enabled | DCV enabled | DCV enabled | DCV enabled | 0.27 | 0.27 | 0.27 | 0.27 | 0.27 | 0.27 | 0.27 | 0.27 | 0.27 | 0.27 | 0.27 | 0.27 | 0.27 | 0.27 | 0.27 | 0.27 | 0.27 | 0.27 | 0.27 | 0.27 | 0.27 | 0.27 | 0 | 0 | 0.076467 | 0.075863 | 0.075238 | 0.074593 | 0.073928 | 0.073243 | 0.072539 | 0.071816 | 0.071079 | 0.070333 | 0.069581 | 0.068824 | 0.068075 | 0.067331 | 0.066596 | 0.06591 | 0.065269 | 0.06467 | 0.064108 | 0.063583 | 0.46558 | 0.45393 | 0.44243 | 0.43107 | 0.41987 | 0.4088 | 0.39789 | 0.38714 | 0.37656 | 0.36618 | 0.35602 | 0.34607 | 0.3364 | 0.32699 | 0.31785 | 0.30915 | 0.30087 | 0.29296 | 0.28541 | 0.27819 | 0.46558 | 0.91582 | 1.3507 | 1.7702 | 2.1743 | 2.563 | 2.9362 | 3.2941 | 3.6368 | 3.9648 | 4.2785 | 4.578 | 4.8646 | 5.1384 | 5.4001 | 5.6536 | 5.8996 | 6.1384 | 6.3704 | 6.5964 | 6088.5454 | 5983.5705 | 5880.4055 | 5779.0192 | 5679.3809 | 5581.4606 | 5485.2285 | 5390.6556 | 5297.7133 | 5206.3734 | 5116.6083 | 5028.3909 | 4941.6945 | 4856.4929 | 4772.7603 | 4690.4713 | 4609.6011 | 4530.1252 | 4452.0196 | 4375.2607 | 6088.5454 | 12072.116 | 17952.5215 | 23731.5407 | 29410.9216 | 34992.3822 | 40477.6107 | 45868.2663 | 51165.9796 | 56372.353 | 61488.9613 | 66517.3522 | 71459.0468 | 76315.5397 | 81088.3 | 85778.7713 | 90388.3724 | 94918.4976 | 99370.5172 | 103745.7779 | 0.39643 | 0.38722 | 0.37814 | 0.36921 | 0.3604 | 0.35172 | 0.34316 | 0.33472 | 0.32642 | 0.31827 | 0.31027 | 0.30242 | 0.29471 | 0.28715 | 0.27975 | 0.27265 | 0.26586 | 0.25937 | 0.25315 | 0.24721 | 0.39643 | 0.78123 | 1.1545 | 1.5162 | 1.8664 | 2.2051 | 2.5323 | 2.8481 | 3.1526 | 3.4461 | 3.7287 | 4.0005 | 4.2617 | 4.5124 | 4.7529 | 4.9862 | 5.2132 | 5.4344 | 5.6505 | 5.8619 | 5175.2636 | 5086.0349 | 4998.3447 | 4912.1663 | 4827.4738 | 4744.2415 | 4662.4442 | 4582.0573 | 4503.0563 | 4425.4174 | 4349.1171 | 4274.1323 | 4200.4404 | 4128.019 | 4056.8462 | 3986.9006 | 3918.1609 | 3850.6064 | 3784.2167 | 3718.9716 | 5175.2636 | 10261.2986 | 15259.6433 | 20171.8096 | 24999.2834 | 29743.5249 | 34405.9691 | 38988.0264 | 43491.0827 | 47916.5 | 52265.6171 | 56539.7494 | 60740.1898 | 64868.2087 | 68925.055 | 72911.9556 | 76830.1165 | 80680.723 | 84464.9396 | 88183.9112 | 0.39643 | 0.38722 | 0.37814 | 0.36921 | 0.3604 | 0.35172 | 0.34316 | 0.33472 | 0.32642 | 0.31827 | 0.31027 | 0.30242 | 0.29471 | 0.28715 | 0.27975 | 0.27265 | 0.26586 | 0.25937 | 0.25315 | 0.24721 | 0.39643 | 0.78123 | 1.1545 | 1.5162 | 1.8664 | 2.2051 | 2.5323 | 2.8481 | 3.1526 | 3.4461 | 3.7287 | 4.0005 | 4.2617 | 4.5124 | 4.7529 | 4.9862 | 5.2132 | 5.4344 | 5.6505 | 5.8619 | 5175.2636 | 5086.0349 | 4998.3447 | 4912.1663 | 4827.4738 | 4744.2415 | 4662.4442 | 4582.0573 | 4503.0563 | 4425.4174 | 4349.1171 | 4274.1323 | 4200.4404 | 4128.019 | 4056.8462 | 3986.9006 | 3918.1609 | 3850.6064 | 3784.2167 | 3718.9716 | 5175.2636 | 10261.2986 | 15259.6433 | 20171.8096 | 24999.2834 | 29743.5249 | 34405.9691 | 38988.0264 | 43491.0827 | 47916.5 | 52265.6171 | 56539.7494 | 60740.1898 | 64868.2087 | 68925.055 | 72911.9556 | 76830.1165 | 80680.723 | 84464.9396 | 88183.9112 | 0.39643 | 0.38722 | 0.37814 | 0.36921 | 0.3604 | 0.35172 | 0.34316 | 0.33472 | 0.32642 | 0.31827 | 0.31027 | 0.30242 | 0.29471 | 0.28715 | 0.27975 | 0.27265 | 0.26586 | 0.25937 | 0.25315 | 0.24721 | 0.39643 | 0.78123 | 1.1545 | 1.5162 | 1.8664 | 2.2051 | 2.5323 | 2.8481 | 3.1526 | 3.4461 | 3.7287 | 4.0005 | 4.2617 | 4.5124 | 4.7529 | 4.9862 | 5.2132 | 5.4344 | 5.6505 | 5.8619 | 5175.2636 | 5086.0349 | 4998.3447 | 4912.1663 | 4827.4738 | 4744.2415 | 4662.4442 | 4582.0573 | 4503.0563 | 4425.4174 | 4349.1171 | 4274.1323 | 4200.4404 | 4128.019 | 4056.8462 | 3986.9006 | 3918.1609 | 3850.6064 | 3784.2167 | 3718.9716 | 5175.2636 | 10261.2986 | 15259.6433 | 20171.8096 | 24999.2834 | 29743.5249 | 34405.9691 | 38988.0264 | 43491.0827 | 47916.5 | 52265.6171 | 56539.7494 | 60740.1898 | 64868.2087 | 68925.055 | 72911.9556 | 76830.1165 | 80680.723 | 84464.9396 | 88183.9112 | 0.39643 | 0.38722 | 0.37814 | 0.36921 | 0.3604 | 0.35172 | 0.34316 | 0.33472 | 0.32642 | 0.31827 | 0.31027 | 0.30242 | 0.29471 | 0.28715 | 0.27975 | 0.27265 | 0.26586 | 0.25937 | 0.25315 | 0.24721 | 0.39643 | 0.78123 | 1.1545 | 1.5162 | 1.8664 | 2.2051 | 2.5323 | 2.8481 | 3.1526 | 3.4461 | 3.7287 | 4.0005 | 4.2617 | 4.5124 | 4.7529 | 4.9862 | 5.2132 | 5.4344 | 5.6505 | 5.8619 | 5175.2636 | 5086.0349 | 4998.3447 | 4912.1663 | 4827.4738 | 4744.2415 | 4662.4442 | 4582.0573 | 4503.0563 | 4425.4174 | 4349.1171 | 4274.1323 | 4200.4404 | 4128.019 | 4056.8462 | 3986.9006 | 3918.1609 | 3850.6064 | 3784.2167 | 3718.9716 | 5175.2636 | 10261.2986 | 15259.6433 | 20171.8096 | 24999.2834 | 29743.5249 | 34405.9691 | 38988.0264 | 43491.0827 | 47916.5 | 52265.6171 | 56539.7494 | 60740.1898 | 64868.2087 | 68925.055 | 72911.9556 | 76830.1165 | 80680.723 | 84464.9396 | 88183.9112 | 621.0761 | 624.5304 | 628.017 | 631.5078 | 634.9751 | 638.3916 | 641.7306 | 644.9655 | 648.0705 | 651.0203 | 653.8213 | 656.4796 | 659.0013 | 661.3925 | 663.6589 | 665.8062 | 667.8399 | 669.7654 | 671.5878 | 673.3121 | 252.6829 | 254.0882 | 255.5068 | 256.927 | 258.3376 | 259.7276 | 261.0861 | 262.4022 | 263.6655 | 264.8656 | 266.0051 | 267.0867 | 268.1126 | 269.0854 | 270.0075 | 270.8812 | 271.7086 | 272.492 | 273.2334 | 273.9349
WA_Industrial_Other Industrial_Existing_Space Heating_Natural Gas_Gas Boiler - Stack Economizer_A | WA | Industrial | Other Industrial | Existing | Space Heating | Natural Gas | Gas Boiler - Stack Economizer | A | IM658 | None | Economizer installed | 15 | 2.0447 | 0 | 0 | 24.3 | 0 | 0 | 0 | 12.1486 |  | employee | 15% | 55% | Retrofit | Retro12Med | 75.44% | TBD | 0.2% | 479.8483 |  | 318.3337 |  | 0.076654 | IL TRM - 4.4.28 - CI-HVC-BECO-V02-210101 | XCEL CO 2019-2020 DSM Plan | IL TRM - 4.4.28 - CI-HVC-BECO-V02-210101 | None | None | None | None | None | None | None | None | None | None | None | None | None | None | None | None | None | None | None | None | None | None | Economizer installed | Economizer installed | Economizer installed | Economizer installed | Economizer installed | Economizer installed | Economizer installed | Economizer installed | Economizer installed | Economizer installed | Economizer installed | Economizer installed | Economizer installed | Economizer installed | Economizer installed | Economizer installed | Economizer installed | Economizer installed | Economizer installed | Economizer installed | Economizer installed | Economizer installed | 24.3 | 24.3 | 24.3 | 24.3 | 24.3 | 24.3 | 24.3 | 24.3 | 24.3 | 24.3 | 24.3 | 24.3 | 24.3 | 24.3 | 24.3 | 24.3 | 24.3 | 24.3 | 24.3 | 24.3 | 24.3 | 24.3 | 0 | 0 | 2.026 | 2.0119 | 1.9967 | 1.9802 | 1.9621 | 1.942 | 1.9199 | 1.8954 | 1.8686 | 1.8399 | 1.8096 | 1.7783 | 1.7469 | 1.7162 | 1.6867 | 1.6599 | 1.6357 | 1.614 | 1.5945 | 1.5766 | 0.089999 | 0.087829 | 0.085663 | 0.083491 | 0.081301 | 0.071176 | 0.05532 | 0.042938 | 0.033282 | 0.025764 | 0.019922 | 0.015392 | 0.011888 | 0.009182 | 0.007095 | 0.0054892 | 3.6259e-05 | 1.2558e-05 | 4.1564e-06 | 1.317e-06 | 0.089999 | 0.1772 | 0.26152 | 0.34285 | 0.42102 | 0.4879 | 0.53765 | 0.57373 | 0.59891 | 0.61546 | 0.62525 | 0.62982 | 0.63062 | 0.62871 | 0.625 | 0.62053 | 0.61152 | 0.60344 | 0.59614 | 0.58945 | 44.4217 | 43.6558 | 42.9032 | 42.1634 | 41.4365 | 36.6499 | 28.8144 | 22.6541 | 17.8108 | 14.003 | 11.0092 | 8.6555 | 6.805 | 5.3502 | 4.2063 | 3.3071 | 0.022168 | 0.0077805 | 0.0026067 | 0.00083536 | 44.4217 | 88.0776 | 130.9807 | 173.1442 | 214.5807 | 251.2305 | 280.0449 | 302.699 | 320.5097 | 334.5127 | 345.5219 | 354.1774 | 360.9825 | 366.3326 | 370.539 | 373.846 | 373.8682 | 373.876 | 373.8786 | 373.8794 | 0.076654 | 0.074966 | 0.073287 | 0.071608 | 0.069919 | 0.06139 | 0.047864 | 0.037277 | 0.028998 | 0.022533 | 0.017493 | 0.01357 | 0.010521 | 0.0081569 | 0.0063251 | 0.0049094 | 3.2525e-05 | 1.1296e-05 | 3.7487e-06 | 1.1909e-06 | 0.076654 | 0.15125 | 0.22374 | 0.29406 | 0.36208 | 0.42082 | 0.46519 | 0.49808 | 0.52182 | 0.53828 | 0.549 | 0.55526 | 0.55812 | 0.55852 | 0.55719 | 0.55498 | 0.54855 | 0.5428 | 0.53766 | 0.533 | 37.7585 | 37.1075 | 36.4677 | 35.8389 | 35.221 | 31.1524 | 24.4922 | 19.256 | 15.1392 | 11.9025 | 9.3578 | 7.3572 | 5.7843 | 4.5476 | 3.5754 | 2.811 | 0.018843 | 0.0066135 | 0.0022157 | 0.00071006 | 37.7585 | 74.8659 | 111.3336 | 147.1726 | 182.3936 | 213.546 | 238.0382 | 257.2941 | 272.4333 | 284.3358 | 293.6936 | 301.0508 | 306.8351 | 311.3827 | 314.9581 | 317.7691 | 317.788 | 317.7946 | 317.7968 | 317.7975 | 0 | 0 | 0 | 0 | 0 | 0 | 0 | 0 | 0 | 0 | 0 | 0 | 0 | 0 | 0 | 0 | 0 | 0 | 0 | 0 | 0 | 0 | 0 | 0 | 0 | 0 | 0 | 0 | 0 | 0 | 0 | 0 | 0 | 0 | 0 | 0 | 0 | 0 | 0 | 0 | 0 | 0 | 0 | 0 | 0 | 0 | 0 | 0 | 0 | 0 | 0 | 0 | 0 | 0 | 0 | 0 | 0 | 0 | 0 | 0 | 0 | 0 | 0 | 0 | 0 | 0 | 0 | 0 | 0 | 0 | 0 | 0 | 0 | 0 | 0 | 0 | 0 | 0 | 0 | 0 | 0.076654 | 0.074966 | 0.073287 | 0.071608 | 0.069919 | 0.06139 | 0.047864 | 0.037277 | 0.028998 | 0.022533 | 0.017493 | 0.01357 | 0.010521 | 0.0081569 | 0.0063251 | 0.0049094 | 3.2525e-05 | 1.1296e-05 | 3.7487e-06 | 1.1909e-06 | 0.076654 | 0.15125 | 0.22374 | 0.29406 | 0.36208 | 0.42082 | 0.46519 | 0.49808 | 0.52182 | 0.53828 | 0.549 | 0.55526 | 0.55812 | 0.55852 | 0.55719 | 0.55498 | 0.54855 | 0.5428 | 0.53766 | 0.533 | 37.7585 | 37.1075 | 36.4677 | 35.8389 | 35.221 | 31.1524 | 24.4922 | 19.256 | 15.1392 | 11.9025 | 9.3578 | 7.3572 | 5.7843 | 4.5476 | 3.5754 | 2.811 | 0.018843 | 0.0066135 | 0.0022157 | 0.00071006 | 37.7585 | 74.8659 | 111.3336 | 147.1726 | 182.3936 | 213.546 | 238.0382 | 257.2941 | 272.4333 | 284.3358 | 293.6936 | 301.0508 | 306.8351 | 311.3827 | 314.9581 | 317.7691 | 317.788 | 317.7946 | 317.7968 | 317.7975 | 0.076654 | 0.074966 | 0.073287 | 0.071608 | 0.069919 | 0.06139 | 0.047864 | 0.037277 | 0.028998 | 0.022533 | 0.017493 | 0.01357 | 0.010521 | 0.0081569 | 0.0063251 | 0.0049094 | 3.2525e-05 | 1.1296e-05 | 3.7487e-06 | 1.1909e-06 | 0.076654 | 0.15125 | 0.22374 | 0.29406 | 0.36208 | 0.42082 | 0.46519 | 0.49808 | 0.52182 | 0.53828 | 0.549 | 0.55526 | 0.55812 | 0.55852 | 0.55719 | 0.55498 | 0.54855 | 0.5428 | 0.53766 | 0.533 | 37.7585 | 37.1075 | 36.4677 | 35.8389 | 35.221 | 31.1524 | 24.4922 | 19.256 | 15.1392 | 11.9025 | 9.3578 | 7.3572 | 5.7843 | 4.5476 | 3.5754 | 2.811 | 0.018843 | 0.0066135 | 0.0022157 | 0.00071006 | 37.7585 | 74.8659 | 111.3336 | 147.1726 | 182.3936 | 213.546 | 238.0382 | 257.2941 | 272.4333 | 284.3358 | 293.6936 | 301.0508 | 306.8351 | 311.3827 | 314.9581 | 317.7691 | 317.788 | 317.7946 | 317.7968 | 317.7975 | 645.2726 | 646.083 | 646.8787 | 647.6576 | 648.4181 | 649.1584 | 649.877 | 650.5724 | 651.2434 | 651.8888 | 652.5074 | 653.0982 | 653.6602 | 654.1927 | 654.6947 | 655.1655 | 655.6045 | 656.011 | 656.3845 | 656.7243 | 428.077 | 428.6146 | 429.1425 | 429.6592 | 430.1637 | 430.6548 | 431.1315 | 431.5929 | 432.038 | 432.4662 | 432.8766 | 433.2685 | 433.6414 | 433.9946 | 434.3276 | 434.64 | 434.9312 | 435.2009 | 435.4486 | 435.6741
WA_Industrial_Other Industrial_Existing_Process_Natural Gas_Gas Boiler - Stack Economizer_A | WA | Industrial | Other Industrial | Existing | Process | Natural Gas | Gas Boiler - Stack Economizer | A | IM659 | None | Economizer installed | 15 | 2.0368 | 0 | 0 | 24.3 | 0 | 0 | 0 | 12.1486 |  | sqft | 15% | 55% | Retrofit | Retro12Med | 75.44% | TBD | 0.2% | 479.8483 |  | 318.3337 |  | 1.1105 | IL TRM - 4.4.28 - CI-HVC-BECO-V02-210101 | XCEL CO 2019-2020 DSM Plan | IL TRM - 4.4.29 - CI-HVC-PECO-V01-150601 | None | None | None | None | None | None | None | None | None | None | None | None | None | None | None | None | None | None | None | None | None | None | Economizer installed | Economizer installed | Economizer installed | Economizer installed | Economizer installed | Economizer installed | Economizer installed | Economizer installed | Economizer installed | Economizer installed | Economizer installed | Economizer installed | Economizer installed | Economizer installed | Economizer installed | Economizer installed | Economizer installed | Economizer installed | Economizer installed | Economizer installed | Economizer installed | Economizer installed | 24.3 | 24.3 | 24.3 | 24.3 | 24.3 | 24.3 | 24.3 | 24.3 | 24.3 | 24.3 | 24.3 | 24.3 | 24.3 | 24.3 | 24.3 | 24.3 | 24.3 | 24.3 | 24.3 | 24.3 | 24.3 | 24.3 | 0 | 0 | 2.0303 | 2.0238 | 2.0172 | 2.0105 | 2.0035 | 1.9964 | 1.9894 | 1.9824 | 1.9755 | 1.9687 | 1.9622 | 1.956 | 1.9499 | 1.9439 | 1.9379 | 1.932 | 1.926 | 1.92 | 1.9139 | 1.9076 | 1.3059 | 1.2793 | 1.2531 | 1.2274 | 1.202 | 1.0594 | 0.82998 | 0.65024 | 0.50944 | 0.39917 | 0.31279 | 0.24513 | 0.19213 | 0.15059 | 0.11803 | 0.092509 | 0.00061819 | 0.0002163 | 7.2235e-05 | 2.3074e-05 | 1.3059 | 2.581 | 3.8256 | 5.0402 | 6.2248 | 7.2622 | 8.0665 | 8.6884 | 9.1676 | 9.5356 | 9.8169 | 10.0307 | 10.1916 | 10.3109 | 10.3973 | 10.4577 | 10.4261 | 10.3937 | 10.3606 | 10.327 | 643.1912 | 632.1017 | 621.2034 | 610.493 | 599.9673 | 530.6607 | 417.2091 | 328.0127 | 257.8858 | 202.7516 | 159.4047 | 125.3251 | 98.5315 | 77.4661 | 60.9044 | 47.8835 | 0.32097 | 0.11266 | 0.037743 | 0.012095 | 643.1912 | 1275.293 | 1896.4964 | 2506.9895 | 3106.9568 | 3637.6175 | 4054.8266 | 4382.8393 | 4640.7251 | 4843.4768 | 5002.8815 | 5128.2066 | 5226.738 | 5304.2042 | 5365.1085 | 5412.992 | 5413.313 | 5413.4256 | 5413.4634 | 5413.4755 | 1.1105 | 1.0884 | 1.0667 | 1.0453 | 1.0243 | 0.90322 | 0.70799 | 0.55496 | 0.43502 | 0.34103 | 0.26737 | 0.20964 | 0.16438 | 0.1289 | 0.10108 | 0.079261 | 0.00052991 | 0.0001855 | 6.198e-05 | 1.9808e-05 | 1.1105 | 2.1959 | 3.2565 | 4.2925 | 5.3042 | 6.1915 | 6.8809 | 7.4152 | 7.8284 | 8.1468 | 8.3913 | 8.5782 | 8.7199 | 8.8261 | 8.9042 | 8.9601 | 8.9372 | 8.9137 | 8.8896 | 8.8652 | 546.7126 | 537.2865 | 528.0229 | 518.9191 | 509.9722 | 451.0616 | 354.6278 | 278.8108 | 219.203 | 172.3389 | 135.494 | 106.5263 | 83.7517 | 65.8462 | 51.7687 | 40.7009 | 0.27283 | 0.095758 | 0.032082 | 0.010281 | 546.7126 | 1083.999 | 1612.022 | 2130.941 | 2640.9132 | 3091.9749 | 3446.6026 | 3725.4134 | 3944.6164 | 4116.9553 | 4252.4493 | 4358.9756 | 4442.7273 | 4508.5735 | 4560.3423 | 4601.0432 | 4601.316 | 4601.4118 | 4601.4439 | 4601.4541 | 0 | 0 | 0 | 0 | 0 | 0 | 0 | 0 | 0 | 0 | 0 | 0 | 0 | 0 | 0 | 0 | 0 | 0 | 0 | 0 | 0 | 0 | 0 | 0 | 0 | 0 | 0 | 0 | 0 | 0 | 0 | 0 | 0 | 0 | 0 | 0 | 0 | 0 | 0 | 0 | 0 | 0 | 0 | 0 | 0 | 0 | 0 | 0 | 0 | 0 | 0 | 0 | 0 | 0 | 0 | 0 | 0 | 0 | 0 | 0 | 0 | 0 | 0 | 0 | 0 | 0 | 0 | 0 | 0 | 0 | 0 | 0 | 0 | 0 | 0 | 0 | 0 | 0 | 0 | 0 | 1.1111 | 1.0895 | 1.0683 | 1.0474 | 1.0268 | 0.90592 | 0.71039 | 0.55703 | 0.43677 | 0.34249 | 0.26857 | 0.21062 | 0.16518 | 0.12955 | 0.1016 | 0.079682 | 0.00053278 | 0.00018652 | 6.2326e-05 | 1.992e-05 | 1.1111 | 2.1981 | 3.2613 | 4.3011 | 5.3175 | 6.21 | 6.9042 | 7.4429 | 7.8599 | 8.1816 | 8.429 | 8.6184 | 8.7623 | 8.8704 | 8.9502 | 9.0077 | 8.9855 | 8.9627 | 8.9394 | 8.9157 | 546.7126 | 537.2865 | 528.0229 | 518.9191 | 509.9722 | 451.0616 | 354.6278 | 278.8108 | 219.203 | 172.3389 | 135.494 | 106.5263 | 83.7517 | 65.8462 | 51.7687 | 40.7009 | 0.27283 | 0.095758 | 0.032082 | 0.010281 | 546.7126 | 1083.999 | 1612.022 | 2130.941 | 2640.9132 | 3091.9749 | 3446.6026 | 3725.4134 | 3944.6164 | 4116.9553 | 4252.4493 | 4358.9756 | 4442.7273 | 4508.5735 | 4560.3423 | 4601.0432 | 4601.316 | 4601.4118 | 4601.4439 | 4601.4541 | 1.1111 | 1.0895 | 1.0683 | 1.0474 | 1.0268 | 0.90592 | 0.71039 | 0.55703 | 0.43677 | 0.34249 | 0.26857 | 0.21062 | 0.16518 | 0.12955 | 0.1016 | 0.079682 | 0.00053278 | 0.00018652 | 6.2326e-05 | 1.992e-05 | 1.1111 | 2.1981 | 3.2613 | 4.3011 | 5.3175 | 6.21 | 6.9042 | 7.4429 | 7.8599 | 8.1816 | 8.429 | 8.6184 | 8.7623 | 8.8704 | 8.9502 | 9.0077 | 8.9855 | 8.9627 | 8.9394 | 8.9157 | 546.7126 | 537.2865 | 528.0229 | 518.9191 | 509.9722 | 451.0616 | 354.6278 | 278.8108 | 219.203 | 172.3389 | 135.494 | 106.5263 | 83.7517 | 65.8462 | 51.7687 | 40.7009 | 0.27283 | 0.095758 | 0.032082 | 0.010281 | 546.7126 | 1083.999 | 1612.022 | 2130.941 | 2640.9132 | 3091.9749 | 3446.6026 | 3725.4134 | 3944.6164 | 4116.9553 | 4252.4493 | 4358.9756 | 4442.7273 | 4508.5735 | 4560.3423 | 4601.0432 | 4601.316 | 4601.4118 | 4601.4439 | 4601.4541 | 645.2726 | 646.083 | 646.8787 | 647.6576 | 648.4181 | 649.1584 | 649.877 | 650.5724 | 651.2434 | 651.8888 | 652.5074 | 653.0982 | 653.6602 | 654.1927 | 654.6947 | 655.1655 | 655.6045 | 656.011 | 656.3845 | 656.7243 | 428.077 | 428.6146 | 429.1425 | 429.6592 | 430.1637 | 430.6548 | 431.1315 | 431.5929 | 432.038 | 432.4662 | 432.8766 | 433.2685 | 433.6414 | 433.9946 | 434.3276 | 434.64 | 434.9312 | 435.2009 | 435.4486 | 435.6741
WA_Industrial_Other Industrial_Existing_Space Heating_Natural Gas_Gas Furnace Tube Inserts_A | WA | Industrial | Other Industrial | Existing | Space Heating | Natural Gas | Gas Furnace Tube Inserts | A | IM660 | None | Tube inserts installed | 5 | 0.089062 | 0 | 0 | 0.02 | 0 | 0 | 0 | 0.0086 |  | sqft | 0% | 0% | Retrofit | Retro3Slow | 84.16% | TBD | 0.2% | 281.3603 |  | 217.6381 |  | 0 | WI TRM - Radiant Tube Inserts, 2507 | WI TRM - Radiant Tube Inserts, 2507 | WI TRM - Radiant Tube Inserts, 2507 | None | None | None | None | None | None | None | None | None | None | None | None | None | None | None | None | None | None | None | None | None | None | Tube inserts installed | Tube inserts installed | Tube inserts installed | Tube inserts installed | Tube inserts installed | Tube inserts installed | Tube inserts installed | Tube inserts installed | Tube inserts installed | Tube inserts installed | Tube inserts installed | Tube inserts installed | Tube inserts installed | Tube inserts installed | Tube inserts installed | Tube inserts installed | Tube inserts installed | Tube inserts installed | Tube inserts installed | Tube inserts installed | Tube inserts installed | Tube inserts installed | 0.02 | 0.02 | 0.02 | 0.02 | 0.02 | 0.02 | 0.02 | 0.02 | 0.02 | 0.02 | 0.02 | 0.02 | 0.02 | 0.02 | 0.02 | 0.02 | 0.02 | 0.02 | 0.02 | 0.02 | 0.02 | 0.02 | 0 | 0 | 0.087928 | 0.087247 | 0.086543 | 0.085816 | 0.085066 | 0.084293 | 0.083498 | 0.082681 | 0.081848 | 0.081004 | 0.080154 | 0.079297 | 0.07845 | 0.077609 | 0.076777 | 0.076002 | 0.07528 | 0.074605 | 0.073973 | 0.073384 | 0 | 0 | 0 | 0 | 0 | 0 | 0 | 0 | 0 | 0 | 0 | 0 | 0 | 0 | 0 | 0 | 0 | 0 | 0 | 0 | 0 | 0 | 0 | 0 | 0 | 0 | 0 | 0 | 0 | 0 | 0 | 0 | 0 | 0 | 0 | 0 | 0 | 0 | 0 | 0 | 0 | 0 | 0 | 0 | 0 | 0 | 0 | 0 | 0 | 0 | 0 | 0 | 0 | 0 | 0 | 0 | 0 | 0 | 0 | 0 | 0 | 0 | 0 | 0 | 0 | 0 | 0 | 0 | 0 | 0 | 0 | 0 | 0 | 0 | 0 | 0 | 0 | 0 | 0 | 0 | 0 | 0 | 0 | 0 | 0 | 0 | 0 | 0 | 0 | 0 | 0 | 0 | 0 | 0 | 0 | 0 | 0 | 0 | 0 | 0 | 0 | 0 | 0 | 0 | 0 | 0 | 0 | 0 | 0 | 0 | 0 | 0 | 0 | 0 | 0 | 0 | 0 | 0 | 0 | 0 | 0 | 0 | 0 | 0 | 0 | 0 | 0 | 0 | 0 | 0 | 0 | 0 | 0 | 0 | 0 | 0 | 0 | 0 | 0 | 0 | 0 | 0 | 0 | 0 | 0 | 0 | 0 | 0 | 0 | 0 | 0 | 0 | 0 | 0 | 0 | 0 | 0 | 0 | 0 | 0 | 0 | 0 | 0 | 0 | 0 | 0 | 0 | 0 | 0 | 0 | 0 | 0 | 0 | 0 | 0 | 0 | 0 | 0 | 0 | 0 | 0 | 0 | 0 | 0 | 0 | 0 | 0 | 0 | 0 | 0 | 0 | 0 | 0 | 0 | 0 | 0 | 0 | 0 | 0 | 0 | 0 | 0 | 0 | 0 | 0 | 0 | 0 | 0 | 0 | 0 | 0 | 0 | 0 | 0 | 0 | 0 | 0 | 0 | 0 | 0 | 0 | 0 | 0 | 0 | 0 | 0 | 0 | 0 | 0 | 0 | 0 | 0 | 0 | 0 | 0 | 0 | 0 | 0 | 0 | 0 | 0 | 0 | 0 | 0 | 0 | 0 | 0 | 0 | 0 | 0 | 0 | 0 | 0 | 0 | 0 | 0 | 0 | 0 | 0 | 0 | 0 | 0 | 0 | 0 | 0 | 0 | 0 | 0 | 0 | 0 | 0 | 0 | 0 | 0 | 0 | 0 | 0 | 0 | 0 | 0 | 0 | 0 | 0 | 0 | 0 | 0 | 0 | 0 | 0 | 0 | 0 | 0 | 0 | 0 | 0 | 0 | 0 | 0 | 0 | 0 | 0 | 0 | 0 | 0 | 0 | 0 | 0 | 0 | 0 | 0 | 0 | 0 | 0 | 0 | 0 | 0 | 0 | 0 | 0 | 0 | 0 | 0 | 0 | 0 | 0 | 0 | 0 | 0 | 0 | 0 | 0 | 0 | 0 | 0 | 0 | 0 | 0 | 0 | 0 | 0 | 0 | 0 | 0 | 0 | 0 | 0 | 0 | 0 | 0 | 0 | 0 | 0 | 0 | 0 | 0 | 0 | 0 | 0 | 0 | 0 | 0 | 0 | 0 | 0 | 0 | 0 | 0 | 0 | 0 | 0 | 0 | 0 | 0 | 0 | 0 | 0 | 0 | 0 | 0 | 0 | 0 | 0 | 0 | 0 | 0 | 0 | 0 | 0 | 0 | 0 | 0 | 0 | 0 | 0 | 0 | 0 | 0 | 0 | 0 | 0 | 53.9197 | 54.2196 | 54.5223 | 54.8253 | 55.1263 | 55.4229 | 55.7128 | 55.9937 | 56.2632 | 56.5193 | 56.7625 | 56.9933 | 57.2122 | 57.4198 | 57.6166 | 57.803 | 57.9795 | 58.1467 | 58.3049 | 58.4546 | 41.708 | 41.94 | 42.1741 | 42.4085 | 42.6414 | 42.8708 | 43.095 | 43.3123 | 43.5208 | 43.7189 | 43.907 | 44.0855 | 44.2548 | 44.4154 | 44.5676 | 44.7118 | 44.8484 | 44.9777 | 45.1001 | 45.2159
WA_Industrial_Other Industrial_Existing_Space Heating_Natural Gas_Space Heating - Heat Recovery Ventilator_A | WA | Industrial | Other Industrial | Existing | Space Heating | Natural Gas | Space Heating - Heat Recovery Ventilator | A | IM661 | None | HRV installed | 15 | 0.013423 | 0 | 0 | 0.28 | 0 | 0 | 0 | 0.139 |  | sqft | 5% | 10% | Retrofit | RetroEven20 | 80.75% | TBD | 0.2% | 146.5581 |  | 97.2274 |  | 0.16823 | IL TRM - 4.4.27 - CI-HVC-ERVE-V04-200101 | IL TRM - 4.4.27 - CI-HVC-ERVE-V04-200101 | IL TRM - 4.4.27 - CI-HVC-ERVE-V04-200101 | None | None | None | None | None | None | None | None | None | None | None | None | None | None | None | None | None | None | None | None | None | None | HRV installed | HRV installed | HRV installed | HRV installed | HRV installed | HRV installed | HRV installed | HRV installed | HRV installed | HRV installed | HRV installed | HRV installed | HRV installed | HRV installed | HRV installed | HRV installed | HRV installed | HRV installed | HRV installed | HRV installed | HRV installed | HRV installed | 0.28 | 0.28 | 0.28 | 0.28 | 0.28 | 0.28 | 0.28 | 0.28 | 0.28 | 0.28 | 0.28 | 0.28 | 0.28 | 0.28 | 0.28 | 0.28 | 0.28 | 0.28 | 0.28 | 0.28 | 0.28 | 0.28 | 0 | 0 | 0.013244 | 0.013045 | 0.012783 | 0.012448 | 0.012046 | 0.011589 | 0.011099 | 0.010603 | 0.010122 | 0.009674 | 0.009269 | 0.0089092 | 0.0085944 | 0.008319 | 0.0080775 | 0.0078682 | 0.0076849 | 0.0075202 | 0.0073783 | 0.0072439 | 0.19738 | 0.19106 | 0.18399 | 0.17609 | 0.16745 | 0.15832 | 0.14902 | 0.1399 | 0.13125 | 0.12328 | 0.11609 | 0.10966 | 0.10396 | 0.098891 | 0.094365 | 0.090334 | 0.086709 | 0.083388 | 0.080404 | 0.077579 | 0.19738 | 0.38548 | 0.5617 | 0.7231 | 0.86716 | 0.99258 | 1.0997 | 1.1904 | 1.2677 | 1.3349 | 1.3951 | 1.4506 | 1.5033 | 1.554 | 1.6032 | 1.652 | 1.7003 | 1.7472 | 1.7946 | 1.8395 | 14903.0944 | 14646.1444 | 14393.6247 | 14145.4588 | 13901.5716 | 13661.8893 | 13426.3395 | 13194.8509 | 12967.3534 | 12743.7784 | 12524.0581 | 12308.126 | 12095.9169 | 11887.3667 | 11682.4121 | 11480.9912 | 11283.043 | 11088.5078 | 10897.3266 | 10709.4417 | 14903.0944 | 29549.2388 | 43942.8635 | 58088.3223 | 71989.8938 | 85651.7831 | 99078.1226 | 112272.9735 | 125240.3269 | 137984.1053 | 150508.1633 | 162816.2893 | 174912.2063 | 186799.5729 | 198481.985 | 209962.9762 | 221246.0192 | 232334.527 | 243231.8537 | 253941.2954 | 0.16823 | 0.1634 | 0.15802 | 0.15204 | 0.14551 | 0.1386 | 0.13153 | 0.12457 | 0.11793 | 0.11175 | 0.10612 | 0.10105 | 0.096482 | 0.092372 | 0.088652 | 0.085299 | 0.082255 | 0.079447 | 0.076906 | 0.074494 | 0.16823 | 0.32967 | 0.48243 | 0.62435 | 0.75354 | 0.86893 | 0.97064 | 1.0599 | 1.1389 | 1.21 | 1.2753 | 1.3367 | 1.3952 | 1.4516 | 1.5062 | 1.5599 | 1.6129 | 1.6646 | 1.7166 | 1.7664 | 12667.6302 | 12449.2228 | 12234.581 | 12023.64 | 11816.3358 | 11612.6059 | 11412.3885 | 11215.6232 | 11022.2504 | 10832.2116 | 10645.4493 | 10461.9071 | 10281.5294 | 10104.2617 | 9930.0503 | 9758.8425 | 9590.5866 | 9425.2316 | 9262.7276 | 9103.0254 | 12667.6302 | 25116.853 | 37351.434 | 49375.0739 | 61191.4098 | 72804.0157 | 84216.4042 | 95432.0274 | 106454.2779 | 117286.4895 | 127931.9388 | 138393.8459 | 148675.3753 | 158779.637 | 168709.6872 | 178468.5297 | 188059.1163 | 197484.348 | 206747.0756 | 215850.1011 | 0 | 0 | 0 | 0 | 0 | 0 | 0 | 0 | 0 | 0 | 0 | 0 | 0 | 0 | 0 | 0 | 0 | 0 | 0 | 0 | 0 | 0 | 0 | 0 | 0 | 0 | 0 | 0 | 0 | 0 | 0 | 0 | 0 | 0 | 0 | 0 | 0 | 0 | 0 | 0 | 0 | 0 | 0 | 0 | 0 | 0 | 0 | 0 | 0 | 0 | 0 | 0 | 0 | 0 | 0 | 0 | 0 | 0 | 0 | 0 | 0 | 0 | 0 | 0 | 0 | 0 | 0 | 0 | 0 | 0 | 0 | 0 | 0 | 0 | 0 | 0 | 0 | 0 | 0 | 0 | 0 | 0 | 0 | 0 | 0 | 0 | 0 | 0 | 0 | 0 | 0 | 0 | 0 | 0 | 0 | 0 | 0 | 0 | 0 | 0 | 0 | 0 | 0 | 0 | 0 | 0 | 0 | 0 | 0 | 0 | 0 | 0 | 0 | 0 | 0 | 0 | 0 | 0 | 0 | 0 | 0 | 0 | 0 | 0 | 0 | 0 | 0 | 0 | 0 | 0 | 0 | 0 | 0 | 0 | 0 | 0 | 0 | 0 | 0 | 0 | 0 | 0 | 0 | 0 | 0 | 0 | 0 | 0 | 0 | 0 | 0 | 0 | 0 | 0 | 0 | 0 | 0 | 0 | 0 | 0 | 0 | 0 | 0 | 0 | 0 | 0 | 0 | 0 | 0 | 0 | 0 | 0 | 0 | 0 | 0 | 0 | 0 | 0 | 0 | 0 | 0 | 0 | 0 | 0 | 0 | 0 | 0 | 0 | 0 | 0 | 0 | 0 | 0 | 0 | 0 | 0 | 0 | 0 | 0 | 0 | 0 | 0 | 0 | 0 | 0 | 0 | 0 | 0 | 0 | 0 | 0 | 0 | 0 | 0 | 0 | 0 | 0 | 0 | 0 | 0 | 0 | 0 | 0 | 0 | 0 | 0 | 0 | 0 | 0 | 0 | 0 | 0 | 0 | 0 | 0 | 0 | 0 | 0 | 0 | 0 | 2265.5724 | 2270.9724 | 2276.3774 | 2281.7467 | 2287.0415 | 2292.2243 | 2297.2592 | 2302.1118 | 2306.7494 | 2311.1404 | 2315.2957 | 2319.2256 | 2322.9403 | 2326.4493 | 2329.7615 | 2332.8859 | 2335.8307 | 2338.6037 | 2341.2126 | 2343.6645 | 1502.9917 | 1506.5741 | 1510.1598 | 1513.7219 | 1517.2344 | 1520.6727 | 1524.0129 | 1527.2322 | 1530.3087 | 1533.2217 | 1535.9784 | 1538.5855 | 1541.0499 | 1543.3777 | 1545.5751 | 1547.6478 | 1549.6014 | 1551.441 | 1553.1718 | 1554.7984
WA_Industrial_Other Industrial_Existing_Space Heating_Natural Gas_Thermostat - Programmable_A | WA | Industrial | Other Industrial | Existing | Space Heating | Natural Gas | Thermostat - Programmable | A | IM662 | Manual control | Programmable thermostat installed | 11 | 0.0064938 | 0 | 0 | 0.17 | 0.01 | 0 | 0 | 0.0859 |  | sqft | 25% | 40% | Retrofit | RetroEven20 | 80.75% | TBD | 0.2% | 175.7939 |  | 119.9801 |  | 0.24411 | IL TRM - 4.4.48 - CI-HVC-THST-V02-210101 | IL TRM - 4.4.48 - CI-HVC-THST-V02-210101 | BEST | Manual control | Manual control | Manual control | Manual control | Manual control | Manual control | Manual control | Manual control | Manual control | Manual control | Manual control | Manual control | Manual control | Manual control | Manual control | Manual control | Manual control | Manual control | Manual control | Manual control | Manual control | Manual control | Programmable thermostat installed | Programmable thermostat installed | Programmable thermostat installed | Programmable thermostat installed | Programmable thermostat installed | Programmable thermostat installed | Programmable thermostat installed | Programmable thermostat installed | Programmable thermostat installed | Programmable thermostat installed | Programmable thermostat installed | Programmable thermostat installed | Programmable thermostat installed | Programmable thermostat installed | Programmable thermostat installed | Programmable thermostat installed | Programmable thermostat installed | Programmable thermostat installed | Programmable thermostat installed | Programmable thermostat installed | Programmable thermostat installed | Programmable thermostat installed | 0.17 | 0.17 | 0.17 | 0.17 | 0.17 | 0.17 | 0.17 | 0.17 | 0.17 | 0.17 | 0.17 | 0.17 | 0.17 | 0.17 | 0.17 | 0.17 | 0.17 | 0.17 | 0.17 | 0.17 | 0.17 | 0.17 | 0 | 0 | 0.0064056 | 0.0063083 | 0.0061798 | 0.0060168 | 0.0058208 | 0.0055987 | 0.005361 | 0.0051199 | 0.0048865 | 0.0046692 | 0.0044726 | 0.0042978 | 0.0041448 | 0.004011 | 0.0038935 | 0.0037915 | 0.0037022 | 0.0036218 | 0.0035524 | 0.0034866 | 0.28639 | 0.27718 | 0.26685 | 0.25533 | 0.24276 | 0.22947 | 0.21594 | 0.20267 | 0.1901 | 0.17851 | 0.16804 | 0.15869 | 0.15041 | 0.14304 | 0.13646 | 0.13059 | 0.12531 | 0.12048 | 0.11613 | 0.11202 | 0.28639 | 0.55921 | 0.81467 | 1.0485 | 1.2571 | 1.4386 | 1.5935 | 1.7245 | 1.836 | 1.9328 | 2.0195 | 2.0993 | 2.175 | 2.2477 | 2.3183 | 2.3882 | 2.4573 | 2.5244 | 2.5922 | 2.6562 | 44709.2831 | 43938.4333 | 43180.8742 | 42436.3763 | 41704.7147 | 40985.6679 | 40279.0184 | 39584.5526 | 38902.0603 | 38231.3351 | 37572.1742 | 36924.3781 | 36287.7508 | 35662.1 | 35047.2362 | 34442.9735 | 33849.1291 | 33265.5234 | 32691.9799 | 32128.3251 | 44709.2831 | 88647.7164 | 131828.5906 | 174264.9669 | 215969.6815 | 256955.3494 | 297234.3678 | 336818.9204 | 375720.9807 | 413952.3158 | 451524.4899 | 488448.868 | 524736.6188 | 560398.7188 | 595445.955 | 629888.9285 | 663738.0576 | 697003.581 | 729695.561 | 761823.8861 | 0.24411 | 0.23706 | 0.22921 | 0.22049 | 0.21098 | 0.20092 | 0.19064 | 0.18051 | 0.17085 | 0.16187 | 0.15368 | 0.1463 | 0.13966 | 0.13368 | 0.12827 | 0.12338 | 0.11895 | 0.11486 | 0.11116 | 0.10765 | 0.24411 | 0.47828 | 0.69976 | 0.90545 | 1.0926 | 1.2596 | 1.4068 | 1.5359 | 1.6501 | 1.7526 | 1.8469 | 1.9353 | 2.0195 | 2.1006 | 2.1792 | 2.2564 | 2.3325 | 2.4067 | 2.4812 | 2.5526 | 38002.8906 | 37347.6683 | 36703.743 | 36070.9199 | 35449.0075 | 34837.8177 | 34237.1656 | 33646.8697 | 33066.7512 | 32496.6348 | 31936.348 | 31385.7213 | 30844.5882 | 30312.785 | 29790.1508 | 29276.5275 | 28771.7597 | 28275.6949 | 27788.1829 | 27309.0763 | 38002.8906 | 75350.5589 | 112054.302 | 148125.2218 | 183574.2293 | 218412.047 | 252649.2126 | 286296.0823 | 319362.8336 | 351859.4684 | 383795.8164 | 415181.5378 | 446026.126 | 476338.911 | 506129.0617 | 535405.5892 | 564177.3489 | 592453.0439 | 620241.2268 | 647550.3032 | 0 | 0 | 0 | 0 | 0 | 0 | 0 | 0 | 0 | 0 | 0 | 0 | 0 | 0 | 0 | 0 | 0 | 0 | 0 | 0 | 0 | 0 | 0 | 0 | 0 | 0 | 0 | 0 | 0 | 0 | 0 | 0 | 0 | 0 | 0 | 0 | 0 | 0 | 0 | 0 | 0 | 0 | 0 | 0 | 0 | 0 | 0 | 0 | 0 | 0 | 0 | 0 | 0 | 0 | 0 | 0 | 0 | 0 | 0 | 0 | 0 | 0 | 0 | 0 | 0 | 0 | 0 | 0 | 0 | 0 | 0 | 0 | 0 | 0 | 0 | 0 | 0 | 0 | 0 | 0 | 0 | 0 | 0 | 0 | 0 | 0 | 0 | 0 | 0 | 0 | 0 | 0 | 0 | 0 | 0 | 0 | 0 | 0 | 0 | 0 | 0 | 0 | 0 | 0 | 0 | 0 | 0 | 0 | 0 | 0 | 0 | 0 | 0 | 0 | 0 | 0 | 0 | 0 | 0 | 0 | 0 | 0 | 0 | 0 | 0 | 0 | 0 | 0 | 0 | 0 | 0 | 0 | 0 | 0 | 0 | 0 | 0 | 0 | 0 | 0 | 0 | 0 | 0 | 0 | 0 | 0 | 0 | 0 | 0 | 0 | 0 | 0 | 0 | 0 | 0 | 0 | 0 | 0 | 0 | 0 | 0 | 0 | 0 | 0 | 0 | 0 | 0 | 0 | 0 | 0 | 0 | 0 | 0 | 0 | 0 | 0 | 0 | 0 | 0 | 0 | 0 | 0 | 0 | 0 | 0 | 0 | 0 | 0 | 0 | 0 | 0 | 0 | 0 | 0 | 0 | 0 | 0 | 0 | 0 | 0 | 0 | 0 | 0 | 0 | 0 | 0 | 0 | 0 | 0 | 0 | 0 | 0 | 0 | 0 | 0 | 0 | 0 | 0 | 0 | 0 | 0 | 0 | 0 | 0 | 0 | 0 | 0 | 0 | 0 | 0 | 0 | 0 | 0 | 0 | 0 | 0 | 0 | 0 | 0 | 0 | 4378.759 | 4389.1957 | 4399.6422 | 4410.0198 | 4420.2532 | 4430.2701 | 4440.0012 | 4449.3802 | 4458.3434 | 4466.83 | 4474.8611 | 4482.4567 | 4489.6362 | 4496.4181 | 4502.8198 | 4508.8584 | 4514.5498 | 4519.9094 | 4524.9517 | 4529.6906 | 2417.4779 | 2423.2399 | 2429.0073 | 2434.7367 | 2440.3865 | 2445.9167 | 2451.2892 | 2456.4673 | 2461.4158 | 2466.1012 | 2470.5351 | 2474.7286 | 2478.6923 | 2482.4365 | 2485.9709 | 2489.3047 | 2492.4469 | 2495.4059 | 2498.1897 | 2500.806
WA_Industrial_Other Industrial_Existing_Space Heating_Natural Gas_ENERGY STAR Connected Thermostat_A | WA | Industrial | Other Industrial | Existing | Space Heating | Natural Gas | ENERGY STAR Connected Thermostat | A | IM663 | Manual control | Wi-Fi/interactive thermostat installed | 5 | 0.015698 | 0 | 0 | 0.39 | 0.01 | 0 | 0 | 0.1927 |  | sqft | 5% | 20% | Retrofit | RetroEven20 | 80.75% | TBD | 0.2% | 340.5517 |  | 258.8526 |  | 0.58951 | ComConnectedThermostats_v1_1 | ComConnectedThermostats_v1_1 | ComConnectedThermostats_v1_1 | Manual control | Manual control | Manual control | Manual control | Manual control | Manual control | Manual control | Manual control | Manual control | Manual control | Manual control | Manual control | Manual control | Manual control | Manual control | Manual control | Manual control | Manual control | Manual control | Manual control | Manual control | Manual control | Wi-Fi/interactive thermostat installed | Wi-Fi/interactive thermostat installed | Wi-Fi/interactive thermostat installed | Wi-Fi/interactive thermostat installed | Wi-Fi/interactive thermostat installed | Wi-Fi/interactive thermostat installed | Wi-Fi/interactive thermostat installed | Wi-Fi/interactive thermostat installed | Wi-Fi/interactive thermostat installed | Wi-Fi/interactive thermostat installed | Wi-Fi/interactive thermostat installed | Wi-Fi/interactive thermostat installed | Wi-Fi/interactive thermostat installed | Wi-Fi/interactive thermostat installed | Wi-Fi/interactive thermostat installed | Wi-Fi/interactive thermostat installed | Wi-Fi/interactive thermostat installed | Wi-Fi/interactive thermostat installed | Wi-Fi/interactive thermostat installed | Wi-Fi/interactive thermostat installed | Wi-Fi/interactive thermostat installed | Wi-Fi/interactive thermostat installed | 0.39 | 0.39 | 0.39 | 0.39 | 0.39 | 0.39 | 0.39 | 0.39 | 0.39 | 0.39 | 0.39 | 0.39 | 0.39 | 0.39 | 0.39 | 0.39 | 0.39 | 0.39 | 0.39 | 0.39 | 0.39 | 0.39 | 0 | 0 | 0.015467 | 0.015213 | 0.014882 | 0.014466 | 0.013969 | 0.013406 | 0.012803 | 0.01219 | 0.011593 | 0.011033 | 0.010522 | 0.010064 | 0.0096596 | 0.0093039 | 0.0089915 | 0.0087208 | 0.0084845 | 0.008274 | 0.0080927 | 0.0079223 | 0.69152 | 0.66842 | 0.64262 | 0.6139 | 0.58257 | 0.54946 | 0.51571 | 0.48254 | 0.451 | 0.42181 | 0.39534 | 0.37161 | 0.35052 | 0.3318 | 0.31513 | 0.30037 | 0.28719 | 0.27524 | 0.26457 | 0.25453 | 0.69152 | 1.3486 | 1.9619 | 2.521 | 3.0169 | 3.4448 | 3.8056 | 4.1058 | 4.3558 | 4.5672 | 4.751 | 4.9158 | 5.0687 | 5.2139 | 5.354 | 5.4931 | 5.6315 | 5.767 | 5.9052 | 6.0354 | 44709.2831 | 43938.4333 | 43180.8742 | 42436.3763 | 41704.7147 | 40985.6679 | 40279.0184 | 39584.5526 | 38902.0603 | 38231.3351 | 37572.1742 | 36924.3781 | 36287.7508 | 35662.1 | 35047.2362 | 34442.9735 | 33849.1291 | 33265.5234 | 32691.9799 | 32128.3251 | 44709.2831 | 88647.7164 | 131828.5906 | 174264.9669 | 215969.6815 | 256955.3494 | 297234.3678 | 336818.9204 | 375720.9807 | 413952.3158 | 451524.4899 | 488448.868 | 524736.6188 | 560398.7188 | 595445.955 | 629888.9285 | 663738.0576 | 697003.581 | 729695.561 | 761823.8861 | 0.58951 | 0.57189 | 0.5523 | 0.53056 | 0.50688 | 0.48179 | 0.45613 | 0.43076 | 0.40647 | 0.3838 | 0.36304 | 0.34422 | 0.32727 | 0.31202 | 0.29827 | 0.28594 | 0.27482 | 0.26466 | 0.25552 | 0.2469 | 0.58951 | 1.1538 | 1.6861 | 2.1788 | 2.6249 | 3.0205 | 3.366 | 3.6653 | 3.9258 | 4.1557 | 4.3628 | 4.5535 | 4.7325 | 4.9031 | 5.0675 | 5.2292 | 5.3889 | 5.5454 | 5.7034 | 5.8545 | 38002.8906 | 37347.6683 | 36703.743 | 36070.9199 | 35449.0075 | 34837.8177 | 34237.1656 | 33646.8697 | 33066.7512 | 32496.6348 | 31936.348 | 31385.7213 | 30844.5882 | 30312.785 | 29790.1508 | 29276.5275 | 28771.7597 | 28275.6949 | 27788.1829 | 27309.0763 | 38002.8906 | 75350.5589 | 112054.302 | 148125.2218 | 183574.2293 | 218412.047 | 252649.2126 | 286296.0823 | 319362.8336 | 351859.4684 | 383795.8164 | 415181.5378 | 446026.126 | 476338.911 | 506129.0617 | 535405.5892 | 564177.3489 | 592453.0439 | 620241.2268 | 647550.3032 | 0 | 0 | 0 | 0 | 0 | 0 | 0 | 0 | 0 | 0 | 0 | 0 | 0 | 0 | 0 | 0 | 0 | 0 | 0 | 0 | 0 | 0 | 0 | 0 | 0 | 0 | 0 | 0 | 0 | 0 | 0 | 0 | 0 | 0 | 0 | 0 | 0 | 0 | 0 | 0 | 0 | 0 | 0 | 0 | 0 | 0 | 0 | 0 | 0 | 0 | 0 | 0 | 0 | 0 | 0 | 0 | 0 | 0 | 0 | 0 | 0 | 0 | 0 | 0 | 0 | 0 | 0 | 0 | 0 | 0 | 0 | 0 | 0 | 0 | 0 | 0 | 0 | 0 | 0 | 0 | 0 | 0 | 0 | 0 | 0 | 0 | 0 | 0 | 0 | 0 | 0 | 0 | 0 | 0 | 0 | 0 | 0 | 0 | 0 | 0 | 0 | 0 | 0 | 0 | 0 | 0 | 0 | 0 | 0 | 0 | 0 | 0 | 0 | 0 | 0 | 0 | 0 | 0 | 0 | 0 | 0 | 0 | 0 | 0 | 0 | 0 | 0 | 0 | 0 | 0 | 0 | 0 | 0 | 0 | 0 | 0 | 0 | 0 | 0 | 0 | 0 | 0 | 0 | 0 | 0 | 0 | 0 | 0 | 0 | 0 | 0 | 0 | 0 | 0 | 0 | 0 | 0 | 0 | 0 | 0 | 0 | 0 | 0 | 0 | 0 | 0 | 0 | 0 | 0 | 0 | 0 | 0 | 0 | 0 | 0 | 0 | 0 | 0 | 0 | 0 | 0 | 0 | 0 | 0 | 0 | 0 | 0 | 0 | 0 | 0 | 0 | 0 | 0 | 0 | 0 | 0 | 0 | 0 | 0 | 0 | 0 | 0 | 0 | 0 | 0 | 0 | 0 | 0 | 0 | 0 | 0 | 0 | 0 | 0 | 0 | 0 | 0 | 0 | 0 | 0 | 0 | 0 | 0 | 0 | 0 | 0 | 0 | 0 | 0 | 0 | 0 | 0 | 0 | 0 | 0 | 0 | 0 | 0 | 0 | 0 | 6651.7848 | 6667.6392 | 6683.5085 | 6699.2731 | 6714.8187 | 6730.0354 | 6744.8181 | 6759.0657 | 6772.6817 | 6785.5737 | 6797.7737 | 6809.3123 | 6820.2187 | 6830.521 | 6840.246 | 6849.4192 | 6858.065 | 6866.2068 | 6873.8665 | 6881.0655 | 4586.0498 | 4596.9806 | 4607.9216 | 4618.7905 | 4629.5083 | 4639.9994 | 4650.1913 | 4660.0142 | 4669.4017 | 4678.2901 | 4686.7014 | 4694.6566 | 4702.176 | 4709.2789 | 4715.9837 | 4722.3081 | 4728.269 | 4733.8823 | 4739.1633 | 4744.1266
WA_Industrial_Other Industrial_Existing_Space Heating_Natural Gas_Destratification Fans (HVLS)_A | WA | Industrial | Other Industrial | Existing | Space Heating | Natural Gas | Destratification Fans (HVLS) | A | IM664 | None/Standard ventilation | Fans installed | 10 | 0.015698 | 0 | 0 | 0.6 | 0.01 | 0 | 0 | 0.2991 |  | sqft | 15% | 30% | Retrofit | RetroEven20 | 80.75% | TBD | 0.2% | 218.9363 |  | 150.6071 |  | 0.58989 | IL TRM - 4.4.34 - CI-HVC-DSFN-V05-210101 | IL TRM - 4.4.34 - CI-HVC-DSFN-V05-210101 | IL TRM - 4.4.34 - CI-HVC-DSFN-V05-210101 | None/Standard ventilation | None/Standard ventilation | None/Standard ventilation | None/Standard ventilation | None/Standard ventilation | None/Standard ventilation | None/Standard ventilation | None/Standard ventilation | None/Standard ventilation | None/Standard ventilation | None/Standard ventilation | None/Standard ventilation | None/Standard ventilation | None/Standard ventilation | None/Standard ventilation | None/Standard ventilation | None/Standard ventilation | None/Standard ventilation | None/Standard ventilation | None/Standard ventilation | None/Standard ventilation | None/Standard ventilation | Fans installed | Fans installed | Fans installed | Fans installed | Fans installed | Fans installed | Fans installed | Fans installed | Fans installed | Fans installed | Fans installed | Fans installed | Fans installed | Fans installed | Fans installed | Fans installed | Fans installed | Fans installed | Fans installed | Fans installed | Fans installed | Fans installed | 0.6 | 0.6 | 0.6 | 0.6 | 0.6 | 0.6 | 0.6 | 0.6 | 0.6 | 0.6 | 0.6 | 0.6 | 0.6 | 0.6 | 0.6 | 0.6 | 0.6 | 0.6 | 0.6 | 0.6 | 0.6 | 0.6 | 0 | 0 | 0.015479 | 0.015236 | 0.014916 | 0.014511 | 0.014023 | 0.013469 | 0.012875 | 0.012268 | 0.011678 | 0.011124 | 0.010618 | 0.010165 | 0.0097655 | 0.0094149 | 0.0091076 | 0.008842 | 0.0086111 | 0.0084061 | 0.0082305 | 0.0080657 | 0.69203 | 0.66944 | 0.6441 | 0.6158 | 0.58484 | 0.55205 | 0.51858 | 0.48564 | 0.45429 | 0.42527 | 0.39894 | 0.37533 | 0.35437 | 0.33575 | 0.3192 | 0.30455 | 0.29148 | 0.27963 | 0.26907 | 0.25914 | 0.69203 | 1.3506 | 1.9664 | 2.5288 | 3.0286 | 3.461 | 3.8268 | 4.1322 | 4.3876 | 4.6046 | 4.7942 | 4.965 | 5.1243 | 5.2761 | 5.4231 | 5.5695 | 5.7155 | 5.8591 | 6.0058 | 6.1446 | 44709.2831 | 43938.4333 | 43180.8742 | 42436.3763 | 41704.7147 | 40985.6679 | 40279.0184 | 39584.5526 | 38902.0603 | 38231.3351 | 37572.1742 | 36924.3781 | 36287.7508 | 35662.1 | 35047.2362 | 34442.9735 | 33849.1291 | 33265.5234 | 32691.9799 | 32128.3251 | 44709.2831 | 88647.7164 | 131828.5906 | 174264.9669 | 215969.6815 | 256955.3494 | 297234.3678 | 336818.9204 | 375720.9807 | 413952.3158 | 451524.4899 | 488448.868 | 524736.6188 | 560398.7188 | 595445.955 | 629888.9285 | 663738.0576 | 697003.581 | 729695.561 | 761823.8861 | 0.58989 | 0.57262 | 0.55337 | 0.53196 | 0.50855 | 0.48373 | 0.45829 | 0.43311 | 0.40899 | 0.38647 | 0.36584 | 0.34715 | 0.33032 | 0.31518 | 0.30153 | 0.28931 | 0.2783 | 0.26825 | 0.25921 | 0.25069 | 0.58989 | 1.1553 | 1.6894 | 2.1845 | 2.6336 | 3.0327 | 3.3819 | 3.6853 | 3.9501 | 4.1845 | 4.3965 | 4.5922 | 4.7766 | 4.9527 | 5.123 | 5.2908 | 5.4571 | 5.6205 | 5.7857 | 5.9444 | 38002.8906 | 37347.6683 | 36703.743 | 36070.9199 | 35449.0075 | 34837.8177 | 34237.1656 | 33646.8697 | 33066.7512 | 32496.6348 | 31936.348 | 31385.7213 | 30844.5882 | 30312.785 | 29790.1508 | 29276.5275 | 28771.7597 | 28275.6949 | 27788.1829 | 27309.0763 | 38002.8906 | 75350.5589 | 112054.302 | 148125.2218 | 183574.2293 | 218412.047 | 252649.2126 | 286296.0823 | 319362.8336 | 351859.4684 | 383795.8164 | 415181.5378 | 446026.126 | 476338.911 | 506129.0617 | 535405.5892 | 564177.3489 | 592453.0439 | 620241.2268 | 647550.3032 | 0 | 0 | 0 | 0 | 0 | 0 | 0 | 0 | 0 | 0 | 0 | 0 | 0 | 0 | 0 | 0 | 0 | 0 | 0 | 0 | 0 | 0 | 0 | 0 | 0 | 0 | 0 | 0 | 0 | 0 | 0 | 0 | 0 | 0 | 0 | 0 | 0 | 0 | 0 | 0 | 0 | 0 | 0 | 0 | 0 | 0 | 0 | 0 | 0 | 0 | 0 | 0 | 0 | 0 | 0 | 0 | 0 | 0 | 0 | 0 | 0 | 0 | 0 | 0 | 0 | 0 | 0 | 0 | 0 | 0 | 0 | 0 | 0 | 0 | 0 | 0 | 0 | 0 | 0 | 0 | 0 | 0 | 0 | 0 | 0 | 0 | 0 | 0 | 0 | 0 | 0 | 0 | 0 | 0 | 0 | 0 | 0 | 0 | 0 | 0 | 0 | 0 | 0 | 0 | 0 | 0 | 0 | 0 | 0 | 0 | 0 | 0 | 0 | 0 | 0 | 0 | 0 | 0 | 0 | 0 | 0 | 0 | 0 | 0 | 0 | 0 | 0 | 0 | 0 | 0 | 0 | 0 | 0 | 0 | 0 | 0 | 0 | 0 | 0 | 0 | 0 | 0 | 0 | 0 | 0 | 0 | 0 | 0 | 0 | 0 | 0 | 0 | 0 | 0 | 0 | 0 | 0 | 0 | 0 | 0 | 0 | 0 | 0 | 0 | 0 | 0 | 0 | 0 | 0 | 0 | 0 | 0 | 0 | 0 | 0 | 0 | 0 | 0 | 0 | 0 | 0 | 0 | 0 | 0 | 0 | 0 | 0 | 0 | 0 | 0 | 0 | 0 | 0 | 0 | 0 | 0 | 0 | 0 | 0 | 0 | 0 | 0 | 0 | 0 | 0 | 0 | 0 | 0 | 0 | 0 | 0 | 0 | 0 | 0 | 0 | 0 | 0 | 0 | 0 | 0 | 0 | 0 | 0 | 0 | 0 | 0 | 0 | 0 | 0 | 0 | 0 | 0 | 0 | 0 | 0 | 0 | 0 | 0 | 0 | 0 | 6267.7416 | 6282.6807 | 6297.6338 | 6312.4882 | 6327.1363 | 6341.4745 | 6355.4036 | 6368.8286 | 6381.6585 | 6393.8062 | 6405.3019 | 6416.1742 | 6426.451 | 6436.1585 | 6445.322 | 6453.9656 | 6462.1122 | 6469.7839 | 6477.0015 | 6483.7847 | 3821.918 | 3831.0275 | 3840.1455 | 3849.2034 | 3858.1354 | 3866.8785 | 3875.3722 | 3883.5584 | 3891.3818 | 3898.7891 | 3905.7989 | 3912.4286 | 3918.6951 | 3924.6145 | 3930.2022 | 3935.4729 | 3940.4405 | 3945.1185 | 3949.5196 | 3953.6559
WA_Industrial_Other Industrial_Existing_Space Heating_Natural Gas_Gas Boiler - Insulate Steam Lines/Condensate Tank_A | WA | Industrial | Other Industrial | Existing | Space Heating | Natural Gas | Gas Boiler - Insulate Steam Lines/Condensate Tank | A | IM665 | No insulation | Lines and condenstate tank insulated | 20 | 22.2452 | 0 | 0 | 145.83 | 0 | 0 | 0 | 72.9162 |  | employee | 30% | 35% | Retrofit | RetroEven20 | 80.75% | TBD | 0.2% | 335.4262 |  | 212.2798 |  | 0.047657 | PGE Workpaper - SWWH017-01 | PGE Workpaper - SWWH017-01 | PGE Workpaper - SWWH017-01 | No insulation | No insulation | No insulation | No insulation | No insulation | No insulation | No insulation | No insulation | No insulation | No insulation | No insulation | No insulation | No insulation | No insulation | No insulation | No insulation | No insulation | No insulation | No insulation | No insulation | No insulation | No insulation | Lines and condenstate tank insulated | Lines and condenstate tank insulated | Lines and condenstate tank insulated | Lines and condenstate tank insulated | Lines and condenstate tank insulated | Lines and condenstate tank insulated | Lines and condenstate tank insulated | Lines and condenstate tank insulated | Lines and condenstate tank insulated | Lines and condenstate tank insulated | Lines and condenstate tank insulated | Lines and condenstate tank insulated | Lines and condenstate tank insulated | Lines and condenstate tank insulated | Lines and condenstate tank insulated | Lines and condenstate tank insulated | Lines and condenstate tank insulated | Lines and condenstate tank insulated | Lines and condenstate tank insulated | Lines and condenstate tank insulated | Lines and condenstate tank insulated | Lines and condenstate tank insulated | 145.83 | 145.83 | 145.83 | 145.83 | 145.83 | 145.83 | 145.83 | 145.83 | 145.83 | 145.83 | 145.83 | 145.83 | 145.83 | 145.83 | 145.83 | 145.83 | 145.83 | 145.83 | 145.83 | 145.83 | 145.83 | 145.83 | 0 | 0 | 22.0431 | 21.8902 | 21.7263 | 21.5482 | 21.3526 | 21.1361 | 20.8961 | 20.6309 | 20.3412 | 20.0297 | 19.7013 | 19.3618 | 19.0221 | 18.6889 | 18.3693 | 18.078 | 17.8159 | 17.5814 | 17.3702 | 17.1765 | 0.055954 | 0.054608 | 0.053265 | 0.051917 | 0.050559 | 0.049183 | 0.047787 | 0.046367 | 0.044927 | 0.043477 | 0.042027 | 0.04059 | 0.03919 | 0.03784 | 0.036552 | 0.035352 | 0.034239 | 0.033205 | 0.032241 | 0.031332 | 0.055954 | 0.11017 | 0.16261 | 0.2132 | 0.26182 | 0.30835 | 0.35264 | 0.39453 | 0.43391 | 0.47074 | 0.50505 | 0.53694 | 0.56671 | 0.59462 | 0.62101 | 0.64651 | 0.67138 | 0.69574 | 0.71963 | 0.74294 | 2.5384 | 2.4946 | 2.4516 | 2.4093 | 2.3678 | 2.327 | 2.2869 | 2.2474 | 2.2087 | 2.1706 | 2.1332 | 2.0964 | 2.0603 | 2.0247 | 1.9898 | 1.9555 | 1.9218 | 1.8887 | 1.8561 | 1.8241 | 2.5384 | 5.033 | 7.4846 | 9.894 | 12.2618 | 14.5888 | 16.8756 | 19.1231 | 21.3318 | 23.5024 | 25.6356 | 27.732 | 29.7922 | 31.8169 | 33.8068 | 35.7623 | 37.6841 | 39.5728 | 41.4289 | 43.253 | 0.047657 | 0.04661 | 0.045568 | 0.044526 | 0.043479 | 0.042419 | 0.041344 | 0.04025 | 0.039141 | 0.038021 | 0.036897 | 0.03578 | 0.034681 | 0.033611 | 0.032581 | 0.031612 | 0.030707 | 0.029863 | 0.029072 | 0.028325 | 0.047657 | 0.094037 | 0.13912 | 0.18285 | 0.22516 | 0.26594 | 0.30509 | 0.34248 | 0.37803 | 0.41167 | 0.44341 | 0.47331 | 0.5015 | 0.52816 | 0.55354 | 0.57812 | 0.60213 | 0.62571 | 0.64891 | 0.67165 | 2.1576 | 2.1204 | 2.0839 | 2.0479 | 2.0126 | 1.9779 | 1.9438 | 1.9103 | 1.8774 | 1.845 | 1.8132 | 1.7819 | 1.7512 | 1.721 | 1.6914 | 1.6622 | 1.6335 | 1.6054 | 1.5777 | 1.5505 | 2.1576 | 4.2781 | 6.3619 | 8.4099 | 10.4225 | 12.4005 | 14.3443 | 16.2546 | 18.132 | 19.977 | 21.7902 | 23.5722 | 25.3234 | 27.0444 | 28.7358 | 30.3979 | 32.0315 | 33.6368 | 35.2145 | 36.765 | 0.047657 | 0.04661 | 0.045568 | 0.044526 | 0.043479 | 0.042419 | 0.041344 | 0.04025 | 0.039141 | 0.038021 | 0.036897 | 0.03578 | 0.034681 | 0.033611 | 0.032581 | 0.031612 | 0.030707 | 0.029863 | 0.029072 | 0.028325 | 0.047657 | 0.094037 | 0.13912 | 0.18285 | 0.22516 | 0.26594 | 0.30509 | 0.34248 | 0.37803 | 0.41167 | 0.44341 | 0.47331 | 0.5015 | 0.52816 | 0.55354 | 0.57812 | 0.60213 | 0.62571 | 0.64891 | 0.67165 | 2.1576 | 2.1204 | 2.0839 | 2.0479 | 2.0126 | 1.9779 | 1.9438 | 1.9103 | 1.8774 | 1.845 | 1.8132 | 1.7819 | 1.7512 | 1.721 | 1.6914 | 1.6622 | 1.6335 | 1.6054 | 1.5777 | 1.5505 | 2.1576 | 4.2781 | 6.3619 | 8.4099 | 10.4225 | 12.4005 | 14.3443 | 16.2546 | 18.132 | 19.977 | 21.7902 | 23.5722 | 25.3234 | 27.0444 | 28.7358 | 30.3979 | 32.0315 | 33.6368 | 35.2145 | 36.765 | 0.047657 | 0.04661 | 0.045568 | 0.044526 | 0.043479 | 0.042419 | 0.041344 | 0.04025 | 0.039141 | 0.038021 | 0.036897 | 0.03578 | 0.034681 | 0.033611 | 0.032581 | 0.031612 | 0.030707 | 0.029863 | 0.029072 | 0.028325 | 0.047657 | 0.094037 | 0.13912 | 0.18285 | 0.22516 | 0.26594 | 0.30509 | 0.34248 | 0.37803 | 0.41167 | 0.44341 | 0.47331 | 0.5015 | 0.52816 | 0.55354 | 0.57812 | 0.60213 | 0.62571 | 0.64891 | 0.67165 | 2.1576 | 2.1204 | 2.0839 | 2.0479 | 2.0126 | 1.9779 | 1.9438 | 1.9103 | 1.8774 | 1.845 | 1.8132 | 1.7819 | 1.7512 | 1.721 | 1.6914 | 1.6622 | 1.6335 | 1.6054 | 1.5777 | 1.5505 | 2.1576 | 4.2781 | 6.3619 | 8.4099 | 10.4225 | 12.4005 | 14.3443 | 16.2546 | 18.132 | 19.977 | 21.7902 | 23.5722 | 25.3234 | 27.0444 | 28.7358 | 30.3979 | 32.0315 | 33.6368 | 35.2145 | 36.765 | 0.047657 | 0.04661 | 0.045568 | 0.044526 | 0.043479 | 0.042419 | 0.041344 | 0.04025 | 0.039141 | 0.038021 | 0.036897 | 0.03578 | 0.034681 | 0.033611 | 0.032581 | 0.031612 | 0.030707 | 0.029863 | 0.029072 | 0.028325 | 0.047657 | 0.094037 | 0.13912 | 0.18285 | 0.22516 | 0.26594 | 0.30509 | 0.34248 | 0.37803 | 0.41167 | 0.44341 | 0.47331 | 0.5015 | 0.52816 | 0.55354 | 0.57812 | 0.60213 | 0.62571 | 0.64891 | 0.67165 | 2.1576 | 2.1204 | 2.0839 | 2.0479 | 2.0126 | 1.9779 | 1.9438 | 1.9103 | 1.8774 | 1.845 | 1.8132 | 1.7819 | 1.7512 | 1.721 | 1.6914 | 1.6622 | 1.6335 | 1.6054 | 1.5777 | 1.5505 | 2.1576 | 4.2781 | 6.3619 | 8.4099 | 10.4225 | 12.4005 | 14.3443 | 16.2546 | 18.132 | 19.977 | 21.7902 | 23.5722 | 25.3234 | 27.0444 | 28.7358 | 30.3979 | 32.0315 | 33.6368 | 35.2145 | 36.765 | 342.8814 | 343.3707 | 343.8514 | 344.3221 | 344.7817 | 345.2293 | 345.6639 | 346.0847 | 346.4908 | 346.8814 | 347.256 | 347.6138 | 347.9543 | 348.277 | 348.5812 | 348.8667 | 349.1328 | 349.3793 | 349.6058 | 349.812 | 216.9979 | 217.3076 | 217.6118 | 217.9097 | 218.2006 | 218.4838 | 218.7589 | 219.0252 | 219.2822 | 219.5294 | 219.7665 | 219.9929 | 220.2084 | 220.4126 | 220.6052 | 220.7858 | 220.9542 | 221.1103 | 221.2536 | 221.3841
WA_Industrial_Other Industrial_Existing_Process_Natural Gas_Gas Boiler - Insulate Steam Lines/Condensate Tank_A | WA | Industrial | Other Industrial | Existing | Process | Natural Gas | Gas Boiler - Insulate Steam Lines/Condensate Tank | A | IM666 | No insulation | Lines and condenstate tank insulated | 20 | 16.8499 | 0 | 0 | 145.83 | 0 | 0 | 0 | 72.9162 |  | sqft | 30% | 35% | Retrofit | RetroEven20 | 80.75% | TBD | 0.2% | 335.4262 |  | 212.2798 |  | 0.52538 | PGE Workpaper - SWWH017-01 | PGE Workpaper - SWWH017-01 | PGE Workpaper - SWWH017-01 | No insulation | No insulation | No insulation | No insulation | No insulation | No insulation | No insulation | No insulation | No insulation | No insulation | No insulation | No insulation | No insulation | No insulation | No insulation | No insulation | No insulation | No insulation | No insulation | No insulation | No insulation | No insulation | Lines and condenstate tank insulated | Lines and condenstate tank insulated | Lines and condenstate tank insulated | Lines and condenstate tank insulated | Lines and condenstate tank insulated | Lines and condenstate tank insulated | Lines and condenstate tank insulated | Lines and condenstate tank insulated | Lines and condenstate tank insulated | Lines and condenstate tank insulated | Lines and condenstate tank insulated | Lines and condenstate tank insulated | Lines and condenstate tank insulated | Lines and condenstate tank insulated | Lines and condenstate tank insulated | Lines and condenstate tank insulated | Lines and condenstate tank insulated | Lines and condenstate tank insulated | Lines and condenstate tank insulated | Lines and condenstate tank insulated | Lines and condenstate tank insulated | Lines and condenstate tank insulated | 145.83 | 145.83 | 145.83 | 145.83 | 145.83 | 145.83 | 145.83 | 145.83 | 145.83 | 145.83 | 145.83 | 145.83 | 145.83 | 145.83 | 145.83 | 145.83 | 145.83 | 145.83 | 145.83 | 145.83 | 145.83 | 145.83 | 0 | 0 | 16.8115 | 16.7729 | 16.7335 | 16.6931 | 16.6513 | 16.6077 | 16.5627 | 16.517 | 16.4713 | 16.4263 | 16.3826 | 16.3404 | 16.2993 | 16.2589 | 16.2186 | 16.1779 | 16.1368 | 16.0951 | 16.0527 | 16.0096 | 0.61789 | 0.60584 | 0.594 | 0.58235 | 0.57087 | 0.55956 | 0.54842 | 0.53748 | 0.52675 | 0.51626 | 0.506 | 0.496 | 0.48622 | 0.47666 | 0.46728 | 0.45807 | 0.44903 | 0.44014 | 0.43141 | 0.42284 | 0.61789 | 1.2223 | 1.8134 | 2.3914 | 2.9563 | 3.5081 | 4.047 | 4.5733 | 5.0874 | 5.5898 | 6.0809 | 6.5613 | 7.031 | 7.4902 | 7.9389 | 8.3771 | 8.8048 | 9.2222 | 9.6293 | 10.0263 | 36.7539 | 36.1202 | 35.4975 | 34.8854 | 34.284 | 33.6929 | 33.112 | 32.5411 | 31.98 | 31.4286 | 30.8868 | 30.3542 | 29.8309 | 29.3166 | 28.8111 | 28.3144 | 27.8262 | 27.3464 | 26.8749 | 26.4116 | 36.7539 | 72.8742 | 108.3716 | 143.2571 | 177.541 | 211.2339 | 244.3459 | 276.8869 | 308.8669 | 340.2956 | 371.1823 | 401.5366 | 431.3674 | 460.684 | 489.4951 | 517.8094 | 545.6356 | 572.982 | 599.8569 | 626.2685 | 0.52538 | 0.51532 | 0.50542 | 0.49569 | 0.48611 | 0.47666 | 0.46737 | 0.45823 | 0.44927 | 0.4405 | 0.43193 | 0.42355 | 0.41536 | 0.40734 | 0.39948 | 0.39176 | 0.38417 | 0.37672 | 0.3694 | 0.3622 | 0.52538 | 1.0397 | 1.543 | 2.0356 | 2.5173 | 2.9884 | 3.4489 | 3.899 | 4.3391 | 4.7696 | 5.1907 | 5.6029 | 6.0063 | 6.401 | 6.7871 | 7.1644 | 7.5331 | 7.8933 | 8.2451 | 8.5885 | 31.2408 | 30.7022 | 30.1729 | 29.6526 | 29.1414 | 28.6389 | 28.1452 | 27.6599 | 27.183 | 26.7143 | 26.2537 | 25.8011 | 25.3562 | 24.9191 | 24.4894 | 24.0672 | 23.6522 | 23.2444 | 22.8437 | 22.4498 | 31.2408 | 61.943 | 92.1159 | 121.7685 | 150.9099 | 179.5488 | 207.694 | 235.3539 | 262.5369 | 289.2512 | 315.505 | 341.3061 | 366.6623 | 391.5814 | 416.0708 | 440.138 | 463.7903 | 487.0347 | 509.8784 | 532.3282 | 0.52538 | 0.51532 | 0.50542 | 0.49569 | 0.48611 | 0.47666 | 0.46737 | 0.45823 | 0.44927 | 0.4405 | 0.43193 | 0.42355 | 0.41536 | 0.40734 | 0.39948 | 0.39176 | 0.38417 | 0.37672 | 0.3694 | 0.3622 | 0.52538 | 1.0397 | 1.543 | 2.0356 | 2.5173 | 2.9884 | 3.4489 | 3.899 | 4.3391 | 4.7696 | 5.1907 | 5.6029 | 6.0063 | 6.401 | 6.7871 | 7.1644 | 7.5331 | 7.8933 | 8.2451 | 8.5885 | 31.2408 | 30.7022 | 30.1729 | 29.6526 | 29.1414 | 28.6389 | 28.1452 | 27.6599 | 27.183 | 26.7143 | 26.2537 | 25.8011 | 25.3562 | 24.9191 | 24.4894 | 24.0672 | 23.6522 | 23.2444 | 22.8437 | 22.4498 | 31.2408 | 61.943 | 92.1159 | 121.7685 | 150.9099 | 179.5488 | 207.694 | 235.3539 | 262.5369 | 289.2512 | 315.505 | 341.3061 | 366.6623 | 391.5814 | 416.0708 | 440.138 | 463.7903 | 487.0347 | 509.8784 | 532.3282 | 0.52538 | 0.51532 | 0.50542 | 0.49569 | 0.48611 | 0.47666 | 0.46737 | 0.45823 | 0.44927 | 0.4405 | 0.43193 | 0.42355 | 0.41536 | 0.40734 | 0.39948 | 0.39176 | 0.38417 | 0.37672 | 0.3694 | 0.3622 | 0.52538 | 1.0397 | 1.543 | 2.0356 | 2.5173 | 2.9884 | 3.4489 | 3.899 | 4.3391 | 4.7696 | 5.1907 | 5.6029 | 6.0063 | 6.401 | 6.7871 | 7.1644 | 7.5331 | 7.8933 | 8.2451 | 8.5885 | 31.2408 | 30.7022 | 30.1729 | 29.6526 | 29.1414 | 28.6389 | 28.1452 | 27.6599 | 27.183 | 26.7143 | 26.2537 | 25.8011 | 25.3562 | 24.9191 | 24.4894 | 24.0672 | 23.6522 | 23.2444 | 22.8437 | 22.4498 | 31.2408 | 61.943 | 92.1159 | 121.7685 | 150.9099 | 179.5488 | 207.694 | 235.3539 | 262.5369 | 289.2512 | 315.505 | 341.3061 | 366.6623 | 391.5814 | 416.0708 | 440.138 | 463.7903 | 487.0347 | 509.8784 | 532.3282 | 0.52538 | 0.51532 | 0.50542 | 0.49569 | 0.48611 | 0.47666 | 0.46737 | 0.45823 | 0.44927 | 0.4405 | 0.43193 | 0.42355 | 0.41536 | 0.40734 | 0.39948 | 0.39176 | 0.38417 | 0.37672 | 0.3694 | 0.3622 | 0.52538 | 1.0397 | 1.543 | 2.0356 | 2.5173 | 2.9884 | 3.4489 | 3.899 | 4.3391 | 4.7696 | 5.1907 | 5.6029 | 6.0063 | 6.401 | 6.7871 | 7.1644 | 7.5331 | 7.8933 | 8.2451 | 8.5885 | 31.2408 | 30.7022 | 30.1729 | 29.6526 | 29.1414 | 28.6389 | 28.1452 | 27.6599 | 27.183 | 26.7143 | 26.2537 | 25.8011 | 25.3562 | 24.9191 | 24.4894 | 24.0672 | 23.6522 | 23.2444 | 22.8437 | 22.4498 | 31.2408 | 61.943 | 92.1159 | 121.7685 | 150.9099 | 179.5488 | 207.694 | 235.3539 | 262.5369 | 289.2512 | 315.505 | 341.3061 | 366.6623 | 391.5814 | 416.0708 | 440.138 | 463.7903 | 487.0347 | 509.8784 | 532.3282 | 342.8814 | 343.3707 | 343.8514 | 344.3221 | 344.7817 | 345.2293 | 345.6639 | 346.0847 | 346.4908 | 346.8814 | 347.256 | 347.6138 | 347.9543 | 348.277 | 348.5812 | 348.8667 | 349.1328 | 349.3793 | 349.6058 | 349.812 | 216.9979 | 217.3076 | 217.6118 | 217.9097 | 218.2006 | 218.4838 | 218.7589 | 219.0252 | 219.2822 | 219.5294 | 219.7665 | 219.9929 | 220.2084 | 220.4126 | 220.6052 | 220.7858 | 220.9542 | 221.1103 | 221.2536 | 221.3841
WA_Industrial_Other Industrial_Existing_Space Heating_Natural Gas_Gas Boiler - Insulate Hot Water Lines_A | WA | Industrial | Other Industrial | Existing | Space Heating | Natural Gas | Gas Boiler - Insulate Hot Water Lines | A | IM667 | No insulation | Insulated water lines | 20 | 25.144 | 0 | 0 | 103.54 | 0 | 0 | 0 | 51.7698 |  | employee | 40% | 50% | Retrofit | RetroEven20 | 80.75% | TBD | 0.2% | 213.3283 |  | 135.0082 |  | 0.10785 | PGE Workpaper - SWWH017-01 | PGE Workpaper - SWWH017-01 | PGE Workpaper - SWWH017-01 | No insulation | No insulation | No insulation | No insulation | No insulation | No insulation | No insulation | No insulation | No insulation | No insulation | No insulation | No insulation | No insulation | No insulation | No insulation | No insulation | No insulation | No insulation | No insulation | No insulation | No insulation | No insulation | Insulated water lines | Insulated water lines | Insulated water lines | Insulated water lines | Insulated water lines | Insulated water lines | Insulated water lines | Insulated water lines | Insulated water lines | Insulated water lines | Insulated water lines | Insulated water lines | Insulated water lines | Insulated water lines | Insulated water lines | Insulated water lines | Insulated water lines | Insulated water lines | Insulated water lines | Insulated water lines | Insulated water lines | Insulated water lines | 103.54 | 103.54 | 103.54 | 103.54 | 103.54 | 103.54 | 103.54 | 103.54 | 103.54 | 103.54 | 103.54 | 103.54 | 103.54 | 103.54 | 103.54 | 103.54 | 103.54 | 103.54 | 103.54 | 103.54 | 103.54 | 103.54 | 0 | 0 | 24.947 | 24.8095 | 24.6656 | 24.5142 | 24.3543 | 24.1849 | 24.0054 | 23.8156 | 23.6167 | 23.4101 | 23.1979 | 22.9801 | 22.7622 | 22.5431 | 22.3238 | 22.1183 | 21.9259 | 21.7449 | 21.5748 | 21.4153 | 0.12665 | 0.12378 | 0.12094 | 0.11813 | 0.11533 | 0.11256 | 0.10979 | 0.10705 | 0.10432 | 0.10163 | 0.09897 | 0.096351 | 0.093792 | 0.091288 | 0.088841 | 0.086506 | 0.084274 | 0.082138 | 0.08009 | 0.078127 | 0.12665 | 0.24973 | 0.36923 | 0.48509 | 0.59726 | 0.70566 | 0.81021 | 0.91085 | 1.0076 | 1.1004 | 1.1894 | 1.2746 | 1.3563 | 1.4345 | 1.5094 | 1.582 | 1.6525 | 1.721 | 1.7876 | 1.8525 | 5.0768 | 4.9893 | 4.9032 | 4.8187 | 4.7356 | 4.654 | 4.5737 | 4.4949 | 4.4174 | 4.3412 | 4.2664 | 4.1928 | 4.1205 | 4.0495 | 3.9797 | 3.911 | 3.8436 | 3.7773 | 3.7122 | 3.6482 | 5.0768 | 10.066 | 14.9693 | 19.788 | 24.5236 | 29.1776 | 33.7513 | 38.2462 | 42.6635 | 47.0047 | 51.2711 | 55.4639 | 59.5844 | 63.6339 | 67.6135 | 71.5246 | 75.3682 | 79.1455 | 82.8577 | 86.5059 | 0.10785 | 0.10561 | 0.1034 | 0.10121 | 0.099047 | 0.096897 | 0.094759 | 0.092633 | 0.090521 | 0.088427 | 0.086355 | 0.084307 | 0.082282 | 0.080285 | 0.078317 | 0.076422 | 0.074603 | 0.072856 | 0.07118 | 0.069574 | 0.10785 | 0.21307 | 0.31567 | 0.41563 | 0.51292 | 0.60748 | 0.69927 | 0.7882 | 0.87426 | 0.95745 | 1.0378 | 1.1152 | 1.1898 | 1.2616 | 1.3306 | 1.3976 | 1.4629 | 1.5265 | 1.5888 | 1.6497 | 4.3153 | 4.2409 | 4.1678 | 4.0959 | 4.0253 | 3.9559 | 3.8877 | 3.8206 | 3.7548 | 3.69 | 3.6264 | 3.5639 | 3.5024 | 3.4421 | 3.3827 | 3.3244 | 3.2671 | 3.2107 | 3.1554 | 3.101 | 4.3153 | 8.5561 | 12.7239 | 16.8198 | 20.8451 | 24.8009 | 28.6886 | 32.5092 | 36.264 | 39.954 | 43.5804 | 47.1443 | 50.6468 | 54.0888 | 57.4715 | 60.7959 | 64.063 | 67.2737 | 70.4291 | 73.5301 | 0.10785 | 0.10561 | 0.1034 | 0.10121 | 0.099047 | 0.096897 | 0.094759 | 0.092633 | 0.090521 | 0.088427 | 0.086355 | 0.084307 | 0.082282 | 0.080285 | 0.078317 | 0.076422 | 0.074603 | 0.072856 | 0.07118 | 0.069574 | 0.10785 | 0.21307 | 0.31567 | 0.41563 | 0.51292 | 0.60748 | 0.69927 | 0.7882 | 0.87426 | 0.95745 | 1.0378 | 1.1152 | 1.1898 | 1.2616 | 1.3306 | 1.3976 | 1.4629 | 1.5265 | 1.5888 | 1.6497 | 4.3153 | 4.2409 | 4.1678 | 4.0959 | 4.0253 | 3.9559 | 3.8877 | 3.8206 | 3.7548 | 3.69 | 3.6264 | 3.5639 | 3.5024 | 3.4421 | 3.3827 | 3.3244 | 3.2671 | 3.2107 | 3.1554 | 3.101 | 4.3153 | 8.5561 | 12.7239 | 16.8198 | 20.8451 | 24.8009 | 28.6886 | 32.5092 | 36.264 | 39.954 | 43.5804 | 47.1443 | 50.6468 | 54.0888 | 57.4715 | 60.7959 | 64.063 | 67.2737 | 70.4291 | 73.5301 | 0.10785 | 0.10561 | 0.1034 | 0.10121 | 0.099047 | 0.096897 | 0.094759 | 0.092633 | 0.090521 | 0.088427 | 0.086355 | 0.084307 | 0.082282 | 0.080285 | 0.078317 | 0.076422 | 0.074603 | 0.072856 | 0.07118 | 0.069574 | 0.10785 | 0.21307 | 0.31567 | 0.41563 | 0.51292 | 0.60748 | 0.69927 | 0.7882 | 0.87426 | 0.95745 | 1.0378 | 1.1152 | 1.1898 | 1.2616 | 1.3306 | 1.3976 | 1.4629 | 1.5265 | 1.5888 | 1.6497 | 4.3153 | 4.2409 | 4.1678 | 4.0959 | 4.0253 | 3.9559 | 3.8877 | 3.8206 | 3.7548 | 3.69 | 3.6264 | 3.5639 | 3.5024 | 3.4421 | 3.3827 | 3.3244 | 3.2671 | 3.2107 | 3.1554 | 3.101 | 4.3153 | 8.5561 | 12.7239 | 16.8198 | 20.8451 | 24.8009 | 28.6886 | 32.5092 | 36.264 | 39.954 | 43.5804 | 47.1443 | 50.6468 | 54.0888 | 57.4715 | 60.7959 | 64.063 | 67.2737 | 70.4291 | 73.5301 | 0.10785 | 0.10561 | 0.1034 | 0.10121 | 0.099047 | 0.096897 | 0.094759 | 0.092633 | 0.090521 | 0.088427 | 0.086355 | 0.084307 | 0.082282 | 0.080285 | 0.078317 | 0.076422 | 0.074603 | 0.072856 | 0.07118 | 0.069574 | 0.10785 | 0.21307 | 0.31567 | 0.41563 | 0.51292 | 0.60748 | 0.69927 | 0.7882 | 0.87426 | 0.95745 | 1.0378 | 1.1152 | 1.1898 | 1.2616 | 1.3306 | 1.3976 | 1.4629 | 1.5265 | 1.5888 | 1.6497 | 4.3153 | 4.2409 | 4.1678 | 4.0959 | 4.0253 | 3.9559 | 3.8877 | 3.8206 | 3.7548 | 3.69 | 3.6264 | 3.5639 | 3.5024 | 3.4421 | 3.3827 | 3.3244 | 3.2671 | 3.2107 | 3.1554 | 3.101 | 4.3153 | 8.5561 | 12.7239 | 16.8198 | 20.8451 | 24.8009 | 28.6886 | 32.5092 | 36.264 | 39.954 | 43.5804 | 47.1443 | 50.6468 | 54.0888 | 57.4715 | 60.7959 | 64.063 | 67.2737 | 70.4291 | 73.5301 | 215.3803 | 215.6876 | 215.9895 | 216.2852 | 216.5739 | 216.8551 | 217.1281 | 217.3924 | 217.6475 | 217.8929 | 218.1282 | 218.3529 | 218.5668 | 218.7695 | 218.9606 | 219.1399 | 219.3071 | 219.4619 | 219.6042 | 219.7337 | 136.3068 | 136.5013 | 136.6924 | 136.8795 | 137.0623 | 137.2402 | 137.413 | 137.5802 | 137.7417 | 137.897 | 138.0459 | 138.1881 | 138.3235 | 138.4517 | 138.5727 | 138.6862 | 138.792 | 138.89 | 138.98 | 139.062
WA_Industrial_Other Industrial_Existing_Process_Natural Gas_Gas Boiler - Insulate Hot Water Lines_A | WA | Industrial | Other Industrial | Existing | Process | Natural Gas | Gas Boiler - Insulate Hot Water Lines | A | IM668 | No insulation | Insulated water lines | 20 | 19.0457 | 0 | 0 | 103.54 | 0 | 0 | 0 | 51.7698 |  | sqft | 40% | 50% | Retrofit | RetroEven20 | 80.75% | TBD | 0.2% | 213.3283 |  | 135.0082 |  | 1.1894 | PGE Workpaper - SWWH017-01 | PGE Workpaper - SWWH017-01 | PGE Workpaper - SWWH017-01 | No insulation | No insulation | No insulation | No insulation | No insulation | No insulation | No insulation | No insulation | No insulation | No insulation | No insulation | No insulation | No insulation | No insulation | No insulation | No insulation | No insulation | No insulation | No insulation | No insulation | No insulation | No insulation | Insulated water lines | Insulated water lines | Insulated water lines | Insulated water lines | Insulated water lines | Insulated water lines | Insulated water lines | Insulated water lines | Insulated water lines | Insulated water lines | Insulated water lines | Insulated water lines | Insulated water lines | Insulated water lines | Insulated water lines | Insulated water lines | Insulated water lines | Insulated water lines | Insulated water lines | Insulated water lines | Insulated water lines | Insulated water lines | 103.54 | 103.54 | 103.54 | 103.54 | 103.54 | 103.54 | 103.54 | 103.54 | 103.54 | 103.54 | 103.54 | 103.54 | 103.54 | 103.54 | 103.54 | 103.54 | 103.54 | 103.54 | 103.54 | 103.54 | 103.54 | 103.54 | 0 | 0 | 19.0345 | 19.0236 | 19.0124 | 19.0005 | 18.9875 | 18.973 | 18.9575 | 18.9417 | 18.9264 | 18.9125 | 18.9006 | 18.8911 | 18.8835 | 18.8773 | 18.8718 | 18.8667 | 18.8616 | 18.8565 | 18.8513 | 18.8461 | 1.3992 | 1.3743 | 1.3498 | 1.3257 | 1.3019 | 1.2785 | 1.2554 | 1.2328 | 1.2105 | 1.1888 | 1.1676 | 1.1468 | 1.1266 | 1.1068 | 1.0874 | 1.0684 | 1.0497 | 1.0313 | 1.0133 | 0.99551 | 1.3992 | 2.7727 | 4.1208 | 5.4439 | 6.7421 | 8.0155 | 9.2644 | 10.4894 | 11.6915 | 12.8717 | 14.0312 | 15.1709 | 16.2915 | 17.3929 | 18.4753 | 19.5387 | 20.5831 | 21.6088 | 22.6162 | 23.6054 | 73.5078 | 72.2405 | 70.9949 | 69.7709 | 68.5679 | 67.3857 | 66.2239 | 65.0821 | 63.96 | 62.8573 | 61.7735 | 60.7085 | 59.6618 | 58.6331 | 57.6222 | 56.6287 | 55.6523 | 54.6928 | 53.7498 | 52.8231 | 73.5078 | 145.7483 | 216.7433 | 286.5141 | 355.0821 | 422.4678 | 488.6917 | 553.7739 | 617.7339 | 680.5911 | 742.3647 | 803.0731 | 862.7349 | 921.368 | 978.9902 | 1035.6189 | 1091.2712 | 1145.964 | 1199.7139 | 1252.537 | 1.1894 | 1.1683 | 1.1476 | 1.1272 | 1.1072 | 1.0874 | 1.0679 | 1.0487 | 1.0299 | 1.0115 | 0.99356 | 0.97602 | 0.95886 | 0.94207 | 0.9256 | 0.90943 | 0.89354 | 0.87793 | 0.8626 | 0.84752 | 1.1894 | 2.3572 | 3.5036 | 4.629 | 5.7334 | 6.8171 | 7.8802 | 8.9233 | 9.9471 | 10.9525 | 11.9402 | 12.9111 | 13.8656 | 14.8038 | 15.7257 | 16.6315 | 17.5212 | 18.3951 | 19.2534 | 20.0964 | 62.4817 | 61.4044 | 60.3457 | 59.3053 | 58.2828 | 57.2779 | 56.2903 | 55.3198 | 54.366 | 53.4287 | 52.5075 | 51.6022 | 50.7125 | 49.8381 | 48.9789 | 48.1344 | 47.3045 | 46.4889 | 45.6874 | 44.8997 | 62.4817 | 123.8861 | 184.2318 | 243.537 | 301.8198 | 359.0977 | 415.388 | 470.7078 | 525.0738 | 578.5025 | 631.01 | 682.6121 | 733.3246 | 783.1628 | 832.1416 | 880.276 | 927.5805 | 974.0694 | 1019.7568 | 1064.6564 | 1.1894 | 1.1683 | 1.1476 | 1.1272 | 1.1072 | 1.0874 | 1.0679 | 1.0487 | 1.0299 | 1.0115 | 0.99356 | 0.97602 | 0.95886 | 0.94207 | 0.9256 | 0.90943 | 0.89354 | 0.87793 | 0.8626 | 0.84752 | 1.1894 | 2.3572 | 3.5036 | 4.629 | 5.7334 | 6.8171 | 7.8802 | 8.9233 | 9.9471 | 10.9525 | 11.9402 | 12.9111 | 13.8656 | 14.8038 | 15.7257 | 16.6315 | 17.5212 | 18.3951 | 19.2534 | 20.0964 | 62.4817 | 61.4044 | 60.3457 | 59.3053 | 58.2828 | 57.2779 | 56.2903 | 55.3198 | 54.366 | 53.4287 | 52.5075 | 51.6022 | 50.7125 | 49.8381 | 48.9789 | 48.1344 | 47.3045 | 46.4889 | 45.6874 | 44.8997 | 62.4817 | 123.8861 | 184.2318 | 243.537 | 301.8198 | 359.0977 | 415.388 | 470.7078 | 525.0738 | 578.5025 | 631.01 | 682.6121 | 733.3246 | 783.1628 | 832.1416 | 880.276 | 927.5805 | 974.0694 | 1019.7568 | 1064.6564 | 1.1894 | 1.1683 | 1.1476 | 1.1272 | 1.1072 | 1.0874 | 1.0679 | 1.0487 | 1.0299 | 1.0115 | 0.99356 | 0.97602 | 0.95886 | 0.94207 | 0.9256 | 0.90943 | 0.89354 | 0.87793 | 0.8626 | 0.84752 | 1.1894 | 2.3572 | 3.5036 | 4.629 | 5.7334 | 6.8171 | 7.8802 | 8.9233 | 9.9471 | 10.9525 | 11.9402 | 12.9111 | 13.8656 | 14.8038 | 15.7257 | 16.6315 | 17.5212 | 18.3951 | 19.2534 | 20.0964 | 62.4817 | 61.4044 | 60.3457 | 59.3053 | 58.2828 | 57.2779 | 56.2903 | 55.3198 | 54.366 | 53.4287 | 52.5075 | 51.6022 | 50.7125 | 49.8381 | 48.9789 | 48.1344 | 47.3045 | 46.4889 | 45.6874 | 44.8997 | 62.4817 | 123.8861 | 184.2318 | 243.537 | 301.8198 | 359.0977 | 415.388 | 470.7078 | 525.0738 | 578.5025 | 631.01 | 682.6121 | 733.3246 | 783.1628 | 832.1416 | 880.276 | 927.5805 | 974.0694 | 1019.7568 | 1064.6564 | 1.1894 | 1.1683 | 1.1476 | 1.1272 | 1.1072 | 1.0874 | 1.0679 | 1.0487 | 1.0299 | 1.0115 | 0.99356 | 0.97602 | 0.95886 | 0.94207 | 0.9256 | 0.90943 | 0.89354 | 0.87793 | 0.8626 | 0.84752 | 1.1894 | 2.3572 | 3.5036 | 4.629 | 5.7334 | 6.8171 | 7.8802 | 8.9233 | 9.9471 | 10.9525 | 11.9402 | 12.9111 | 13.8656 | 14.8038 | 15.7257 | 16.6315 | 17.5212 | 18.3951 | 19.2534 | 20.0964 | 62.4817 | 61.4044 | 60.3457 | 59.3053 | 58.2828 | 57.2779 | 56.2903 | 55.3198 | 54.366 | 53.4287 | 52.5075 | 51.6022 | 50.7125 | 49.8381 | 48.9789 | 48.1344 | 47.3045 | 46.4889 | 45.6874 | 44.8997 | 62.4817 | 123.8861 | 184.2318 | 243.537 | 301.8198 | 359.0977 | 415.388 | 470.7078 | 525.0738 | 578.5025 | 631.01 | 682.6121 | 733.3246 | 783.1628 | 832.1416 | 880.276 | 927.5805 | 974.0694 | 1019.7568 | 1064.6564 | 215.3803 | 215.6876 | 215.9895 | 216.2852 | 216.5739 | 216.8551 | 217.1281 | 217.3924 | 217.6475 | 217.8929 | 218.1282 | 218.3529 | 218.5668 | 218.7695 | 218.9606 | 219.1399 | 219.3071 | 219.4619 | 219.6042 | 219.7337 | 136.3068 | 136.5013 | 136.6924 | 136.8795 | 137.0623 | 137.2402 | 137.413 | 137.5802 | 137.7417 | 137.897 | 138.0459 | 138.1881 | 138.3235 | 138.4517 | 138.5727 | 138.6862 | 138.792 | 138.89 | 138.98 | 139.062
WA_Industrial_Other Industrial_Existing_Process_Natural Gas_Process - Insulate Heated Process Fluids_A | WA | Industrial | Other Industrial | Existing | Process | Natural Gas | Process - Insulate Heated Process Fluids | A | IM669 | No insulation | Insulated process fluid lines | 20 | 13.6092 | 0 | 0 | 145.83 | 0 | 0 | 0 | 72.9162 |  | employee | 5% | 10% | Retrofit | Retro12Med | 75.44% | TBD | 0.2% | 870.8207 |  | 551.1127 |  | 0.92798 | PGE Workpaper - SWWH017-01 | PGE Workpaper - SWWH017-01 | PGE Workpaper - SWWH017-01 | No insulation | No insulation | No insulation | No insulation | No insulation | No insulation | No insulation | No insulation | No insulation | No insulation | No insulation | No insulation | No insulation | No insulation | No insulation | No insulation | No insulation | No insulation | No insulation | No insulation | No insulation | No insulation | Insulated process fluid lines | Insulated process fluid lines | Insulated process fluid lines | Insulated process fluid lines | Insulated process fluid lines | Insulated process fluid lines | Insulated process fluid lines | Insulated process fluid lines | Insulated process fluid lines | Insulated process fluid lines | Insulated process fluid lines | Insulated process fluid lines | Insulated process fluid lines | Insulated process fluid lines | Insulated process fluid lines | Insulated process fluid lines | Insulated process fluid lines | Insulated process fluid lines | Insulated process fluid lines | Insulated process fluid lines | Insulated process fluid lines | Insulated process fluid lines | 145.83 | 145.83 | 145.83 | 145.83 | 145.83 | 145.83 | 145.83 | 145.83 | 145.83 | 145.83 | 145.83 | 145.83 | 145.83 | 145.83 | 145.83 | 145.83 | 145.83 | 145.83 | 145.83 | 145.83 | 145.83 | 145.83 | 0 | 0 | 13.5738 | 13.5382 | 13.5019 | 13.4647 | 13.4264 | 13.3865 | 13.3455 | 13.3038 | 13.262 | 13.2208 | 13.1806 | 13.1415 | 13.1032 | 13.0654 | 13.0277 | 12.9895 | 12.951 | 12.9118 | 12.8721 | 12.8318 | 1.0913 | 1.0697 | 1.0484 | 1.0275 | 1.0069 | 0.88796 | 0.69598 | 0.54548 | 0.42751 | 0.33507 | 0.26263 | 0.20587 | 0.16138 | 0.12652 | 0.09918 | 0.077748 | 0.00051961 | 0.00018182 | 6.073e-05 | 1.9401e-05 | 1.0913 | 2.1581 | 3.2008 | 4.2195 | 5.2144 | 6.0869 | 6.7642 | 7.2885 | 7.6932 | 8.0044 | 8.2426 | 8.424 | 8.5609 | 8.6627 | 8.7368 | 8.789 | 8.7635 | 8.7372 | 8.7104 | 8.6831 | 80.3989 | 79.0127 | 77.6504 | 76.3116 | 74.9959 | 66.3326 | 52.1511 | 41.0016 | 32.2357 | 25.344 | 19.9256 | 15.6656 | 12.3164 | 9.6833 | 7.613 | 5.9854 | 0.040121 | 0.014082 | 0.0047179 | 0.0015119 | 80.3989 | 159.4116 | 237.0621 | 313.3737 | 388.3696 | 454.7022 | 506.8533 | 547.8549 | 580.0906 | 605.4346 | 625.3602 | 641.0258 | 653.3423 | 663.0255 | 670.6386 | 676.624 | 676.6641 | 676.6782 | 676.6829 | 676.6844 | 0.92798 | 0.90995 | 0.89223 | 0.87479 | 0.85762 | 0.75664 | 0.59333 | 0.46524 | 0.3648 | 0.28605 | 0.22431 | 0.17591 | 0.13796 | 0.1082 | 0.08486 | 0.066552 | 0.00044498 | 0.00015578 | 5.2056e-05 | 1.6638e-05 | 0.92798 | 1.8359 | 2.7239 | 3.5923 | 4.4412 | 5.1867 | 5.7665 | 6.2164 | 6.5647 | 6.8334 | 7.04 | 7.1982 | 7.3184 | 7.4087 | 7.4754 | 7.5234 | 7.5049 | 7.4858 | 7.4663 | 7.4465 | 68.3391 | 67.1608 | 66.0029 | 64.8649 | 63.7465 | 56.3827 | 44.3285 | 34.8513 | 27.4004 | 21.5424 | 16.9368 | 13.3158 | 10.469 | 8.2308 | 6.4711 | 5.0876 | 0.034103 | 0.01197 | 0.0040102 | 0.0012851 | 68.3391 | 135.4999 | 201.5027 | 266.3676 | 330.1142 | 386.4969 | 430.8253 | 465.6767 | 493.077 | 514.6194 | 531.5562 | 544.872 | 555.3409 | 563.5717 | 570.0428 | 575.1304 | 575.1645 | 575.1765 | 575.1805 | 575.1818 | 0 | 0 | 0 | 0 | 0 | 0 | 0 | 0 | 0 | 0 | 0 | 0 | 0 | 0 | 0 | 0 | 0 | 0 | 0 | 0 | 0 | 0 | 0 | 0 | 0 | 0 | 0 | 0 | 0 | 0 | 0 | 0 | 0 | 0 | 0 | 0 | 0 | 0 | 0 | 0 | 0 | 0 | 0 | 0 | 0 | 0 | 0 | 0 | 0 | 0 | 0 | 0 | 0 | 0 | 0 | 0 | 0 | 0 | 0 | 0 | 0 | 0 | 0 | 0 | 0 | 0 | 0 | 0 | 0 | 0 | 0 | 0 | 0 | 0 | 0 | 0 | 0 | 0 | 0 | 0 | 0 | 0 | 0 | 0 | 0 | 0 | 0 | 0 | 0 | 0 | 0 | 0 | 0 | 0 | 0 | 0 | 0 | 0 | 0 | 0 | 0 | 0 | 0 | 0 | 0 | 0 | 0 | 0 | 0 | 0 | 0 | 0 | 0 | 0 | 0 | 0 | 0 | 0 | 0 | 0 | 0 | 0 | 0 | 0 | 0 | 0 | 0 | 0 | 0 | 0 | 0 | 0 | 0 | 0 | 0 | 0 | 0 | 0 | 0 | 0 | 0 | 0 | 0 | 0 | 0 | 0 | 0 | 0 | 0 | 0 | 0 | 0 | 0 | 0 | 0 | 0 | 0 | 0 | 0 | 0 | 0 | 0 | 0 | 0 | 0 | 0 | 0 | 0 | 0 | 0 | 0 | 0 | 0 | 0 | 0 | 0 | 0 | 0 | 0 | 0 | 0 | 0 | 0 | 0 | 0 | 0 | 0 | 0 | 0 | 0 | 0 | 0 | 0 | 0 | 0 | 0 | 0 | 0 | 0 | 0 | 0 | 0 | 0 | 0 | 0 | 0 | 0 | 0 | 0 | 0 | 0 | 0 | 0 | 0 | 0 | 0 | 0 | 0 | 0 | 0 | 0 | 0 | 0 | 0 | 0 | 0 | 0 | 0 | 0 | 0 | 0 | 0 | 0 | 0 | 0 | 0 | 0 | 0 | 0 | 0 | 982.1216 | 982.1216 | 982.1216 | 982.1216 | 982.1216 | 982.1216 | 982.1216 | 982.1216 | 982.1216 | 982.1216 | 982.1216 | 982.1216 | 982.1216 | 982.1216 | 982.1216 | 982.1216 | 982.1216 | 982.1216 | 982.1216 | 982.1216 | 621.5512 | 621.5512 | 621.5512 | 621.5512 | 621.5512 | 621.5512 | 621.5512 | 621.5512 | 621.5512 | 621.5512 | 621.5512 | 621.5512 | 621.5512 | 621.5512 | 621.5512 | 621.5512 | 621.5512 | 621.5512 | 621.5512 | 621.5512
WA_Industrial_Other Industrial_Existing_Process_Natural Gas_Process Heat Recovery_A | WA | Industrial | Other Industrial | Existing | Process | Natural Gas | Process Heat Recovery | A | IM670 | No HR system | HR system installed | 15 | 0.033147 | 0 | 0 | 1093.34 | 0 | 0 | 0 | 546.6706 |  | cfm | 5% | 50% | Retrofit | Retro12Med | 75.44% | TBD | 0.2% | 58357.7477 |  | 38714.8129 |  | 0.081261 | MN TRM v3.1 - Exhaust Energy Recovery | WI TRM - Process Exhaust Filtration, 3244 | MN TRM v3.1 - Exhaust Energy Recovery | No HR system | No HR system | No HR system | No HR system | No HR system | No HR system | No HR system | No HR system | No HR system | No HR system | No HR system | No HR system | No HR system | No HR system | No HR system | No HR system | No HR system | No HR system | No HR system | No HR system | No HR system | No HR system | HR system installed | HR system installed | HR system installed | HR system installed | HR system installed | HR system installed | HR system installed | HR system installed | HR system installed | HR system installed | HR system installed | HR system installed | HR system installed | HR system installed | HR system installed | HR system installed | HR system installed | HR system installed | HR system installed | HR system installed | HR system installed | HR system installed | 1093.34 | 1093.34 | 1093.34 | 1093.34 | 1093.34 | 1093.34 | 1093.34 | 1093.34 | 1093.34 | 1093.34 | 1093.34 | 1093.34 | 1093.34 | 1093.34 | 1093.34 | 1093.34 | 1093.34 | 1093.34 | 1093.34 | 1093.34 | 1093.34 | 1093.34 | 0 | 0 | 0.03301 | 0.032871 | 0.032729 | 0.032583 | 0.032431 | 0.032278 | 0.032127 | 0.03198 | 0.031837 | 0.031699 | 0.031567 | 0.031441 | 0.031322 | 0.031207 | 0.031095 | 0.030984 | 0.030878 | 0.030772 | 0.030664 | 0.030556 | 0.095542 | 0.093501 | 0.091493 | 0.089513 | 0.08756 | 0.077079 | 0.060317 | 0.047205 | 0.036946 | 0.028921 | 0.022643 | 0.017732 | 0.013888 | 0.010879 | 0.0085221 | 0.0066764 | 4.46e-05 | 1.56e-05 | 5.2082e-06 | 1.6631e-06 | 0.095542 | 0.18864 | 0.27932 | 0.36759 | 0.45343 | 0.52836 | 0.58622 | 0.63074 | 0.66486 | 0.69089 | 0.71066 | 0.72557 | 0.7367 | 0.74487 | 0.75072 | 0.75473 | 0.75219 | 0.74961 | 0.747 | 0.74436 | 2894.3606 | 2844.4579 | 2795.4155 | 2747.2187 | 2699.8528 | 2387.9733 | 1877.4411 | 1476.0571 | 1160.4863 | 912.3823 | 717.3213 | 563.9629 | 443.3915 | 348.5975 | 274.0697 | 215.4755 | 1.4444 | 0.50695 | 0.16984 | 0.054429 | 2894.3606 | 5738.8185 | 8534.234 | 11281.4526 | 13981.3054 | 16369.2787 | 18246.7198 | 19722.7769 | 20883.2631 | 21795.6455 | 22512.9667 | 23076.9296 | 23520.3212 | 23868.9187 | 24142.9884 | 24358.464 | 24359.9083 | 24360.4153 | 24360.5851 | 24360.6396 | 0.081261 | 0.079575 | 0.077917 | 0.076282 | 0.07467 | 0.065779 | 0.051511 | 0.040341 | 0.031595 | 0.024749 | 0.019389 | 0.015192 | 0.011906 | 0.0093312 | 0.0073139 | 0.0057329 | 3.8317e-05 | 1.3409e-05 | 4.4792e-06 | 1.4311e-06 | 0.081261 | 0.16055 | 0.23787 | 0.31325 | 0.38668 | 0.45091 | 0.50063 | 0.53902 | 0.56857 | 0.59122 | 0.60852 | 0.62166 | 0.63156 | 0.63892 | 0.64428 | 0.64808 | 0.64623 | 0.64435 | 0.64245 | 0.64052 | 2460.2065 | 2417.7892 | 2376.1032 | 2335.1359 | 2294.8749 | 2029.7773 | 1595.8249 | 1254.6485 | 986.4133 | 775.525 | 609.7231 | 479.3685 | 376.8828 | 296.3079 | 232.9593 | 183.1542 | 1.2277 | 0.43091 | 0.14437 | 0.046265 | 2460.2065 | 4877.9957 | 7254.0989 | 9589.2347 | 11884.1096 | 13913.8869 | 15509.7118 | 16764.3603 | 17750.7737 | 18526.2986 | 19136.0217 | 19615.3902 | 19992.273 | 20288.5809 | 20521.5402 | 20704.6944 | 20705.9221 | 20706.353 | 20706.4974 | 20706.5436 | 0 | 0 | 0 | 0 | 0 | 0 | 0 | 0 | 0 | 0 | 0 | 0 | 0 | 0 | 0 | 0 | 0 | 0 | 0 | 0 | 0 | 0 | 0 | 0 | 0 | 0 | 0 | 0 | 0 | 0 | 0 | 0 | 0 | 0 | 0 | 0 | 0 | 0 | 0 | 0 | 0 | 0 | 0 | 0 | 0 | 0 | 0 | 0 | 0 | 0 | 0 | 0 | 0 | 0 | 0 | 0 | 0 | 0 | 0 | 0 | 0 | 0 | 0 | 0 | 0 | 0 | 0 | 0 | 0 | 0 | 0 | 0 | 0 | 0 | 0 | 0 | 0 | 0 | 0 | 0 | 0 | 0 | 0 | 0 | 0 | 0 | 0 | 0 | 0 | 0 | 0 | 0 | 0 | 0 | 0 | 0 | 0 | 0 | 0 | 0 | 0 | 0 | 0 | 0 | 0 | 0 | 0 | 0 | 0 | 0 | 0 | 0 | 0 | 0 | 0 | 0 | 0 | 0 | 0 | 0 | 0 | 0 | 0 | 0 | 0 | 0 | 0 | 0 | 0 | 0 | 0 | 0 | 0 | 0 | 0 | 0 | 0 | 0 | 0 | 0 | 0 | 0 | 0 | 0 | 0 | 0 | 0 | 0 | 0 | 0 | 0 | 0 | 0 | 0 | 0 | 0 | 0 | 0 | 0 | 0 | 0 | 0 | 0 | 0 | 0 | 0 | 0 | 0 | 0 | 0 | 0 | 0 | 0 | 0 | 0 | 0 | 0 | 0 | 0 | 0 | 0 | 0 | 0 | 0 | 0 | 0 | 0 | 0 | 0 | 0 | 0 | 0 | 0 | 0 | 0 | 0 | 0 | 0 | 0 | 0 | 0 | 0 | 0 | 0 | 0 | 0 | 0 | 0 | 0 | 0 | 0 | 0 | 0 | 0 | 0 | 0 | 0 | 0 | 0 | 0 | 0 | 0 | 0 | 0 | 0 | 0 | 0 | 0 | 0 | 0 | 0 | 0 | 0 | 0 | 0 | 0 | 0 | 0 | 0 | 0 | 3565780.3934 | 3565780.3934 | 3565780.3934 | 3565780.3934 | 3565780.3934 | 3565780.3934 | 3565780.3934 | 3565780.3934 | 3565780.3934 | 3565780.3934 | 3565780.3934 | 3565780.3934 | 3565780.3934 | 3565780.3934 | 3565780.3934 | 3565780.3934 | 3565780.3934 | 3565780.3934 | 3565780.3934 | 3565780.3934 | 2365556.0092 | 2365556.0092 | 2365556.0092 | 2365556.0092 | 2365556.0092 | 2365556.0092 | 2365556.0092 | 2365556.0092 | 2365556.0092 | 2365556.0092 | 2365556.0092 | 2365556.0092 | 2365556.0092 | 2365556.0092 | 2365556.0092 | 2365556.0092 | 2365556.0092 | 2365556.0092 | 2365556.0092 | 2365556.0092
WA_Industrial_Other Industrial_Existing_Space Heating_Natural Gas_Building Automation System_A | WA | Industrial | Other Industrial | Existing | Space Heating | Natural Gas | Building Automation System | A | IM671 | No control system | Automation system installed and programmed | 15 | 0.015698 | 0 | 0 | 0.1 | 0.03 | 0 | 0 | 0.05225 |  | sqft | 5% | 65% | Retrofit | Retro1Slow | 84.81% | TBD | 0.2% | 154.5381 |  | 90.7043 |  | 0.12169 | COM_EMS-All-XCELCO-2017-18-3 | BEHAV_EIS-All-CPUC-2018_PG-10 | COM_EMS-All-XCELCO-2017-18-3 | No control system | No control system | No control system | No control system | No control system | No control system | No control system | No control system | No control system | No control system | No control system | No control system | No control system | No control system | No control system | No control system | No control system | No control system | No control system | No control system | No control system | No control system | Automation system installed and programmed | Automation system installed and programmed | Automation system installed and programmed | Automation system installed and programmed | Automation system installed and programmed | Automation system installed and programmed | Automation system installed and programmed | Automation system installed and programmed | Automation system installed and programmed | Automation system installed and programmed | Automation system installed and programmed | Automation system installed and programmed | Automation system installed and programmed | Automation system installed and programmed | Automation system installed and programmed | Automation system installed and programmed | Automation system installed and programmed | Automation system installed and programmed | Automation system installed and programmed | Automation system installed and programmed | Automation system installed and programmed | Automation system installed and programmed | 0.1 | 0.1 | 0.1 | 0.1 | 0.1 | 0.1 | 0.1 | 0.1 | 0.1 | 0.1 | 0.1 | 0.1 | 0.1 | 0.1 | 0.1 | 0.1 | 0.1 | 0.1 | 0.1 | 0.1 | 0.1 | 0.1 | 0 | 0 | 0.01558 | 0.015494 | 0.015403 | 0.015307 | 0.015206 | 0.015098 | 0.014984 | 0.014864 | 0.014739 | 0.014609 | 0.014476 | 0.01434 | 0.014203 | 0.014066 | 0.013929 | 0.0138 | 0.013679 | 0.013564 | 0.013456 | 0.013354 | 0.1429 | 0.27917 | 0.48429 | 0.76936 | 1.14 | 1.5933 | 2.1139 | 2.6715 | 3.2198 | 3.6986 | 4.0409 | 4.1849 | 4.0907 | 3.7531 | 3.2112 | 2.5857 | 1.9261 | 1.2995 | 0.80944 | 0.51487 | 0.1429 | 0.42128 | 0.9031 | 1.6668 | 2.7958 | 4.3693 | 6.4503 | 9.0701 | 12.2134 | 15.8045 | 19.7015 | 23.7009 | 27.5662 | 31.0532 | 33.9611 | 36.2323 | 37.8403 | 38.8234 | 39.3237 | 39.5407 | 9172.1884 | 18018.4891 | 31441.0461 | 50261.392 | 74974.432 | 105528.0379 | 141072.1616 | 179727.3615 | 218459.1538 | 253173.5956 | 279147.0052 | 291839.8587 | 288005.5231 | 266812.8495 | 230543.5455 | 187369.7758 | 140812.3771 | 95804.7075 | 60153.2431 | 38553.9901 | 9172.1884 | 27190.6775 | 58631.7236 | 108893.1155 | 183867.5475 | 289395.5854 | 430467.747 | 610195.1085 | 828654.2623 | 1081827.8578 | 1360974.863 | 1652814.7217 | 1940820.2448 | 2207633.0943 | 2438176.6397 | 2625546.4155 | 2766358.7926 | 2862163.5001 | 2922316.7432 | 2960870.7333 | 0.12169 | 0.2382 | 0.41406 | 0.65925 | 0.97916 | 1.3718 | 1.8247 | 2.3122 | 2.7944 | 3.2189 | 3.5267 | 3.6628 | 3.5897 | 3.3018 | 2.8318 | 2.2852 | 1.7058 | 1.1532 | 0.71972 | 0.45872 | 0.12169 | 0.35945 | 0.77215 | 1.4283 | 2.4013 | 3.762 | 5.5678 | 7.8501 | 10.5996 | 13.7546 | 17.1945 | 20.7438 | 24.1907 | 27.3192 | 29.9486 | 32.021 | 33.511 | 34.4511 | 34.9651 | 35.229 | 7796.3601 | 15315.7157 | 26724.8892 | 42722.1832 | 63728.2672 | 89698.8322 | 119911.3374 | 152768.2573 | 185690.2807 | 215197.5562 | 237274.9544 | 248063.8799 | 244804.6946 | 226790.922 | 195962.0137 | 159264.3094 | 119690.5205 | 81434.0014 | 51130.2566 | 32770.8916 | 7796.3601 | 23112.0759 | 49836.965 | 92559.1482 | 156287.4154 | 245986.2476 | 365897.5849 | 518665.8422 | 704356.1229 | 919553.6792 | 1156828.6335 | 1404892.5134 | 1649697.2081 | 1876488.1301 | 2072450.1438 | 2231714.4532 | 2351404.9737 | 2432838.9751 | 2483969.2317 | 2516740.1233 | 0.12169 | 0.2382 | 0.41406 | 0.65925 | 0.97916 | 1.3718 | 1.8247 | 2.3122 | 2.7944 | 3.2189 | 3.5267 | 3.6628 | 3.5897 | 3.3018 | 2.8318 | 2.2852 | 1.7058 | 1.1532 | 0.71972 | 0.45872 | 0.12169 | 0.35945 | 0.77215 | 1.4283 | 2.4013 | 3.762 | 5.5678 | 7.8501 | 10.5996 | 13.7546 | 17.1945 | 20.7438 | 24.1907 | 27.3192 | 29.9486 | 32.021 | 33.511 | 34.4511 | 34.9651 | 35.229 | 7796.3601 | 15315.7157 | 26724.8892 | 42722.1832 | 63728.2672 | 89698.8322 | 119911.3374 | 152768.2573 | 185690.2807 | 215197.5562 | 237274.9544 | 248063.8799 | 244804.6946 | 226790.922 | 195962.0137 | 159264.3094 | 119690.5205 | 81434.0014 | 51130.2566 | 32770.8916 | 7796.3601 | 23112.0759 | 49836.965 | 92559.1482 | 156287.4154 | 245986.2476 | 365897.5849 | 518665.8422 | 704356.1229 | 919553.6792 | 1156828.6335 | 1404892.5134 | 1649697.2081 | 1876488.1301 | 2072450.1438 | 2231714.4532 | 2351404.9737 | 2432838.9751 | 2483969.2317 | 2516740.1233 | 0.12169 | 0.2382 | 0.41406 | 0.65925 | 0.97916 | 1.3718 | 1.8247 | 2.3122 | 2.7944 | 3.2189 | 3.5267 | 3.6628 | 3.5897 | 3.3018 | 2.8318 | 2.2852 | 1.7058 | 1.1532 | 0.71972 | 0.45872 | 0.12169 | 0.35945 | 0.77215 | 1.4283 | 2.4013 | 3.762 | 5.5678 | 7.8501 | 10.5996 | 13.7546 | 17.1945 | 20.7438 | 24.1907 | 27.3192 | 29.9486 | 32.021 | 33.511 | 34.4511 | 34.9651 | 35.229 | 7796.3601 | 15315.7157 | 26724.8892 | 42722.1832 | 63728.2672 | 89698.8322 | 119911.3374 | 152768.2573 | 185690.2807 | 215197.5562 | 237274.9544 | 248063.8799 | 244804.6946 | 226790.922 | 195962.0137 | 159264.3094 | 119690.5205 | 81434.0014 | 51130.2566 | 32770.8916 | 7796.3601 | 23112.0759 | 49836.965 | 92559.1482 | 156287.4154 | 245986.2476 | 365897.5849 | 518665.8422 | 704356.1229 | 919553.6792 | 1156828.6335 | 1404892.5134 | 1649697.2081 | 1876488.1301 | 2072450.1438 | 2231714.4532 | 2351404.9737 | 2432838.9751 | 2483969.2317 | 2516740.1233 | 0.12169 | 0.2382 | 0.41406 | 0.65925 | 0.97916 | 1.3718 | 1.8247 | 2.3122 | 2.7944 | 3.2189 | 3.5267 | 3.6628 | 3.5897 | 3.3018 | 2.8318 | 2.2852 | 1.7058 | 1.1532 | 0.71972 | 0.45872 | 0.12169 | 0.35945 | 0.77215 | 1.4283 | 2.4013 | 3.762 | 5.5678 | 7.8501 | 10.5996 | 13.7546 | 17.1945 | 20.7438 | 24.1907 | 27.3192 | 29.9486 | 32.021 | 33.511 | 34.4511 | 34.9651 | 35.229 | 7796.3601 | 15315.7157 | 26724.8892 | 42722.1832 | 63728.2672 | 89698.8322 | 119911.3374 | 152768.2573 | 185690.2807 | 215197.5562 | 237274.9544 | 248063.8799 | 244804.6946 | 226790.922 | 195962.0137 | 159264.3094 | 119690.5205 | 81434.0014 | 51130.2566 | 32770.8916 | 7796.3601 | 23112.0759 | 49836.965 | 92559.1482 | 156287.4154 | 245986.2476 | 365897.5849 | 518665.8422 | 704356.1229 | 919553.6792 | 1156828.6335 | 1404892.5134 | 1649697.2081 | 1876488.1301 | 2072450.1438 | 2231714.4532 | 2351404.9737 | 2432838.9751 | 2483969.2317 | 2516740.1233 | 2871.0518 | 2877.8949 | 2884.7444 | 2891.5488 | 2898.2586 | 2904.8265 | 2911.207 | 2917.3565 | 2923.2335 | 2928.798 | 2934.0638 | 2939.044 | 2943.7515 | 2948.1982 | 2952.3957 | 2956.355 | 2960.0868 | 2963.6009 | 2966.907 | 2970.0142 | 459.0069 | 460.1009 | 461.196 | 462.2838 | 463.3566 | 464.4066 | 465.4267 | 466.4098 | 467.3494 | 468.239 | 469.0809 | 469.8771 | 470.6297 | 471.3406 | 472.0117 | 472.6447 | 473.2413 | 473.8031 | 474.3317 | 474.8284
WA_Industrial_Other Industrial_Existing_Space Heating_Natural Gas_Steam System Efficiency Improvements_A | WA | Industrial | Other Industrial | Existing | Space Heating | Natural Gas | Steam System Efficiency Improvements | A | IM672 | Average system efficiency | Optimized system | 5 | 0.14024 | 0 | 0 | 0.12 | 0 | 0 | 0 | 0.0594 |  | sqft | 30% | 60% | Retrofit | Retro1Slow | 84.81% | TBD | 0.2% | 1308.186 |  | 1011.9094 |  | 0.0076594 | AEG Research | DOE - Improving Steam System Performance: A Sourcebook for Industry, Second Edition. October 2012. | DOE - Improving Steam System Performance: A Sourcebook for Industry, Second Edition. October 2012. | Average system efficiency | Average system efficiency | Average system efficiency | Average system efficiency | Average system efficiency | Average system efficiency | Average system efficiency | Average system efficiency | Average system efficiency | Average system efficiency | Average system efficiency | Average system efficiency | Average system efficiency | Average system efficiency | Average system efficiency | Average system efficiency | Average system efficiency | Average system efficiency | Average system efficiency | Average system efficiency | Average system efficiency | Average system efficiency | Optimized system | Optimized system | Optimized system | Optimized system | Optimized system | Optimized system | Optimized system | Optimized system | Optimized system | Optimized system | Optimized system | Optimized system | Optimized system | Optimized system | Optimized system | Optimized system | Optimized system | Optimized system | Optimized system | Optimized system | Optimized system | Optimized system | 0.12 | 0.12 | 0.12 | 0.12 | 0.12 | 0.12 | 0.12 | 0.12 | 0.12 | 0.12 | 0.12 | 0.12 | 0.12 | 0.12 | 0.12 | 0.12 | 0.12 | 0.12 | 0.12 | 0.12 | 0.12 | 0.12 | 0 | 0 | 0.13823 | 0.13607 | 0.13324 | 0.12968 | 0.1254 | 0.12057 | 0.11541 | 0.11017 | 0.1051 | 0.10038 | 0.096102 | 0.092299 | 0.088966 | 0.086046 | 0.08348 | 0.081251 | 0.079295 | 0.077535 | 0.076014 | 0.074574 | 0.0089858 | 0.017376 | 0.02969 | 0.046192 | 0.066634 | 0.090174 | 0.11538 | 0.14033 | 0.16272 | 0.1801 | 0.19012 | 0.1909 | 0.18159 | 0.16271 | 0.1364 | 0.10789 | 0.079133 | 0.052645 | 0.032406 | 0.020376 | 0.0089858 | 0.026221 | 0.055366 | 0.10008 | 0.16341 | 0.24729 | 0.35208 | 0.47643 | 0.61723 | 0.7696 | 0.92694 | 1.0812 | 1.2237 | 1.3463 | 1.4425 | 1.5119 | 1.5546 | 1.5728 | 1.5743 | 1.5649 | 65.0044 | 127.6992 | 222.8265 | 356.2086 | 531.353 | 747.8901 | 999.7957 | 1273.7498 | 1548.2467 | 1794.2722 | 1978.349 | 2068.3048 | 2041.1304 | 1890.9353 | 1633.8903 | 1327.9125 | 997.9545 | 678.9797 | 426.3134 | 273.2368 | 65.0044 | 192.7037 | 415.5302 | 771.7388 | 1303.0918 | 2050.9819 | 3050.7776 | 4324.5274 | 5872.7741 | 7667.0464 | 9645.3953 | 11713.7001 | 13754.8305 | 15645.7658 | 17279.6561 | 18607.5686 | 19605.5231 | 20284.5028 | 20710.8162 | 20984.0531 | 0.0076594 | 0.014863 | 0.025506 | 0.039897 | 0.057927 | 0.07898 | 0.1019 | 0.12504 | 0.14631 | 0.1634 | 0.17398 | 0.1761 | 0.16873 | 0.15217 | 0.12832 | 0.10203 | 0.075186 | 0.050242 | 0.031052 | 0.019604 | 0.0076594 | 0.022428 | 0.047564 | 0.086438 | 0.14206 | 0.21659 | 0.31095 | 0.42452 | 0.55499 | 0.69822 | 0.84822 | 0.99734 | 1.1371 | 1.2591 | 1.3571 | 1.4297 | 1.4771 | 1.501 | 1.5085 | 1.5055 | 55.2538 | 108.5444 | 189.4026 | 302.7773 | 451.65 | 635.7066 | 849.8263 | 1082.6873 | 1316.0097 | 1525.1314 | 1681.5966 | 1758.0591 | 1734.9608 | 1607.295 | 1388.8068 | 1128.7256 | 848.2614 | 577.1327 | 362.3664 | 232.2513 | 55.2538 | 163.7981 | 353.2007 | 655.978 | 1107.628 | 1743.3346 | 2593.1609 | 3675.8483 | 4991.858 | 6516.9894 | 8198.586 | 9956.6451 | 11691.6059 | 13298.9009 | 14687.7077 | 15816.4333 | 16664.6947 | 17241.8274 | 17604.1938 | 17836.4451 | 0.0076642 | 0.014881 | 0.025555 | 0.04 | 0.058117 | 0.079295 | 0.10238 | 0.12572 | 0.14721 | 0.16452 | 0.1753 | 0.17756 | 0.17025 | 0.15365 | 0.12965 | 0.10316 | 0.076073 | 0.05087 | 0.031462 | 0.019877 | 0.0076642 | 0.022456 | 0.047655 | 0.086661 | 0.14253 | 0.21746 | 0.31241 | 0.42682 | 0.5584 | 0.70302 | 0.85465 | 1.0056 | 1.1473 | 1.2713 | 1.3712 | 1.4456 | 1.4945 | 1.5197 | 1.5285 | 1.5265 | 55.2538 | 108.5444 | 189.4026 | 302.7773 | 451.65 | 635.7066 | 849.8263 | 1082.6873 | 1316.0097 | 1525.1314 | 1681.5966 | 1758.0591 | 1734.9608 | 1607.295 | 1388.8068 | 1128.7256 | 848.2614 | 577.1327 | 362.3664 | 232.2513 | 55.2538 | 163.7981 | 353.2007 | 655.978 | 1107.628 | 1743.3346 | 2593.1609 | 3675.8483 | 4991.858 | 6516.9894 | 8198.586 | 9956.6451 | 11691.6059 | 13298.9009 | 14687.7077 | 15816.4333 | 16664.6947 | 17241.8274 | 17604.1938 | 17836.4451 | 0.0076927 | 0.015037 | 0.026096 | 0.04147 | 0.061452 | 0.085848 | 0.11379 | 0.14359 | 0.17266 | 0.19774 | 0.21526 | 0.22203 | 0.21607 | 0.19737 | 0.16819 | 0.13494 | 0.10022 | 0.06747 | 0.04196 | 0.026659 | 0.0076927 | 0.022691 | 0.048665 | 0.089847 | 0.1507 | 0.23543 | 0.34723 | 0.48749 | 0.65494 | 0.84497 | 1.0495 | 1.2574 | 1.456 | 1.633 | 1.7787 | 1.8908 | 1.9689 | 2.0157 | 2.0385 | 2.0474 | 55.2538 | 108.5444 | 189.4026 | 302.7773 | 451.65 | 635.7066 | 849.8263 | 1082.6873 | 1316.0097 | 1525.1314 | 1681.5966 | 1758.0591 | 1734.9608 | 1607.295 | 1388.8068 | 1128.7256 | 848.2614 | 577.1327 | 362.3664 | 232.2513 | 55.2538 | 163.7981 | 353.2007 | 655.978 | 1107.628 | 1743.3346 | 2593.1609 | 3675.8483 | 4991.858 | 6516.9894 | 8198.586 | 9956.6451 | 11691.6059 | 13298.9009 | 14687.7077 | 15816.4333 | 16664.6947 | 17241.8274 | 17604.1938 | 17836.4451 | 0.0076927 | 0.015037 | 0.026096 | 0.04147 | 0.061452 | 0.085848 | 0.11379 | 0.14359 | 0.17266 | 0.19774 | 0.21526 | 0.22203 | 0.21607 | 0.19737 | 0.16819 | 0.13494 | 0.10022 | 0.06747 | 0.04196 | 0.026659 | 0.0076927 | 0.022691 | 0.048665 | 0.089847 | 0.1507 | 0.23543 | 0.34723 | 0.48749 | 0.65494 | 0.84497 | 1.0495 | 1.2574 | 1.456 | 1.633 | 1.7787 | 1.8908 | 1.9689 | 2.0157 | 2.0385 | 2.0474 | 55.2538 | 108.5444 | 189.4026 | 302.7773 | 451.65 | 635.7066 | 849.8263 | 1082.6873 | 1316.0097 | 1525.1314 | 1681.5966 | 1758.0591 | 1734.9608 | 1607.295 | 1388.8068 | 1128.7256 | 848.2614 | 577.1327 | 362.3664 | 232.2513 | 55.2538 | 163.7981 | 353.2007 | 655.978 | 1107.628 | 1743.3346 | 2593.1609 | 3675.8483 | 4991.858 | 6516.9894 | 8198.586 | 9956.6451 | 11691.6059 | 13298.9009 | 14687.7077 | 15816.4333 | 16664.6947 | 17241.8274 | 17604.1938 | 17836.4451 | 9558.6693 | 9572.3115 | 9585.71 | 9598.8317 | 9611.6458 | 9624.124 | 9636.2399 | 9647.9694 | 9659.2899 | 9670.1808 | 9680.6228 | 9690.5981 | 9700.0904 | 9709.0846 | 9717.5666 | 9725.5236 | 9732.9437 | 9739.816 | 9746.1306 | 9751.8782 | 7393.832 | 7404.3845 | 7414.7485 | 7424.8984 | 7434.8104 | 7444.4625 | 7453.8345 | 7462.9075 | 7471.6642 | 7480.0885 | 7488.1656 | 7495.8817 | 7503.2242 | 7510.1814 | 7516.7424 | 7522.8973 | 7528.6369 | 7533.9528 | 7538.8373 | 7543.2832
WA_Industrial_Other Industrial_Existing_Process_Natural Gas_Steam System Efficiency Improvements_A | WA | Industrial | Other Industrial | Existing | Process | Natural Gas | Steam System Efficiency Improvements | A | IM673 | Average system efficiency | Optimized system | 5 | 0.10623 | 0 | 0 | 9.89 | 0 | 0 | 0 | 4.9451 |  | sqft | 30% | 60% | Retrofit | Retro1Slow | 84.81% | TBD | 0.2% | 1308.186 |  | 1011.9094 |  | 0.0010177 | AEG Research | DOE - Improving Steam System Performance: A Sourcebook for Industry, Second Edition. October 2012. | DOE - Improving Steam System Performance: A Sourcebook for Industry, Second Edition. October 2012. | Average system efficiency | Average system efficiency | Average system efficiency | Average system efficiency | Average system efficiency | Average system efficiency | Average system efficiency | Average system efficiency | Average system efficiency | Average system efficiency | Average system efficiency | Average system efficiency | Average system efficiency | Average system efficiency | Average system efficiency | Average system efficiency | Average system efficiency | Average system efficiency | Average system efficiency | Average system efficiency | Average system efficiency | Average system efficiency | Optimized system | Optimized system | Optimized system | Optimized system | Optimized system | Optimized system | Optimized system | Optimized system | Optimized system | Optimized system | Optimized system | Optimized system | Optimized system | Optimized system | Optimized system | Optimized system | Optimized system | Optimized system | Optimized system | Optimized system | Optimized system | Optimized system | 9.89 | 9.89 | 9.89 | 9.89 | 9.89 | 9.89 | 9.89 | 9.89 | 9.89 | 9.89 | 9.89 | 9.89 | 9.89 | 9.89 | 9.89 | 9.89 | 9.89 | 9.89 | 9.89 | 9.89 | 9.89 | 9.89 | 0 | 0 | 0.10579 | 0.10535 | 0.10489 | 0.10442 | 0.10394 | 0.10345 | 0.10297 | 0.1025 | 0.10204 | 0.1016 | 0.10118 | 0.10078 | 0.1004 | 0.10003 | 0.099674 | 0.099322 | 0.098984 | 0.098644 | 0.098301 | 0.097953 | 0.0011965 | 0.0023406 | 0.0040667 | 0.0064719 | 0.0096091 | 0.013461 | 0.017912 | 0.022715 | 0.027487 | 0.031717 | 0.034827 | 0.036267 | 0.035655 | 0.032911 | 0.028336 | 0.022948 | 0.017187 | 0.011653 | 0.0072914 | 0.0046568 | 0.0011965 | 0.0035321 | 0.0075836 | 0.014022 | 0.023565 | 0.036915 | 0.054655 | 0.077121 | 0.10426 | 0.13553 | 0.1698 | 0.20539 | 0.24027 | 0.27231 | 0.29967 | 0.32156 | 0.33765 | 0.34815 | 0.35423 | 0.35763 | 11.3102 | 22.2185 | 38.7699 | 61.9772 | 92.4507 | 130.1263 | 173.9557 | 221.6213 | 269.3813 | 312.1876 | 344.2153 | 359.8669 | 355.1387 | 329.0061 | 284.2826 | 231.0451 | 173.6353 | 118.1365 | 74.1748 | 47.5408 | 11.3102 | 33.5287 | 72.2986 | 134.2758 | 226.7265 | 356.8528 | 530.8085 | 752.4298 | 1021.8111 | 1333.9987 | 1678.214 | 2038.0809 | 2393.2196 | 2722.2257 | 3006.5083 | 3237.5534 | 3411.1887 | 3529.3252 | 3603.5 | 3651.0408 | 0.0010177 | 0.001992 | 0.0034632 | 0.0055153 | 0.0081946 | 0.011488 | 0.015296 | 0.019412 | 0.023506 | 0.027141 | 0.02982 | 0.031072 | 0.030565 | 0.028229 | 0.024317 | 0.019704 | 0.014765 | 0.010017 | 0.0062706 | 0.004007 | 0.0010177 | 0.0030061 | 0.0064583 | 0.011949 | 0.020096 | 0.031503 | 0.046675 | 0.065906 | 0.089162 | 0.11598 | 0.14539 | 0.17597 | 0.20598 | 0.23357 | 0.25718 | 0.27611 | 0.29008 | 0.29925 | 0.30464 | 0.30773 | 9.6137 | 18.8858 | 32.9544 | 52.6806 | 78.5831 | 110.6074 | 147.8623 | 188.3781 | 228.9741 | 265.3595 | 292.583 | 305.8868 | 301.8679 | 279.6552 | 241.6402 | 196.3883 | 147.59 | 100.416 | 63.0486 | 40.4097 | 9.6137 | 28.4994 | 61.4538 | 114.1344 | 192.7175 | 303.3249 | 451.1872 | 639.5653 | 868.5394 | 1133.8989 | 1426.4819 | 1732.3687 | 2034.2367 | 2313.8919 | 2555.5321 | 2751.9204 | 2899.5104 | 2999.9264 | 3062.975 | 3103.3847 | 0 | 0 | 0 | 0 | 0 | 0 | 0 | 0 | 0 | 0 | 0 | 0 | 0 | 0 | 0 | 0 | 0 | 0 | 0 | 0 | 0 | 0 | 0 | 0 | 0 | 0 | 0 | 0 | 0 | 0 | 0 | 0 | 0 | 0 | 0 | 0 | 0 | 0 | 0 | 0 | 0 | 0 | 0 | 0 | 0 | 0 | 0 | 0 | 0 | 0 | 0 | 0 | 0 | 0 | 0 | 0 | 0 | 0 | 0 | 0 | 0 | 0 | 0 | 0 | 0 | 0 | 0 | 0 | 0 | 0 | 0 | 0 | 0 | 0 | 0 | 0 | 0 | 0 | 0 | 0 | 0 | 0 | 0 | 0 | 0 | 0 | 0 | 0 | 0 | 0 | 0 | 0 | 0 | 0 | 0 | 0 | 0 | 0 | 0 | 0 | 0 | 0 | 0 | 0 | 0 | 0 | 0 | 0 | 0 | 0 | 0 | 0 | 0 | 0 | 0 | 0 | 0 | 0 | 0 | 0 | 0 | 0 | 0 | 0 | 0 | 0 | 0 | 0 | 0 | 0 | 0 | 0 | 0 | 0 | 0 | 0 | 0 | 0 | 0 | 0 | 0 | 0 | 0 | 0 | 0 | 0 | 0 | 0 | 0 | 0 | 0 | 0 | 0 | 0 | 0 | 0 | 0 | 0 | 0 | 0 | 0 | 0 | 0 | 0 | 0 | 0 | 0 | 0 | 0 | 0 | 0 | 0 | 0 | 0 | 0 | 0 | 0 | 0 | 0 | 0 | 0 | 0 | 0 | 0 | 0 | 0 | 0 | 0 | 0 | 0 | 0 | 0 | 0 | 0 | 0 | 0 | 0 | 0 | 0 | 0 | 0 | 0 | 0 | 0 | 0 | 0 | 0 | 0 | 0 | 0 | 0 | 0 | 0 | 0 | 0 | 0 | 0 | 0 | 0 | 0 | 0 | 0 | 0 | 0 | 0 | 0 | 0 | 0 | 0 | 0 | 0 | 0 | 0 | 0 | 0 | 0 | 0 | 0 | 0 | 0 | 9558.6693 | 9572.3115 | 9585.71 | 9598.8317 | 9611.6458 | 9624.124 | 9636.2399 | 9647.9694 | 9659.2899 | 9670.1808 | 9680.6228 | 9690.5981 | 9700.0904 | 9709.0846 | 9717.5666 | 9725.5236 | 9732.9437 | 9739.816 | 9746.1306 | 9751.8782 | 7393.832 | 7404.3845 | 7414.7485 | 7424.8984 | 7434.8104 | 7444.4625 | 7453.8345 | 7462.9075 | 7471.6642 | 7480.0885 | 7488.1656 | 7495.8817 | 7503.2242 | 7510.1814 | 7516.7424 | 7522.8973 | 7528.6369 | 7533.9528 | 7538.8373 | 7543.2832
WA_Industrial_Other Industrial_Existing_Space Heating_Natural Gas_Strategic Energy Management_A | WA | Industrial | Other Industrial | Existing | Space Heating | Natural Gas | Strategic Energy Management | A | IM674 | No energy management system | Energy management system installed and programmed | 5 | 3.1831 | 0 | 0 | 7.7 | 0 | 0.18 | 0 | 3.8512 |  | employee | 5% | 50% | Retrofit | RetroEven20 | 80.75% | TBD | 0.2% | 299.3504 |  | 251.6795 |  | 0.76508 | BEHAV_SEM-All-CPUC-2018_PG-26 | BEHAV_SEM-All-CPUC-2018_PG-26 | AEG Research | No energy management system | No energy management system | No energy management system | No energy management system | No energy management system | No energy management system | No energy management system | No energy management system | No energy management system | No energy management system | No energy management system | No energy management system | No energy management system | No energy management system | No energy management system | No energy management system | No energy management system | No energy management system | No energy management system | No energy management system | No energy management system | No energy management system | Energy management system installed and programmed | Energy management system installed and programmed | Energy management system installed and programmed | Energy management system installed and programmed | Energy management system installed and programmed | Energy management system installed and programmed | Energy management system installed and programmed | Energy management system installed and programmed | Energy management system installed and programmed | Energy management system installed and programmed | Energy management system installed and programmed | Energy management system installed and programmed | Energy management system installed and programmed | Energy management system installed and programmed | Energy management system installed and programmed | Energy management system installed and programmed | Energy management system installed and programmed | Energy management system installed and programmed | Energy management system installed and programmed | Energy management system installed and programmed | Energy management system installed and programmed | Energy management system installed and programmed | 7.7 | 7.7 | 7.7 | 7.7 | 7.7 | 7.7 | 7.7 | 7.7 | 7.7 | 7.7 | 7.7 | 7.7 | 7.7 | 7.7 | 7.7 | 7.7 | 7.7 | 7.7 | 7.7 | 7.7 | 7.7 | 7.7 | 0 | 0 | 3.1586 | 3.1402 | 3.1201 | 3.0979 | 3.0731 | 3.0453 | 3.014 | 2.9792 | 2.9409 | 2.8994 | 2.8556 | 2.8101 | 2.7645 | 2.7198 | 2.677 | 2.6382 | 2.6036 | 2.573 | 2.5456 | 2.5207 | 0.89841 | 0.87778 | 0.85712 | 0.83635 | 0.81535 | 0.79404 | 0.77235 | 0.75026 | 0.72783 | 0.70521 | 0.68256 | 0.66011 | 0.63821 | 0.61706 | 0.59688 | 0.5781 | 0.56068 | 0.54452 | 0.52944 | 0.51522 | 0.89841 | 1.771 | 2.6167 | 3.4345 | 4.2223 | 4.9781 | 5.6994 | 6.3838 | 7.0295 | 7.6357 | 8.2027 | 8.7321 | 9.2287 | 9.6966 | 10.1409 | 10.5721 | 10.9942 | 11.4092 | 11.8173 | 12.217 | 284.4342 | 279.5302 | 274.7107 | 269.9743 | 265.3196 | 260.7451 | 256.2495 | 251.8314 | 247.4895 | 243.2224 | 239.0289 | 234.9077 | 230.8576 | 226.8773 | 222.9656 | 219.1214 | 215.3434 | 211.6306 | 207.9818 | 204.3959 | 284.4342 | 563.9644 | 838.6751 | 1108.6494 | 1373.969 | 1634.7141 | 1890.9635 | 2142.7949 | 2390.2844 | 2633.5068 | 2872.5358 | 3107.4435 | 3338.3011 | 3565.1784 | 3788.144 | 4007.2654 | 4222.6089 | 4434.2395 | 4642.2213 | 4846.6172 | 0.76508 | 0.74899 | 0.73295 | 0.71686 | 0.70064 | 0.6842 | 0.66749 | 0.65048 | 0.6332 | 0.61573 | 0.5982 | 0.58076 | 0.56357 | 0.54683 | 0.53071 | 0.51555 | 0.50139 | 0.4882 | 0.47583 | 0.46415 | 0.76508 | 1.5111 | 2.2376 | 2.9438 | 3.6283 | 4.2895 | 4.9257 | 5.5348 | 6.1155 | 6.6669 | 7.1889 | 7.6824 | 8.1494 | 8.5929 | 9.0166 | 9.4283 | 9.8317 | 10.229 | 10.6208 | 11.006 | 241.7691 | 237.6007 | 233.5041 | 229.4782 | 225.5216 | 221.6333 | 217.8121 | 214.0567 | 210.3661 | 206.7391 | 203.1746 | 199.6716 | 196.229 | 192.8457 | 189.5208 | 186.2532 | 183.0419 | 179.886 | 176.7845 | 173.7365 | 241.7691 | 479.3697 | 712.8738 | 942.352 | 1167.8736 | 1389.5069 | 1607.319 | 1821.3757 | 2031.7418 | 2238.4808 | 2441.6554 | 2641.327 | 2837.5559 | 3030.4016 | 3219.9224 | 3406.1756 | 3589.2175 | 3769.1035 | 3945.8881 | 4119.6246 | 0.76508 | 0.74899 | 0.73295 | 0.71686 | 0.70064 | 0.6842 | 0.66749 | 0.65048 | 0.6332 | 0.61573 | 0.5982 | 0.58076 | 0.56357 | 0.54683 | 0.53071 | 0.51555 | 0.50139 | 0.4882 | 0.47583 | 0.46415 | 0.76508 | 1.5111 | 2.2376 | 2.9438 | 3.6283 | 4.2895 | 4.9257 | 5.5348 | 6.1155 | 6.6669 | 7.1889 | 7.6824 | 8.1494 | 8.5929 | 9.0166 | 9.4283 | 9.8317 | 10.229 | 10.6208 | 11.006 | 241.7691 | 237.6007 | 233.5041 | 229.4782 | 225.5216 | 221.6333 | 217.8121 | 214.0567 | 210.3661 | 206.7391 | 203.1746 | 199.6716 | 196.229 | 192.8457 | 189.5208 | 186.2532 | 183.0419 | 179.886 | 176.7845 | 173.7365 | 241.7691 | 479.3697 | 712.8738 | 942.352 | 1167.8736 | 1389.5069 | 1607.319 | 1821.3757 | 2031.7418 | 2238.4808 | 2441.6554 | 2641.327 | 2837.5559 | 3030.4016 | 3219.9224 | 3406.1756 | 3589.2175 | 3769.1035 | 3945.8881 | 4119.6246 | 0.76508 | 0.74899 | 0.73295 | 0.71686 | 0.70064 | 0.6842 | 0.66749 | 0.65048 | 0.6332 | 0.61573 | 0.5982 | 0.58076 | 0.56357 | 0.54683 | 0.53071 | 0.51555 | 0.50139 | 0.4882 | 0.47583 | 0.46415 | 0.76508 | 1.5111 | 2.2376 | 2.9438 | 3.6283 | 4.2895 | 4.9257 | 5.5348 | 6.1155 | 6.6669 | 7.1889 | 7.6824 | 8.1494 | 8.5929 | 9.0166 | 9.4283 | 9.8317 | 10.229 | 10.6208 | 11.006 | 241.7691 | 237.6007 | 233.5041 | 229.4782 | 225.5216 | 221.6333 | 217.8121 | 214.0567 | 210.3661 | 206.7391 | 203.1746 | 199.6716 | 196.229 | 192.8457 | 189.5208 | 186.2532 | 183.0419 | 179.886 | 176.7845 | 173.7365 | 241.7691 | 479.3697 | 712.8738 | 942.352 | 1167.8736 | 1389.5069 | 1607.319 | 1821.3757 | 2031.7418 | 2238.4808 | 2441.6554 | 2641.327 | 2837.5559 | 3030.4016 | 3219.9224 | 3406.1756 | 3589.2175 | 3769.1035 | 3945.8881 | 4119.6246 | 0.76508 | 0.74899 | 0.73295 | 0.71686 | 0.70064 | 0.6842 | 0.66749 | 0.65048 | 0.6332 | 0.61573 | 0.5982 | 0.58076 | 0.56357 | 0.54683 | 0.53071 | 0.51555 | 0.50139 | 0.4882 | 0.47583 | 0.46415 | 0.76508 | 1.5111 | 2.2376 | 2.9438 | 3.6283 | 4.2895 | 4.9257 | 5.5348 | 6.1155 | 6.6669 | 7.1889 | 7.6824 | 8.1494 | 8.5929 | 9.0166 | 9.4283 | 9.8317 | 10.229 | 10.6208 | 11.006 | 241.7691 | 237.6007 | 233.5041 | 229.4782 | 225.5216 | 221.6333 | 217.8121 | 214.0567 | 210.3661 | 206.7391 | 203.1746 | 199.6716 | 196.229 | 192.8457 | 189.5208 | 186.2532 | 183.0419 | 179.886 | 176.7845 | 173.7365 | 241.7691 | 479.3697 | 712.8738 | 942.352 | 1167.8736 | 1389.5069 | 1607.319 | 1821.3757 | 2031.7418 | 2238.4808 | 2441.6554 | 2641.327 | 2837.5559 | 3030.4016 | 3219.9224 | 3406.1756 | 3589.2175 | 3769.1035 | 3945.8881 | 4119.6246 | 300.7474 | 301.162 | 301.5761 | 301.9866 | 302.3907 | 302.7855 | 303.1682 | 303.5365 | 303.8878 | 304.2198 | 304.5336 | 304.8299 | 305.1095 | 305.3734 | 305.6221 | 305.8564 | 306.0771 | 306.2846 | 306.4797 | 306.6628 | 258.5075 | 258.8639 | 259.2198 | 259.5727 | 259.9201 | 260.2594 | 260.5884 | 260.9049 | 261.2068 | 261.4923 | 261.762 | 262.0166 | 262.257 | 262.4838 | 262.6976 | 262.899 | 263.0887 | 263.2671 | 263.4347 | 263.5922
WA_Industrial_Other Industrial_Existing_Process_Natural Gas_Strategic Energy Management_A | WA | Industrial | Other Industrial | Existing | Process | Natural Gas | Strategic Energy Management | A | IM675 | No energy management system | Energy management system installed and programmed | 5 | 1.4066 | 0 | 0 | 7.7 | 0 | 0.18 | 0 | 3.8512 |  | employee | 5% | 50% | Retrofit | RetroEven20 | 80.75% | TBD | 0.2% | 299.3504 |  | 251.6795 |  | 1.5801 | BEHAV_SEM-All-CPUC-2018_PG-26 | BEHAV_SEM-All-CPUC-2018_PG-26 | AEG Research | No energy management system | No energy management system | No energy management system | No energy management system | No energy management system | No energy management system | No energy management system | No energy management system | No energy management system | No energy management system | No energy management system | No energy management system | No energy management system | No energy management system | No energy management system | No energy management system | No energy management system | No energy management system | No energy management system | No energy management system | No energy management system | No energy management system | Energy management system installed and programmed | Energy management system installed and programmed | Energy management system installed and programmed | Energy management system installed and programmed | Energy management system installed and programmed | Energy management system installed and programmed | Energy management system installed and programmed | Energy management system installed and programmed | Energy management system installed and programmed | Energy management system installed and programmed | Energy management system installed and programmed | Energy management system installed and programmed | Energy management system installed and programmed | Energy management system installed and programmed | Energy management system installed and programmed | Energy management system installed and programmed | Energy management system installed and programmed | Energy management system installed and programmed | Energy management system installed and programmed | Energy management system installed and programmed | Energy management system installed and programmed | Energy management system installed and programmed | 7.7 | 7.7 | 7.7 | 7.7 | 7.7 | 7.7 | 7.7 | 7.7 | 7.7 | 7.7 | 7.7 | 7.7 | 7.7 | 7.7 | 7.7 | 7.7 | 7.7 | 7.7 | 7.7 | 7.7 | 7.7 | 7.7 | 0 | 0 | 1.4047 | 1.4029 | 1.401 | 1.399 | 1.397 | 1.3948 | 1.3925 | 1.3902 | 1.3879 | 1.3857 | 1.3836 | 1.3817 | 1.3799 | 1.3782 | 1.3765 | 1.3748 | 1.3731 | 1.3713 | 1.3696 | 1.3678 | 1.8586 | 1.8242 | 1.7903 | 1.757 | 1.7242 | 1.6918 | 1.6599 | 1.6286 | 1.5979 | 1.5678 | 1.5385 | 1.5099 | 1.4819 | 1.4545 | 1.4277 | 1.4013 | 1.3755 | 1.35 | 1.3251 | 1.3005 | 1.8586 | 3.6804 | 5.4658 | 7.2151 | 8.9287 | 10.6066 | 12.2493 | 13.8576 | 15.4326 | 16.9759 | 18.4889 | 19.973 | 21.4288 | 22.8566 | 24.2562 | 25.6276 | 26.9712 | 28.2872 | 29.576 | 30.8379 | 1323.1412 | 1300.3284 | 1277.909 | 1255.876 | 1234.223 | 1212.9433 | 1192.0305 | 1171.4782 | 1151.2803 | 1131.4307 | 1111.9232 | 1092.7522 | 1073.9116 | 1055.3959 | 1037.1994 | 1019.3167 | 1001.7422 | 984.4708 | 967.4972 | 950.8162 | 1323.1412 | 2623.4696 | 3901.3786 | 5157.2546 | 6391.4776 | 7604.4209 | 8796.4514 | 9967.9296 | 11119.2099 | 12250.6406 | 13362.5639 | 14455.316 | 15529.2276 | 16584.6235 | 17621.8229 | 18641.1396 | 19642.8818 | 20627.3526 | 21594.8498 | 22545.666 | 1.5801 | 1.5512 | 1.5227 | 1.4947 | 1.4671 | 1.4399 | 1.4131 | 1.3867 | 1.3609 | 1.3357 | 1.311 | 1.2868 | 1.2632 | 1.2401 | 1.2175 | 1.1953 | 1.1734 | 1.1519 | 1.1308 | 1.1101 | 1.5801 | 3.1296 | 4.6487 | 6.1378 | 7.5972 | 9.027 | 10.4276 | 11.7996 | 13.144 | 14.4619 | 15.7545 | 17.0227 | 18.267 | 19.4878 | 20.685 | 21.8586 | 23.0089 | 24.1362 | 25.2407 | 26.3229 | 1124.67 | 1105.2791 | 1086.2226 | 1067.4946 | 1049.0896 | 1031.0018 | 1013.2259 | 995.7565 | 978.5883 | 961.7161 | 945.1348 | 928.8393 | 912.8249 | 897.0865 | 881.6195 | 866.4192 | 851.4809 | 836.8002 | 822.3726 | 808.1938 | 1124.67 | 2229.9492 | 3316.1718 | 4383.6664 | 5432.756 | 6463.7578 | 7476.9837 | 8472.7402 | 9451.3285 | 10413.0445 | 11358.1793 | 12287.0186 | 13199.8435 | 14096.93 | 14978.5495 | 15844.9686 | 16696.4495 | 17533.2497 | 18355.6223 | 19163.8161 | 1.5801 | 1.5512 | 1.5227 | 1.4947 | 1.4671 | 1.4399 | 1.4131 | 1.3867 | 1.3609 | 1.3357 | 1.311 | 1.2868 | 1.2632 | 1.2401 | 1.2175 | 1.1953 | 1.1734 | 1.1519 | 1.1308 | 1.1101 | 1.5801 | 3.1296 | 4.6487 | 6.1378 | 7.5972 | 9.027 | 10.4276 | 11.7996 | 13.144 | 14.4619 | 15.7545 | 17.0227 | 18.267 | 19.4878 | 20.685 | 21.8586 | 23.0089 | 24.1362 | 25.2407 | 26.3229 | 1124.67 | 1105.2791 | 1086.2226 | 1067.4946 | 1049.0896 | 1031.0018 | 1013.2259 | 995.7565 | 978.5883 | 961.7161 | 945.1348 | 928.8393 | 912.8249 | 897.0865 | 881.6195 | 866.4192 | 851.4809 | 836.8002 | 822.3726 | 808.1938 | 1124.67 | 2229.9492 | 3316.1718 | 4383.6664 | 5432.756 | 6463.7578 | 7476.9837 | 8472.7402 | 9451.3285 | 10413.0445 | 11358.1793 | 12287.0186 | 13199.8435 | 14096.93 | 14978.5495 | 15844.9686 | 16696.4495 | 17533.2497 | 18355.6223 | 19163.8161 | 1.5801 | 1.5512 | 1.5227 | 1.4947 | 1.4671 | 1.4399 | 1.4131 | 1.3867 | 1.3609 | 1.3357 | 1.311 | 1.2868 | 1.2632 | 1.2401 | 1.2175 | 1.1953 | 1.1734 | 1.1519 | 1.1308 | 1.1101 | 1.5801 | 3.1296 | 4.6487 | 6.1378 | 7.5972 | 9.027 | 10.4276 | 11.7996 | 13.144 | 14.4619 | 15.7545 | 17.0227 | 18.267 | 19.4878 | 20.685 | 21.8586 | 23.0089 | 24.1362 | 25.2407 | 26.3229 | 1124.67 | 1105.2791 | 1086.2226 | 1067.4946 | 1049.0896 | 1031.0018 | 1013.2259 | 995.7565 | 978.5883 | 961.7161 | 945.1348 | 928.8393 | 912.8249 | 897.0865 | 881.6195 | 866.4192 | 851.4809 | 836.8002 | 822.3726 | 808.1938 | 1124.67 | 2229.9492 | 3316.1718 | 4383.6664 | 5432.756 | 6463.7578 | 7476.9837 | 8472.7402 | 9451.3285 | 10413.0445 | 11358.1793 | 12287.0186 | 13199.8435 | 14096.93 | 14978.5495 | 15844.9686 | 16696.4495 | 17533.2497 | 18355.6223 | 19163.8161 | 1.5801 | 1.5512 | 1.5227 | 1.4947 | 1.4671 | 1.4399 | 1.4131 | 1.3867 | 1.3609 | 1.3357 | 1.311 | 1.2868 | 1.2632 | 1.2401 | 1.2175 | 1.1953 | 1.1734 | 1.1519 | 1.1308 | 1.1101 | 1.5801 | 3.1296 | 4.6487 | 6.1378 | 7.5972 | 9.027 | 10.4276 | 11.7996 | 13.144 | 14.4619 | 15.7545 | 17.0227 | 18.267 | 19.4878 | 20.685 | 21.8586 | 23.0089 | 24.1362 | 25.2407 | 26.3229 | 1124.67 | 1105.2791 | 1086.2226 | 1067.4946 | 1049.0896 | 1031.0018 | 1013.2259 | 995.7565 | 978.5883 | 961.7161 | 945.1348 | 928.8393 | 912.8249 | 897.0865 | 881.6195 | 866.4192 | 851.4809 | 836.8002 | 822.3726 | 808.1938 | 1124.67 | 2229.9492 | 3316.1718 | 4383.6664 | 5432.756 | 6463.7578 | 7476.9837 | 8472.7402 | 9451.3285 | 10413.0445 | 11358.1793 | 12287.0186 | 13199.8435 | 14096.93 | 14978.5495 | 15844.9686 | 16696.4495 | 17533.2497 | 18355.6223 | 19163.8161 | 300.7474 | 301.162 | 301.5761 | 301.9866 | 302.3907 | 302.7855 | 303.1682 | 303.5365 | 303.8878 | 304.2198 | 304.5336 | 304.8299 | 305.1095 | 305.3734 | 305.6221 | 305.8564 | 306.0771 | 306.2846 | 306.4797 | 306.6628 | 258.5075 | 258.8639 | 259.2198 | 259.5727 | 259.9201 | 260.2594 | 260.5884 | 260.9049 | 261.2068 | 261.4923 | 261.762 | 262.0166 | 262.257 | 262.4838 | 262.6976 | 262.899 | 263.0887 | 263.2671 | 263.4347 | 263.5922
WA_Industrial_Other Industrial_Existing_Miscellaneous_Natural Gas_Strategic Energy Management_A | WA | Industrial | Other Industrial | Existing | Miscellaneous | Natural Gas | Strategic Energy Management | A | IM676 | No energy management system | Energy management system installed and programmed | 5 | 0.89787 | 0 | 0 | 7.7 | 0 | 0.18 | 0 | 3.8512 |  | employee | 5% | 50% | Retrofit | RetroEven20 | 80.75% | TBD | 0.2% | 299.3504 |  | 251.6795 |  | 0.25245 | BEHAV_SEM-All-CPUC-2018_PG-26 | BEHAV_SEM-All-CPUC-2018_PG-26 | AEG Research | No energy management system | No energy management system | No energy management system | No energy management system | No energy management system | No energy management system | No energy management system | No energy management system | No energy management system | No energy management system | No energy management system | No energy management system | No energy management system | No energy management system | No energy management system | No energy management system | No energy management system | No energy management system | No energy management system | No energy management system | No energy management system | No energy management system | Energy management system installed and programmed | Energy management system installed and programmed | Energy management system installed and programmed | Energy management system installed and programmed | Energy management system installed and programmed | Energy management system installed and programmed | Energy management system installed and programmed | Energy management system installed and programmed | Energy management system installed and programmed | Energy management system installed and programmed | Energy management system installed and programmed | Energy management system installed and programmed | Energy management system installed and programmed | Energy management system installed and programmed | Energy management system installed and programmed | Energy management system installed and programmed | Energy management system installed and programmed | Energy management system installed and programmed | Energy management system installed and programmed | Energy management system installed and programmed | Energy management system installed and programmed | Energy management system installed and programmed | 7.7 | 7.7 | 7.7 | 7.7 | 7.7 | 7.7 | 7.7 | 7.7 | 7.7 | 7.7 | 7.7 | 7.7 | 7.7 | 7.7 | 7.7 | 7.7 | 7.7 | 7.7 | 7.7 | 7.7 | 7.7 | 7.7 | 0 | 0 | 0.89787 | 0.89787 | 0.89787 | 0.89787 | 0.89787 | 0.89787 | 0.89787 | 0.89787 | 0.89787 | 0.89787 | 0.89787 | 0.89787 | 0.89787 | 0.89787 | 0.89787 | 0.89787 | 0.89787 | 0.89787 | 0.89787 | 0.89787 | 0.297 | 0.29188 | 0.28685 | 0.2819 | 0.27704 | 0.27227 | 0.26757 | 0.26296 | 0.25843 | 0.25397 | 0.24959 | 0.24529 | 0.24106 | 0.2369 | 0.23282 | 0.2288 | 0.22486 | 0.22098 | 0.21717 | 0.21343 | 0.297 | 0.58888 | 0.87573 | 1.1576 | 1.4347 | 1.7069 | 1.9745 | 2.2375 | 2.4959 | 2.7499 | 2.9995 | 3.2448 | 3.4858 | 3.7227 | 3.9555 | 4.1843 | 4.4092 | 4.6302 | 4.8473 | 5.0608 | 330.7853 | 325.0821 | 319.4772 | 313.969 | 308.5558 | 303.2358 | 298.0076 | 292.8696 | 287.8201 | 282.8577 | 277.9808 | 273.188 | 268.4779 | 263.849 | 259.2999 | 254.8292 | 250.4356 | 246.1177 | 241.8743 | 237.704 | 330.7853 | 655.8674 | 975.3446 | 1289.3136 | 1597.8694 | 1901.1052 | 2199.1128 | 2491.9824 | 2779.8025 | 3062.6602 | 3340.641 | 3613.829 | 3882.3069 | 4146.1559 | 4405.4557 | 4660.2849 | 4910.7205 | 5156.8382 | 5398.7124 | 5636.4165 | 0.25245 | 0.2481 | 0.24382 | 0.23962 | 0.23549 | 0.23143 | 0.22744 | 0.22352 | 0.21966 | 0.21587 | 0.21215 | 0.20849 | 0.2049 | 0.20137 | 0.1979 | 0.19448 | 0.19113 | 0.18783 | 0.1846 | 0.18141 | 0.25245 | 0.50055 | 0.74437 | 0.98399 | 1.2195 | 1.4509 | 1.6783 | 1.9019 | 2.1215 | 2.3374 | 2.5495 | 2.758 | 2.9629 | 3.1643 | 3.3622 | 3.5567 | 3.7478 | 3.9356 | 4.1202 | 4.3017 | 281.1675 | 276.3198 | 271.5557 | 266.8737 | 262.2724 | 257.7505 | 253.3065 | 248.9391 | 244.6471 | 240.429 | 236.2837 | 232.2098 | 228.2062 | 224.2716 | 220.4049 | 216.6048 | 212.8702 | 209.2 | 205.5932 | 202.0484 | 281.1675 | 557.4873 | 829.0429 | 1095.9166 | 1358.189 | 1615.9394 | 1869.2459 | 2118.185 | 2362.8321 | 2603.2611 | 2839.5448 | 3071.7547 | 3299.9609 | 3524.2325 | 3744.6374 | 3961.2422 | 4174.1124 | 4383.3124 | 4588.9056 | 4790.954 | 0.25245 | 0.2481 | 0.24382 | 0.23962 | 0.23549 | 0.23143 | 0.22744 | 0.22352 | 0.21966 | 0.21587 | 0.21215 | 0.20849 | 0.2049 | 0.20137 | 0.1979 | 0.19448 | 0.19113 | 0.18783 | 0.1846 | 0.18141 | 0.25245 | 0.50055 | 0.74437 | 0.98399 | 1.2195 | 1.4509 | 1.6783 | 1.9019 | 2.1215 | 2.3374 | 2.5495 | 2.758 | 2.9629 | 3.1643 | 3.3622 | 3.5567 | 3.7478 | 3.9356 | 4.1202 | 4.3017 | 281.1675 | 276.3198 | 271.5557 | 266.8737 | 262.2724 | 257.7505 | 253.3065 | 248.9391 | 244.6471 | 240.429 | 236.2837 | 232.2098 | 228.2062 | 224.2716 | 220.4049 | 216.6048 | 212.8702 | 209.2 | 205.5932 | 202.0484 | 281.1675 | 557.4873 | 829.0429 | 1095.9166 | 1358.189 | 1615.9394 | 1869.2459 | 2118.185 | 2362.8321 | 2603.2611 | 2839.5448 | 3071.7547 | 3299.9609 | 3524.2325 | 3744.6374 | 3961.2422 | 4174.1124 | 4383.3124 | 4588.9056 | 4790.954 | 0.25245 | 0.2481 | 0.24382 | 0.23962 | 0.23549 | 0.23143 | 0.22744 | 0.22352 | 0.21966 | 0.21587 | 0.21215 | 0.20849 | 0.2049 | 0.20137 | 0.1979 | 0.19448 | 0.19113 | 0.18783 | 0.1846 | 0.18141 | 0.25245 | 0.50055 | 0.74437 | 0.98399 | 1.2195 | 1.4509 | 1.6783 | 1.9019 | 2.1215 | 2.3374 | 2.5495 | 2.758 | 2.9629 | 3.1643 | 3.3622 | 3.5567 | 3.7478 | 3.9356 | 4.1202 | 4.3017 | 281.1675 | 276.3198 | 271.5557 | 266.8737 | 262.2724 | 257.7505 | 253.3065 | 248.9391 | 244.6471 | 240.429 | 236.2837 | 232.2098 | 228.2062 | 224.2716 | 220.4049 | 216.6048 | 212.8702 | 209.2 | 205.5932 | 202.0484 | 281.1675 | 557.4873 | 829.0429 | 1095.9166 | 1358.189 | 1615.9394 | 1869.2459 | 2118.185 | 2362.8321 | 2603.2611 | 2839.5448 | 3071.7547 | 3299.9609 | 3524.2325 | 3744.6374 | 3961.2422 | 4174.1124 | 4383.3124 | 4588.9056 | 4790.954 | 0.25245 | 0.2481 | 0.24382 | 0.23962 | 0.23549 | 0.23143 | 0.22744 | 0.22352 | 0.21966 | 0.21587 | 0.21215 | 0.20849 | 0.2049 | 0.20137 | 0.1979 | 0.19448 | 0.19113 | 0.18783 | 0.1846 | 0.18141 | 0.25245 | 0.50055 | 0.74437 | 0.98399 | 1.2195 | 1.4509 | 1.6783 | 1.9019 | 2.1215 | 2.3374 | 2.5495 | 2.758 | 2.9629 | 3.1643 | 3.3622 | 3.5567 | 3.7478 | 3.9356 | 4.1202 | 4.3017 | 281.1675 | 276.3198 | 271.5557 | 266.8737 | 262.2724 | 257.7505 | 253.3065 | 248.9391 | 244.6471 | 240.429 | 236.2837 | 232.2098 | 228.2062 | 224.2716 | 220.4049 | 216.6048 | 212.8702 | 209.2 | 205.5932 | 202.0484 | 281.1675 | 557.4873 | 829.0429 | 1095.9166 | 1358.189 | 1615.9394 | 1869.2459 | 2118.185 | 2362.8321 | 2603.2611 | 2839.5448 | 3071.7547 | 3299.9609 | 3524.2325 | 3744.6374 | 3961.2422 | 4174.1124 | 4383.3124 | 4588.9056 | 4790.954 | 300.7474 | 301.162 | 301.5761 | 301.9866 | 302.3907 | 302.7855 | 303.1682 | 303.5365 | 303.8878 | 304.2198 | 304.5336 | 304.8299 | 305.1095 | 305.3734 | 305.6221 | 305.8564 | 306.0771 | 306.2846 | 306.4797 | 306.6628 | 258.5075 | 258.8639 | 259.2198 | 259.5727 | 259.9201 | 260.2594 | 260.5884 | 260.9049 | 261.2068 | 261.4923 | 261.762 | 262.0166 | 262.257 | 262.4838 | 262.6976 | 262.899 | 263.0887 | 263.2671 | 263.4347 | 263.5922
WA_Industrial_Other Industrial_Existing_Space Heating_Natural Gas_Commissioning_A | WA | Industrial | Other Industrial | Existing | Space Heating | Natural Gas | Commissioning | A | IM677 | New construction code | Optimized HVAC design and controls | 10 | 3.8191 | 0 | 0 | 0.27 | 0 | 0 | 0 | 0.1336 |  | employee | 0% | 0% | Retrofit | Retro12Med | 75.44% | TBD | 0.2% | 27.9683 |  | 19.9071 |  | 0 | DL20_COM_CX-Refrig-2021PLN-V11-3 | 2018 AMIL BUS Retro-Commissioning Initiative | U.S. Department of Energy. Lawrence Berkeley National Labs and Building Commissioning Association. https://www.bcxa.org/wp-content/uploads/2020/09/1-s2.0- S0378778819319553-main.pdf | New construction code | New construction code | New construction code | New construction code | New construction code | New construction code | New construction code | New construction code | New construction code | New construction code | New construction code | New construction code | New construction code | New construction code | New construction code | New construction code | New construction code | New construction code | New construction code | New construction code | New construction code | New construction code | Optimized HVAC design and controls | Optimized HVAC design and controls | Optimized HVAC design and controls | Optimized HVAC design and controls | Optimized HVAC design and controls | Optimized HVAC design and controls | Optimized HVAC design and controls | Optimized HVAC design and controls | Optimized HVAC design and controls | Optimized HVAC design and controls | Optimized HVAC design and controls | Optimized HVAC design and controls | Optimized HVAC design and controls | Optimized HVAC design and controls | Optimized HVAC design and controls | Optimized HVAC design and controls | Optimized HVAC design and controls | Optimized HVAC design and controls | Optimized HVAC design and controls | Optimized HVAC design and controls | Optimized HVAC design and controls | Optimized HVAC design and controls | 0.27 | 0.27 | 0.27 | 0.27 | 0.27 | 0.27 | 0.27 | 0.27 | 0.27 | 0.27 | 0.27 | 0.27 | 0.27 | 0.27 | 0.27 | 0.27 | 0.27 | 0.27 | 0.27 | 0.27 | 0.27 | 0.27 | 0 | 0 | 3.7937 | 3.7763 | 3.7578 | 3.7381 | 3.7172 | 3.6948 | 3.671 | 3.6457 | 3.6191 | 3.5913 | 3.5625 | 3.5327 | 3.5028 | 3.4726 | 3.4422 | 3.4139 | 3.3875 | 3.3628 | 3.3397 | 3.3181 | 0 | 0 | 0 | 0 | 0 | 0 | 0 | 0 | 0 | 0 | 0 | 0 | 0 | 0 | 0 | 0 | 0 | 0 | 0 | 0 | 0 | 0 | 0 | 0 | 0 | 0 | 0 | 0 | 0 | 0 | 0 | 0 | 0 | 0 | 0 | 0 | 0 | 0 | 0 | 0 | 0 | 0 | 0 | 0 | 0 | 0 | 0 | 0 | 0 | 0 | 0 | 0 | 0 | 0 | 0 | 0 | 0 | 0 | 0 | 0 | 0 | 0 | 0 | 0 | 0 | 0 | 0 | 0 | 0 | 0 | 0 | 0 | 0 | 0 | 0 | 0 | 0 | 0 | 0 | 0 | 0 | 0 | 0 | 0 | 0 | 0 | 0 | 0 | 0 | 0 | 0 | 0 | 0 | 0 | 0 | 0 | 0 | 0 | 0 | 0 | 0 | 0 | 0 | 0 | 0 | 0 | 0 | 0 | 0 | 0 | 0 | 0 | 0 | 0 | 0 | 0 | 0 | 0 | 0 | 0 | 0 | 0 | 0 | 0 | 0 | 0 | 0 | 0 | 0 | 0 | 0 | 0 | 0 | 0 | 0 | 0 | 0 | 0 | 0 | 0 | 0 | 0 | 0 | 0 | 0 | 0 | 0 | 0 | 0 | 0 | 0 | 0 | 0 | 0 | 0 | 0 | 0 | 0 | 0 | 0 | 0 | 0 | 0 | 0 | 0 | 0 | 0 | 0 | 0 | 0 | 0 | 0 | 0 | 0 | 0 | 0 | 0 | 0 | 0 | 0 | 0 | 0 | 0 | 0 | 0 | 0 | 0 | 0 | 0 | 0 | 0 | 0 | 0 | 0 | 0 | 0 | 0 | 0 | 0 | 0 | 0 | 0 | 0 | 0 | 0 | 0 | 0 | 0 | 0 | 0 | 0 | 0 | 0 | 0 | 0 | 0 | 0 | 0 | 0 | 0 | 0 | 0 | 0 | 0 | 0 | 0 | 0 | 0 | 0 | 0 | 0 | 0 | 0 | 0 | 0 | 0 | 0 | 0 | 0 | 0 | 0 | 0 | 0 | 0 | 0 | 0 | 0 | 0 | 0 | 0 | 0 | 0 | 0 | 0 | 0 | 0 | 0 | 0 | 0 | 0 | 0 | 0 | 0 | 0 | 0 | 0 | 0 | 0 | 0 | 0 | 0 | 0 | 0 | 0 | 0 | 0 | 0 | 0 | 0 | 0 | 0 | 0 | 0 | 0 | 0 | 0 | 0 | 0 | 0 | 0 | 0 | 0 | 0 | 0 | 0 | 0 | 0 | 0 | 0 | 0 | 0 | 0 | 0 | 0 | 0 | 0 | 0 | 0 | 0 | 0 | 0 | 0 | 0 | 0 | 0 | 0 | 0 | 0 | 0 | 0 | 0 | 0 | 0 | 0 | 0 | 0 | 0 | 0 | 0 | 0 | 0 | 0 | 0 | 0 | 0 | 0 | 0 | 0 | 0 | 0 | 0 | 0 | 0 | 0 | 0 | 0 | 0 | 0 | 0 | 0 | 0 | 0 | 0 | 0 | 0 | 0 | 0 | 0 | 0 | 0 | 0 | 0 | 0 | 0 | 0 | 0 | 0 | 0 | 0 | 0 | 0 | 0 | 0 | 0 | 0 | 0 | 0 | 0 | 0 | 0 | 0 | 0 | 0 | 0 | 0 | 0 | 0 | 0 | 0 | 0 | 0 | 0 | 0 | 0 | 0 | 0 | 0 | 0 | 0 | 0 | 3.2401 | 3.2426 | 3.2451 | 3.2476 | 3.2501 | 3.2525 | 3.2548 | 3.257 | 3.2591 | 3.2611 | 3.263 | 3.2648 | 3.2664 | 3.268 | 3.2695 | 3.2709 | 3.2722 | 3.2735 | 3.2746 | 3.2757 | 2.3062 | 2.308 | 2.3098 | 2.3116 | 2.3133 | 2.315 | 2.3167 | 2.3182 | 2.3197 | 2.3212 | 2.3225 | 2.3238 | 2.325 | 2.3261 | 2.3271 | 2.3281 | 2.3291 | 2.33 | 2.3308 | 2.3316
WA_Industrial_Other Industrial_Existing_Process_Natural Gas_Commissioning_A | WA | Industrial | Other Industrial | Existing | Process | Natural Gas | Commissioning | A | IM678 | New construction code | Optimized process design and controls | 10 | 7.8506 | 0 | 0 | 0.27 | 0 | 0 | 0 | 0.1336 |  | employee | 0% | 0% | Retrofit | Retro12Med | 75.44% | TBD | 0.2% | 27.9683 |  | 19.9071 |  | 0 | DL20_COM_CX-Refrig-2021PLN-V11-3 | 2018 AMIL BUS Retro-Commissioning Initiative | U.S. Department of Energy. Lawrence Berkeley National Labs and Building Commissioning Association. https://www.bcxa.org/wp-content/uploads/2020/09/1-s2.0- S0378778819319553-main.pdf | New construction code | New construction code | New construction code | New construction code | New construction code | New construction code | New construction code | New construction code | New construction code | New construction code | New construction code | New construction code | New construction code | New construction code | New construction code | New construction code | New construction code | New construction code | New construction code | New construction code | New construction code | New construction code | Optimized process design and controls | Optimized process design and controls | Optimized process design and controls | Optimized process design and controls | Optimized process design and controls | Optimized process design and controls | Optimized process design and controls | Optimized process design and controls | Optimized process design and controls | Optimized process design and controls | Optimized process design and controls | Optimized process design and controls | Optimized process design and controls | Optimized process design and controls | Optimized process design and controls | Optimized process design and controls | Optimized process design and controls | Optimized process design and controls | Optimized process design and controls | Optimized process design and controls | Optimized process design and controls | Optimized process design and controls | 0.27 | 0.27 | 0.27 | 0.27 | 0.27 | 0.27 | 0.27 | 0.27 | 0.27 | 0.27 | 0.27 | 0.27 | 0.27 | 0.27 | 0.27 | 0.27 | 0.27 | 0.27 | 0.27 | 0.27 | 0.27 | 0.27 | 0 | 0 | 7.8485 | 7.847 | 7.8459 | 7.8451 | 7.8443 | 7.8436 | 7.843 | 7.8424 | 7.8419 | 7.8414 | 7.841 | 7.8407 | 7.8403 | 7.84 | 7.8398 | 7.8395 | 7.8392 | 7.839 | 7.8387 | 7.8385 | 0 | 0 | 0 | 0 | 0 | 0 | 0 | 0 | 0 | 0 | 0 | 0 | 0 | 0 | 0 | 0 | 0 | 0 | 0 | 0 | 0 | 0 | 0 | 0 | 0 | 0 | 0 | 0 | 0 | 0 | 0 | 0 | 0 | 0 | 0 | 0 | 0 | 0 | 0 | 0 | 0 | 0 | 0 | 0 | 0 | 0 | 0 | 0 | 0 | 0 | 0 | 0 | 0 | 0 | 0 | 0 | 0 | 0 | 0 | 0 | 0 | 0 | 0 | 0 | 0 | 0 | 0 | 0 | 0 | 0 | 0 | 0 | 0 | 0 | 0 | 0 | 0 | 0 | 0 | 0 | 0 | 0 | 0 | 0 | 0 | 0 | 0 | 0 | 0 | 0 | 0 | 0 | 0 | 0 | 0 | 0 | 0 | 0 | 0 | 0 | 0 | 0 | 0 | 0 | 0 | 0 | 0 | 0 | 0 | 0 | 0 | 0 | 0 | 0 | 0 | 0 | 0 | 0 | 0 | 0 | 0 | 0 | 0 | 0 | 0 | 0 | 0 | 0 | 0 | 0 | 0 | 0 | 0 | 0 | 0 | 0 | 0 | 0 | 0 | 0 | 0 | 0 | 0 | 0 | 0 | 0 | 0 | 0 | 0 | 0 | 0 | 0 | 0 | 0 | 0 | 0 | 0 | 0 | 0 | 0 | 0 | 0 | 0 | 0 | 0 | 0 | 0 | 0 | 0 | 0 | 0 | 0 | 0 | 0 | 0 | 0 | 0 | 0 | 0 | 0 | 0 | 0 | 0 | 0 | 0 | 0 | 0 | 0 | 0 | 0 | 0 | 0 | 0 | 0 | 0 | 0 | 0 | 0 | 0 | 0 | 0 | 0 | 0 | 0 | 0 | 0 | 0 | 0 | 0 | 0 | 0 | 0 | 0 | 0 | 0 | 0 | 0 | 0 | 0 | 0 | 0 | 0 | 0 | 0 | 0 | 0 | 0 | 0 | 0 | 0 | 0 | 0 | 0 | 0 | 0 | 0 | 0 | 0 | 0 | 0 | 0 | 0 | 0 | 0 | 0 | 0 | 0 | 0 | 0 | 0 | 0 | 0 | 0 | 0 | 0 | 0 | 0 | 0 | 0 | 0 | 0 | 0 | 0 | 0 | 0 | 0 | 0 | 0 | 0 | 0 | 0 | 0 | 0 | 0 | 0 | 0 | 0 | 0 | 0 | 0 | 0 | 0 | 0 | 0 | 0 | 0 | 0 | 0 | 0 | 0 | 0 | 0 | 0 | 0 | 0 | 0 | 0 | 0 | 0 | 0 | 0 | 0 | 0 | 0 | 0 | 0 | 0 | 0 | 0 | 0 | 0 | 0 | 0 | 0 | 0 | 0 | 0 | 0 | 0 | 0 | 0 | 0 | 0 | 0 | 0 | 0 | 0 | 0 | 0 | 0 | 0 | 0 | 0 | 0 | 0 | 0 | 0 | 0 | 0 | 0 | 0 | 0 | 0 | 0 | 0 | 0 | 0 | 0 | 0 | 0 | 0 | 0 | 0 | 0 | 0 | 0 | 0 | 0 | 0 | 0 | 0 | 0 | 0 | 0 | 0 | 0 | 0 | 0 | 0 | 0 | 0 | 0 | 0 | 0 | 0 | 0 | 0 | 0 | 0 | 0 | 0 | 0 | 0 | 0 | 0 | 0 | 0 | 0 | 0 | 0 | 0 | 0 | 0 | 0 | 0 | 0 | 0 | 0 | 0 | 0 | 3.2401 | 3.2426 | 3.2451 | 3.2476 | 3.2501 | 3.2525 | 3.2548 | 3.257 | 3.2591 | 3.2611 | 3.263 | 3.2648 | 3.2664 | 3.268 | 3.2695 | 3.2709 | 3.2722 | 3.2735 | 3.2746 | 3.2757 | 2.3062 | 2.308 | 2.3098 | 2.3116 | 2.3133 | 2.315 | 2.3167 | 2.3182 | 2.3197 | 2.3212 | 2.3225 | 2.3238 | 2.325 | 2.3261 | 2.3271 | 2.3281 | 2.3291 | 2.33 | 2.3308 | 2.3316
WA_Industrial_Other Industrial_Existing_Space Heating_Natural Gas_Retrocommissioning_A | WA | Industrial | Other Industrial | Existing | Space Heating | Natural Gas | Retrocommissioning | A | IM679 | Vintage/existing building | Optimized HVAC flow and controls | 5 | 0.53045 | 0 | 0 | 0.36 | 0 | 0 | 0 | 0.18015 |  | employee | 15% | 50% | Retrofit | RetroEven20 | 80.75% | TBD | 0.2% | 264.9803 |  | 204.9679 |  | 0.11543 | COM_RCX-Heating-7PLN-v5-18 | COM_RCX-All-XCELCO-2017-18-1 | COM_RCX-All-XCELCO-2017-18-1 | Vintage/existing building | Vintage/existing building | Vintage/existing building | Vintage/existing building | Vintage/existing building | Vintage/existing building | Vintage/existing building | Vintage/existing building | Vintage/existing building | Vintage/existing building | Vintage/existing building | Vintage/existing building | Vintage/existing building | Vintage/existing building | Vintage/existing building | Vintage/existing building | Vintage/existing building | Vintage/existing building | Vintage/existing building | Vintage/existing building | Vintage/existing building | Vintage/existing building | Optimized HVAC flow and controls | Optimized HVAC flow and controls | Optimized HVAC flow and controls | Optimized HVAC flow and controls | Optimized HVAC flow and controls | Optimized HVAC flow and controls | Optimized HVAC flow and controls | Optimized HVAC flow and controls | Optimized HVAC flow and controls | Optimized HVAC flow and controls | Optimized HVAC flow and controls | Optimized HVAC flow and controls | Optimized HVAC flow and controls | Optimized HVAC flow and controls | Optimized HVAC flow and controls | Optimized HVAC flow and controls | Optimized HVAC flow and controls | Optimized HVAC flow and controls | Optimized HVAC flow and controls | Optimized HVAC flow and controls | Optimized HVAC flow and controls | Optimized HVAC flow and controls | 0.36 | 0.36 | 0.36 | 0.36 | 0.36 | 0.36 | 0.36 | 0.36 | 0.36 | 0.36 | 0.36 | 0.36 | 0.36 | 0.36 | 0.36 | 0.36 | 0.36 | 0.36 | 0.36 | 0.36 | 0.36 | 0.36 | 0 | 0 | 0.52692 | 0.5245 | 0.52193 | 0.51919 | 0.51628 | 0.51318 | 0.50988 | 0.50637 | 0.50266 | 0.4988 | 0.4948 | 0.49066 | 0.48651 | 0.48231 | 0.4781 | 0.47416 | 0.4705 | 0.46707 | 0.46386 | 0.46086 | 0.13556 | 0.13261 | 0.12969 | 0.12679 | 0.1239 | 0.12103 | 0.11818 | 0.11534 | 0.11253 | 0.10974 | 0.10698 | 0.10426 | 0.10159 | 0.098978 | 0.096421 | 0.09398 | 0.091646 | 0.089409 | 0.087263 | 0.085204 | 0.13556 | 0.26756 | 0.39593 | 0.52065 | 0.64163 | 0.75881 | 0.87211 | 0.98144 | 1.0868 | 1.1882 | 1.2856 | 1.3791 | 1.469 | 1.5553 | 1.6382 | 1.7187 | 1.7971 | 1.8734 | 1.9477 | 2.0204 | 257.2775 | 252.8416 | 248.4823 | 244.1981 | 239.9878 | 235.8501 | 231.7837 | 227.7874 | 223.8601 | 220.0004 | 216.2073 | 212.4796 | 208.8161 | 205.2159 | 201.6777 | 198.2005 | 194.7832 | 191.4249 | 188.1245 | 184.8809 | 257.2775 | 510.1191 | 758.6014 | 1002.7995 | 1242.7873 | 1478.6374 | 1710.4211 | 1938.2085 | 2162.0686 | 2382.069 | 2598.2763 | 2810.7559 | 3019.572 | 3224.7879 | 3426.4656 | 3624.666 | 3819.4492 | 4010.8741 | 4198.9986 | 4383.8795 | 0.11543 | 0.11312 | 0.11084 | 0.10858 | 0.10634 | 0.10412 | 0.10191 | 0.099708 | 0.097522 | 0.095354 | 0.093205 | 0.091076 | 0.088969 | 0.086885 | 0.084829 | 0.082848 | 0.080944 | 0.079115 | 0.077359 | 0.075673 | 0.11543 | 0.22822 | 0.33838 | 0.44588 | 0.55069 | 0.65275 | 0.75201 | 0.8484 | 0.94188 | 1.0325 | 1.1201 | 1.2048 | 1.2865 | 1.3653 | 1.4412 | 1.5151 | 1.5872 | 1.6577 | 1.7267 | 1.7944 | 218.6858 | 214.9154 | 211.21 | 207.5684 | 203.9896 | 200.4726 | 197.0161 | 193.6193 | 190.2811 | 187.0003 | 183.7762 | 180.6076 | 177.4937 | 174.4335 | 171.426 | 168.4704 | 165.5657 | 162.7111 | 159.9058 | 157.1488 | 218.6858 | 433.6012 | 644.8112 | 852.3796 | 1056.3692 | 1256.8418 | 1453.8579 | 1647.4773 | 1837.7583 | 2024.7587 | 2208.5349 | 2389.1425 | 2566.6362 | 2741.0697 | 2912.4957 | 3080.9661 | 3246.5319 | 3409.243 | 3569.1488 | 3726.2976 | 0.11543 | 0.11312 | 0.11084 | 0.10858 | 0.10634 | 0.10412 | 0.10191 | 0.099708 | 0.097522 | 0.095354 | 0.093205 | 0.091076 | 0.088969 | 0.086885 | 0.084829 | 0.082848 | 0.080944 | 0.079115 | 0.077359 | 0.075673 | 0.11543 | 0.22822 | 0.33838 | 0.44588 | 0.55069 | 0.65275 | 0.75201 | 0.8484 | 0.94188 | 1.0325 | 1.1201 | 1.2048 | 1.2865 | 1.3653 | 1.4412 | 1.5151 | 1.5872 | 1.6577 | 1.7267 | 1.7944 | 218.6858 | 214.9154 | 211.21 | 207.5684 | 203.9896 | 200.4726 | 197.0161 | 193.6193 | 190.2811 | 187.0003 | 183.7762 | 180.6076 | 177.4937 | 174.4335 | 171.426 | 168.4704 | 165.5657 | 162.7111 | 159.9058 | 157.1488 | 218.6858 | 433.6012 | 644.8112 | 852.3796 | 1056.3692 | 1256.8418 | 1453.8579 | 1647.4773 | 1837.7583 | 2024.7587 | 2208.5349 | 2389.1425 | 2566.6362 | 2741.0697 | 2912.4957 | 3080.9661 | 3246.5319 | 3409.243 | 3569.1488 | 3726.2976 | 0.11543 | 0.11312 | 0.11084 | 0.10858 | 0.10634 | 0.10412 | 0.10191 | 0.099708 | 0.097522 | 0.095354 | 0.093205 | 0.091076 | 0.088969 | 0.086885 | 0.084829 | 0.082848 | 0.080944 | 0.079115 | 0.077359 | 0.075673 | 0.11543 | 0.22822 | 0.33838 | 0.44588 | 0.55069 | 0.65275 | 0.75201 | 0.8484 | 0.94188 | 1.0325 | 1.1201 | 1.2048 | 1.2865 | 1.3653 | 1.4412 | 1.5151 | 1.5872 | 1.6577 | 1.7267 | 1.7944 | 218.6858 | 214.9154 | 211.21 | 207.5684 | 203.9896 | 200.4726 | 197.0161 | 193.6193 | 190.2811 | 187.0003 | 183.7762 | 180.6076 | 177.4937 | 174.4335 | 171.426 | 168.4704 | 165.5657 | 162.7111 | 159.9058 | 157.1488 | 218.6858 | 433.6012 | 644.8112 | 852.3796 | 1056.3692 | 1256.8418 | 1453.8579 | 1647.4773 | 1837.7583 | 2024.7587 | 2208.5349 | 2389.1425 | 2566.6362 | 2741.0697 | 2912.4957 | 3080.9661 | 3246.5319 | 3409.243 | 3569.1488 | 3726.2976 | 0.11543 | 0.11312 | 0.11084 | 0.10858 | 0.10634 | 0.10412 | 0.10191 | 0.099708 | 0.097522 | 0.095354 | 0.093205 | 0.091076 | 0.088969 | 0.086885 | 0.084829 | 0.082848 | 0.080944 | 0.079115 | 0.077359 | 0.075673 | 0.11543 | 0.22822 | 0.33838 | 0.44588 | 0.55069 | 0.65275 | 0.75201 | 0.8484 | 0.94188 | 1.0325 | 1.1201 | 1.2048 | 1.2865 | 1.3653 | 1.4412 | 1.5151 | 1.5872 | 1.6577 | 1.7267 | 1.7944 | 218.6858 | 214.9154 | 211.21 | 207.5684 | 203.9896 | 200.4726 | 197.0161 | 193.6193 | 190.2811 | 187.0003 | 183.7762 | 180.6076 | 177.4937 | 174.4335 | 171.426 | 168.4704 | 165.5657 | 162.7111 | 159.9058 | 157.1488 | 218.6858 | 433.6012 | 644.8112 | 852.3796 | 1056.3692 | 1256.8418 | 1453.8579 | 1647.4773 | 1837.7583 | 2024.7587 | 2208.5349 | 2389.1425 | 2566.6362 | 2741.0697 | 2912.4957 | 3080.9661 | 3246.5319 | 3409.243 | 3569.1488 | 3726.2976 | 161.9572 | 162.3432 | 162.7296 | 163.1134 | 163.4919 | 163.8624 | 164.2223 | 164.5692 | 164.9007 | 165.2146 | 165.5117 | 165.7926 | 166.0582 | 166.309 | 166.5458 | 166.7691 | 166.9797 | 167.1779 | 167.3644 | 167.5397 | 125.2773 | 125.5759 | 125.8747 | 126.1717 | 126.4644 | 126.751 | 127.0294 | 127.2978 | 127.5542 | 127.797 | 128.0268 | 128.2441 | 128.4495 | 128.6435 | 128.8267 | 128.9994 | 129.1623 | 129.3156 | 129.4599 | 129.5955
WA_Industrial_Other Industrial_Existing_Process_Natural Gas_Retrocommissioning_A | WA | Industrial | Other Industrial | Existing | Process | Natural Gas | Retrocommissioning | A | IM680 | Vintage/existing building | Optimized process design and controls | 5 | 0 | 0 | 0 | 0.36 | 0 | 0 | 0 | 0.18015 |  | employee | 15% | 50% | Retrofit | RetroEven20 | 80.75% | TBD | 0.2% | 264.9803 |  | 204.9679 |  | 0 | COM_RCX-Heating-7PLN-v5-18 | COM_RCX-All-XCELCO-2017-18-1 | n/a | Vintage/existing building | Vintage/existing building | Vintage/existing building | Vintage/existing building | Vintage/existing building | Vintage/existing building | Vintage/existing building | Vintage/existing building | Vintage/existing building | Vintage/existing building | Vintage/existing building | Vintage/existing building | Vintage/existing building | Vintage/existing building | Vintage/existing building | Vintage/existing building | Vintage/existing building | Vintage/existing building | Vintage/existing building | Vintage/existing building | Vintage/existing building | Vintage/existing building | Optimized process design and controls | Optimized process design and controls | Optimized process design and controls | Optimized process design and controls | Optimized process design and controls | Optimized process design and controls | Optimized process design and controls | Optimized process design and controls | Optimized process design and controls | Optimized process design and controls | Optimized process design and controls | Optimized process design and controls | Optimized process design and controls | Optimized process design and controls | Optimized process design and controls | Optimized process design and controls | Optimized process design and controls | Optimized process design and controls | Optimized process design and controls | Optimized process design and controls | Optimized process design and controls | Optimized process design and controls | 0.36 | 0.36 | 0.36 | 0.36 | 0.36 | 0.36 | 0.36 | 0.36 | 0.36 | 0.36 | 0.36 | 0.36 | 0.36 | 0.36 | 0.36 | 0.36 | 0.36 | 0.36 | 0.36 | 0.36 | 0.36 | 0.36 | 0 | 0 | 0 | 0 | 0 | 0 | 0 | 0 | 0 | 0 | 0 | 0 | 0 | 0 | 0 | 0 | 0 | 0 | 0 | 0 | 0 | 0 | 0 | 0 | 0 | 0 | 0 | 0 | 0 | 0 | 0 | 0 | 0 | 0 | 0 | 0 | 0 | 0 | 0 | 0 | 0 | 0 | 0 | 0 | 0 | 0 | 0 | 0 | 0 | 0 | 0 | 0 | 0 | 0 | 0 | 0 | 0 | 0 | 0 | 0 | 0 | 0 | 257.2775 | 252.8416 | 248.4823 | 244.1981 | 239.9878 | 235.8501 | 231.7837 | 227.7874 | 223.8601 | 220.0004 | 216.2073 | 212.4796 | 208.8161 | 205.2159 | 201.6777 | 198.2005 | 194.7832 | 191.4249 | 188.1245 | 184.8809 | 257.2775 | 510.1191 | 758.6014 | 1002.7995 | 1242.7873 | 1478.6374 | 1710.4211 | 1938.2085 | 2162.0686 | 2382.069 | 2598.2763 | 2810.7559 | 3019.572 | 3224.7879 | 3426.4656 | 3624.666 | 3819.4492 | 4010.8741 | 4198.9986 | 4383.8795 | 0 | 0 | 0 | 0 | 0 | 0 | 0 | 0 | 0 | 0 | 0 | 0 | 0 | 0 | 0 | 0 | 0 | 0 | 0 | 0 | 0 | 0 | 0 | 0 | 0 | 0 | 0 | 0 | 0 | 0 | 0 | 0 | 0 | 0 | 0 | 0 | 0 | 0 | 0 | 0 | 218.6858 | 214.9154 | 211.21 | 207.5684 | 203.9896 | 200.4726 | 197.0161 | 193.6193 | 190.2811 | 187.0003 | 183.7762 | 180.6076 | 177.4937 | 174.4335 | 171.426 | 168.4704 | 165.5657 | 162.7111 | 159.9058 | 157.1488 | 218.6858 | 433.6012 | 644.8112 | 852.3796 | 1056.3692 | 1256.8418 | 1453.8579 | 1647.4773 | 1837.7583 | 2024.7587 | 2208.5349 | 2389.1425 | 2566.6362 | 2741.0697 | 2912.4957 | 3080.9661 | 3246.5319 | 3409.243 | 3569.1488 | 3726.2976 | 0 | 0 | 0 | 0 | 0 | 0 | 0 | 0 | 0 | 0 | 0 | 0 | 0 | 0 | 0 | 0 | 0 | 0 | 0 | 0 | 0 | 0 | 0 | 0 | 0 | 0 | 0 | 0 | 0 | 0 | 0 | 0 | 0 | 0 | 0 | 0 | 0 | 0 | 0 | 0 | 218.6858 | 214.9154 | 211.21 | 207.5684 | 203.9896 | 200.4726 | 197.0161 | 193.6193 | 190.2811 | 187.0003 | 183.7762 | 180.6076 | 177.4937 | 174.4335 | 171.426 | 168.4704 | 165.5657 | 162.7111 | 159.9058 | 157.1488 | 218.6858 | 433.6012 | 644.8112 | 852.3796 | 1056.3692 | 1256.8418 | 1453.8579 | 1647.4773 | 1837.7583 | 2024.7587 | 2208.5349 | 2389.1425 | 2566.6362 | 2741.0697 | 2912.4957 | 3080.9661 | 3246.5319 | 3409.243 | 3569.1488 | 3726.2976 | 0 | 0 | 0 | 0 | 0 | 0 | 0 | 0 | 0 | 0 | 0 | 0 | 0 | 0 | 0 | 0 | 0 | 0 | 0 | 0 | 0 | 0 | 0 | 0 | 0 | 0 | 0 | 0 | 0 | 0 | 0 | 0 | 0 | 0 | 0 | 0 | 0 | 0 | 0 | 0 | 218.6858 | 214.9154 | 211.21 | 207.5684 | 203.9896 | 200.4726 | 197.0161 | 193.6193 | 190.2811 | 187.0003 | 183.7762 | 180.6076 | 177.4937 | 174.4335 | 171.426 | 168.4704 | 165.5657 | 162.7111 | 159.9058 | 157.1488 | 218.6858 | 433.6012 | 644.8112 | 852.3796 | 1056.3692 | 1256.8418 | 1453.8579 | 1647.4773 | 1837.7583 | 2024.7587 | 2208.5349 | 2389.1425 | 2566.6362 | 2741.0697 | 2912.4957 | 3080.9661 | 3246.5319 | 3409.243 | 3569.1488 | 3726.2976 | 0 | 0 | 0 | 0 | 0 | 0 | 0 | 0 | 0 | 0 | 0 | 0 | 0 | 0 | 0 | 0 | 0 | 0 | 0 | 0 | 0 | 0 | 0 | 0 | 0 | 0 | 0 | 0 | 0 | 0 | 0 | 0 | 0 | 0 | 0 | 0 | 0 | 0 | 0 | 0 | 218.6858 | 214.9154 | 211.21 | 207.5684 | 203.9896 | 200.4726 | 197.0161 | 193.6193 | 190.2811 | 187.0003 | 183.7762 | 180.6076 | 177.4937 | 174.4335 | 171.426 | 168.4704 | 165.5657 | 162.7111 | 159.9058 | 157.1488 | 218.6858 | 433.6012 | 644.8112 | 852.3796 | 1056.3692 | 1256.8418 | 1453.8579 | 1647.4773 | 1837.7583 | 2024.7587 | 2208.5349 | 2389.1425 | 2566.6362 | 2741.0697 | 2912.4957 | 3080.9661 | 3246.5319 | 3409.243 | 3569.1488 | 3726.2976 | 161.9572 | 162.3432 | 162.7296 | 163.1134 | 163.4919 | 163.8624 | 164.2223 | 164.5692 | 164.9007 | 165.2146 | 165.5117 | 165.7926 | 166.0582 | 166.309 | 166.5458 | 166.7691 | 166.9797 | 167.1779 | 167.3644 | 167.5397 | 125.2773 | 125.5759 | 125.8747 | 126.1717 | 126.4644 | 126.751 | 127.0294 | 127.2978 | 127.5542 | 127.797 | 128.0268 | 128.2441 | 128.4495 | 128.6435 | 128.8267 | 128.9994 | 129.1623 | 129.3156 | 129.4599 | 129.5955
WA_Industrial_Other Industrial_New_Space Heating_Natural Gas_Insulation - Roof/Ceiling_A | WA | Industrial | Other Industrial | New | Space Heating | Natural Gas | Insulation - Roof/Ceiling | A | IM681 | R-13 | R-38 | 45 | 0.078976 | 0 | 0 | 1.11 | 0 | 0 | 0 | 0.55475 |  | sqft | 0% | 0% | Retrofit | Retro3Slow | 81.94% | TBD | 0.2% | 116.4128 |  | 62.2694 |  | 0 | RTF Wkbk - ComWeatherizationSchool_v3_1 | RTF Wkbk - ComWeatherizationSchool_v3_1 | Building Energy Simulation Tool | R-13 | R-13 | R-13 | R-13 | R-13 | R-13 | R-13 | R-13 | R-13 | R-13 | R-13 | R-13 | R-13 | R-13 | R-13 | R-13 | R-13 | R-13 | R-13 | R-13 | R-13 | R-13 | R-38 | R-38 | R-38 | R-38 | R-38 | R-38 | R-38 | R-38 | R-38 | R-38 | R-38 | R-38 | R-38 | R-38 | R-38 | R-38 | R-38 | R-38 | R-38 | R-38 | R-38 | R-38 | 1.11 | 1.11 | 1.11 | 1.11 | 1.11 | 1.11 | 1.11 | 1.11 | 1.11 | 1.11 | 1.11 | 1.11 | 1.11 | 1.11 | 1.11 | 1.11 | 1.11 | 1.11 | 1.11 | 1.11 | 1.11 | 1.11 | 0 | 0 | 0.078561 | 0.073867 | 0.071969 | 0.070813 | 0.070239 | 0.069714 | 0.069246 | 0.068788 | 0.068359 | 0.067916 | 0.067315 | 0.066786 | 0.066206 | 0.066125 | 0.066017 | 0.065885 | 0.065891 | 0.065858 | 0.065931 | 0.065949 | 0 | 0 | 0 | 0 | 0 | 0 | 0 | 0 | 0 | 0 | 0 | 0 | 0 | 0 | 0 | 0 | 0 | 0 | 0 | 0 | 0 | 0 | 0 | 0 | 0 | 0 | 0 | 0 | 0 | 0 | 0 | 0 | 0 | 0 | 0 | 0 | 0 | 0 | 0 | 0 | 0 | 0 | 0 | 0 | 0 | 0 | 0 | 0 | 0 | 0 | 0 | 0 | 0 | 0 | 0 | 0 | 0 | 0 | 0 | 0 | 0 | 0 | 0 | 0 | 0 | 0 | 0 | 0 | 0 | 0 | 0 | 0 | 0 | 0 | 0 | 0 | 0 | 0 | 0 | 0 | 0 | 0 | 0 | 0 | 0 | 0 | 0 | 0 | 0 | 0 | 0 | 0 | 0 | 0 | 0 | 0 | 0 | 0 | 0 | 0 | 0 | 0 | 0 | 0 | 0 | 0 | 0 | 0 | 0 | 0 | 0 | 0 | 0 | 0 | 0 | 0 | 0 | 0 | 0 | 0 | 0 | 0 | 0 | 0 | 0 | 0 | 0 | 0 | 0 | 0 | 0 | 0 | 0 | 0 | 0 | 0 | 0 | 0 | 0 | 0 | 0 | 0 | 0 | 0 | 0 | 0 | 0 | 0 | 0 | 0 | 0 | 0 | 0 | 0 | 0 | 0 | 0 | 0 | 0 | 0 | 0 | 0 | 0 | 0 | 0 | 0 | 0 | 0 | 0 | 0 | 0 | 0 | 0 | 0 | 0 | 0 | 0 | 0 | 0 | 0 | 0 | 0 | 0 | 0 | 0 | 0 | 0 | 0 | 0 | 0 | 0 | 0 | 0 | 0 | 0 | 0 | 0 | 0 | 0 | 0 | 0 | 0 | 0 | 0 | 0 | 0 | 0 | 0 | 0 | 0 | 0 | 0 | 0 | 0 | 0 | 0 | 0 | 0 | 0 | 0 | 0 | 0 | 0 | 0 | 0 | 0 | 0 | 0 | 0 | 0 | 0 | 0 | 0 | 0 | 0 | 0 | 0 | 0 | 0 | 0 | 0 | 0 | 0 | 0 | 0 | 0 | 0 | 0 | 0 | 0 | 0 | 0 | 0 | 0 | 0 | 0 | 0 | 0 | 0 | 0 | 0 | 0 | 0 | 0 | 0 | 0 | 0 | 0 | 0 | 0 | 0 | 0 | 0 | 0 | 0 | 0 | 0 | 0 | 0 | 0 | 0 | 0 | 0 | 0 | 0 | 0 | 0 | 0 | 0 | 0 | 0 | 0 | 0 | 0 | 0 | 0 | 0 | 0 | 0 | 0 | 0 | 0 | 0 | 0 | 0 | 0 | 0 | 0 | 0 | 0 | 0 | 0 | 0 | 0 | 0 | 0 | 0 | 0 | 0 | 0 | 0 | 0 | 0 | 0 | 0 | 0 | 0 | 0 | 0 | 0 | 0 | 0 | 0 | 0 | 0 | 0 | 0 | 0 | 0 | 0 | 0 | 0 | 0 | 0 | 0 | 0 | 0 | 0 | 0 | 0 | 0 | 0 | 0 | 0 | 0 | 0 | 0 | 0 | 0 | 0 | 0 | 0 | 0 | 0 | 0 | 0 | 0 | 0 | 0 | 0 | 0 | 0 | 0 | 0 | 0 | 0 | 0 | 0 | 0 | 0 | 0 | 0 | 0 | 0 | 0 | 0 | 0 | 0 | 0 | 0 | 0 | 0 | 0 | 0 | 0 | 0 | 0 | 0 | 0 | 0 | 955.4003 | 955.4003 | 955.4003 | 955.4003 | 955.4003 | 955.4003 | 955.4003 | 955.4003 | 955.4003 | 955.4003 | 955.4003 | 955.4003 | 955.4003 | 955.4003 | 955.4003 | 955.4003 | 955.4003 | 955.4003 | 955.4003 | 955.4003 | 511.0451 | 511.0451 | 511.0451 | 511.0451 | 511.0451 | 511.0451 | 511.0451 | 511.0451 | 511.0451 | 511.0451 | 511.0451 | 511.0451 | 511.0451 | 511.0451 | 511.0451 | 511.0451 | 511.0451 | 511.0451 | 511.0451 | 511.0451
WA_Industrial_Other Industrial_New_Space Heating_Natural Gas_Insulation - Wall Cavity_A | WA | Industrial | Other Industrial | New | Space Heating | Natural Gas | Insulation - Wall Cavity | A | IM682 | R-11 or less | R-21 | 45 | 0.017277 | 0 | 0 | 0.24 | 0 | 0 | 0 | 0.1203 |  | sqft | 0% | 0% | Retrofit | Retro3Slow | 81.94% | TBD | 0.2% | 90.615 |  | 48.4701 |  | 0 | RTF Wkbk - ComWeatherizationSchool_v3_1 | N/A | Building Energy Simulation Tool | R-11 or less | R-11 or less | R-11 or less | R-11 or less | R-11 or less | R-11 or less | R-11 or less | R-11 or less | R-11 or less | R-11 or less | R-11 or less | R-11 or less | R-11 or less | R-11 or less | R-11 or less | R-11 or less | R-11 or less | R-11 or less | R-11 or less | R-11 or less | R-11 or less | R-11 or less | R-21 | R-21 | R-21 | R-21 | R-21 | R-21 | R-21 | R-21 | R-21 | R-21 | R-21 | R-21 | R-21 | R-21 | R-21 | R-21 | R-21 | R-21 | R-21 | R-21 | R-21 | R-21 | 0.24 | 0.24 | 0.24 | 0.24 | 0.24 | 0.24 | 0.24 | 0.24 | 0.24 | 0.24 | 0.24 | 0.24 | 0.24 | 0.24 | 0.24 | 0.24 | 0.24 | 0.24 | 0.24 | 0.24 | 0.24 | 0.24 | 0 | 0 | 0.017187 | 0.01616 | 0.015744 | 0.015492 | 0.015366 | 0.015251 | 0.015149 | 0.015048 | 0.014955 | 0.014858 | 0.014726 | 0.01461 | 0.014484 | 0.014466 | 0.014442 | 0.014413 | 0.014415 | 0.014408 | 0.014424 | 0.014428 | 0 | 0 | 0 | 0 | 0 | 0 | 0 | 0 | 0 | 0 | 0 | 0 | 0 | 0 | 0 | 0 | 0 | 0 | 0 | 0 | 0 | 0 | 0 | 0 | 0 | 0 | 0 | 0 | 0 | 0 | 0 | 0 | 0 | 0 | 0 | 0 | 0 | 0 | 0 | 0 | 0 | 0 | 0 | 0 | 0 | 0 | 0 | 0 | 0 | 0 | 0 | 0 | 0 | 0 | 0 | 0 | 0 | 0 | 0 | 0 | 0 | 0 | 0 | 0 | 0 | 0 | 0 | 0 | 0 | 0 | 0 | 0 | 0 | 0 | 0 | 0 | 0 | 0 | 0 | 0 | 0 | 0 | 0 | 0 | 0 | 0 | 0 | 0 | 0 | 0 | 0 | 0 | 0 | 0 | 0 | 0 | 0 | 0 | 0 | 0 | 0 | 0 | 0 | 0 | 0 | 0 | 0 | 0 | 0 | 0 | 0 | 0 | 0 | 0 | 0 | 0 | 0 | 0 | 0 | 0 | 0 | 0 | 0 | 0 | 0 | 0 | 0 | 0 | 0 | 0 | 0 | 0 | 0 | 0 | 0 | 0 | 0 | 0 | 0 | 0 | 0 | 0 | 0 | 0 | 0 | 0 | 0 | 0 | 0 | 0 | 0 | 0 | 0 | 0 | 0 | 0 | 0 | 0 | 0 | 0 | 0 | 0 | 0 | 0 | 0 | 0 | 0 | 0 | 0 | 0 | 0 | 0 | 0 | 0 | 0 | 0 | 0 | 0 | 0 | 0 | 0 | 0 | 0 | 0 | 0 | 0 | 0 | 0 | 0 | 0 | 0 | 0 | 0 | 0 | 0 | 0 | 0 | 0 | 0 | 0 | 0 | 0 | 0 | 0 | 0 | 0 | 0 | 0 | 0 | 0 | 0 | 0 | 0 | 0 | 0 | 0 | 0 | 0 | 0 | 0 | 0 | 0 | 0 | 0 | 0 | 0 | 0 | 0 | 0 | 0 | 0 | 0 | 0 | 0 | 0 | 0 | 0 | 0 | 0 | 0 | 0 | 0 | 0 | 0 | 0 | 0 | 0 | 0 | 0 | 0 | 0 | 0 | 0 | 0 | 0 | 0 | 0 | 0 | 0 | 0 | 0 | 0 | 0 | 0 | 0 | 0 | 0 | 0 | 0 | 0 | 0 | 0 | 0 | 0 | 0 | 0 | 0 | 0 | 0 | 0 | 0 | 0 | 0 | 0 | 0 | 0 | 0 | 0 | 0 | 0 | 0 | 0 | 0 | 0 | 0 | 0 | 0 | 0 | 0 | 0 | 0 | 0 | 0 | 0 | 0 | 0 | 0 | 0 | 0 | 0 | 0 | 0 | 0 | 0 | 0 | 0 | 0 | 0 | 0 | 0 | 0 | 0 | 0 | 0 | 0 | 0 | 0 | 0 | 0 | 0 | 0 | 0 | 0 | 0 | 0 | 0 | 0 | 0 | 0 | 0 | 0 | 0 | 0 | 0 | 0 | 0 | 0 | 0 | 0 | 0 | 0 | 0 | 0 | 0 | 0 | 0 | 0 | 0 | 0 | 0 | 0 | 0 | 0 | 0 | 0 | 0 | 0 | 0 | 0 | 0 | 0 | 0 | 0 | 0 | 0 | 0 | 0 | 0 | 0 | 0 | 0 | 0 | 0 | 0 | 0 | 0 | 0 | 0 | 0 | 0 | 0 | 0 | 0 | 0 | 0 | 0 | 0 | 0 | 0 | 0 | 944.2619 | 944.2619 | 944.2619 | 944.2619 | 944.2619 | 944.2619 | 944.2619 | 944.2619 | 944.2619 | 944.2619 | 944.2619 | 944.2619 | 944.2619 | 944.2619 | 944.2619 | 944.2619 | 944.2619 | 944.2619 | 944.2619 | 944.2619 | 505.0872 | 505.0872 | 505.0872 | 505.0872 | 505.0872 | 505.0872 | 505.0872 | 505.0872 | 505.0872 | 505.0872 | 505.0872 | 505.0872 | 505.0872 | 505.0872 | 505.0872 | 505.0872 | 505.0872 | 505.0872 | 505.0872 | 505.0872
WA_Industrial_Other Industrial_New_Space Heating_Natural Gas_Insulation - Ducting_A | WA | Industrial | Other Industrial | New | Space Heating | Natural Gas | Insulation - Ducting | A | IM683 | ~2°F thermal losses | 50% reduction in thermal losses | 20 | 0.0012737 | 0 | 0 | 1.52 | 0 | 0 | 0 | 0.76105 |  | sqft | 0% | 0% | Retrofit | Retro5Med | 81.71% | TBD | 0.2% | 182.7943 |  | 115.102 |  | 0 | MA TRM - 2019-2021 - COM-HVAC-DI | MEMD - MMD8.25.01.FESH23.v01 | Building Energy Simulation Tool | ~2°F thermal losses | ~2°F thermal losses | ~2°F thermal losses | ~2°F thermal losses | ~2°F thermal losses | ~2°F thermal losses | ~2°F thermal losses | ~2°F thermal losses | ~2°F thermal losses | ~2°F thermal losses | ~2°F thermal losses | ~2°F thermal losses | ~2°F thermal losses | ~2°F thermal losses | ~2°F thermal losses | ~2°F thermal losses | ~2°F thermal losses | ~2°F thermal losses | ~2°F thermal losses | ~2°F thermal losses | ~2°F thermal losses | ~2°F thermal losses | 50% reduction in thermal losses | 50% reduction in thermal losses | 50% reduction in thermal losses | 50% reduction in thermal losses | 50% reduction in thermal losses | 50% reduction in thermal losses | 50% reduction in thermal losses | 50% reduction in thermal losses | 50% reduction in thermal losses | 50% reduction in thermal losses | 50% reduction in thermal losses | 50% reduction in thermal losses | 50% reduction in thermal losses | 50% reduction in thermal losses | 50% reduction in thermal losses | 50% reduction in thermal losses | 50% reduction in thermal losses | 50% reduction in thermal losses | 50% reduction in thermal losses | 50% reduction in thermal losses | 50% reduction in thermal losses | 50% reduction in thermal losses | 1.52 | 1.52 | 1.52 | 1.52 | 1.52 | 1.52 | 1.52 | 1.52 | 1.52 | 1.52 | 1.52 | 1.52 | 1.52 | 1.52 | 1.52 | 1.52 | 1.52 | 1.52 | 1.52 | 1.52 | 1.52 | 1.52 | 0 | 0 | 0.0012666 | 0.0011907 | 0.0011599 | 0.0011411 | 0.0011315 | 0.0011227 | 0.0011149 | 0.0011071 | 0.0010998 | 0.0010923 | 0.0010822 | 0.0010734 | 0.0010637 | 0.0010622 | 0.0010603 | 0.0010582 | 0.0010583 | 0.0010578 | 0.001059 | 0.0010593 | 0 | 0 | 0 | 0 | 0 | 0 | 0 | 0 | 0 | 0 | 0 | 0 | 0 | 0 | 0 | 0 | 0 | 0 | 0 | 0 | 0 | 0 | 0 | 0 | 0 | 0 | 0 | 0 | 0 | 0 | 0 | 0 | 0 | 0 | 0 | 0 | 0 | 0 | 0 | 0 | 0 | 0 | 0 | 0 | 0 | 0 | 0 | 0 | 0 | 0 | 0 | 0 | 0 | 0 | 0 | 0 | 0 | 0 | 0 | 0 | 0 | 0 | 0 | 0 | 0 | 0 | 0 | 0 | 0 | 0 | 0 | 0 | 0 | 0 | 0 | 0 | 0 | 0 | 0 | 0 | 0 | 0 | 0 | 0 | 0 | 0 | 0 | 0 | 0 | 0 | 0 | 0 | 0 | 0 | 0 | 0 | 0 | 0 | 0 | 0 | 0 | 0 | 0 | 0 | 0 | 0 | 0 | 0 | 0 | 0 | 0 | 0 | 0 | 0 | 0 | 0 | 0 | 0 | 0 | 0 | 0 | 0 | 0 | 0 | 0 | 0 | 0 | 0 | 0 | 0 | 0 | 0 | 0 | 0 | 0 | 0 | 0 | 0 | 0 | 0 | 0 | 0 | 0 | 0 | 0 | 0 | 0 | 0 | 0 | 0 | 0 | 0 | 0 | 0 | 0 | 0 | 0 | 0 | 0 | 0 | 0 | 0 | 0 | 0 | 0 | 0 | 0 | 0 | 0 | 0 | 0 | 0 | 0 | 0 | 0 | 0 | 0 | 0 | 0 | 0 | 0 | 0 | 0 | 0 | 0 | 0 | 0 | 0 | 0 | 0 | 0 | 0 | 0 | 0 | 0 | 0 | 0 | 0 | 0 | 0 | 0 | 0 | 0 | 0 | 0 | 0 | 0 | 0 | 0 | 0 | 0 | 0 | 0 | 0 | 0 | 0 | 0 | 0 | 0 | 0 | 0 | 0 | 0 | 0 | 0 | 0 | 0 | 0 | 0 | 0 | 0 | 0 | 0 | 0 | 0 | 0 | 0 | 0 | 0 | 0 | 0 | 0 | 0 | 0 | 0 | 0 | 0 | 0 | 0 | 0 | 0 | 0 | 0 | 0 | 0 | 0 | 0 | 0 | 0 | 0 | 0 | 0 | 0 | 0 | 0 | 0 | 0 | 0 | 0 | 0 | 0 | 0 | 0 | 0 | 0 | 0 | 0 | 0 | 0 | 0 | 0 | 0 | 0 | 0 | 0 | 0 | 0 | 0 | 0 | 0 | 0 | 0 | 0 | 0 | 0 | 0 | 0 | 0 | 0 | 0 | 0 | 0 | 0 | 0 | 0 | 0 | 0 | 0 | 0 | 0 | 0 | 0 | 0 | 0 | 0 | 0 | 0 | 0 | 0 | 0 | 0 | 0 | 0 | 0 | 0 | 0 | 0 | 0 | 0 | 0 | 0 | 0 | 0 | 0 | 0 | 0 | 0 | 0 | 0 | 0 | 0 | 0 | 0 | 0 | 0 | 0 | 0 | 0 | 0 | 0 | 0 | 0 | 0 | 0 | 0 | 0 | 0 | 0 | 0 | 0 | 0 | 0 | 0 | 0 | 0 | 0 | 0 | 0 | 0 | 0 | 0 | 0 | 0 | 0 | 0 | 0 | 0 | 0 | 0 | 0 | 0 | 0 | 0 | 0 | 0 | 0 | 0 | 0 | 0 | 0 | 0 | 0 | 0 | 0 | 0 | 0 | 0 | 0 | 0 | 0 | 110751.8776 | 110751.8776 | 110751.8776 | 110751.8776 | 110751.8776 | 110751.8776 | 110751.8776 | 110751.8776 | 110751.8776 | 110751.8776 | 110751.8776 | 110751.8776 | 110751.8776 | 110751.8776 | 110751.8776 | 110751.8776 | 110751.8776 | 110751.8776 | 110751.8776 | 110751.8776 | 69223.2564 | 69223.2564 | 69223.2564 | 69223.2564 | 69223.2564 | 69223.2564 | 69223.2564 | 69223.2564 | 69223.2564 | 69223.2564 | 69223.2564 | 69223.2564 | 69223.2564 | 69223.2564 | 69223.2564 | 69223.2564 | 69223.2564 | 69223.2564 | 69223.2564 | 69223.2564
WA_Industrial_Other Industrial_New_Space Heating_Natural Gas_HVAC - Duct Repair and Sealing_A | WA | Industrial | Other Industrial | New | Space Heating | Natural Gas | HVAC - Duct Repair and Sealing | A | IM684 | Poorly sealed/leaky ducts | 30% reduced duct leaking | 20 | 0.0036023 | 0 | 0 | 0 | 0 | 0 | 0 | 0 |  | sqft | 0% | 0% | Retrofit | RetroEven20 | 80.75% | TBD | 0.2% | 112.0167 |  | 70.8916 |  | 0 | MA TRM - 2019-2021 - COM-HVAC-DS | N/A | Building Energy Simulation Tool | Poorly sealed/leaky ducts | Poorly sealed/leaky ducts | Poorly sealed/leaky ducts | Poorly sealed/leaky ducts | Poorly sealed/leaky ducts | Poorly sealed/leaky ducts | Poorly sealed/leaky ducts | Poorly sealed/leaky ducts | Poorly sealed/leaky ducts | Poorly sealed/leaky ducts | Poorly sealed/leaky ducts | Poorly sealed/leaky ducts | Poorly sealed/leaky ducts | Poorly sealed/leaky ducts | Poorly sealed/leaky ducts | Poorly sealed/leaky ducts | Poorly sealed/leaky ducts | Poorly sealed/leaky ducts | Poorly sealed/leaky ducts | Poorly sealed/leaky ducts | Poorly sealed/leaky ducts | Poorly sealed/leaky ducts | 30% reduced duct leaking | 30% reduced duct leaking | 30% reduced duct leaking | 30% reduced duct leaking | 30% reduced duct leaking | 30% reduced duct leaking | 30% reduced duct leaking | 30% reduced duct leaking | 30% reduced duct leaking | 30% reduced duct leaking | 30% reduced duct leaking | 30% reduced duct leaking | 30% reduced duct leaking | 30% reduced duct leaking | 30% reduced duct leaking | 30% reduced duct leaking | 30% reduced duct leaking | 30% reduced duct leaking | 30% reduced duct leaking | 30% reduced duct leaking | 30% reduced duct leaking | 30% reduced duct leaking | 0 | 0 | 0 | 0 | 0 | 0 | 0 | 0 | 0 | 0 | 0 | 0 | 0 | 0 | 0 | 0 | 0 | 0 | 0 | 0 | 0 | 0 | 0 | 0 | 0.0035824 | 0.0033677 | 0.0032806 | 0.0032273 | 0.0032003 | 0.0031755 | 0.0031532 | 0.0031313 | 0.0031105 | 0.0030893 | 0.0030608 | 0.0030358 | 0.0030085 | 0.0030042 | 0.0029989 | 0.002993 | 0.0029932 | 0.0029917 | 0.0029951 | 0.002996 | 0 | 0 | 0 | 0 | 0 | 0 | 0 | 0 | 0 | 0 | 0 | 0 | 0 | 0 | 0 | 0 | 0 | 0 | 0 | 0 | 0 | 0 | 0 | 0 | 0 | 0 | 0 | 0 | 0 | 0 | 0 | 0 | 0 | 0 | 0 | 0 | 0 | 0 | 0 | 0 | 0 | 0 | 0 | 0 | 0 | 0 | 0 | 0 | 0 | 0 | 0 | 0 | 0 | 0 | 0 | 0 | 0 | 0 | 0 | 0 | 0 | 0 | 0 | 0 | 0 | 0 | 0 | 0 | 0 | 0 | 0 | 0 | 0 | 0 | 0 | 0 | 0 | 0 | 0 | 0 | 0 | 0 | 0 | 0 | 0 | 0 | 0 | 0 | 0 | 0 | 0 | 0 | 0 | 0 | 0 | 0 | 0 | 0 | 0 | 0 | 0 | 0 | 0 | 0 | 0 | 0 | 0 | 0 | 0 | 0 | 0 | 0 | 0 | 0 | 0 | 0 | 0 | 0 | 0 | 0 | 0 | 0 | 0 | 0 | 0 | 0 | 0 | 0 | 0 | 0 | 0 | 0 | 0 | 0 | 0 | 0 | 0 | 0 | 0 | 0 | 0 | 0 | 0 | 0 | 0 | 0 | 0 | 0 | 0 | 0 | 0 | 0 | 0 | 0 | 0 | 0 | 0 | 0 | 0 | 0 | 0 | 0 | 0 | 0 | 0 | 0 | 0 | 0 | 0 | 0 | 0 | 0 | 0 | 0 | 0 | 0 | 0 | 0 | 0 | 0 | 0 | 0 | 0 | 0 | 0 | 0 | 0 | 0 | 0 | 0 | 0 | 0 | 0 | 0 | 0 | 0 | 0 | 0 | 0 | 0 | 0 | 0 | 0 | 0 | 0 | 0 | 0 | 0 | 0 | 0 | 0 | 0 | 0 | 0 | 0 | 0 | 0 | 0 | 0 | 0 | 0 | 0 | 0 | 0 | 0 | 0 | 0 | 0 | 0 | 0 | 0 | 0 | 0 | 0 | 0 | 0 | 0 | 0 | 0 | 0 | 0 | 0 | 0 | 0 | 0 | 0 | 0 | 0 | 0 | 0 | 0 | 0 | 0 | 0 | 0 | 0 | 0 | 0 | 0 | 0 | 0 | 0 | 0 | 0 | 0 | 0 | 0 | 0 | 0 | 0 | 0 | 0 | 0 | 0 | 0 | 0 | 0 | 0 | 0 | 0 | 0 | 0 | 0 | 0 | 0 | 0 | 0 | 0 | 0 | 0 | 0 | 0 | 0 | 0 | 0 | 0 | 0 | 0 | 0 | 0 | 0 | 0 | 0 | 0 | 0 | 0 | 0 | 0 | 0 | 0 | 0 | 0 | 0 | 0 | 0 | 0 | 0 | 0 | 0 | 0 | 0 | 0 | 0 | 0 | 0 | 0 | 0 | 0 | 0 | 0 | 0 | 0 | 0 | 0 | 0 | 0 | 0 | 0 | 0 | 0 | 0 | 0 | 0 | 0 | 0 | 0 | 0 | 0 | 0 | 0 | 0 | 0 | 0 | 0 | 0 | 0 | 0 | 0 | 0 | 0 | 0 | 0 | 0 | 0 | 0 | 0 | 0 | 0 | 0 | 0 | 0 | 0 | 0 | 0 | 0 | 0 | 0 | 0 | 0 | 0 | 0 | 0 | 0 | 0 | 0 | 0 | 0 | 0 | 0 | 0 | 0 | 0 | 0 | 0 | 0 | 0 | 0 | 0 | 0 | 0 | 0 | 0 | 0 | 0 | 0 | 0 | 0 | 0 | 0 | 0 | 0 | 0 | 0 | 0 | 0 | 0 | 0 | 0 | 0 | 0 | 0 | 0 | 0 | 0 | 0 | 0 | 0 | 0 | 0 | 0 | 0 | 0 | 0 | 0 | 0 | 0 | 0 | 0 | 0 | 0
WA_Industrial_Other Industrial_New_Space Heating_Natural Gas_Windows - High Efficiency_A | WA | Industrial | Other Industrial | New | Space Heating | Natural Gas | Windows - High Efficiency | A | IM685 | U-.5 or worse | U-.22 or better | 45 | 0.0073878 | 0 | 0 | 0 | 0 | 0 | 0 | 0 |  | sqft | 0% | 0% | Retrofit | Retro1Slow | 84.81% | TBD | 0.2% | 82.9217 |  | 44.355 |  | 0 | RTF Wkbk - ComWeatherizationSchool_v3_1 | N/A | Building Energy Simulation Tool | U-.5 or worse | U-.5 or worse | U-.5 or worse | U-.5 or worse | U-.5 or worse | U-.5 or worse | U-.5 or worse | U-.5 or worse | U-.5 or worse | U-.5 or worse | U-.5 or worse | U-.5 or worse | U-.5 or worse | U-.5 or worse | U-.5 or worse | U-.5 or worse | U-.5 or worse | U-.5 or worse | U-.5 or worse | U-.5 or worse | U-.5 or worse | U-.5 or worse | U-.22 or better | U-.22 or better | U-.22 or better | U-.22 or better | U-.22 or better | U-.22 or better | U-.22 or better | U-.22 or better | U-.22 or better | U-.22 or better | U-.22 or better | U-.22 or better | U-.22 or better | U-.22 or better | U-.22 or better | U-.22 or better | U-.22 or better | U-.22 or better | U-.22 or better | U-.22 or better | U-.22 or better | U-.22 or better | 0 | 0 | 0 | 0 | 0 | 0 | 0 | 0 | 0 | 0 | 0 | 0 | 0 | 0 | 0 | 0 | 0 | 0 | 0 | 0 | 0 | 0 | 0 | 0 | 0.007347 | 0.0069068 | 0.0067281 | 0.0066188 | 0.0065633 | 0.0065124 | 0.0064667 | 0.0064219 | 0.0063793 | 0.0063357 | 0.0062772 | 0.006226 | 0.0061699 | 0.0061611 | 0.0061503 | 0.0061383 | 0.0061386 | 0.0061357 | 0.0061426 | 0.0061444 | 0 | 0 | 0 | 0 | 0 | 0 | 0 | 0 | 0 | 0 | 0 | 0 | 0 | 0 | 0 | 0 | 0 | 0 | 0 | 0 | 0 | 0 | 0 | 0 | 0 | 0 | 0 | 0 | 0 | 0 | 0 | 0 | 0 | 0 | 0 | 0 | 0 | 0 | 0 | 0 | 0 | 0 | 0 | 0 | 0 | 0 | 0 | 0 | 0 | 0 | 0 | 0 | 0 | 0 | 0 | 0 | 0 | 0 | 0 | 0 | 0 | 0 | 0 | 0 | 0 | 0 | 0 | 0 | 0 | 0 | 0 | 0 | 0 | 0 | 0 | 0 | 0 | 0 | 0 | 0 | 0 | 0 | 0 | 0 | 0 | 0 | 0 | 0 | 0 | 0 | 0 | 0 | 0 | 0 | 0 | 0 | 0 | 0 | 0 | 0 | 0 | 0 | 0 | 0 | 0 | 0 | 0 | 0 | 0 | 0 | 0 | 0 | 0 | 0 | 0 | 0 | 0 | 0 | 0 | 0 | 0 | 0 | 0 | 0 | 0 | 0 | 0 | 0 | 0 | 0 | 0 | 0 | 0 | 0 | 0 | 0 | 0 | 0 | 0 | 0 | 0 | 0 | 0 | 0 | 0 | 0 | 0 | 0 | 0 | 0 | 0 | 0 | 0 | 0 | 0 | 0 | 0 | 0 | 0 | 0 | 0 | 0 | 0 | 0 | 0 | 0 | 0 | 0 | 0 | 0 | 0 | 0 | 0 | 0 | 0 | 0 | 0 | 0 | 0 | 0 | 0 | 0 | 0 | 0 | 0 | 0 | 0 | 0 | 0 | 0 | 0 | 0 | 0 | 0 | 0 | 0 | 0 | 0 | 0 | 0 | 0 | 0 | 0 | 0 | 0 | 0 | 0 | 0 | 0 | 0 | 0 | 0 | 0 | 0 | 0 | 0 | 0 | 0 | 0 | 0 | 0 | 0 | 0 | 0 | 0 | 0 | 0 | 0 | 0 | 0 | 0 | 0 | 0 | 0 | 0 | 0 | 0 | 0 | 0 | 0 | 0 | 0 | 0 | 0 | 0 | 0 | 0 | 0 | 0 | 0 | 0 | 0 | 0 | 0 | 0 | 0 | 0 | 0 | 0 | 0 | 0 | 0 | 0 | 0 | 0 | 0 | 0 | 0 | 0 | 0 | 0 | 0 | 0 | 0 | 0 | 0 | 0 | 0 | 0 | 0 | 0 | 0 | 0 | 0 | 0 | 0 | 0 | 0 | 0 | 0 | 0 | 0 | 0 | 0 | 0 | 0 | 0 | 0 | 0 | 0 | 0 | 0 | 0 | 0 | 0 | 0 | 0 | 0 | 0 | 0 | 0 | 0 | 0 | 0 | 0 | 0 | 0 | 0 | 0 | 0 | 0 | 0 | 0 | 0 | 0 | 0 | 0 | 0 | 0 | 0 | 0 | 0 | 0 | 0 | 0 | 0 | 0 | 0 | 0 | 0 | 0 | 0 | 0 | 0 | 0 | 0 | 0 | 0 | 0 | 0 | 0 | 0 | 0 | 0 | 0 | 0 | 0 | 0 | 0 | 0 | 0 | 0 | 0 | 0 | 0 | 0 | 0 | 0 | 0 | 0 | 0 | 0 | 0 | 0 | 0 | 0 | 0 | 0 | 0 | 0 | 0 | 0 | 0 | 0 | 0 | 0 | 0 | 0 | 0 | 0 | 0 | 0 | 0 | 0 | 0 | 0 | 0 | 0 | 0 | 0 | 0 | 0 | 0 | 0 | 0 | 0 | 0 | 0 | 0 | 0 | 0 | 0 | 0 | 0 | 0 | 0 | 0 | 0 | 0 | 0 | 0 | 0 | 0 | 0 | 0 | 0 | 0 | 0 | 0 | 0 | 0 | 0 | 0 | 0 | 0 | 0 | 0 | 0 | 0 | 0
WA_Industrial_Other Industrial_New_Space Heating_Natural Gas_Gas Boiler - Maintenance_A | WA | Industrial | Other Industrial | New | Space Heating | Natural Gas | Gas Boiler - Maintenance | A | IM686 | Degrade performance | General cleaning and maintenance | 3 | 1.9512 | 0 | 0 | 0.01 | 0 | 0 | 0 | 0.00535 |  | sqft | 5% | 10% | Retrofit | Retro20Fast | 65.82% | TBD | 0.2% | 164.6008 |  | 132.1804 |  | 0.0010299 | IL TRM - 4.3.10 - CI-HWE-DBTU-V01-180101 | IL TRM - 4.3.10 - CI-HWE-DBTU-V01-180101 | IL TRM - 4.3.10 - CI-HWE-DBTU-V01-180101 | Degrade performance | Degrade performance | Degrade performance | Degrade performance | Degrade performance | Degrade performance | Degrade performance | Degrade performance | Degrade performance | Degrade performance | Degrade performance | Degrade performance | Degrade performance | Degrade performance | Degrade performance | Degrade performance | Degrade performance | Degrade performance | Degrade performance | Degrade performance | Degrade performance | Degrade performance | General cleaning and maintenance | General cleaning and maintenance | General cleaning and maintenance | General cleaning and maintenance | General cleaning and maintenance | General cleaning and maintenance | General cleaning and maintenance | General cleaning and maintenance | General cleaning and maintenance | General cleaning and maintenance | General cleaning and maintenance | General cleaning and maintenance | General cleaning and maintenance | General cleaning and maintenance | General cleaning and maintenance | General cleaning and maintenance | General cleaning and maintenance | General cleaning and maintenance | General cleaning and maintenance | General cleaning and maintenance | General cleaning and maintenance | General cleaning and maintenance | 0.01 | 0.01 | 0.01 | 0.01 | 0.01 | 0.01 | 0.01 | 0.01 | 0.01 | 0.01 | 0.01 | 0.01 | 0.01 | 0.01 | 0.01 | 0.01 | 0.01 | 0.01 | 0.01 | 0.01 | 0.01 | 0.01 | 0 | 0 | 1.9447 | 1.8308 | 1.7863 | 1.7603 | 1.7502 | 1.7414 | 1.7347 | 1.7289 | 1.7253 | 1.7219 | 1.7149 | 1.7093 | 1.7034 | 1.7086 | 1.7117 | 1.7116 | 1.7149 | 1.7143 | 1.7152 | 1.7136 | 0.001208 | 0.0013912 | 0.0013399 | 0.0013726 | 0.0013763 | 0.0013655 | 0.0013527 | 0.0013595 | 0.0013529 | 0.0024122 | 0.0026517 | 0.0026225 | 0.0047727 | 0.0052839 | 0.0052524 | 0.0095916 | 0.010606 | 0.010521 | 0.019495 | 0.021242 | 0.001208 | 0.0025285 | 0.0038068 | 0.0040306 | 0.0040539 | 0.0040928 | 0.0040771 | 0.0040633 | 0.0040549 | 0.0040468 | 0.0040305 | 0.0040174 | 0.0040035 | 0.0040157 | 0.0040231 | 0.0040228 | 0.0040304 | 0.0040292 | 0.0040311 | 0.0040273 | 0.62119 | 0.75986 | 0.75009 | 0.77975 | 0.78638 | 0.78415 | 0.77975 | 0.78638 | 0.78415 | 1.4009 | 1.5462 | 1.5342 | 2.8019 | 3.0925 | 3.0685 | 5.6037 | 6.185 | 6.1369 | 11.3661 | 12.3964 | 0.62119 | 1.381 | 2.1311 | 2.2897 | 2.3162 | 2.3503 | 2.3503 | 2.3503 | 2.3503 | 2.3503 | 2.3503 | 2.3503 | 2.3503 | 2.3503 | 2.3503 | 2.3503 | 2.3503 | 2.3503 | 2.3503 | 2.3503 | 0.0010299 | 0.001246 | 0.0012208 | 0.0012605 | 0.0012663 | 0.0012571 | 0.0012449 | 0.0012503 | 0.0012432 | 0.0022144 | 0.0024332 | 0.0024045 | 0.0043741 | 0.0048117 | 0.0047595 | 0.0086563 | 0.0095351 | 0.0094349 | 0.017435 | 0.018989 | 0.0010299 | 0.0022646 | 0.0034685 | 0.0037013 | 0.0037296 | 0.0037678 | 0.0037524 | 0.0037368 | 0.0037263 | 0.0037151 | 0.0036985 | 0.0036834 | 0.0036691 | 0.0036569 | 0.0036455 | 0.0036306 | 0.0036233 | 0.0036133 | 0.0036052 | 0.0036001 | 0.52801 | 0.64588 | 0.63757 | 0.66279 | 0.66842 | 0.66653 | 0.66279 | 0.66842 | 0.66653 | 1.1908 | 1.3143 | 1.3041 | 2.3816 | 2.6286 | 2.6082 | 4.7632 | 5.2572 | 5.2164 | 9.6612 | 10.537 | 0.52801 | 1.1739 | 1.8115 | 1.9462 | 1.9688 | 1.9977 | 1.9977 | 1.9977 | 1.9977 | 1.9977 | 1.9977 | 1.9977 | 1.9977 | 1.9977 | 1.9977 | 1.9977 | 1.9977 | 1.9977 | 1.9977 | 1.9977 | 0.0010299 | 0.001246 | 0.0012208 | 0.0012605 | 0.0012663 | 0.0012571 | 0.0012449 | 0.0012503 | 0.0012432 | 0.0022144 | 0.0024332 | 0.0024045 | 0.0043741 | 0.0048117 | 0.0047595 | 0.0086563 | 0.0095351 | 0.0094349 | 0.017435 | 0.018989 | 0.0010299 | 0.0022646 | 0.0034685 | 0.0037013 | 0.0037296 | 0.0037678 | 0.0037524 | 0.0037368 | 0.0037263 | 0.0037151 | 0.0036985 | 0.0036834 | 0.0036691 | 0.0036569 | 0.0036455 | 0.0036306 | 0.0036233 | 0.0036133 | 0.0036052 | 0.0036001 | 0.52801 | 0.64588 | 0.63757 | 0.66279 | 0.66842 | 0.66653 | 0.66279 | 0.66842 | 0.66653 | 1.1908 | 1.3143 | 1.3041 | 2.3816 | 2.6286 | 2.6082 | 4.7632 | 5.2572 | 5.2164 | 9.6612 | 10.537 | 0.52801 | 1.1739 | 1.8115 | 1.9462 | 1.9688 | 1.9977 | 1.9977 | 1.9977 | 1.9977 | 1.9977 | 1.9977 | 1.9977 | 1.9977 | 1.9977 | 1.9977 | 1.9977 | 1.9977 | 1.9977 | 1.9977 | 1.9977 | 0.0010299 | 0.001246 | 0.0012208 | 0.0012605 | 0.0012663 | 0.0012571 | 0.0012449 | 0.0012503 | 0.0012432 | 0.0022144 | 0.0024332 | 0.0024045 | 0.0043741 | 0.0048117 | 0.0047595 | 0.0086563 | 0.0095351 | 0.0094349 | 0.017435 | 0.018989 | 0.0010299 | 0.0022646 | 0.0034685 | 0.0037013 | 0.0037296 | 0.0037678 | 0.0037524 | 0.0037368 | 0.0037263 | 0.0037151 | 0.0036985 | 0.0036834 | 0.0036691 | 0.0036569 | 0.0036455 | 0.0036306 | 0.0036233 | 0.0036133 | 0.0036052 | 0.0036001 | 0.52801 | 0.64588 | 0.63757 | 0.66279 | 0.66842 | 0.66653 | 0.66279 | 0.66842 | 0.66653 | 1.1908 | 1.3143 | 1.3041 | 2.3816 | 2.6286 | 2.6082 | 4.7632 | 5.2572 | 5.2164 | 9.6612 | 10.537 | 0.52801 | 1.1739 | 1.8115 | 1.9462 | 1.9688 | 1.9977 | 1.9977 | 1.9977 | 1.9977 | 1.9977 | 1.9977 | 1.9977 | 1.9977 | 1.9977 | 1.9977 | 1.9977 | 1.9977 | 1.9977 | 1.9977 | 1.9977 | 0.0010299 | 0.001246 | 0.0012208 | 0.0012605 | 0.0012663 | 0.0012571 | 0.0012449 | 0.0012503 | 0.0012432 | 0.0022144 | 0.0024332 | 0.0024045 | 0.0043741 | 0.0048117 | 0.0047595 | 0.0086563 | 0.0095351 | 0.0094349 | 0.017435 | 0.018989 | 0.0010299 | 0.0022646 | 0.0034685 | 0.0037013 | 0.0037296 | 0.0037678 | 0.0037524 | 0.0037368 | 0.0037263 | 0.0037151 | 0.0036985 | 0.0036834 | 0.0036691 | 0.0036569 | 0.0036455 | 0.0036306 | 0.0036233 | 0.0036133 | 0.0036052 | 0.0036001 | 0.52801 | 0.64588 | 0.63757 | 0.66279 | 0.66842 | 0.66653 | 0.66279 | 0.66842 | 0.66653 | 1.1908 | 1.3143 | 1.3041 | 2.3816 | 2.6286 | 2.6082 | 4.7632 | 5.2572 | 5.2164 | 9.6612 | 10.537 | 0.52801 | 1.1739 | 1.8115 | 1.9462 | 1.9688 | 1.9977 | 1.9977 | 1.9977 | 1.9977 | 1.9977 | 1.9977 | 1.9977 | 1.9977 | 1.9977 | 1.9977 | 1.9977 | 1.9977 | 1.9977 | 1.9977 | 1.9977 | 1.0523 | 1.0523 | 1.0523 | 1.0523 | 1.0523 | 1.0523 | 1.0523 | 1.0523 | 1.0523 | 1.0523 | 1.0523 | 1.0523 | 1.0523 | 1.0523 | 1.0523 | 1.0523 | 1.0523 | 1.0523 | 1.0523 | 1.0523 | 0.84504 | 0.84504 | 0.84504 | 0.84504 | 0.84504 | 0.84504 | 0.84504 | 0.84504 | 0.84504 | 0.84504 | 0.84504 | 0.84504 | 0.84504 | 0.84504 | 0.84504 | 0.84504 | 0.84504 | 0.84504 | 0.84504 | 0.84504
WA_Industrial_Other Industrial_New_Process_Natural Gas_Gas Boiler - Maintenance_A | WA | Industrial | Other Industrial | New | Process | Natural Gas | Gas Boiler - Maintenance | A | IM687 | Degrade performance | General cleaning and maintenance | 3 | 1.5559 | 0 | 0 | 0.01 | 0 | 0 | 0 | 0.00535 |  | sqft | 5% | 10% | Retrofit | Retro20Fast | 65.82% | TBD | 0.2% | 164.6008 |  | 132.1804 |  | 0.011895 | IL TRM - 4.3.10 - CI-HWE-DBTU-V01-180101 | IL TRM - 4.3.10 - CI-HWE-DBTU-V01-180101 | IL TRM - 4.3.10 - CI-HWE-DBTU-V01-180101 | Degrade performance | Degrade performance | Degrade performance | Degrade performance | Degrade performance | Degrade performance | Degrade performance | Degrade performance | Degrade performance | Degrade performance | Degrade performance | Degrade performance | Degrade performance | Degrade performance | Degrade performance | Degrade performance | Degrade performance | Degrade performance | Degrade performance | Degrade performance | Degrade performance | Degrade performance | General cleaning and maintenance | General cleaning and maintenance | General cleaning and maintenance | General cleaning and maintenance | General cleaning and maintenance | General cleaning and maintenance | General cleaning and maintenance | General cleaning and maintenance | General cleaning and maintenance | General cleaning and maintenance | General cleaning and maintenance | General cleaning and maintenance | General cleaning and maintenance | General cleaning and maintenance | General cleaning and maintenance | General cleaning and maintenance | General cleaning and maintenance | General cleaning and maintenance | General cleaning and maintenance | General cleaning and maintenance | General cleaning and maintenance | General cleaning and maintenance | 0.01 | 0.01 | 0.01 | 0.01 | 0.01 | 0.01 | 0.01 | 0.01 | 0.01 | 0.01 | 0.01 | 0.01 | 0.01 | 0.01 | 0.01 | 0.01 | 0.01 | 0.01 | 0.01 | 0.01 | 0.01 | 0.01 | 0 | 0 | 1.5559 | 1.5559 | 1.5559 | 1.5559 | 1.5559 | 1.5559 | 1.5559 | 1.5559 | 1.5559 | 1.5559 | 1.5559 | 1.5559 | 1.5559 | 1.5559 | 1.5559 | 1.5559 | 1.5559 | 1.5559 | 1.5559 | 1.5559 | 0.013994 | 0.017118 | 0.016898 | 0.017566 | 0.017715 | 0.017665 | 0.017566 | 0.017715 | 0.017665 | 0.03156 | 0.034833 | 0.034563 | 0.06312 | 0.069667 | 0.069126 | 0.12624 | 0.13933 | 0.13825 | 0.25605 | 0.27927 | 0.013994 | 0.031112 | 0.04801 | 0.051582 | 0.052179 | 0.052947 | 0.052947 | 0.052947 | 0.052947 | 0.052947 | 0.052947 | 0.052947 | 0.052947 | 0.052947 | 0.052947 | 0.052947 | 0.052947 | 0.052947 | 0.052947 | 0.052947 | 8.9943 | 11.0022 | 10.8606 | 11.2902 | 11.3862 | 11.3539 | 11.2902 | 11.3862 | 11.3539 | 20.2845 | 22.3883 | 22.2145 | 40.5689 | 44.7766 | 44.429 | 81.1378 | 89.5533 | 88.8581 | 164.5715 | 179.4906 | 8.9943 | 19.9964 | 30.8571 | 33.153 | 33.537 | 34.0302 | 34.0302 | 34.0302 | 34.0302 | 34.0302 | 34.0302 | 34.0302 | 34.0302 | 34.0302 | 34.0302 | 34.0302 | 34.0302 | 34.0302 | 34.0302 | 34.0302 | 0.011895 | 0.01455 | 0.014363 | 0.014931 | 0.015058 | 0.015015 | 0.014931 | 0.015058 | 0.015015 | 0.026826 | 0.029608 | 0.029379 | 0.053652 | 0.059217 | 0.058757 | 0.1073 | 0.11843 | 0.11751 | 0.21764 | 0.23738 | 0.011895 | 0.026445 | 0.040808 | 0.043845 | 0.044352 | 0.045005 | 0.045005 | 0.045005 | 0.045005 | 0.045005 | 0.045005 | 0.045005 | 0.045005 | 0.045005 | 0.045005 | 0.045005 | 0.045005 | 0.045005 | 0.045005 | 0.045005 | 7.6451 | 9.3518 | 9.2315 | 9.5967 | 9.6782 | 9.6508 | 9.5967 | 9.6782 | 9.6508 | 17.2418 | 19.0301 | 18.8823 | 34.4836 | 38.0601 | 37.7647 | 68.9671 | 76.1203 | 75.5294 | 139.8858 | 152.567 | 7.6451 | 16.997 | 26.2285 | 28.18 | 28.5064 | 28.9257 | 28.9257 | 28.9257 | 28.9257 | 28.9257 | 28.9257 | 28.9257 | 28.9257 | 28.9257 | 28.9257 | 28.9257 | 28.9257 | 28.9257 | 28.9257 | 28.9257 | 0.011895 | 0.01455 | 0.014363 | 0.014931 | 0.015058 | 0.015015 | 0.014931 | 0.015058 | 0.015015 | 0.026826 | 0.029608 | 0.029379 | 0.053652 | 0.059217 | 0.058757 | 0.1073 | 0.11843 | 0.11751 | 0.21764 | 0.23738 | 0.011895 | 0.026445 | 0.040808 | 0.043845 | 0.044352 | 0.045005 | 0.045005 | 0.045005 | 0.045005 | 0.045005 | 0.045005 | 0.045005 | 0.045005 | 0.045005 | 0.045005 | 0.045005 | 0.045005 | 0.045005 | 0.045005 | 0.045005 | 7.6451 | 9.3518 | 9.2315 | 9.5967 | 9.6782 | 9.6508 | 9.5967 | 9.6782 | 9.6508 | 17.2418 | 19.0301 | 18.8823 | 34.4836 | 38.0601 | 37.7647 | 68.9671 | 76.1203 | 75.5294 | 139.8858 | 152.567 | 7.6451 | 16.997 | 26.2285 | 28.18 | 28.5064 | 28.9257 | 28.9257 | 28.9257 | 28.9257 | 28.9257 | 28.9257 | 28.9257 | 28.9257 | 28.9257 | 28.9257 | 28.9257 | 28.9257 | 28.9257 | 28.9257 | 28.9257 | 0.011895 | 0.01455 | 0.014363 | 0.014931 | 0.015058 | 0.015015 | 0.014931 | 0.015058 | 0.015015 | 0.026826 | 0.029608 | 0.029379 | 0.053652 | 0.059217 | 0.058757 | 0.1073 | 0.11843 | 0.11751 | 0.21764 | 0.23738 | 0.011895 | 0.026445 | 0.040808 | 0.043845 | 0.044352 | 0.045005 | 0.045005 | 0.045005 | 0.045005 | 0.045005 | 0.045005 | 0.045005 | 0.045005 | 0.045005 | 0.045005 | 0.045005 | 0.045005 | 0.045005 | 0.045005 | 0.045005 | 7.6451 | 9.3518 | 9.2315 | 9.5967 | 9.6782 | 9.6508 | 9.5967 | 9.6782 | 9.6508 | 17.2418 | 19.0301 | 18.8823 | 34.4836 | 38.0601 | 37.7647 | 68.9671 | 76.1203 | 75.5294 | 139.8858 | 152.567 | 7.6451 | 16.997 | 26.2285 | 28.18 | 28.5064 | 28.9257 | 28.9257 | 28.9257 | 28.9257 | 28.9257 | 28.9257 | 28.9257 | 28.9257 | 28.9257 | 28.9257 | 28.9257 | 28.9257 | 28.9257 | 28.9257 | 28.9257 | 0.011895 | 0.01455 | 0.014363 | 0.014931 | 0.015058 | 0.015015 | 0.014931 | 0.015058 | 0.015015 | 0.026826 | 0.029608 | 0.029379 | 0.053652 | 0.059217 | 0.058757 | 0.1073 | 0.11843 | 0.11751 | 0.21764 | 0.23738 | 0.011895 | 0.026445 | 0.040808 | 0.043845 | 0.044352 | 0.045005 | 0.045005 | 0.045005 | 0.045005 | 0.045005 | 0.045005 | 0.045005 | 0.045005 | 0.045005 | 0.045005 | 0.045005 | 0.045005 | 0.045005 | 0.045005 | 0.045005 | 7.6451 | 9.3518 | 9.2315 | 9.5967 | 9.6782 | 9.6508 | 9.5967 | 9.6782 | 9.6508 | 17.2418 | 19.0301 | 18.8823 | 34.4836 | 38.0601 | 37.7647 | 68.9671 | 76.1203 | 75.5294 | 139.8858 | 152.567 | 7.6451 | 16.997 | 26.2285 | 28.18 | 28.5064 | 28.9257 | 28.9257 | 28.9257 | 28.9257 | 28.9257 | 28.9257 | 28.9257 | 28.9257 | 28.9257 | 28.9257 | 28.9257 | 28.9257 | 28.9257 | 28.9257 | 28.9257 | 1.0523 | 1.0523 | 1.0523 | 1.0523 | 1.0523 | 1.0523 | 1.0523 | 1.0523 | 1.0523 | 1.0523 | 1.0523 | 1.0523 | 1.0523 | 1.0523 | 1.0523 | 1.0523 | 1.0523 | 1.0523 | 1.0523 | 1.0523 | 0.84504 | 0.84504 | 0.84504 | 0.84504 | 0.84504 | 0.84504 | 0.84504 | 0.84504 | 0.84504 | 0.84504 | 0.84504 | 0.84504 | 0.84504 | 0.84504 | 0.84504 | 0.84504 | 0.84504 | 0.84504 | 0.84504 | 0.84504
WA_Industrial_Other Industrial_New_Space Heating_Natural Gas_Gas Furnace - Maintenance_A | WA | Industrial | Other Industrial | New | Space Heating | Natural Gas | Gas Furnace - Maintenance | A | IM688 | Degrade performance | General cleaning and maintenance | 3 | 0.0083129 | 0 | 0 | 0 | 0 | 0 | 0 | 0.0023 |  | sqft | 5% | 10% | Retrofit | Retro20Fast | 65.82% | TBD | 0.2% | 449.9889 |  | 361.3573 |  | 2.9625e-05 | IL TRM - 4.4.31 - CI-HVC-FTUN-V03-200101 | MN TRM 3.1 - Forced-Air Heating Maintenance v2.0 | MN TRM v3.1 - Forced-Air Heating Maintenance | Degrade performance | Degrade performance | Degrade performance | Degrade performance | Degrade performance | Degrade performance | Degrade performance | Degrade performance | Degrade performance | Degrade performance | Degrade performance | Degrade performance | Degrade performance | Degrade performance | Degrade performance | Degrade performance | Degrade performance | Degrade performance | Degrade performance | Degrade performance | Degrade performance | Degrade performance | General cleaning and maintenance | General cleaning and maintenance | General cleaning and maintenance | General cleaning and maintenance | General cleaning and maintenance | General cleaning and maintenance | General cleaning and maintenance | General cleaning and maintenance | General cleaning and maintenance | General cleaning and maintenance | General cleaning and maintenance | General cleaning and maintenance | General cleaning and maintenance | General cleaning and maintenance | General cleaning and maintenance | General cleaning and maintenance | General cleaning and maintenance | General cleaning and maintenance | General cleaning and maintenance | General cleaning and maintenance | General cleaning and maintenance | General cleaning and maintenance | 0 | 0 | 0 | 0 | 0 | 0 | 0 | 0 | 0 | 0 | 0 | 0 | 0 | 0 | 0 | 0 | 0 | 0 | 0 | 0 | 0 | 0 | 0 | 0 | 0.008285 | 0.0077998 | 0.0076099 | 0.0074994 | 0.0074564 | 0.0074188 | 0.0073904 | 0.0073654 | 0.0073503 | 0.0073356 | 0.007306 | 0.0072822 | 0.007257 | 0.0072792 | 0.0072925 | 0.0072921 | 0.0073058 | 0.0073036 | 0.0073071 | 0.0073003 | 3.4749e-05 | 4.0017e-05 | 3.8541e-05 | 3.9483e-05 | 3.959e-05 | 3.9279e-05 | 3.8909e-05 | 3.9107e-05 | 3.8916e-05 | 6.9388e-05 | 7.6275e-05 | 7.5437e-05 | 0.00013729 | 0.00015199 | 0.00015109 | 0.0002759 | 0.00030509 | 0.00030264 | 0.00056077 | 0.00061103 | 3.4749e-05 | 7.2731e-05 | 0.0001095 | 0.00011594 | 0.00011661 | 0.00011773 | 0.00011728 | 0.00011688 | 0.00011664 | 0.00011641 | 0.00011594 | 0.00011556 | 0.00011516 | 0.00011551 | 0.00011572 | 0.00011572 | 0.00011594 | 0.0001159 | 0.00011596 | 0.00011585 | 4.1942 | 5.1305 | 5.0645 | 5.2648 | 5.3096 | 5.2945 | 5.2648 | 5.3096 | 5.2945 | 9.459 | 10.4401 | 10.3591 | 18.9181 | 20.8802 | 20.7181 | 37.8362 | 41.7604 | 41.4363 | 76.7429 | 83.7 | 4.1942 | 9.3247 | 14.3893 | 15.4599 | 15.6389 | 15.869 | 15.869 | 15.869 | 15.869 | 15.869 | 15.869 | 15.869 | 15.869 | 15.869 | 15.869 | 15.869 | 15.869 | 15.869 | 15.869 | 15.869 | 2.9625e-05 | 3.5841e-05 | 3.5116e-05 | 3.6257e-05 | 3.6424e-05 | 3.616e-05 | 3.5811e-05 | 3.5965e-05 | 3.5762e-05 | 6.3699e-05 | 6.9992e-05 | 6.9166e-05 | 0.00012582 | 0.00013841 | 0.00013691 | 0.000249 | 0.00027428 | 0.0002714 | 0.00050153 | 0.00054621 | 2.9625e-05 | 6.5142e-05 | 9.9771e-05 | 0.00010647 | 0.00010728 | 0.00010838 | 0.00010794 | 0.00010749 | 0.00010719 | 0.00010686 | 0.00010639 | 0.00010595 | 0.00010554 | 0.00010519 | 0.00010486 | 0.00010443 | 0.00010423 | 0.00010394 | 0.00010371 | 0.00010356 | 3.5651 | 4.3609 | 4.3048 | 4.4751 | 4.5132 | 4.5004 | 4.4751 | 4.5132 | 4.5004 | 8.0402 | 8.8741 | 8.8052 | 16.0804 | 17.7482 | 17.6104 | 32.1607 | 35.4964 | 35.2208 | 65.2315 | 71.145 | 3.5651 | 7.926 | 12.2309 | 13.1409 | 13.2931 | 13.4886 | 13.4886 | 13.4886 | 13.4886 | 13.4886 | 13.4886 | 13.4886 | 13.4886 | 13.4886 | 13.4886 | 13.4886 | 13.4886 | 13.4886 | 13.4886 | 13.4886 | 2.9625e-05 | 3.5841e-05 | 3.5116e-05 | 3.6257e-05 | 3.6424e-05 | 3.616e-05 | 3.5811e-05 | 3.5965e-05 | 3.5762e-05 | 6.3699e-05 | 6.9992e-05 | 6.9166e-05 | 0.00012582 | 0.00013841 | 0.00013691 | 0.000249 | 0.00027428 | 0.0002714 | 0.00050153 | 0.00054621 | 2.9625e-05 | 6.5142e-05 | 9.9771e-05 | 0.00010647 | 0.00010728 | 0.00010838 | 0.00010794 | 0.00010749 | 0.00010719 | 0.00010686 | 0.00010639 | 0.00010595 | 0.00010554 | 0.00010519 | 0.00010486 | 0.00010443 | 0.00010423 | 0.00010394 | 0.00010371 | 0.00010356 | 3.5651 | 4.3609 | 4.3048 | 4.4751 | 4.5132 | 4.5004 | 4.4751 | 4.5132 | 4.5004 | 8.0402 | 8.8741 | 8.8052 | 16.0804 | 17.7482 | 17.6104 | 32.1607 | 35.4964 | 35.2208 | 65.2315 | 71.145 | 3.5651 | 7.926 | 12.2309 | 13.1409 | 13.2931 | 13.4886 | 13.4886 | 13.4886 | 13.4886 | 13.4886 | 13.4886 | 13.4886 | 13.4886 | 13.4886 | 13.4886 | 13.4886 | 13.4886 | 13.4886 | 13.4886 | 13.4886 | 2.9625e-05 | 3.5841e-05 | 3.5116e-05 | 3.6257e-05 | 3.6424e-05 | 3.616e-05 | 3.5811e-05 | 3.5965e-05 | 3.5762e-05 | 6.3699e-05 | 6.9992e-05 | 6.9166e-05 | 0.00012582 | 0.00013841 | 0.00013691 | 0.000249 | 0.00027428 | 0.0002714 | 0.00050153 | 0.00054621 | 2.9625e-05 | 6.5142e-05 | 9.9771e-05 | 0.00010647 | 0.00010728 | 0.00010838 | 0.00010794 | 0.00010749 | 0.00010719 | 0.00010686 | 0.00010639 | 0.00010595 | 0.00010554 | 0.00010519 | 0.00010486 | 0.00010443 | 0.00010423 | 0.00010394 | 0.00010371 | 0.00010356 | 3.5651 | 4.3609 | 4.3048 | 4.4751 | 4.5132 | 4.5004 | 4.4751 | 4.5132 | 4.5004 | 8.0402 | 8.8741 | 8.8052 | 16.0804 | 17.7482 | 17.6104 | 32.1607 | 35.4964 | 35.2208 | 65.2315 | 71.145 | 3.5651 | 7.926 | 12.2309 | 13.1409 | 13.2931 | 13.4886 | 13.4886 | 13.4886 | 13.4886 | 13.4886 | 13.4886 | 13.4886 | 13.4886 | 13.4886 | 13.4886 | 13.4886 | 13.4886 | 13.4886 | 13.4886 | 13.4886 | 2.9625e-05 | 3.5841e-05 | 3.5116e-05 | 3.6257e-05 | 3.6424e-05 | 3.616e-05 | 3.5811e-05 | 3.5965e-05 | 3.5762e-05 | 6.3699e-05 | 6.9992e-05 | 6.9166e-05 | 0.00012582 | 0.00013841 | 0.00013691 | 0.000249 | 0.00027428 | 0.0002714 | 0.00050153 | 0.00054621 | 2.9625e-05 | 6.5142e-05 | 9.9771e-05 | 0.00010647 | 0.00010728 | 0.00010838 | 0.00010794 | 0.00010749 | 0.00010719 | 0.00010686 | 0.00010639 | 0.00010595 | 0.00010554 | 0.00010519 | 0.00010486 | 0.00010443 | 0.00010423 | 0.00010394 | 0.00010371 | 0.00010356 | 3.5651 | 4.3609 | 4.3048 | 4.4751 | 4.5132 | 4.5004 | 4.4751 | 4.5132 | 4.5004 | 8.0402 | 8.8741 | 8.8052 | 16.0804 | 17.7482 | 17.6104 | 32.1607 | 35.4964 | 35.2208 | 65.2315 | 71.145 | 3.5651 | 7.926 | 12.2309 | 13.1409 | 13.2931 | 13.4886 | 13.4886 | 13.4886 | 13.4886 | 13.4886 | 13.4886 | 13.4886 | 13.4886 | 13.4886 | 13.4886 | 13.4886 | 13.4886 | 13.4886 | 13.4886 | 13.4886 | 0 | 0 | 0 | 0 | 0 | 0 | 0 | 0 | 0 | 0 | 0 | 0 | 0 | 0 | 0 | 0 | 0 | 0 | 0 | 0 | 0 | 0 | 0 | 0 | 0 | 0 | 0 | 0 | 0 | 0 | 0 | 0 | 0 | 0 | 0 | 0 | 0 | 0 | 0 | 0
WA_Industrial_Other Industrial_New_Space Heating_Natural Gas_Gas Boiler - Hot Water Reset_A | WA | Industrial | Other Industrial | New | Space Heating | Natural Gas | Gas Boiler - Hot Water Reset | A | IM689 | No control | Reset control installed | 16 | 7.0954 | 0 | 0 | 19.8 | 0 | 0 | 0 | 9.8978 |  | sqft | 20% | 45% | Retrofit | Retro5Med | 81.71% | TBD | 0.2% | 194.0073 |  | 127.3924 |  | 0.0036386 | IL TRM - 4.4.4 - CI-HVC-BLRC-V04-210101 | IL TRM - 4.4.4 - CI-HVC-BLRC-V04-210101 | IL TRM - 4.4.4 - CI-HVC-BLRC-V04-210101 | No control | No control | No control | No control | No control | No control | No control | No control | No control | No control | No control | No control | No control | No control | No control | No control | No control | No control | No control | No control | No control | No control | Reset control installed | Reset control installed | Reset control installed | Reset control installed | Reset control installed | Reset control installed | Reset control installed | Reset control installed | Reset control installed | Reset control installed | Reset control installed | Reset control installed | Reset control installed | Reset control installed | Reset control installed | Reset control installed | Reset control installed | Reset control installed | Reset control installed | Reset control installed | Reset control installed | Reset control installed | 19.8 | 19.8 | 19.8 | 19.8 | 19.8 | 19.8 | 19.8 | 19.8 | 19.8 | 19.8 | 19.8 | 19.8 | 19.8 | 19.8 | 19.8 | 19.8 | 19.8 | 19.8 | 19.8 | 19.8 | 19.8 | 19.8 | 0 | 0 | 7.0683 | 6.6525 | 6.489 | 6.3933 | 6.3547 | 6.321 | 6.2951 | 6.2724 | 6.2577 | 6.2436 | 6.2168 | 6.1953 | 6.172 | 6.1893 | 6.199 | 6.1976 | 6.2079 | 6.2051 | 6.2072 | 6.2007 | 0.0042676 | 0.0086069 | 0.014649 | 0.022365 | 0.029186 | 0.039111 | 0.048308 | 0.055559 | 0.056707 | 0.053046 | 0.044227 | 0.031735 | 0.019365 | 0.0099412 | 0.0044628 | 0.0017284 | 0.0037482 | 0.008028 | 0.014013 | 0.021691 | 0.0042676 | 0.012624 | 0.026963 | 0.04893 | 0.07782 | 0.11652 | 0.16435 | 0.21931 | 0.27551 | 0.32793 | 0.37076 | 0.4012 | 0.41906 | 0.43018 | 0.43532 | 0.43695 | 0.43767 | 0.43747 | 0.43762 | 0.43716 | 0.60378 | 1.2938 | 2.2576 | 3.4981 | 4.5928 | 6.1875 | 7.6739 | 8.8576 | 9.0619 | 8.496 | 7.1141 | 5.1224 | 3.1375 | 1.6062 | 0.71992 | 0.27888 | 0.60378 | 1.2938 | 2.2576 | 3.4981 | 0.60378 | 1.8976 | 4.1551 | 7.6533 | 12.246 | 18.4336 | 26.1075 | 34.9651 | 44.0271 | 52.5231 | 59.6372 | 64.7596 | 67.8972 | 69.5033 | 70.2233 | 70.5021 | 70.5021 | 70.5021 | 70.5021 | 70.5021 | 0.0036386 | 0.0077097 | 0.01335 | 0.020541 | 0.026857 | 0.036015 | 0.044475 | 0.051112 | 0.05213 | 0.048717 | 0.040602 | 0.029111 | 0.017757 | 0.0090581 | 0.0040465 | 0.0015609 | 0.0033719 | 0.0072044 | 0.012542 | 0.019404 | 0.0036386 | 0.011308 | 0.02457 | 0.04494 | 0.071612 | 0.10729 | 0.15131 | 0.20176 | 0.25327 | 0.30118 | 0.34037 | 0.36803 | 0.38426 | 0.39197 | 0.39471 | 0.39459 | 0.39373 | 0.39259 | 0.39167 | 0.39107 | 0.51321 | 1.0997 | 1.9189 | 2.9734 | 3.9039 | 5.2594 | 6.5228 | 7.529 | 7.7026 | 7.2216 | 6.047 | 4.3541 | 2.6669 | 1.3653 | 0.61193 | 0.23705 | 0.51321 | 1.0997 | 1.9189 | 2.9734 | 0.51321 | 1.6129 | 3.5319 | 6.5053 | 10.4091 | 15.6685 | 22.1914 | 29.7204 | 37.423 | 44.6446 | 50.6916 | 55.0457 | 57.7126 | 59.0778 | 59.6898 | 59.9268 | 59.9268 | 59.9268 | 59.9268 | 59.9268 | 0.0036386 | 0.0077097 | 0.01335 | 0.020541 | 0.026857 | 0.036015 | 0.044475 | 0.051112 | 0.05213 | 0.048717 | 0.040602 | 0.029111 | 0.017757 | 0.0090581 | 0.0040465 | 0.0015609 | 0.0033719 | 0.0072044 | 0.012542 | 0.019404 | 0.0036386 | 0.011308 | 0.02457 | 0.04494 | 0.071612 | 0.10729 | 0.15131 | 0.20176 | 0.25327 | 0.30118 | 0.34037 | 0.36803 | 0.38426 | 0.39197 | 0.39471 | 0.39459 | 0.39373 | 0.39259 | 0.39167 | 0.39107 | 0.51321 | 1.0997 | 1.9189 | 2.9734 | 3.9039 | 5.2594 | 6.5228 | 7.529 | 7.7026 | 7.2216 | 6.047 | 4.3541 | 2.6669 | 1.3653 | 0.61193 | 0.23705 | 0.51321 | 1.0997 | 1.9189 | 2.9734 | 0.51321 | 1.6129 | 3.5319 | 6.5053 | 10.4091 | 15.6685 | 22.1914 | 29.7204 | 37.423 | 44.6446 | 50.6916 | 55.0457 | 57.7126 | 59.0778 | 59.6898 | 59.9268 | 59.9268 | 59.9268 | 59.9268 | 59.9268 | 0.0036386 | 0.0077097 | 0.01335 | 0.020541 | 0.026857 | 0.036015 | 0.044475 | 0.051112 | 0.05213 | 0.048717 | 0.040602 | 0.029111 | 0.017757 | 0.0090581 | 0.0040465 | 0.0015609 | 0.0033719 | 0.0072044 | 0.012542 | 0.019404 | 0.0036386 | 0.011308 | 0.02457 | 0.04494 | 0.071612 | 0.10729 | 0.15131 | 0.20176 | 0.25327 | 0.30118 | 0.34037 | 0.36803 | 0.38426 | 0.39197 | 0.39471 | 0.39459 | 0.39373 | 0.39259 | 0.39167 | 0.39107 | 0.51321 | 1.0997 | 1.9189 | 2.9734 | 3.9039 | 5.2594 | 6.5228 | 7.529 | 7.7026 | 7.2216 | 6.047 | 4.3541 | 2.6669 | 1.3653 | 0.61193 | 0.23705 | 0.51321 | 1.0997 | 1.9189 | 2.9734 | 0.51321 | 1.6129 | 3.5319 | 6.5053 | 10.4091 | 15.6685 | 22.1914 | 29.7204 | 37.423 | 44.6446 | 50.6916 | 55.0457 | 57.7126 | 59.0778 | 59.6898 | 59.9268 | 59.9268 | 59.9268 | 59.9268 | 59.9268 | 0.0036386 | 0.0077097 | 0.01335 | 0.020541 | 0.026857 | 0.036015 | 0.044475 | 0.051112 | 0.05213 | 0.048717 | 0.040602 | 0.029111 | 0.017757 | 0.0090581 | 0.0040465 | 0.0015609 | 0.0033719 | 0.0072044 | 0.012542 | 0.019404 | 0.0036386 | 0.011308 | 0.02457 | 0.04494 | 0.071612 | 0.10729 | 0.15131 | 0.20176 | 0.25327 | 0.30118 | 0.34037 | 0.36803 | 0.38426 | 0.39197 | 0.39471 | 0.39459 | 0.39373 | 0.39259 | 0.39167 | 0.39107 | 0.51321 | 1.0997 | 1.9189 | 2.9734 | 3.9039 | 5.2594 | 6.5228 | 7.529 | 7.7026 | 7.2216 | 6.047 | 4.3541 | 2.6669 | 1.3653 | 0.61193 | 0.23705 | 0.51321 | 1.0997 | 1.9189 | 2.9734 | 0.51321 | 1.6129 | 3.5319 | 6.5053 | 10.4091 | 15.6685 | 22.1914 | 29.7204 | 37.423 | 44.6446 | 50.6916 | 55.0457 | 57.7126 | 59.0778 | 59.6898 | 59.9268 | 59.9268 | 59.9268 | 59.9268 | 59.9268 | 207.4293 | 207.4293 | 207.4293 | 207.4293 | 207.4293 | 207.4293 | 207.4293 | 207.4293 | 207.4293 | 207.4293 | 207.4293 | 207.4293 | 207.4293 | 207.4293 | 207.4293 | 207.4293 | 207.4293 | 207.4293 | 207.4293 | 207.4293 | 136.2057 | 136.2057 | 136.2057 | 136.2057 | 136.2057 | 136.2057 | 136.2057 | 136.2057 | 136.2057 | 136.2057 | 136.2057 | 136.2057 | 136.2057 | 136.2057 | 136.2057 | 136.2057 | 136.2057 | 136.2057 | 136.2057 | 136.2057
WA_Industrial_Other Industrial_New_Process_Natural Gas_Gas Boiler - Hot Water Reset_A | WA | Industrial | Other Industrial | New | Process | Natural Gas | Gas Boiler - Hot Water Reset | A | IM690 | No control | Reset control installed | 16 | 2.8289 | 0 | 0 | 19.8 | 0 | 0 | 0 | 9.8978 |  | sqft | 20% | 45% | Retrofit | Retro5Med | 81.71% | TBD | 0.2% | 194.0073 |  | 127.3924 |  | 0.021019 | IL TRM - 4.4.4 - CI-HVC-BLRC-V04-210101 | IL TRM - 4.4.4 - CI-HVC-BLRC-V04-210101 | XCEL CO 2019-2020 DSM Plan | No control | No control | No control | No control | No control | No control | No control | No control | No control | No control | No control | No control | No control | No control | No control | No control | No control | No control | No control | No control | No control | No control | Reset control installed | Reset control installed | Reset control installed | Reset control installed | Reset control installed | Reset control installed | Reset control installed | Reset control installed | Reset control installed | Reset control installed | Reset control installed | Reset control installed | Reset control installed | Reset control installed | Reset control installed | Reset control installed | Reset control installed | Reset control installed | Reset control installed | Reset control installed | Reset control installed | Reset control installed | 19.8 | 19.8 | 19.8 | 19.8 | 19.8 | 19.8 | 19.8 | 19.8 | 19.8 | 19.8 | 19.8 | 19.8 | 19.8 | 19.8 | 19.8 | 19.8 | 19.8 | 19.8 | 19.8 | 19.8 | 19.8 | 19.8 | 0 | 0 | 2.8285 | 2.8284 | 2.8284 | 2.8285 | 2.8285 | 2.8285 | 2.8286 | 2.8286 | 2.8286 | 2.8287 | 2.8287 | 2.8287 | 2.8287 | 2.8287 | 2.8287 | 2.8287 | 2.8287 | 2.8287 | 2.8287 | 2.8287 | 0.024727 | 0.052984 | 0.092453 | 0.14326 | 0.1881 | 0.25341 | 0.31429 | 0.36277 | 0.37114 | 0.34797 | 0.29137 | 0.2098 | 0.12851 | 0.065785 | 0.029486 | 0.011422 | 0.024729 | 0.052991 | 0.092466 | 0.14328 | 0.024727 | 0.07771 | 0.17016 | 0.31343 | 0.50153 | 0.75495 | 1.0692 | 1.432 | 1.8032 | 2.1512 | 2.4426 | 2.6524 | 2.7809 | 2.8467 | 2.8762 | 2.8876 | 2.8876 | 2.8876 | 2.8876 | 2.8876 | 8.7422 | 18.7329 | 32.6879 | 50.65 | 66.4998 | 89.5907 | 111.1121 | 128.2516 | 131.2094 | 123.0157 | 103.0062 | 74.1688 | 45.4291 | 23.2563 | 10.4239 | 4.038 | 8.7422 | 18.7329 | 32.6879 | 50.65 | 8.7422 | 27.4751 | 60.163 | 110.813 | 177.3129 | 266.9036 | 378.0157 | 506.2673 | 637.4767 | 760.4925 | 863.4987 | 937.6675 | 983.0967 | 1006.3529 | 1016.7768 | 1020.8148 | 1020.8148 | 1020.8148 | 1020.8148 | 1020.8148 | 0.021019 | 0.045038 | 0.078587 | 0.12177 | 0.15988 | 0.2154 | 0.26715 | 0.30836 | 0.31548 | 0.29578 | 0.24767 | 0.17833 | 0.10923 | 0.055918 | 0.025063 | 0.0097091 | 0.02102 | 0.045042 | 0.078596 | 0.12179 | 0.021019 | 0.066056 | 0.14464 | 0.26642 | 0.42631 | 0.64172 | 0.90888 | 1.2172 | 1.5327 | 1.8285 | 2.0762 | 2.2545 | 2.3638 | 2.4197 | 2.4448 | 2.4545 | 2.4545 | 2.4545 | 2.4545 | 2.4545 | 7.4309 | 15.923 | 27.7847 | 43.0525 | 56.5249 | 76.1521 | 94.4453 | 109.0139 | 111.528 | 104.5633 | 87.5553 | 63.0435 | 38.6148 | 19.7678 | 8.8603 | 3.4323 | 7.4309 | 15.923 | 27.7847 | 43.0525 | 7.4309 | 23.3539 | 51.1386 | 94.1911 | 150.7159 | 226.868 | 321.3133 | 430.3272 | 541.8552 | 646.4186 | 733.9739 | 797.0174 | 835.6322 | 855.4 | 864.2603 | 867.6926 | 867.6926 | 867.6926 | 867.6926 | 867.6926 | 0.021019 | 0.045038 | 0.078587 | 0.12177 | 0.15988 | 0.2154 | 0.26715 | 0.30836 | 0.31548 | 0.29578 | 0.24767 | 0.17833 | 0.10923 | 0.055918 | 0.025063 | 0.0097091 | 0.02102 | 0.045042 | 0.078596 | 0.12179 | 0.021019 | 0.066056 | 0.14464 | 0.26642 | 0.42631 | 0.64172 | 0.90888 | 1.2172 | 1.5327 | 1.8285 | 2.0762 | 2.2545 | 2.3638 | 2.4197 | 2.4448 | 2.4545 | 2.4545 | 2.4545 | 2.4545 | 2.4545 | 7.4309 | 15.923 | 27.7847 | 43.0525 | 56.5249 | 76.1521 | 94.4453 | 109.0139 | 111.528 | 104.5633 | 87.5553 | 63.0435 | 38.6148 | 19.7678 | 8.8603 | 3.4323 | 7.4309 | 15.923 | 27.7847 | 43.0525 | 7.4309 | 23.3539 | 51.1386 | 94.1911 | 150.7159 | 226.868 | 321.3133 | 430.3272 | 541.8552 | 646.4186 | 733.9739 | 797.0174 | 835.6322 | 855.4 | 864.2603 | 867.6926 | 867.6926 | 867.6926 | 867.6926 | 867.6926 | 0.021019 | 0.045038 | 0.078587 | 0.12177 | 0.15988 | 0.2154 | 0.26715 | 0.30836 | 0.31548 | 0.29578 | 0.24767 | 0.17833 | 0.10923 | 0.055918 | 0.025063 | 0.0097091 | 0.02102 | 0.045042 | 0.078596 | 0.12179 | 0.021019 | 0.066056 | 0.14464 | 0.26642 | 0.42631 | 0.64172 | 0.90888 | 1.2172 | 1.5327 | 1.8285 | 2.0762 | 2.2545 | 2.3638 | 2.4197 | 2.4448 | 2.4545 | 2.4545 | 2.4545 | 2.4545 | 2.4545 | 7.4309 | 15.923 | 27.7847 | 43.0525 | 56.5249 | 76.1521 | 94.4453 | 109.0139 | 111.528 | 104.5633 | 87.5553 | 63.0435 | 38.6148 | 19.7678 | 8.8603 | 3.4323 | 7.4309 | 15.923 | 27.7847 | 43.0525 | 7.4309 | 23.3539 | 51.1386 | 94.1911 | 150.7159 | 226.868 | 321.3133 | 430.3272 | 541.8552 | 646.4186 | 733.9739 | 797.0174 | 835.6322 | 855.4 | 864.2603 | 867.6926 | 867.6926 | 867.6926 | 867.6926 | 867.6926 | 0.021019 | 0.045038 | 0.078587 | 0.12177 | 0.15988 | 0.2154 | 0.26715 | 0.30836 | 0.31548 | 0.29578 | 0.24767 | 0.17833 | 0.10923 | 0.055918 | 0.025063 | 0.0097091 | 0.02102 | 0.045042 | 0.078596 | 0.12179 | 0.021019 | 0.066056 | 0.14464 | 0.26642 | 0.42631 | 0.64172 | 0.90888 | 1.2172 | 1.5327 | 1.8285 | 2.0762 | 2.2545 | 2.3638 | 2.4197 | 2.4448 | 2.4545 | 2.4545 | 2.4545 | 2.4545 | 2.4545 | 7.4309 | 15.923 | 27.7847 | 43.0525 | 56.5249 | 76.1521 | 94.4453 | 109.0139 | 111.528 | 104.5633 | 87.5553 | 63.0435 | 38.6148 | 19.7678 | 8.8603 | 3.4323 | 7.4309 | 15.923 | 27.7847 | 43.0525 | 7.4309 | 23.3539 | 51.1386 | 94.1911 | 150.7159 | 226.868 | 321.3133 | 430.3272 | 541.8552 | 646.4186 | 733.9739 | 797.0174 | 835.6322 | 855.4 | 864.2603 | 867.6926 | 867.6926 | 867.6926 | 867.6926 | 867.6926 | 207.4293 | 207.4293 | 207.4293 | 207.4293 | 207.4293 | 207.4293 | 207.4293 | 207.4293 | 207.4293 | 207.4293 | 207.4293 | 207.4293 | 207.4293 | 207.4293 | 207.4293 | 207.4293 | 207.4293 | 207.4293 | 207.4293 | 207.4293 | 136.2057 | 136.2057 | 136.2057 | 136.2057 | 136.2057 | 136.2057 | 136.2057 | 136.2057 | 136.2057 | 136.2057 | 136.2057 | 136.2057 | 136.2057 | 136.2057 | 136.2057 | 136.2057 | 136.2057 | 136.2057 | 136.2057 | 136.2057
WA_Industrial_Other Industrial_New_Space Heating_Natural Gas_Steam Trap Maintenance_A | WA | Industrial | Other Industrial | New | Space Heating | Natural Gas | Steam Trap Maintenance | A | IM691 | Degrade performance | Cleaning and maintenance | 6 | 2.5066 | 0 | 0 | 2.48 | 0 | 0 | 0 | 1.2393 |  | sqft | 0% | 0% | Retrofit | RetroEven20 | 80.75% | TBD | 0.2% | 155.5268 |  | 117.858 |  | 0 | IL TRM - 4.4.16 - CI-HVC-STRE-V07-210101 | IL TRM - 4.4.16 - CI-HVC-STRE-V07-210101 | IL TRM - 4.4.16 - CI-HVC-STRE-V07-210101 | Degrade performance | Degrade performance | Degrade performance | Degrade performance | Degrade performance | Degrade performance | Degrade performance | Degrade performance | Degrade performance | Degrade performance | Degrade performance | Degrade performance | Degrade performance | Degrade performance | Degrade performance | Degrade performance | Degrade performance | Degrade performance | Degrade performance | Degrade performance | Degrade performance | Degrade performance | Cleaning and maintenance | Cleaning and maintenance | Cleaning and maintenance | Cleaning and maintenance | Cleaning and maintenance | Cleaning and maintenance | Cleaning and maintenance | Cleaning and maintenance | Cleaning and maintenance | Cleaning and maintenance | Cleaning and maintenance | Cleaning and maintenance | Cleaning and maintenance | Cleaning and maintenance | Cleaning and maintenance | Cleaning and maintenance | Cleaning and maintenance | Cleaning and maintenance | Cleaning and maintenance | Cleaning and maintenance | Cleaning and maintenance | Cleaning and maintenance | 2.48 | 2.48 | 2.48 | 2.48 | 2.48 | 2.48 | 2.48 | 2.48 | 2.48 | 2.48 | 2.48 | 2.48 | 2.48 | 2.48 | 2.48 | 2.48 | 2.48 | 2.48 | 2.48 | 2.48 | 2.48 | 2.48 | 0 | 0 | 2.4982 | 2.3519 | 2.2947 | 2.2613 | 2.2484 | 2.237 | 2.2285 | 2.2209 | 2.2164 | 2.2119 | 2.203 | 2.1959 | 2.1882 | 2.195 | 2.199 | 2.1988 | 2.203 | 2.2023 | 2.2034 | 2.2013 | 0 | 0 | 0 | 0 | 0 | 0 | 0 | 0 | 0 | 0 | 0 | 0 | 0 | 0 | 0 | 0 | 0 | 0 | 0 | 0 | 0 | 0 | 0 | 0 | 0 | 0 | 0 | 0 | 0 | 0 | 0 | 0 | 0 | 0 | 0 | 0 | 0 | 0 | 0 | 0 | 0 | 0 | 0 | 0 | 0 | 0 | 0 | 0 | 0 | 0 | 0 | 0 | 0 | 0 | 0 | 0 | 0 | 0 | 0 | 0 | 0 | 0 | 0 | 0 | 0 | 0 | 0 | 0 | 0 | 0 | 0 | 0 | 0 | 0 | 0 | 0 | 0 | 0 | 0 | 0 | 0 | 0 | 0 | 0 | 0 | 0 | 0 | 0 | 0 | 0 | 0 | 0 | 0 | 0 | 0 | 0 | 0 | 0 | 0 | 0 | 0 | 0 | 0 | 0 | 0 | 0 | 0 | 0 | 0 | 0 | 0 | 0 | 0 | 0 | 0 | 0 | 0 | 0 | 0 | 0 | 0 | 0 | 0 | 0 | 0 | 0 | 0 | 0 | 0 | 0 | 0 | 0 | 0 | 0 | 0 | 0 | 0 | 0 | 0 | 0 | 0 | 0 | 0 | 0 | 0 | 0 | 0 | 0 | 0 | 0 | 0 | 0 | 0 | 0 | 0 | 0 | 0 | 0 | 0 | 0 | 0 | 0 | 0 | 0 | 0 | 0 | 0 | 0 | 0 | 0 | 0 | 0 | 0 | 0 | 0 | 0 | 0 | 0 | 0 | 0 | 0 | 0 | 0 | 0 | 0 | 0 | 0 | 0 | 0 | 0 | 0 | 0 | 0 | 0 | 0 | 0 | 0 | 0 | 0 | 0 | 0 | 0 | 0 | 0 | 0 | 0 | 0 | 0 | 0 | 0 | 0 | 0 | 0 | 0 | 0 | 0 | 0 | 0 | 0 | 0 | 0 | 0 | 0 | 0 | 0 | 0 | 0 | 0 | 0 | 0 | 0 | 0 | 0 | 0 | 0 | 0 | 0 | 0 | 0 | 0 | 0 | 0 | 0 | 0 | 0 | 0 | 0 | 0 | 0 | 0 | 0 | 0 | 0 | 0 | 0 | 0 | 0 | 0 | 0 | 0 | 0 | 0 | 0 | 0 | 0 | 0 | 0 | 0 | 0 | 0 | 0 | 0 | 0 | 0 | 0 | 0 | 0 | 0 | 0 | 0 | 0 | 0 | 0 | 0 | 0 | 0 | 0 | 0 | 0 | 0 | 0 | 0 | 0 | 0 | 0 | 0 | 0 | 0 | 0 | 0 | 0 | 0 | 0 | 0 | 0 | 0 | 0 | 0 | 0 | 0 | 0 | 0 | 0 | 0 | 0 | 0 | 0 | 0 | 0 | 0 | 0 | 0 | 0 | 0 | 0 | 0 | 0 | 0 | 0 | 0 | 0 | 0 | 0 | 0 | 0 | 0 | 0 | 0 | 0 | 0 | 0 | 0 | 0 | 0 | 0 | 0 | 0 | 0 | 0 | 0 | 0 | 0 | 0 | 0 | 0 | 0 | 0 | 0 | 0 | 0 | 0 | 0 | 0 | 0 | 0 | 0 | 0 | 0 | 0 | 0 | 0 | 0 | 0 | 0 | 0 | 0 | 0 | 0 | 0 | 0 | 0 | 0 | 0 | 0 | 0 | 0 | 0 | 0 | 0 | 0 | 0 | 0 | 0 | 0 | 0 | 0 | 0 | 0 | 0 | 0 | 113.0305 | 113.0305 | 113.0305 | 113.0305 | 113.0305 | 113.0305 | 113.0305 | 113.0305 | 113.0305 | 113.0305 | 113.0305 | 113.0305 | 113.0305 | 113.0305 | 113.0305 | 113.0305 | 113.0305 | 113.0305 | 113.0305 | 113.0305 | 85.6544 | 85.6544 | 85.6544 | 85.6544 | 85.6544 | 85.6544 | 85.6544 | 85.6544 | 85.6544 | 85.6544 | 85.6544 | 85.6544 | 85.6544 | 85.6544 | 85.6544 | 85.6544 | 85.6544 | 85.6544 | 85.6544 | 85.6544
WA_Industrial_Other Industrial_New_Process_Natural Gas_Steam Trap Maintenance_A | WA | Industrial | Other Industrial | New | Process | Natural Gas | Steam Trap Maintenance | A | IM692 | Degrade performance | Cleaning and maintenance | 6 | 1.9988 | 0 | 0 | 2.48 | 0 | 0 | 0 | 1.2393 |  | sqft | 0% | 0% | Retrofit | RetroEven20 | 80.75% | TBD | 0.2% | 155.5268 |  | 117.858 |  | 0 | IL TRM - 4.4.16 - CI-HVC-STRE-V07-210101 | IL TRM - 4.4.16 - CI-HVC-STRE-V07-210101 | IL TRM - 4.4.16 - CI-HVC-STRE-V07-210101 | Degrade performance | Degrade performance | Degrade performance | Degrade performance | Degrade performance | Degrade performance | Degrade performance | Degrade performance | Degrade performance | Degrade performance | Degrade performance | Degrade performance | Degrade performance | Degrade performance | Degrade performance | Degrade performance | Degrade performance | Degrade performance | Degrade performance | Degrade performance | Degrade performance | Degrade performance | Cleaning and maintenance | Cleaning and maintenance | Cleaning and maintenance | Cleaning and maintenance | Cleaning and maintenance | Cleaning and maintenance | Cleaning and maintenance | Cleaning and maintenance | Cleaning and maintenance | Cleaning and maintenance | Cleaning and maintenance | Cleaning and maintenance | Cleaning and maintenance | Cleaning and maintenance | Cleaning and maintenance | Cleaning and maintenance | Cleaning and maintenance | Cleaning and maintenance | Cleaning and maintenance | Cleaning and maintenance | Cleaning and maintenance | Cleaning and maintenance | 2.48 | 2.48 | 2.48 | 2.48 | 2.48 | 2.48 | 2.48 | 2.48 | 2.48 | 2.48 | 2.48 | 2.48 | 2.48 | 2.48 | 2.48 | 2.48 | 2.48 | 2.48 | 2.48 | 2.48 | 2.48 | 2.48 | 0 | 0 | 1.9985 | 1.9984 | 1.9984 | 1.9985 | 1.9985 | 1.9985 | 1.9986 | 1.9986 | 1.9986 | 1.9986 | 1.9986 | 1.9986 | 1.9986 | 1.9986 | 1.9987 | 1.9987 | 1.9987 | 1.9987 | 1.9987 | 1.9987 | 0 | 0 | 0 | 0 | 0 | 0 | 0 | 0 | 0 | 0 | 0 | 0 | 0 | 0 | 0 | 0 | 0 | 0 | 0 | 0 | 0 | 0 | 0 | 0 | 0 | 0 | 0 | 0 | 0 | 0 | 0 | 0 | 0 | 0 | 0 | 0 | 0 | 0 | 0 | 0 | 0 | 0 | 0 | 0 | 0 | 0 | 0 | 0 | 0 | 0 | 0 | 0 | 0 | 0 | 0 | 0 | 0 | 0 | 0 | 0 | 0 | 0 | 0 | 0 | 0 | 0 | 0 | 0 | 0 | 0 | 0 | 0 | 0 | 0 | 0 | 0 | 0 | 0 | 0 | 0 | 0 | 0 | 0 | 0 | 0 | 0 | 0 | 0 | 0 | 0 | 0 | 0 | 0 | 0 | 0 | 0 | 0 | 0 | 0 | 0 | 0 | 0 | 0 | 0 | 0 | 0 | 0 | 0 | 0 | 0 | 0 | 0 | 0 | 0 | 0 | 0 | 0 | 0 | 0 | 0 | 0 | 0 | 0 | 0 | 0 | 0 | 0 | 0 | 0 | 0 | 0 | 0 | 0 | 0 | 0 | 0 | 0 | 0 | 0 | 0 | 0 | 0 | 0 | 0 | 0 | 0 | 0 | 0 | 0 | 0 | 0 | 0 | 0 | 0 | 0 | 0 | 0 | 0 | 0 | 0 | 0 | 0 | 0 | 0 | 0 | 0 | 0 | 0 | 0 | 0 | 0 | 0 | 0 | 0 | 0 | 0 | 0 | 0 | 0 | 0 | 0 | 0 | 0 | 0 | 0 | 0 | 0 | 0 | 0 | 0 | 0 | 0 | 0 | 0 | 0 | 0 | 0 | 0 | 0 | 0 | 0 | 0 | 0 | 0 | 0 | 0 | 0 | 0 | 0 | 0 | 0 | 0 | 0 | 0 | 0 | 0 | 0 | 0 | 0 | 0 | 0 | 0 | 0 | 0 | 0 | 0 | 0 | 0 | 0 | 0 | 0 | 0 | 0 | 0 | 0 | 0 | 0 | 0 | 0 | 0 | 0 | 0 | 0 | 0 | 0 | 0 | 0 | 0 | 0 | 0 | 0 | 0 | 0 | 0 | 0 | 0 | 0 | 0 | 0 | 0 | 0 | 0 | 0 | 0 | 0 | 0 | 0 | 0 | 0 | 0 | 0 | 0 | 0 | 0 | 0 | 0 | 0 | 0 | 0 | 0 | 0 | 0 | 0 | 0 | 0 | 0 | 0 | 0 | 0 | 0 | 0 | 0 | 0 | 0 | 0 | 0 | 0 | 0 | 0 | 0 | 0 | 0 | 0 | 0 | 0 | 0 | 0 | 0 | 0 | 0 | 0 | 0 | 0 | 0 | 0 | 0 | 0 | 0 | 0 | 0 | 0 | 0 | 0 | 0 | 0 | 0 | 0 | 0 | 0 | 0 | 0 | 0 | 0 | 0 | 0 | 0 | 0 | 0 | 0 | 0 | 0 | 0 | 0 | 0 | 0 | 0 | 0 | 0 | 0 | 0 | 0 | 0 | 0 | 0 | 0 | 0 | 0 | 0 | 0 | 0 | 0 | 0 | 0 | 0 | 0 | 0 | 0 | 0 | 0 | 0 | 0 | 0 | 0 | 0 | 0 | 0 | 0 | 0 | 0 | 0 | 0 | 0 | 0 | 0 | 0 | 0 | 0 | 0 | 0 | 0 | 0 | 0 | 0 | 0 | 0 | 0 | 0 | 0 | 0 | 0 | 113.0305 | 113.0305 | 113.0305 | 113.0305 | 113.0305 | 113.0305 | 113.0305 | 113.0305 | 113.0305 | 113.0305 | 113.0305 | 113.0305 | 113.0305 | 113.0305 | 113.0305 | 113.0305 | 113.0305 | 113.0305 | 113.0305 | 113.0305 | 85.6544 | 85.6544 | 85.6544 | 85.6544 | 85.6544 | 85.6544 | 85.6544 | 85.6544 | 85.6544 | 85.6544 | 85.6544 | 85.6544 | 85.6544 | 85.6544 | 85.6544 | 85.6544 | 85.6544 | 85.6544 | 85.6544 | 85.6544
WA_Industrial_Other Industrial_New_Space Heating_Natural Gas_Gas Boiler - High Turndown_A | WA | Industrial | Other Industrial | New | Space Heating | Natural Gas | Gas Boiler - High Turndown | A | IM693 | No control | Turndown control installed | 15 | 2.6608 | 0 | 0 | 35.46 | 0 | 0 | 0 | 17.7288 |  | sqft | 35% | 50% | Retrofit | Retro12Med | 75.44% | TBD | 0.2% | 604.4502 |  | 400.9952 |  | 0.0020799 | MN TRM 3.1 - Boiler Modifications, Space Heating Only v4.0 | MN TRM 3.1 - Boiler Modifications, Space Heating Only v4.0 | MN TRM 3.1 - Boiler Modifications, Space Heating Only v4.0 | No control | No control | No control | No control | No control | No control | No control | No control | No control | No control | No control | No control | No control | No control | No control | No control | No control | No control | No control | No control | No control | No control | Turndown control installed | Turndown control installed | Turndown control installed | Turndown control installed | Turndown control installed | Turndown control installed | Turndown control installed | Turndown control installed | Turndown control installed | Turndown control installed | Turndown control installed | Turndown control installed | Turndown control installed | Turndown control installed | Turndown control installed | Turndown control installed | Turndown control installed | Turndown control installed | Turndown control installed | Turndown control installed | Turndown control installed | Turndown control installed | 35.46 | 35.46 | 35.46 | 35.46 | 35.46 | 35.46 | 35.46 | 35.46 | 35.46 | 35.46 | 35.46 | 35.46 | 35.46 | 35.46 | 35.46 | 35.46 | 35.46 | 35.46 | 35.46 | 35.46 | 35.46 | 35.46 | 0 | 0 | 2.6468 | 2.4886 | 2.4247 | 2.3857 | 2.3664 | 2.3487 | 2.333 | 2.3175 | 2.3031 | 2.2882 | 2.2679 | 2.2501 | 2.2305 | 2.2278 | 2.2242 | 2.2197 | 2.2199 | 2.2188 | 2.2213 | 2.2219 | 0.0024389 | 0.004002 | 0.00556 | 0.0073024 | 0.0083373 | 0.0085821 | 0.0077099 | 0.0069229 | 0.0059749 | 0.0051798 | 0.0044442 | 0.0038377 | 0.0032105 | 0.0027275 | 0.0023078 | 0.0020454 | 0.0035699 | 0.0050879 | 0.006799 | 0.0078282 | 0.0024389 | 0.0062952 | 0.011693 | 0.018808 | 0.026993 | 0.035373 | 0.042846 | 0.049485 | 0.055151 | 0.059974 | 0.063887 | 0.067223 | 0.06985 | 0.072492 | 0.074681 | 0.074532 | 0.074539 | 0.074501 | 0.074584 | 0.074605 | 0.92146 | 1.6081 | 2.2931 | 3.0608 | 3.5232 | 3.654 | 3.3048 | 2.9872 | 2.5944 | 2.2637 | 1.9596 | 1.7056 | 1.4393 | 1.2243 | 1.0376 | 0.92146 | 1.6081 | 2.2931 | 3.0608 | 3.5232 | 0.92146 | 2.5296 | 4.8227 | 7.8835 | 11.4067 | 15.0607 | 18.3655 | 21.3527 | 23.947 | 26.2107 | 28.1703 | 29.8759 | 31.3153 | 32.5396 | 33.5772 | 33.5772 | 33.5772 | 33.5772 | 33.5772 | 33.5772 | 0.0020799 | 0.0035861 | 0.0050694 | 0.0067118 | 0.0076803 | 0.0079136 | 0.0071107 | 0.0063831 | 0.0055083 | 0.0047736 | 0.0040969 | 0.0035375 | 0.0029605 | 0.0025007 | 0.0021067 | 0.0018601 | 0.0032348 | 0.0045992 | 0.0061286 | 0.0070515 | 0.0020799 | 0.005641 | 0.010662 | 0.017287 | 0.024866 | 0.032618 | 0.039516 | 0.045627 | 0.050844 | 0.055272 | 0.058896 | 0.061964 | 0.06441 | 0.066465 | 0.06817 | 0.06778 | 0.067543 | 0.067344 | 0.06723 | 0.067203 | 0.78324 | 1.3669 | 1.9491 | 2.6017 | 2.9947 | 3.1059 | 2.809 | 2.5391 | 2.2052 | 1.9242 | 1.6657 | 1.4497 | 1.2234 | 1.0406 | 0.88198 | 0.78324 | 1.3669 | 1.9491 | 2.6017 | 2.9947 | 0.78324 | 2.1501 | 4.0993 | 6.701 | 9.6957 | 12.8016 | 15.6106 | 18.1498 | 20.355 | 22.2791 | 23.9448 | 25.3945 | 26.618 | 27.6586 | 28.5406 | 28.5406 | 28.5406 | 28.5406 | 28.5406 | 28.5406 | 0 | 0 | 0 | 0 | 0 | 0 | 0 | 0 | 0 | 0 | 0 | 0 | 0 | 0 | 0 | 0 | 0 | 0 | 0 | 0 | 0 | 0 | 0 | 0 | 0 | 0 | 0 | 0 | 0 | 0 | 0 | 0 | 0 | 0 | 0 | 0 | 0 | 0 | 0 | 0 | 0 | 0 | 0 | 0 | 0 | 0 | 0 | 0 | 0 | 0 | 0 | 0 | 0 | 0 | 0 | 0 | 0 | 0 | 0 | 0 | 0 | 0 | 0 | 0 | 0 | 0 | 0 | 0 | 0 | 0 | 0 | 0 | 0 | 0 | 0 | 0 | 0 | 0 | 0 | 0 | 0.0020799 | 0.0035861 | 0.0050694 | 0.0067118 | 0.0076803 | 0.0079136 | 0.0071107 | 0.0063831 | 0.0055083 | 0.0047736 | 0.0040969 | 0.0035375 | 0.0029605 | 0.0025007 | 0.0021067 | 0.0018601 | 0.0032348 | 0.0045992 | 0.0061286 | 0.0070515 | 0.0020799 | 0.005641 | 0.010662 | 0.017287 | 0.024866 | 0.032618 | 0.039516 | 0.045627 | 0.050844 | 0.055272 | 0.058896 | 0.061964 | 0.06441 | 0.066465 | 0.06817 | 0.06778 | 0.067543 | 0.067344 | 0.06723 | 0.067203 | 0.78324 | 1.3669 | 1.9491 | 2.6017 | 2.9947 | 3.1059 | 2.809 | 2.5391 | 2.2052 | 1.9242 | 1.6657 | 1.4497 | 1.2234 | 1.0406 | 0.88198 | 0.78324 | 1.3669 | 1.9491 | 2.6017 | 2.9947 | 0.78324 | 2.1501 | 4.0993 | 6.701 | 9.6957 | 12.8016 | 15.6106 | 18.1498 | 20.355 | 22.2791 | 23.9448 | 25.3945 | 26.618 | 27.6586 | 28.5406 | 28.5406 | 28.5406 | 28.5406 | 28.5406 | 28.5406 | 0 | 0 | 0 | 0 | 0 | 0 | 0 | 0 | 0 | 0 | 0 | 0 | 0 | 0 | 0 | 0 | 0 | 0 | 0 | 0 | 0 | 0 | 0 | 0 | 0 | 0 | 0 | 0 | 0 | 0 | 0 | 0 | 0 | 0 | 0 | 0 | 0 | 0 | 0 | 0 | 0 | 0 | 0 | 0 | 0 | 0 | 0 | 0 | 0 | 0 | 0 | 0 | 0 | 0 | 0 | 0 | 0 | 0 | 0 | 0 | 0 | 0 | 0 | 0 | 0 | 0 | 0 | 0 | 0 | 0 | 0 | 0 | 0 | 0 | 0 | 0 | 0 | 0 | 0 | 0 | 801.5544 | 801.5544 | 801.5544 | 801.5544 | 801.5544 | 801.5544 | 801.5544 | 801.5544 | 801.5544 | 801.5544 | 801.5544 | 801.5544 | 801.5544 | 801.5544 | 801.5544 | 801.5544 | 801.5544 | 801.5544 | 801.5544 | 801.5544 | 531.7551 | 531.7551 | 531.7551 | 531.7551 | 531.7551 | 531.7551 | 531.7551 | 531.7551 | 531.7551 | 531.7551 | 531.7551 | 531.7551 | 531.7551 | 531.7551 | 531.7551 | 531.7551 | 531.7551 | 531.7551 | 531.7551 | 531.7551
WA_Industrial_Other Industrial_New_Process_Natural Gas_Gas Boiler - High Turndown_A | WA | Industrial | Other Industrial | New | Process | Natural Gas | Gas Boiler - High Turndown | A | IM694 | No control | Turndown control installed | 15 | 2.1216 | 0 | 0 | 35.46 | 0 | 0 | 0 | 17.7288 |  | sqft | 35% | 50% | Retrofit | Retro12Med | 75.44% | TBD | 0.2% | 604.4502 |  | 400.9952 |  | 0.023994 | MN TRM 3.1 - Boiler Modifications, Space Heating Only v4.0 | MN TRM 3.1 - Boiler Modifications, Space Heating Only v4.0 | MN TRM 3.1 - Boiler Modifications, Space Heating Only v4.0 | No control | No control | No control | No control | No control | No control | No control | No control | No control | No control | No control | No control | No control | No control | No control | No control | No control | No control | No control | No control | No control | No control | Turndown control installed | Turndown control installed | Turndown control installed | Turndown control installed | Turndown control installed | Turndown control installed | Turndown control installed | Turndown control installed | Turndown control installed | Turndown control installed | Turndown control installed | Turndown control installed | Turndown control installed | Turndown control installed | Turndown control installed | Turndown control installed | Turndown control installed | Turndown control installed | Turndown control installed | Turndown control installed | Turndown control installed | Turndown control installed | 35.46 | 35.46 | 35.46 | 35.46 | 35.46 | 35.46 | 35.46 | 35.46 | 35.46 | 35.46 | 35.46 | 35.46 | 35.46 | 35.46 | 35.46 | 35.46 | 35.46 | 35.46 | 35.46 | 35.46 | 35.46 | 35.46 | 0 | 0 | 2.1147 | 2.1107 | 2.107 | 2.1037 | 2.0989 | 2.0954 | 2.0925 | 2.0905 | 2.0882 | 2.0866 | 2.0855 | 2.0851 | 2.0841 | 2.0837 | 2.0834 | 2.0838 | 2.0837 | 2.084 | 2.0842 | 2.0842 | 0.028215 | 0.049147 | 0.069957 | 0.093231 | 0.10707 | 0.11086 | 0.10013 | 0.090418 | 0.07844 | 0.068394 | 0.059173 | 0.051492 | 0.043434 | 0.036937 | 0.031302 | 0.027803 | 0.048518 | 0.069193 | 0.092367 | 0.10632 | 0.028215 | 0.077309 | 0.14713 | 0.24013 | 0.34666 | 0.45694 | 0.55644 | 0.64632 | 0.72404 | 0.7919 | 0.85064 | 0.90196 | 0.94497 | 0.98174 | 1.0129 | 1.0131 | 1.013 | 1.0132 | 1.0133 | 1.0133 | 13.342 | 23.2843 | 33.2022 | 44.3186 | 51.0133 | 52.9065 | 47.8503 | 43.2522 | 37.5642 | 32.7771 | 28.3734 | 24.6955 | 20.8406 | 17.7267 | 15.024 | 13.342 | 23.2843 | 33.2022 | 44.3186 | 51.0133 | 13.342 | 36.6263 | 69.8284 | 114.147 | 165.1603 | 218.0669 | 265.9172 | 309.1694 | 346.7336 | 379.5107 | 407.8841 | 432.5796 | 453.4203 | 471.1469 | 486.171 | 486.171 | 486.171 | 486.171 | 486.171 | 486.171 | 0.023994 | 0.041807 | 0.059525 | 0.079348 | 0.091159 | 0.094407 | 0.085285 | 0.077027 | 0.066834 | 0.058281 | 0.050427 | 0.043883 | 0.037018 | 0.031482 | 0.026679 | 0.023696 | 0.041352 | 0.058973 | 0.078722 | 0.090617 | 0.023994 | 0.065763 | 0.12519 | 0.20437 | 0.29514 | 0.38912 | 0.47395 | 0.55059 | 0.6169 | 0.6748 | 0.72491 | 0.76867 | 0.80538 | 0.83674 | 0.86332 | 0.86347 | 0.86342 | 0.86352 | 0.86358 | 0.86361 | 11.3407 | 19.7916 | 28.2218 | 37.6708 | 43.3613 | 44.9705 | 40.6728 | 36.7644 | 31.9296 | 27.8606 | 24.1174 | 20.9912 | 17.7145 | 15.0677 | 12.7704 | 11.3407 | 19.7916 | 28.2218 | 37.6708 | 43.3613 | 11.3407 | 31.1323 | 59.3542 | 97.025 | 140.3863 | 185.3568 | 226.0296 | 262.794 | 294.7235 | 322.5841 | 346.7015 | 367.6927 | 385.4072 | 400.4749 | 413.2453 | 413.2453 | 413.2453 | 413.2453 | 413.2453 | 413.2453 | 0 | 0 | 0 | 0 | 0 | 0 | 0 | 0 | 0 | 0 | 0 | 0 | 0 | 0 | 0 | 0 | 0 | 0 | 0 | 0 | 0 | 0 | 0 | 0 | 0 | 0 | 0 | 0 | 0 | 0 | 0 | 0 | 0 | 0 | 0 | 0 | 0 | 0 | 0 | 0 | 0 | 0 | 0 | 0 | 0 | 0 | 0 | 0 | 0 | 0 | 0 | 0 | 0 | 0 | 0 | 0 | 0 | 0 | 0 | 0 | 0 | 0 | 0 | 0 | 0 | 0 | 0 | 0 | 0 | 0 | 0 | 0 | 0 | 0 | 0 | 0 | 0 | 0 | 0 | 0 | 0.024006 | 0.041839 | 0.059586 | 0.079447 | 0.091302 | 0.094577 | 0.085451 | 0.07718 | 0.066972 | 0.058401 | 0.05053 | 0.043971 | 0.037092 | 0.031543 | 0.02673 | 0.023739 | 0.041425 | 0.059071 | 0.078848 | 0.090756 | 0.024006 | 0.065813 | 0.12532 | 0.20462 | 0.2956 | 0.38982 | 0.47487 | 0.55169 | 0.61818 | 0.6762 | 0.7264 | 0.77021 | 0.80698 | 0.83837 | 0.86496 | 0.86504 | 0.86494 | 0.86497 | 0.86496 | 0.86493 | 11.3407 | 19.7916 | 28.2218 | 37.6708 | 43.3613 | 44.9705 | 40.6728 | 36.7644 | 31.9296 | 27.8606 | 24.1174 | 20.9912 | 17.7145 | 15.0677 | 12.7704 | 11.3407 | 19.7916 | 28.2218 | 37.6708 | 43.3613 | 11.3407 | 31.1323 | 59.3542 | 97.025 | 140.3863 | 185.3568 | 226.0296 | 262.794 | 294.7235 | 322.5841 | 346.7015 | 367.6927 | 385.4072 | 400.4749 | 413.2453 | 413.2453 | 413.2453 | 413.2453 | 413.2453 | 413.2453 | 0 | 0 | 0 | 0 | 0 | 0 | 0 | 0 | 0 | 0 | 0 | 0 | 0 | 0 | 0 | 0 | 0 | 0 | 0 | 0 | 0 | 0 | 0 | 0 | 0 | 0 | 0 | 0 | 0 | 0 | 0 | 0 | 0 | 0 | 0 | 0 | 0 | 0 | 0 | 0 | 0 | 0 | 0 | 0 | 0 | 0 | 0 | 0 | 0 | 0 | 0 | 0 | 0 | 0 | 0 | 0 | 0 | 0 | 0 | 0 | 0 | 0 | 0 | 0 | 0 | 0 | 0 | 0 | 0 | 0 | 0 | 0 | 0 | 0 | 0 | 0 | 0 | 0 | 0 | 0 | 801.5544 | 801.5544 | 801.5544 | 801.5544 | 801.5544 | 801.5544 | 801.5544 | 801.5544 | 801.5544 | 801.5544 | 801.5544 | 801.5544 | 801.5544 | 801.5544 | 801.5544 | 801.5544 | 801.5544 | 801.5544 | 801.5544 | 801.5544 | 531.7551 | 531.7551 | 531.7551 | 531.7551 | 531.7551 | 531.7551 | 531.7551 | 531.7551 | 531.7551 | 531.7551 | 531.7551 | 531.7551 | 531.7551 | 531.7551 | 531.7551 | 531.7551 | 531.7551 | 531.7551 | 531.7551 | 531.7551
WA_Industrial_Other Industrial_New_Space Heating_Natural Gas_Gas Boiler - Burner Control Optimization_A | WA | Industrial | Other Industrial | New | Space Heating | Natural Gas | Gas Boiler - Burner Control Optimization | A | IM695 | Average performance | Optimized burner controls | 18 | 0.77162 | 0 | 0 | 11.91 | 0 | 0 | 0 | 5.9563 |  | sqft | 5% | 85% | Retrofit | Retro3Slow | 84.16% | TBD | 0.2% | 411.9678 |  | 265.363 |  | 0.0001627 | IL TRM - 4.4.22 - CI-HVC-O2TC-V01-140601 | GBLR_O2TRM-Heating-MEMD-2018-1 | IL TRM - 4.4.22 - CI-HVC-O2TC-V01-140601 | Average performance | Average performance | Average performance | Average performance | Average performance | Average performance | Average performance | Average performance | Average performance | Average performance | Average performance | Average performance | Average performance | Average performance | Average performance | Average performance | Average performance | Average performance | Average performance | Average performance | Average performance | Average performance | Optimized burner controls | Optimized burner controls | Optimized burner controls | Optimized burner controls | Optimized burner controls | Optimized burner controls | Optimized burner controls | Optimized burner controls | Optimized burner controls | Optimized burner controls | Optimized burner controls | Optimized burner controls | Optimized burner controls | Optimized burner controls | Optimized burner controls | Optimized burner controls | Optimized burner controls | Optimized burner controls | Optimized burner controls | Optimized burner controls | Optimized burner controls | Optimized burner controls | 11.91 | 11.91 | 11.91 | 11.91 | 11.91 | 11.91 | 11.91 | 11.91 | 11.91 | 11.91 | 11.91 | 11.91 | 11.91 | 11.91 | 11.91 | 11.91 | 11.91 | 11.91 | 11.91 | 11.91 | 11.91 | 11.91 | 0 | 0 | 0.76753 | 0.72165 | 0.70308 | 0.69178 | 0.68614 | 0.681 | 0.67642 | 0.67194 | 0.66774 | 0.66342 | 0.65755 | 0.65238 | 0.64672 | 0.64593 | 0.64488 | 0.6436 | 0.64366 | 0.64335 | 0.64407 | 0.64425 | 0.00019078 | 0.00049208 | 0.0013673 | 0.0031425 | 0.0055809 | 0.008936 | 0.012771 | 0.016724 | 0.01943 | 0.021055 | 0.021076 | 0.019906 | 0.017143 | 0.014159 | 0.011035 | 0.0082124 | 0.0056971 | 0.0037974 | 0.0024171 | 0.0017066 | 0.00019078 | 0.00067146 | 0.0020215 | 0.0051314 | 0.01067 | 0.019527 | 0.032167 | 0.048677 | 0.067803 | 0.08842 | 0.10871 | 0.12776 | 0.1438 | 0.15778 | 0.16856 | 0.17644 | 0.18215 | 0.18586 | 0.18832 | 0.18964 | 0.24857 | 0.68189 | 1.9447 | 4.5426 | 8.1337 | 13.122 | 18.8808 | 24.8886 | 29.0978 | 31.7371 | 32.052 | 30.5127 | 26.5071 | 21.9201 | 17.1114 | 12.7601 | 8.8512 | 5.9026 | 3.7528 | 2.6489 | 0.24857 | 0.93046 | 2.8751 | 7.4177 | 15.5514 | 28.6734 | 47.5542 | 72.4427 | 101.5406 | 133.2777 | 165.3297 | 195.8423 | 222.3494 | 244.2695 | 261.381 | 274.1411 | 282.9922 | 288.8949 | 292.3991 | 294.3661 | 0.0001627 | 0.00044095 | 0.0012466 | 0.0028884 | 0.0051412 | 0.0082402 | 0.011779 | 0.01542 | 0.017913 | 0.019405 | 0.01943 | 0.018349 | 0.015808 | 0.012982 | 0.010073 | 0.0074686 | 0.0051626 | 0.0034327 | 0.0021788 | 0.0015373 | 0.0001627 | 0.00060169 | 0.0018431 | 0.0047165 | 0.0098299 | 0.018006 | 0.029668 | 0.044883 | 0.062509 | 0.081489 | 0.10022 | 0.11777 | 0.1326 | 0.14467 | 0.15387 | 0.16046 | 0.16506 | 0.16801 | 0.16976 | 0.17083 | 0.21128 | 0.57961 | 1.653 | 3.8612 | 6.9136 | 11.1537 | 16.0487 | 21.1553 | 24.7332 | 26.9765 | 27.2442 | 25.9358 | 22.531 | 18.6321 | 14.5447 | 10.8461 | 7.5235 | 5.0172 | 3.1899 | 2.2516 | 0.21128 | 0.79089 | 2.4439 | 6.3051 | 13.2187 | 24.3724 | 40.421 | 61.5763 | 86.3095 | 113.286 | 140.5302 | 166.466 | 188.997 | 207.6291 | 222.1738 | 233.0199 | 240.5434 | 245.5606 | 248.5392 | 250.2112 | 0 | 0 | 0 | 0 | 0 | 0 | 0 | 0 | 0 | 0 | 0 | 0 | 0 | 0 | 0 | 0 | 0 | 0 | 0 | 0 | 0 | 0 | 0 | 0 | 0 | 0 | 0 | 0 | 0 | 0 | 0 | 0 | 0 | 0 | 0 | 0 | 0 | 0 | 0 | 0 | 0 | 0 | 0 | 0 | 0 | 0 | 0 | 0 | 0 | 0 | 0 | 0 | 0 | 0 | 0 | 0 | 0 | 0 | 0 | 0 | 0 | 0 | 0 | 0 | 0 | 0 | 0 | 0 | 0 | 0 | 0 | 0 | 0 | 0 | 0 | 0 | 0 | 0 | 0 | 0 | 0.0001627 | 0.00044095 | 0.0012466 | 0.0028884 | 0.0051412 | 0.0082402 | 0.011779 | 0.01542 | 0.017913 | 0.019405 | 0.01943 | 0.018349 | 0.015808 | 0.012982 | 0.010073 | 0.0074686 | 0.0051626 | 0.0034327 | 0.0021788 | 0.0015373 | 0.0001627 | 0.00060169 | 0.0018431 | 0.0047165 | 0.0098299 | 0.018006 | 0.029668 | 0.044883 | 0.062509 | 0.081489 | 0.10022 | 0.11777 | 0.1326 | 0.14467 | 0.15387 | 0.16046 | 0.16506 | 0.16801 | 0.16976 | 0.17083 | 0.21128 | 0.57961 | 1.653 | 3.8612 | 6.9136 | 11.1537 | 16.0487 | 21.1553 | 24.7332 | 26.9765 | 27.2442 | 25.9358 | 22.531 | 18.6321 | 14.5447 | 10.8461 | 7.5235 | 5.0172 | 3.1899 | 2.2516 | 0.21128 | 0.79089 | 2.4439 | 6.3051 | 13.2187 | 24.3724 | 40.421 | 61.5763 | 86.3095 | 113.286 | 140.5302 | 166.466 | 188.997 | 207.6291 | 222.1738 | 233.0199 | 240.5434 | 245.5606 | 248.5392 | 250.2112 | 0 | 0 | 0 | 0 | 0 | 0 | 0 | 0 | 0 | 0 | 0 | 0 | 0 | 0 | 0 | 0 | 0 | 0 | 0 | 0 | 0 | 0 | 0 | 0 | 0 | 0 | 0 | 0 | 0 | 0 | 0 | 0 | 0 | 0 | 0 | 0 | 0 | 0 | 0 | 0 | 0 | 0 | 0 | 0 | 0 | 0 | 0 | 0 | 0 | 0 | 0 | 0 | 0 | 0 | 0 | 0 | 0 | 0 | 0 | 0 | 0 | 0 | 0 | 0 | 0 | 0 | 0 | 0 | 0 | 0 | 0 | 0 | 0 | 0 | 0 | 0 | 0 | 0 | 0 | 0 | 833.905 | 833.905 | 833.905 | 833.905 | 833.905 | 833.905 | 833.905 | 833.905 | 833.905 | 833.905 | 833.905 | 833.905 | 833.905 | 833.905 | 833.905 | 833.905 | 833.905 | 833.905 | 833.905 | 833.905 | 537.1477 | 537.1477 | 537.1477 | 537.1477 | 537.1477 | 537.1477 | 537.1477 | 537.1477 | 537.1477 | 537.1477 | 537.1477 | 537.1477 | 537.1477 | 537.1477 | 537.1477 | 537.1477 | 537.1477 | 537.1477 | 537.1477 | 537.1477
WA_Industrial_Other Industrial_New_Process_Natural Gas_Gas Boiler - Burner Control Optimization_A | WA | Industrial | Other Industrial | New | Process | Natural Gas | Gas Boiler - Burner Control Optimization | A | IM696 | Average performance | Optimized burner controls | 18 | 0.61528 | 0 | 0 | 11.91 | 0 | 0 | 0 | 5.9563 |  | sqft | 5% | 85% | Retrofit | Retro3Slow | 84.16% | TBD | 0.2% | 411.9678 |  | 265.363 |  | 0.0018766 | IL TRM - 4.4.22 - CI-HVC-O2TC-V01-140601 | GBLR_O2TRM-Heating-MEMD-2018-1 | IL TRM - 4.4.22 - CI-HVC-O2TC-V01-140601 | Average performance | Average performance | Average performance | Average performance | Average performance | Average performance | Average performance | Average performance | Average performance | Average performance | Average performance | Average performance | Average performance | Average performance | Average performance | Average performance | Average performance | Average performance | Average performance | Average performance | Average performance | Average performance | Optimized burner controls | Optimized burner controls | Optimized burner controls | Optimized burner controls | Optimized burner controls | Optimized burner controls | Optimized burner controls | Optimized burner controls | Optimized burner controls | Optimized burner controls | Optimized burner controls | Optimized burner controls | Optimized burner controls | Optimized burner controls | Optimized burner controls | Optimized burner controls | Optimized burner controls | Optimized burner controls | Optimized burner controls | Optimized burner controls | Optimized burner controls | Optimized burner controls | 11.91 | 11.91 | 11.91 | 11.91 | 11.91 | 11.91 | 11.91 | 11.91 | 11.91 | 11.91 | 11.91 | 11.91 | 11.91 | 11.91 | 11.91 | 11.91 | 11.91 | 11.91 | 11.91 | 11.91 | 11.91 | 11.91 | 0 | 0 | 0.61311 | 0.61186 | 0.61068 | 0.60964 | 0.60816 | 0.60706 | 0.60618 | 0.60558 | 0.60488 | 0.60444 | 0.60411 | 0.60401 | 0.60373 | 0.60363 | 0.60357 | 0.60372 | 0.60371 | 0.60382 | 0.60389 | 0.60393 | 0.0022066 | 0.006041 | 0.017195 | 0.040098 | 0.071623 | 0.11534 | 0.16572 | 0.21823 | 0.25485 | 0.27776 | 0.28036 | 0.26685 | 0.23171 | 0.19158 | 0.14954 | 0.11154 | 0.07737 | 0.051605 | 0.032814 | 0.023163 | 0.0022066 | 0.0082431 | 0.025423 | 0.065477 | 0.13694 | 0.25203 | 0.41739 | 0.6352 | 0.88932 | 1.1664 | 1.4461 | 1.7128 | 1.9437 | 2.1349 | 2.2843 | 2.3964 | 2.4737 | 2.5258 | 2.5567 | 2.5741 | 3.5991 | 9.8732 | 28.1573 | 65.7732 | 117.7694 | 189.9956 | 273.3787 | 360.3666 | 421.3134 | 459.5281 | 464.087 | 441.7989 | 383.8011 | 317.386 | 247.7601 | 184.7564 | 128.1576 | 85.4652 | 54.3377 | 38.3542 | 3.5991 | 13.4723 | 41.6296 | 107.4028 | 225.1722 | 415.1678 | 688.5465 | 1048.9131 | 1470.2264 | 1929.7546 | 2393.8415 | 2835.6404 | 3219.4415 | 3536.8275 | 3784.5876 | 3969.344 | 4097.5016 | 4182.9668 | 4233.7054 | 4262.1864 | 0.0018766 | 0.0051391 | 0.014632 | 0.034131 | 0.060986 | 0.098237 | 0.14118 | 0.18594 | 0.21717 | 0.23672 | 0.23896 | 0.22745 | 0.19752 | 0.16331 | 0.12748 | 0.095081 | 0.065952 | 0.043989 | 0.02797 | 0.019744 | 0.0018766 | 0.0070125 | 0.021633 | 0.055733 | 0.1166 | 0.21466 | 0.35557 | 0.54121 | 0.75786 | 0.99411 | 1.2326 | 1.4599 | 1.6568 | 1.8199 | 1.9472 | 2.0427 | 2.1087 | 2.153 | 2.1793 | 2.1941 | 3.0592 | 8.3922 | 23.9337 | 55.9072 | 100.104 | 161.4963 | 232.3719 | 306.3116 | 358.1164 | 390.5989 | 394.4739 | 375.5291 | 326.2309 | 269.7781 | 210.5961 | 157.0429 | 108.934 | 72.6454 | 46.187 | 32.6011 | 3.0592 | 11.4514 | 35.3852 | 91.2924 | 191.3964 | 352.8926 | 585.2645 | 891.5761 | 1249.6925 | 1640.2914 | 2034.7653 | 2410.2944 | 2736.5253 | 3006.3034 | 3216.8995 | 3373.9424 | 3482.8764 | 3555.5218 | 3598.6496 | 3622.8585 | 0 | 0 | 0 | 0 | 0 | 0 | 0 | 0 | 0 | 0 | 0 | 0 | 0 | 0 | 0 | 0 | 0 | 0 | 0 | 0 | 0 | 0 | 0 | 0 | 0 | 0 | 0 | 0 | 0 | 0 | 0 | 0 | 0 | 0 | 0 | 0 | 0 | 0 | 0 | 0 | 0 | 0 | 0 | 0 | 0 | 0 | 0 | 0 | 0 | 0 | 0 | 0 | 0 | 0 | 0 | 0 | 0 | 0 | 0 | 0 | 0 | 0 | 0 | 0 | 0 | 0 | 0 | 0 | 0 | 0 | 0 | 0 | 0 | 0 | 0 | 0 | 0 | 0 | 0 | 0 | 0.0018775 | 0.0051431 | 0.014647 | 0.034173 | 0.061081 | 0.098413 | 0.14145 | 0.18631 | 0.21762 | 0.23721 | 0.23945 | 0.22791 | 0.19791 | 0.16363 | 0.12772 | 0.095254 | 0.066068 | 0.044062 | 0.028015 | 0.019774 | 0.0018775 | 0.0070178 | 0.021656 | 0.055802 | 0.11679 | 0.21505 | 0.35626 | 0.54229 | 0.75942 | 0.99616 | 1.2351 | 1.4628 | 1.6601 | 1.8235 | 1.9509 | 2.0465 | 2.1124 | 2.1566 | 2.1828 | 2.1975 | 3.0592 | 8.3922 | 23.9337 | 55.9072 | 100.104 | 161.4963 | 232.3719 | 306.3116 | 358.1164 | 390.5989 | 394.4739 | 375.5291 | 326.2309 | 269.7781 | 210.5961 | 157.0429 | 108.934 | 72.6454 | 46.187 | 32.6011 | 3.0592 | 11.4514 | 35.3852 | 91.2924 | 191.3964 | 352.8926 | 585.2645 | 891.5761 | 1249.6925 | 1640.2914 | 2034.7653 | 2410.2944 | 2736.5253 | 3006.3034 | 3216.8995 | 3373.9424 | 3482.8764 | 3555.5218 | 3598.6496 | 3622.8585 | 0 | 0 | 0 | 0 | 0 | 0 | 0 | 0 | 0 | 0 | 0 | 0 | 0 | 0 | 0 | 0 | 0 | 0 | 0 | 0 | 0 | 0 | 0 | 0 | 0 | 0 | 0 | 0 | 0 | 0 | 0 | 0 | 0 | 0 | 0 | 0 | 0 | 0 | 0 | 0 | 0 | 0 | 0 | 0 | 0 | 0 | 0 | 0 | 0 | 0 | 0 | 0 | 0 | 0 | 0 | 0 | 0 | 0 | 0 | 0 | 0 | 0 | 0 | 0 | 0 | 0 | 0 | 0 | 0 | 0 | 0 | 0 | 0 | 0 | 0 | 0 | 0 | 0 | 0 | 0 | 833.905 | 833.905 | 833.905 | 833.905 | 833.905 | 833.905 | 833.905 | 833.905 | 833.905 | 833.905 | 833.905 | 833.905 | 833.905 | 833.905 | 833.905 | 833.905 | 833.905 | 833.905 | 833.905 | 833.905 | 537.1477 | 537.1477 | 537.1477 | 537.1477 | 537.1477 | 537.1477 | 537.1477 | 537.1477 | 537.1477 | 537.1477 | 537.1477 | 537.1477 | 537.1477 | 537.1477 | 537.1477 | 537.1477 | 537.1477 | 537.1477 | 537.1477 | 537.1477
WA_Industrial_Other Industrial_New_Space Heating_Natural Gas_HVAC - Demand Controlled Ventilation_A | WA | Industrial | Other Industrial | New | Space Heating | Natural Gas | HVAC - Demand Controlled Ventilation | A | IM697 | Constant ventilation | DCV enabled | 15 | 0.067787 | 0 | 0 | 0.17 | 0.02 | 0 | 0 | 0.08455 |  | sqft | 55% | 75% | Retrofit | RetroEven20 | 80.75% | TBD | 0.2% | 147.6935 |  | 90.8304 |  | 0.019398 | VENT_DCV-Heating-7PLN-v5-8 | VENT_DCV-Heating-7PLN-v5-8 | VENT_DCV-Heating-7PLN-v5-8 | Constant ventilation | Constant ventilation | Constant ventilation | Constant ventilation | Constant ventilation | Constant ventilation | Constant ventilation | Constant ventilation | Constant ventilation | Constant ventilation | Constant ventilation | Constant ventilation | Constant ventilation | Constant ventilation | Constant ventilation | Constant ventilation | Constant ventilation | Constant ventilation | Constant ventilation | Constant ventilation | Constant ventilation | Constant ventilation | DCV enabled | DCV enabled | DCV enabled | DCV enabled | DCV enabled | DCV enabled | DCV enabled | DCV enabled | DCV enabled | DCV enabled | DCV enabled | DCV enabled | DCV enabled | DCV enabled | DCV enabled | DCV enabled | DCV enabled | DCV enabled | DCV enabled | DCV enabled | DCV enabled | DCV enabled | 0.17 | 0.17 | 0.17 | 0.17 | 0.17 | 0.17 | 0.17 | 0.17 | 0.17 | 0.17 | 0.17 | 0.17 | 0.17 | 0.17 | 0.17 | 0.17 | 0.17 | 0.17 | 0.17 | 0.17 | 0.17 | 0.17 | 0 | 0 | 0.067559 | 0.063603 | 0.062055 | 0.061153 | 0.060802 | 0.060496 | 0.060264 | 0.060061 | 0.059937 | 0.059818 | 0.059576 | 0.059382 | 0.059177 | 0.059358 | 0.059466 | 0.059463 | 0.059575 | 0.059557 | 0.059585 | 0.05953 | 0.022754 | 0.037384 | 0.05201 | 0.068415 | 0.078297 | 0.089771 | 0.1011 | 0.11385 | 0.12334 | 0.13426 | 0.14469 | 0.1569 | 0.16494 | 0.17591 | 0.1867 | 0.19888 | 0.20732 | 0.2172 | 0.22697 | 0.23639 | 0.022754 | 0.058805 | 0.10938 | 0.17621 | 0.25349 | 0.34199 | 0.44178 | 0.55413 | 0.67633 | 0.80924 | 0.95066 | 1.1045 | 1.2656 | 1.4454 | 1.6347 | 1.8135 | 1.9892 | 2.1559 | 2.3172 | 2.4748 | 336.7927 | 587.7669 | 838.1248 | 1118.7368 | 1287.7328 | 1483.9145 | 1677.6239 | 1895.517 | 2057.8026 | 2244.4533 | 2428.6284 | 2642.2768 | 2787.2807 | 2963.5128 | 3139.6114 | 3344.6141 | 3480.0244 | 3646.8819 | 3809.195 | 3971.0287 | 336.7927 | 924.5595 | 1762.6843 | 2881.4211 | 4169.1538 | 5653.0684 | 7330.6923 | 9226.2093 | 11284.0119 | 13528.4652 | 15957.0936 | 18599.3704 | 21386.6511 | 24350.1639 | 27489.7753 | 30497.5968 | 33389.8543 | 36198.6115 | 38889.0697 | 41572.3656 | 0.019398 | 0.033483 | 0.047388 | 0.062824 | 0.072035 | 0.082642 | 0.09305 | 0.1047 | 0.11334 | 0.12325 | 0.13277 | 0.14386 | 0.15116 | 0.16019 | 0.16918 | 0.17949 | 0.18638 | 0.19478 | 0.20299 | 0.21132 | 0.019398 | 0.052669 | 0.099663 | 0.16181 | 0.23322 | 0.31483 | 0.4066 | 0.50961 | 0.62151 | 0.74289 | 0.87235 | 1.0127 | 1.1599 | 1.3162 | 1.4813 | 1.6366 | 1.7883 | 1.9334 | 2.0724 | 2.2123 | 286.2738 | 499.6018 | 712.4061 | 950.9263 | 1094.5728 | 1261.3273 | 1425.9803 | 1611.1895 | 1749.1322 | 1907.7853 | 2064.3342 | 2245.9352 | 2369.1886 | 2518.9859 | 2668.6697 | 2842.922 | 2958.0208 | 3099.8496 | 3237.8158 | 3375.3744 | 286.2738 | 785.8756 | 1498.2817 | 2449.2079 | 3543.7808 | 4805.1081 | 6231.0884 | 7842.2779 | 9591.4101 | 11499.1954 | 13563.5296 | 15809.4648 | 18178.6534 | 20697.6393 | 23366.309 | 25922.9573 | 28381.3762 | 30768.8198 | 33055.7093 | 35336.5108 | 0.019398 | 0.033483 | 0.047388 | 0.062824 | 0.072035 | 0.082642 | 0.09305 | 0.1047 | 0.11334 | 0.12325 | 0.13277 | 0.14386 | 0.15116 | 0.16019 | 0.16918 | 0.17949 | 0.18638 | 0.19478 | 0.20299 | 0.21132 | 0.019398 | 0.052669 | 0.099663 | 0.16181 | 0.23322 | 0.31483 | 0.4066 | 0.50961 | 0.62151 | 0.74289 | 0.87235 | 1.0127 | 1.1599 | 1.3162 | 1.4813 | 1.6366 | 1.7883 | 1.9334 | 2.0724 | 2.2123 | 286.2738 | 499.6018 | 712.4061 | 950.9263 | 1094.5728 | 1261.3273 | 1425.9803 | 1611.1895 | 1749.1322 | 1907.7853 | 2064.3342 | 2245.9352 | 2369.1886 | 2518.9859 | 2668.6697 | 2842.922 | 2958.0208 | 3099.8496 | 3237.8158 | 3375.3744 | 286.2738 | 785.8756 | 1498.2817 | 2449.2079 | 3543.7808 | 4805.1081 | 6231.0884 | 7842.2779 | 9591.4101 | 11499.1954 | 13563.5296 | 15809.4648 | 18178.6534 | 20697.6393 | 23366.309 | 25922.9573 | 28381.3762 | 30768.8198 | 33055.7093 | 35336.5108 | 0.019398 | 0.033483 | 0.047388 | 0.062824 | 0.072035 | 0.082642 | 0.09305 | 0.1047 | 0.11334 | 0.12325 | 0.13277 | 0.14386 | 0.15116 | 0.16019 | 0.16918 | 0.17949 | 0.18638 | 0.19478 | 0.20299 | 0.21132 | 0.019398 | 0.052669 | 0.099663 | 0.16181 | 0.23322 | 0.31483 | 0.4066 | 0.50961 | 0.62151 | 0.74289 | 0.87235 | 1.0127 | 1.1599 | 1.3162 | 1.4813 | 1.6366 | 1.7883 | 1.9334 | 2.0724 | 2.2123 | 286.2738 | 499.6018 | 712.4061 | 950.9263 | 1094.5728 | 1261.3273 | 1425.9803 | 1611.1895 | 1749.1322 | 1907.7853 | 2064.3342 | 2245.9352 | 2369.1886 | 2518.9859 | 2668.6697 | 2842.922 | 2958.0208 | 3099.8496 | 3237.8158 | 3375.3744 | 286.2738 | 785.8756 | 1498.2817 | 2449.2079 | 3543.7808 | 4805.1081 | 6231.0884 | 7842.2779 | 9591.4101 | 11499.1954 | 13563.5296 | 15809.4648 | 18178.6534 | 20697.6393 | 23366.309 | 25922.9573 | 28381.3762 | 30768.8198 | 33055.7093 | 35336.5108 | 0.019398 | 0.033483 | 0.047388 | 0.062824 | 0.072035 | 0.082642 | 0.09305 | 0.1047 | 0.11334 | 0.12325 | 0.13277 | 0.14386 | 0.15116 | 0.16019 | 0.16918 | 0.17949 | 0.18638 | 0.19478 | 0.20299 | 0.21132 | 0.019398 | 0.052669 | 0.099663 | 0.16181 | 0.23322 | 0.31483 | 0.4066 | 0.50961 | 0.62151 | 0.74289 | 0.87235 | 1.0127 | 1.1599 | 1.3162 | 1.4813 | 1.6366 | 1.7883 | 1.9334 | 2.0724 | 2.2123 | 286.2738 | 499.6018 | 712.4061 | 950.9263 | 1094.5728 | 1261.3273 | 1425.9803 | 1611.1895 | 1749.1322 | 1907.7853 | 2064.3342 | 2245.9352 | 2369.1886 | 2518.9859 | 2668.6697 | 2842.922 | 2958.0208 | 3099.8496 | 3237.8158 | 3375.3744 | 286.2738 | 785.8756 | 1498.2817 | 2449.2079 | 3543.7808 | 4805.1081 | 6231.0884 | 7842.2779 | 9591.4101 | 11499.1954 | 13563.5296 | 15809.4648 | 18178.6534 | 20697.6393 | 23366.309 | 25922.9573 | 28381.3762 | 30768.8198 | 33055.7093 | 35336.5108 | 582.9502 | 582.9502 | 582.9502 | 582.9502 | 582.9502 | 582.9502 | 582.9502 | 582.9502 | 582.9502 | 582.9502 | 582.9502 | 582.9502 | 582.9502 | 582.9502 | 582.9502 | 582.9502 | 582.9502 | 582.9502 | 582.9502 | 582.9502 | 179.855 | 179.855 | 179.855 | 179.855 | 179.855 | 179.855 | 179.855 | 179.855 | 179.855 | 179.855 | 179.855 | 179.855 | 179.855 | 179.855 | 179.855 | 179.855 | 179.855 | 179.855 | 179.855 | 179.855
WA_Industrial_Other Industrial_New_Space Heating_Natural Gas_Gas Boiler - Stack Economizer_A | WA | Industrial | Other Industrial | New | Space Heating | Natural Gas | Gas Boiler - Stack Economizer | A | IM698 | None | Economizer installed | 15 | 1.9424 | 0 | 0 | 23.69 | 0 | 0 | 0 | 11.8438 |  | sqft | 15% | 55% | Retrofit | Retro12Med | 75.44% | TBD | 0.2% | 472.7797 |  | 313.6443 |  | 0.0040492 | IL TRM - 4.4.28 - CI-HVC-BECO-V02-210101 | XCEL CO 2019-2020 DSM Plan | IL TRM - 4.4.28 - CI-HVC-BECO-V02-210101 | None | None | None | None | None | None | None | None | None | None | None | None | None | None | None | None | None | None | None | None | None | None | Economizer installed | Economizer installed | Economizer installed | Economizer installed | Economizer installed | Economizer installed | Economizer installed | Economizer installed | Economizer installed | Economizer installed | Economizer installed | Economizer installed | Economizer installed | Economizer installed | Economizer installed | Economizer installed | Economizer installed | Economizer installed | Economizer installed | Economizer installed | Economizer installed | Economizer installed | 23.69 | 23.69 | 23.69 | 23.69 | 23.69 | 23.69 | 23.69 | 23.69 | 23.69 | 23.69 | 23.69 | 23.69 | 23.69 | 23.69 | 23.69 | 23.69 | 23.69 | 23.69 | 23.69 | 23.69 | 23.69 | 23.69 | 0 | 0 | 1.9323 | 1.817 | 1.7704 | 1.742 | 1.728 | 1.7152 | 1.7037 | 1.6925 | 1.6819 | 1.671 | 1.6562 | 1.6432 | 1.6289 | 1.6269 | 1.6243 | 1.621 | 1.6211 | 1.6203 | 1.622 | 1.6225 | 0.0047482 | 0.0077918 | 0.010826 | 0.014219 | 0.016235 | 0.016713 | 0.015014 | 0.013482 | 0.011636 | 0.010088 | 0.0086549 | 0.0074737 | 0.0062523 | 0.0053115 | 0.0044943 | 0.0039831 | 0.0069518 | 0.0099078 | 0.013239 | 0.015243 | 0.0047482 | 0.012257 | 0.022768 | 0.036622 | 0.052563 | 0.068885 | 0.083439 | 0.09637 | 0.10741 | 0.1168 | 0.12442 | 0.13091 | 0.13603 | 0.14117 | 0.14543 | 0.14514 | 0.14515 | 0.14508 | 0.14524 | 0.14527 | 2.4572 | 4.2883 | 6.1149 | 8.1622 | 9.3952 | 9.7439 | 8.8127 | 7.9659 | 6.9183 | 6.0366 | 5.2256 | 4.5482 | 3.8383 | 3.2648 | 2.767 | 2.4572 | 4.2883 | 6.1149 | 8.1622 | 9.3952 | 2.4572 | 6.7455 | 12.8605 | 21.0227 | 30.4179 | 40.1619 | 48.9746 | 56.9404 | 63.8587 | 69.8953 | 75.1209 | 79.6692 | 83.5074 | 86.7722 | 89.5392 | 89.5392 | 89.5392 | 89.5392 | 89.5392 | 89.5392 | 0.0040492 | 0.0069819 | 0.0098702 | 0.013069 | 0.014955 | 0.01541 | 0.013847 | 0.01243 | 0.010727 | 0.009296 | 0.0079782 | 0.0068886 | 0.005765 | 0.0048697 | 0.0041023 | 0.0036221 | 0.006299 | 0.0089555 | 0.011933 | 0.01373 | 0.0040492 | 0.010983 | 0.020758 | 0.033659 | 0.048418 | 0.063516 | 0.07695 | 0.08885 | 0.099011 | 0.10763 | 0.11469 | 0.12066 | 0.12543 | 0.12943 | 0.13275 | 0.13198 | 0.13152 | 0.13113 | 0.13091 | 0.13086 | 2.0886 | 3.6451 | 5.1977 | 6.9379 | 7.986 | 8.2823 | 7.4908 | 6.771 | 5.8805 | 5.1311 | 4.4418 | 3.866 | 3.2625 | 2.775 | 2.352 | 2.0886 | 3.6451 | 5.1977 | 6.9379 | 7.986 | 2.0886 | 5.7337 | 10.9314 | 17.8693 | 25.8553 | 34.1376 | 41.6284 | 48.3993 | 54.2799 | 59.411 | 63.8528 | 67.7188 | 70.9813 | 73.7563 | 76.1083 | 76.1083 | 76.1083 | 76.1083 | 76.1083 | 76.1083 | 0 | 0 | 0 | 0 | 0 | 0 | 0 | 0 | 0 | 0 | 0 | 0 | 0 | 0 | 0 | 0 | 0 | 0 | 0 | 0 | 0 | 0 | 0 | 0 | 0 | 0 | 0 | 0 | 0 | 0 | 0 | 0 | 0 | 0 | 0 | 0 | 0 | 0 | 0 | 0 | 0 | 0 | 0 | 0 | 0 | 0 | 0 | 0 | 0 | 0 | 0 | 0 | 0 | 0 | 0 | 0 | 0 | 0 | 0 | 0 | 0 | 0 | 0 | 0 | 0 | 0 | 0 | 0 | 0 | 0 | 0 | 0 | 0 | 0 | 0 | 0 | 0 | 0 | 0 | 0 | 0.0040492 | 0.0069819 | 0.0098702 | 0.013069 | 0.014955 | 0.01541 | 0.013847 | 0.01243 | 0.010727 | 0.009296 | 0.0079782 | 0.0068886 | 0.005765 | 0.0048697 | 0.0041023 | 0.0036221 | 0.006299 | 0.0089555 | 0.011933 | 0.01373 | 0.0040492 | 0.010983 | 0.020758 | 0.033659 | 0.048418 | 0.063516 | 0.07695 | 0.08885 | 0.099011 | 0.10763 | 0.11469 | 0.12066 | 0.12543 | 0.12943 | 0.13275 | 0.13198 | 0.13152 | 0.13113 | 0.13091 | 0.13086 | 2.0886 | 3.6451 | 5.1977 | 6.9379 | 7.986 | 8.2823 | 7.4908 | 6.771 | 5.8805 | 5.1311 | 4.4418 | 3.866 | 3.2625 | 2.775 | 2.352 | 2.0886 | 3.6451 | 5.1977 | 6.9379 | 7.986 | 2.0886 | 5.7337 | 10.9314 | 17.8693 | 25.8553 | 34.1376 | 41.6284 | 48.3993 | 54.2799 | 59.411 | 63.8528 | 67.7188 | 70.9813 | 73.7563 | 76.1083 | 76.1083 | 76.1083 | 76.1083 | 76.1083 | 76.1083 | 0.0040492 | 0.0069819 | 0.0098702 | 0.013069 | 0.014955 | 0.01541 | 0.013847 | 0.01243 | 0.010727 | 0.009296 | 0.0079782 | 0.0068886 | 0.005765 | 0.0048697 | 0.0041023 | 0.0036221 | 0.006299 | 0.0089555 | 0.011933 | 0.01373 | 0.0040492 | 0.010983 | 0.020758 | 0.033659 | 0.048418 | 0.063516 | 0.07695 | 0.08885 | 0.099011 | 0.10763 | 0.11469 | 0.12066 | 0.12543 | 0.12943 | 0.13275 | 0.13198 | 0.13152 | 0.13113 | 0.13091 | 0.13086 | 2.0886 | 3.6451 | 5.1977 | 6.9379 | 7.986 | 8.2823 | 7.4908 | 6.771 | 5.8805 | 5.1311 | 4.4418 | 3.866 | 3.2625 | 2.775 | 2.352 | 2.0886 | 3.6451 | 5.1977 | 6.9379 | 7.986 | 2.0886 | 5.7337 | 10.9314 | 17.8693 | 25.8553 | 34.1376 | 41.6284 | 48.3993 | 54.2799 | 59.411 | 63.8528 | 67.7188 | 70.9813 | 73.7563 | 76.1083 | 76.1083 | 76.1083 | 76.1083 | 76.1083 | 76.1083 | 643.6016 | 643.6016 | 643.6016 | 643.6016 | 643.6016 | 643.6016 | 643.6016 | 643.6016 | 643.6016 | 643.6016 | 643.6016 | 643.6016 | 643.6016 | 643.6016 | 643.6016 | 643.6016 | 643.6016 | 643.6016 | 643.6016 | 643.6016 | 426.9684 | 426.9684 | 426.9684 | 426.9684 | 426.9684 | 426.9684 | 426.9684 | 426.9684 | 426.9684 | 426.9684 | 426.9684 | 426.9684 | 426.9684 | 426.9684 | 426.9684 | 426.9684 | 426.9684 | 426.9684 | 426.9684 | 426.9684
WA_Industrial_Other Industrial_New_Process_Natural Gas_Gas Boiler - Stack Economizer_A | WA | Industrial | Other Industrial | New | Process | Natural Gas | Gas Boiler - Stack Economizer | A | IM699 | None | Economizer installed | 15 | 2.0368 | 0 | 0 | 23.69 | 0 | 0 | 0 | 11.8438 |  | sqft | 15% | 55% | Retrofit | Retro12Med | 75.44% | TBD | 0.2% | 472.7797 |  | 313.6443 |  | 0.061461 | IL TRM - 4.4.28 - CI-HVC-BECO-V02-210101 | XCEL CO 2019-2020 DSM Plan | IL TRM - 4.4.29 - CI-HVC-PECO-V01-150601 | None | None | None | None | None | None | None | None | None | None | None | None | None | None | None | None | None | None | None | None | None | None | Economizer installed | Economizer installed | Economizer installed | Economizer installed | Economizer installed | Economizer installed | Economizer installed | Economizer installed | Economizer installed | Economizer installed | Economizer installed | Economizer installed | Economizer installed | Economizer installed | Economizer installed | Economizer installed | Economizer installed | Economizer installed | Economizer installed | Economizer installed | Economizer installed | Economizer installed | 23.69 | 23.69 | 23.69 | 23.69 | 23.69 | 23.69 | 23.69 | 23.69 | 23.69 | 23.69 | 23.69 | 23.69 | 23.69 | 23.69 | 23.69 | 23.69 | 23.69 | 23.69 | 23.69 | 23.69 | 23.69 | 23.69 | 0 | 0 | 2.0315 | 2.0285 | 2.0256 | 2.0231 | 2.0194 | 2.0167 | 2.0143 | 2.0125 | 2.0105 | 2.009 | 2.0079 | 2.0073 | 2.0063 | 2.0058 | 2.0054 | 2.0055 | 2.0052 | 2.0052 | 2.0052 | 2.0051 | 0.072279 | 0.12595 | 0.17935 | 0.23909 | 0.27471 | 0.28452 | 0.25703 | 0.23212 | 0.20139 | 0.1756 | 0.15192 | 0.13219 | 0.1115 | 0.094819 | 0.080346 | 0.071353 | 0.1245 | 0.17754 | 0.23698 | 0.27276 | 0.072279 | 0.19812 | 0.37719 | 0.6158 | 0.88941 | 1.1727 | 1.4284 | 1.6592 | 1.8589 | 2.0332 | 2.1839 | 2.3155 | 2.4259 | 2.5201 | 2.6 | 2.6 | 2.5996 | 2.5997 | 2.5996 | 2.5995 | 35.5786 | 62.0914 | 88.5391 | 118.1829 | 136.0355 | 141.0841 | 127.6009 | 115.3391 | 100.1712 | 87.4057 | 75.6624 | 65.8548 | 55.575 | 47.2711 | 40.0641 | 35.5786 | 62.0914 | 88.5391 | 118.1829 | 136.0355 | 35.5786 | 97.6701 | 186.2092 | 304.3921 | 440.4276 | 581.5116 | 709.1125 | 824.4517 | 924.6228 | 1012.0285 | 1087.6909 | 1153.5457 | 1209.1207 | 1256.3918 | 1296.4559 | 1296.4559 | 1296.4559 | 1296.4559 | 1296.4559 | 1296.4559 | 0.061461 | 0.10712 | 0.15257 | 0.20343 | 0.23381 | 0.2422 | 0.21884 | 0.19766 | 0.17152 | 0.14957 | 0.12941 | 0.11261 | 0.094992 | 0.080781 | 0.068453 | 0.060791 | 0.10608 | 0.15126 | 0.20191 | 0.2324 | 0.061461 | 0.16851 | 0.32087 | 0.52396 | 0.75697 | 0.9983 | 1.2161 | 1.4129 | 1.5832 | 1.7318 | 1.8603 | 1.9725 | 2.0667 | 2.147 | 2.2151 | 2.2152 | 2.2149 | 2.2149 | 2.2149 | 2.2148 | 30.2418 | 52.7777 | 75.2583 | 100.4554 | 115.6302 | 119.9215 | 108.4607 | 98.0383 | 85.1455 | 74.2948 | 64.313 | 55.9766 | 47.2388 | 40.1804 | 34.0544 | 30.2418 | 52.7777 | 75.2583 | 100.4554 | 115.6302 | 30.2418 | 83.0196 | 158.2778 | 258.7332 | 374.3634 | 494.2849 | 602.7456 | 700.7839 | 785.9294 | 860.2242 | 924.5373 | 980.5138 | 1027.7526 | 1067.9331 | 1101.9875 | 1101.9875 | 1101.9875 | 1101.9875 | 1101.9875 | 1101.9875 | 0 | 0 | 0 | 0 | 0 | 0 | 0 | 0 | 0 | 0 | 0 | 0 | 0 | 0 | 0 | 0 | 0 | 0 | 0 | 0 | 0 | 0 | 0 | 0 | 0 | 0 | 0 | 0 | 0 | 0 | 0 | 0 | 0 | 0 | 0 | 0 | 0 | 0 | 0 | 0 | 0 | 0 | 0 | 0 | 0 | 0 | 0 | 0 | 0 | 0 | 0 | 0 | 0 | 0 | 0 | 0 | 0 | 0 | 0 | 0 | 0 | 0 | 0 | 0 | 0 | 0 | 0 | 0 | 0 | 0 | 0 | 0 | 0 | 0 | 0 | 0 | 0 | 0 | 0 | 0 | 0.061491 | 0.10721 | 0.15273 | 0.20369 | 0.23417 | 0.24264 | 0.21926 | 0.19805 | 0.17187 | 0.14988 | 0.12968 | 0.11283 | 0.095181 | 0.080938 | 0.068583 | 0.060902 | 0.10626 | 0.15152 | 0.20223 | 0.23275 | 0.061491 | 0.16864 | 0.3212 | 0.52462 | 0.75815 | 1.0001 | 1.2185 | 1.4157 | 1.5864 | 1.7354 | 1.8642 | 1.9765 | 2.0708 | 2.1512 | 2.2193 | 2.2192 | 2.2188 | 2.2186 | 2.2184 | 2.2182 | 30.2418 | 52.7777 | 75.2583 | 100.4554 | 115.6302 | 119.9215 | 108.4607 | 98.0383 | 85.1455 | 74.2948 | 64.313 | 55.9766 | 47.2388 | 40.1804 | 34.0544 | 30.2418 | 52.7777 | 75.2583 | 100.4554 | 115.6302 | 30.2418 | 83.0196 | 158.2778 | 258.7332 | 374.3634 | 494.2849 | 602.7456 | 700.7839 | 785.9294 | 860.2242 | 924.5373 | 980.5138 | 1027.7526 | 1067.9331 | 1101.9875 | 1101.9875 | 1101.9875 | 1101.9875 | 1101.9875 | 1101.9875 | 0.061491 | 0.10721 | 0.15273 | 0.20369 | 0.23417 | 0.24264 | 0.21926 | 0.19805 | 0.17187 | 0.14988 | 0.12968 | 0.11283 | 0.095181 | 0.080938 | 0.068583 | 0.060902 | 0.10626 | 0.15152 | 0.20223 | 0.23275 | 0.061491 | 0.16864 | 0.3212 | 0.52462 | 0.75815 | 1.0001 | 1.2185 | 1.4157 | 1.5864 | 1.7354 | 1.8642 | 1.9765 | 2.0708 | 2.1512 | 2.2193 | 2.2192 | 2.2188 | 2.2186 | 2.2184 | 2.2182 | 30.2418 | 52.7777 | 75.2583 | 100.4554 | 115.6302 | 119.9215 | 108.4607 | 98.0383 | 85.1455 | 74.2948 | 64.313 | 55.9766 | 47.2388 | 40.1804 | 34.0544 | 30.2418 | 52.7777 | 75.2583 | 100.4554 | 115.6302 | 30.2418 | 83.0196 | 158.2778 | 258.7332 | 374.3634 | 494.2849 | 602.7456 | 700.7839 | 785.9294 | 860.2242 | 924.5373 | 980.5138 | 1027.7526 | 1067.9331 | 1101.9875 | 1101.9875 | 1101.9875 | 1101.9875 | 1101.9875 | 1101.9875 | 643.6016 | 643.6016 | 643.6016 | 643.6016 | 643.6016 | 643.6016 | 643.6016 | 643.6016 | 643.6016 | 643.6016 | 643.6016 | 643.6016 | 643.6016 | 643.6016 | 643.6016 | 643.6016 | 643.6016 | 643.6016 | 643.6016 | 643.6016 | 426.9684 | 426.9684 | 426.9684 | 426.9684 | 426.9684 | 426.9684 | 426.9684 | 426.9684 | 426.9684 | 426.9684 | 426.9684 | 426.9684 | 426.9684 | 426.9684 | 426.9684 | 426.9684 | 426.9684 | 426.9684 | 426.9684 | 426.9684
WA_Industrial_Other Industrial_New_Space Heating_Natural Gas_Gas Furnace Tube Inserts_A | WA | Industrial | Other Industrial | New | Space Heating | Natural Gas | Gas Furnace Tube Inserts | A | IM700 | None | Tube inserts installed | 5 | 0.077933 | 0 | 0 | 0.02 | 0 | 0 | 0 | 0.0086 |  | sqft | 0% | 0% | Retrofit | Retro3Slow | 84.16% | TBD | 0.2% | 282.1807 |  | 218.2727 |  | 0 | WI TRM - Radiant Tube Inserts, 2507 | WI TRM - Radiant Tube Inserts, 2507 | WI TRM - Radiant Tube Inserts, 2507 | None | None | None | None | None | None | None | None | None | None | None | None | None | None | None | None | None | None | None | None | None | None | Tube inserts installed | Tube inserts installed | Tube inserts installed | Tube inserts installed | Tube inserts installed | Tube inserts installed | Tube inserts installed | Tube inserts installed | Tube inserts installed | Tube inserts installed | Tube inserts installed | Tube inserts installed | Tube inserts installed | Tube inserts installed | Tube inserts installed | Tube inserts installed | Tube inserts installed | Tube inserts installed | Tube inserts installed | Tube inserts installed | Tube inserts installed | Tube inserts installed | 0.02 | 0.02 | 0.02 | 0.02 | 0.02 | 0.02 | 0.02 | 0.02 | 0.02 | 0.02 | 0.02 | 0.02 | 0.02 | 0.02 | 0.02 | 0.02 | 0.02 | 0.02 | 0.02 | 0.02 | 0.02 | 0.02 | 0 | 0 | 0.077672 | 0.073123 | 0.071343 | 0.070307 | 0.069903 | 0.069551 | 0.069285 | 0.069051 | 0.068909 | 0.068771 | 0.068494 | 0.068271 | 0.068034 | 0.068243 | 0.068367 | 0.068363 | 0.068492 | 0.068472 | 0.068504 | 0.06844 | 0 | 0 | 0 | 0 | 0 | 0 | 0 | 0 | 0 | 0 | 0 | 0 | 0 | 0 | 0 | 0 | 0 | 0 | 0 | 0 | 0 | 0 | 0 | 0 | 0 | 0 | 0 | 0 | 0 | 0 | 0 | 0 | 0 | 0 | 0 | 0 | 0 | 0 | 0 | 0 | 0 | 0 | 0 | 0 | 0 | 0 | 0 | 0 | 0 | 0 | 0 | 0 | 0 | 0 | 0 | 0 | 0 | 0 | 0 | 0 | 0 | 0 | 0 | 0 | 0 | 0 | 0 | 0 | 0 | 0 | 0 | 0 | 0 | 0 | 0 | 0 | 0 | 0 | 0 | 0 | 0 | 0 | 0 | 0 | 0 | 0 | 0 | 0 | 0 | 0 | 0 | 0 | 0 | 0 | 0 | 0 | 0 | 0 | 0 | 0 | 0 | 0 | 0 | 0 | 0 | 0 | 0 | 0 | 0 | 0 | 0 | 0 | 0 | 0 | 0 | 0 | 0 | 0 | 0 | 0 | 0 | 0 | 0 | 0 | 0 | 0 | 0 | 0 | 0 | 0 | 0 | 0 | 0 | 0 | 0 | 0 | 0 | 0 | 0 | 0 | 0 | 0 | 0 | 0 | 0 | 0 | 0 | 0 | 0 | 0 | 0 | 0 | 0 | 0 | 0 | 0 | 0 | 0 | 0 | 0 | 0 | 0 | 0 | 0 | 0 | 0 | 0 | 0 | 0 | 0 | 0 | 0 | 0 | 0 | 0 | 0 | 0 | 0 | 0 | 0 | 0 | 0 | 0 | 0 | 0 | 0 | 0 | 0 | 0 | 0 | 0 | 0 | 0 | 0 | 0 | 0 | 0 | 0 | 0 | 0 | 0 | 0 | 0 | 0 | 0 | 0 | 0 | 0 | 0 | 0 | 0 | 0 | 0 | 0 | 0 | 0 | 0 | 0 | 0 | 0 | 0 | 0 | 0 | 0 | 0 | 0 | 0 | 0 | 0 | 0 | 0 | 0 | 0 | 0 | 0 | 0 | 0 | 0 | 0 | 0 | 0 | 0 | 0 | 0 | 0 | 0 | 0 | 0 | 0 | 0 | 0 | 0 | 0 | 0 | 0 | 0 | 0 | 0 | 0 | 0 | 0 | 0 | 0 | 0 | 0 | 0 | 0 | 0 | 0 | 0 | 0 | 0 | 0 | 0 | 0 | 0 | 0 | 0 | 0 | 0 | 0 | 0 | 0 | 0 | 0 | 0 | 0 | 0 | 0 | 0 | 0 | 0 | 0 | 0 | 0 | 0 | 0 | 0 | 0 | 0 | 0 | 0 | 0 | 0 | 0 | 0 | 0 | 0 | 0 | 0 | 0 | 0 | 0 | 0 | 0 | 0 | 0 | 0 | 0 | 0 | 0 | 0 | 0 | 0 | 0 | 0 | 0 | 0 | 0 | 0 | 0 | 0 | 0 | 0 | 0 | 0 | 0 | 0 | 0 | 0 | 0 | 0 | 0 | 0 | 0 | 0 | 0 | 0 | 0 | 0 | 0 | 0 | 0 | 0 | 0 | 0 | 0 | 0 | 0 | 0 | 0 | 0 | 0 | 0 | 0 | 0 | 0 | 0 | 0 | 0 | 0 | 0 | 0 | 0 | 0 | 0 | 0 | 0 | 0 | 0 | 0 | 0 | 0 | 0 | 0 | 0 | 0 | 0 | 0 | 0 | 0 | 0 | 0 | 0 | 0 | 0 | 0 | 0 | 0 | 0 | 60.9549 | 60.9549 | 60.9549 | 60.9549 | 60.9549 | 60.9549 | 60.9549 | 60.9549 | 60.9549 | 60.9549 | 60.9549 | 60.9549 | 60.9549 | 60.9549 | 60.9549 | 60.9549 | 60.9549 | 60.9549 | 60.9549 | 60.9549 | 47.1499 | 47.1499 | 47.1499 | 47.1499 | 47.1499 | 47.1499 | 47.1499 | 47.1499 | 47.1499 | 47.1499 | 47.1499 | 47.1499 | 47.1499 | 47.1499 | 47.1499 | 47.1499 | 47.1499 | 47.1499 | 47.1499 | 47.1499
WA_Industrial_Other Industrial_New_Space Heating_Natural Gas_Space Heating - Heat Recovery Ventilator_A | WA | Industrial | Other Industrial | New | Space Heating | Natural Gas | Space Heating - Heat Recovery Ventilator | A | IM701 | None | HRV installed | 15 | 0.012707 | 0 | 0 | 0.28 | 0 | 0 | 0 | 0.139 |  | sqft | 5% | 10% | Retrofit | RetroEven20 | 80.75% | TBD | 0.2% | 146.5862 |  | 97.246 |  | 0.0088862 | IL TRM - 4.4.27 - CI-HVC-ERVE-V04-200101 | IL TRM - 4.4.27 - CI-HVC-ERVE-V04-200101 | IL TRM - 4.4.27 - CI-HVC-ERVE-V04-200101 | None | None | None | None | None | None | None | None | None | None | None | None | None | None | None | None | None | None | None | None | None | None | HRV installed | HRV installed | HRV installed | HRV installed | HRV installed | HRV installed | HRV installed | HRV installed | HRV installed | HRV installed | HRV installed | HRV installed | HRV installed | HRV installed | HRV installed | HRV installed | HRV installed | HRV installed | HRV installed | HRV installed | HRV installed | HRV installed | 0.28 | 0.28 | 0.28 | 0.28 | 0.28 | 0.28 | 0.28 | 0.28 | 0.28 | 0.28 | 0.28 | 0.28 | 0.28 | 0.28 | 0.28 | 0.28 | 0.28 | 0.28 | 0.28 | 0.28 | 0.28 | 0.28 | 0 | 0 | 0.01264 | 0.011884 | 0.011578 | 0.011392 | 0.011299 | 0.011214 | 0.011138 | 0.011063 | 0.010994 | 0.010922 | 0.010825 | 0.010739 | 0.010646 | 0.010633 | 0.010615 | 0.010594 | 0.010595 | 0.01059 | 0.010602 | 0.010605 | 0.01042 | 0.017098 | 0.023753 | 0.031195 | 0.035614 | 0.040731 | 0.045736 | 0.051331 | 0.055375 | 0.060003 | 0.064349 | 0.069458 | 0.072632 | 0.077129 | 0.081578 | 0.086733 | 0.090254 | 0.094536 | 0.098855 | 0.10309 | 0.01042 | 0.026895 | 0.049956 | 0.080347 | 0.1153 | 0.15517 | 0.19985 | 0.24985 | 0.30365 | 0.36167 | 0.4228 | 0.48892 | 0.5573 | 0.63374 | 0.71428 | 0.79087 | 0.86596 | 0.93835 | 1.0092 | 1.0792 | 824.3763 | 1438.6926 | 2051.5003 | 2738.3617 | 3152.0177 | 3632.217 | 4106.3646 | 4639.7073 | 5036.9381 | 5493.8079 | 5944.6183 | 6467.571 | 6822.501 | 7253.869 | 7684.9103 | 8186.7008 | 8518.1482 | 8926.5697 | 9323.8678 | 9719.9923 | 824.3763 | 2263.0689 | 4314.5692 | 7052.9309 | 10204.9486 | 13837.1655 | 17943.5301 | 22583.2374 | 27620.1755 | 33113.9834 | 39058.6017 | 45526.1727 | 52348.6737 | 59602.5426 | 67287.4529 | 74649.7774 | 81729.233 | 88604.3025 | 95189.8086 | 101757.7833 | 0.0088862 | 0.015321 | 0.021658 | 0.028673 | 0.032809 | 0.03756 | 0.042184 | 0.047332 | 0.051053 | 0.055303 | 0.059327 | 0.06403 | 0.066981 | 0.070723 | 0.074474 | 0.078883 | 0.08179 | 0.085461 | 0.089115 | 0.092865 | 0.0088862 | 0.0241 | 0.045549 | 0.073851 | 0.10622 | 0.14309 | 0.18433 | 0.23038 | 0.27995 | 0.33334 | 0.3898 | 0.45072 | 0.51394 | 0.58111 | 0.65207 | 0.71929 | 0.78475 | 0.84828 | 0.9098 | 0.9722 | 700.7199 | 1222.8887 | 1743.7752 | 2327.6074 | 2679.215 | 3087.3844 | 3490.4099 | 3943.7512 | 4281.3973 | 4669.7367 | 5052.9256 | 5497.4353 | 5799.1258 | 6165.7886 | 6532.1737 | 6958.6957 | 7240.426 | 7587.5843 | 7925.2877 | 8261.9935 | 700.7199 | 1923.6086 | 3667.3838 | 5994.9913 | 8674.2063 | 11761.5907 | 15252.0006 | 19195.7518 | 23477.1492 | 28146.8859 | 33199.8115 | 38697.2468 | 44496.3726 | 50662.1612 | 57194.335 | 63452.3108 | 69469.8481 | 75313.6571 | 80911.3373 | 86494.1158 | 0 | 0 | 0 | 0 | 0 | 0 | 0 | 0 | 0 | 0 | 0 | 0 | 0 | 0 | 0 | 0 | 0 | 0 | 0 | 0 | 0 | 0 | 0 | 0 | 0 | 0 | 0 | 0 | 0 | 0 | 0 | 0 | 0 | 0 | 0 | 0 | 0 | 0 | 0 | 0 | 0 | 0 | 0 | 0 | 0 | 0 | 0 | 0 | 0 | 0 | 0 | 0 | 0 | 0 | 0 | 0 | 0 | 0 | 0 | 0 | 0 | 0 | 0 | 0 | 0 | 0 | 0 | 0 | 0 | 0 | 0 | 0 | 0 | 0 | 0 | 0 | 0 | 0 | 0 | 0 | 0 | 0 | 0 | 0 | 0 | 0 | 0 | 0 | 0 | 0 | 0 | 0 | 0 | 0 | 0 | 0 | 0 | 0 | 0 | 0 | 0 | 0 | 0 | 0 | 0 | 0 | 0 | 0 | 0 | 0 | 0 | 0 | 0 | 0 | 0 | 0 | 0 | 0 | 0 | 0 | 0 | 0 | 0 | 0 | 0 | 0 | 0 | 0 | 0 | 0 | 0 | 0 | 0 | 0 | 0 | 0 | 0 | 0 | 0 | 0 | 0 | 0 | 0 | 0 | 0 | 0 | 0 | 0 | 0 | 0 | 0 | 0 | 0 | 0 | 0 | 0 | 0 | 0 | 0 | 0 | 0 | 0 | 0 | 0 | 0 | 0 | 0 | 0 | 0 | 0 | 0 | 0 | 0 | 0 | 0 | 0 | 0 | 0 | 0 | 0 | 0 | 0 | 0 | 0 | 0 | 0 | 0 | 0 | 0 | 0 | 0 | 0 | 0 | 0 | 0 | 0 | 0 | 0 | 0 | 0 | 0 | 0 | 0 | 0 | 0 | 0 | 0 | 0 | 0 | 0 | 0 | 0 | 0 | 0 | 0 | 0 | 0 | 0 | 0 | 0 | 0 | 0 | 0 | 0 | 0 | 0 | 0 | 0 | 0 | 0 | 0 | 0 | 0 | 0 | 0 | 0 | 0 | 0 | 0 | 0 | 2382.0251 | 2382.0251 | 2382.0251 | 2382.0251 | 2382.0251 | 2382.0251 | 2382.0251 | 2382.0251 | 2382.0251 | 2382.0251 | 2382.0251 | 2382.0251 | 2382.0251 | 2382.0251 | 2382.0251 | 2382.0251 | 2382.0251 | 2382.0251 | 2382.0251 | 2382.0251 | 1580.247 | 1580.247 | 1580.247 | 1580.247 | 1580.247 | 1580.247 | 1580.247 | 1580.247 | 1580.247 | 1580.247 | 1580.247 | 1580.247 | 1580.247 | 1580.247 | 1580.247 | 1580.247 | 1580.247 | 1580.247 | 1580.247 | 1580.247
WA_Industrial_Other Industrial_New_Space Heating_Natural Gas_Thermostat - Programmable_A | WA | Industrial | Other Industrial | New | Space Heating | Natural Gas | Thermostat - Programmable | A | IM702 | Manual control | Programmable thermostat installed | 11 | 0.0061474 | 0 | 0 | 0.17 | 0.01 | 0 | 0 | 0.0859 |  | sqft | 25% | 40% | Retrofit | RetroEven20 | 80.75% | TBD | 0.2% | 175.7871 |  | 119.9913 |  | 0.012894 | IL TRM - 4.4.48 - CI-HVC-THST-V02-210101 | IL TRM - 4.4.48 - CI-HVC-THST-V02-210101 | BEST | Manual control | Manual control | Manual control | Manual control | Manual control | Manual control | Manual control | Manual control | Manual control | Manual control | Manual control | Manual control | Manual control | Manual control | Manual control | Manual control | Manual control | Manual control | Manual control | Manual control | Manual control | Manual control | Programmable thermostat installed | Programmable thermostat installed | Programmable thermostat installed | Programmable thermostat installed | Programmable thermostat installed | Programmable thermostat installed | Programmable thermostat installed | Programmable thermostat installed | Programmable thermostat installed | Programmable thermostat installed | Programmable thermostat installed | Programmable thermostat installed | Programmable thermostat installed | Programmable thermostat installed | Programmable thermostat installed | Programmable thermostat installed | Programmable thermostat installed | Programmable thermostat installed | Programmable thermostat installed | Programmable thermostat installed | Programmable thermostat installed | Programmable thermostat installed | 0.17 | 0.17 | 0.17 | 0.17 | 0.17 | 0.17 | 0.17 | 0.17 | 0.17 | 0.17 | 0.17 | 0.17 | 0.17 | 0.17 | 0.17 | 0.17 | 0.17 | 0.17 | 0.17 | 0.17 | 0.17 | 0.17 | 0 | 0 | 0.0061134 | 0.0057472 | 0.0055985 | 0.0055075 | 0.0054614 | 0.005419 | 0.005381 | 0.0053437 | 0.0053082 | 0.0052719 | 0.0052233 | 0.0051807 | 0.005134 | 0.0051267 | 0.0051177 | 0.0051077 | 0.005108 | 0.0051055 | 0.0051113 | 0.0051128 | 0.015119 | 0.024805 | 0.034456 | 0.045245 | 0.051643 | 0.059049 | 0.066289 | 0.074379 | 0.080212 | 0.086889 | 0.093152 | 0.10052 | 0.10508 | 0.11156 | 0.11799 | 0.12545 | 0.13053 | 0.13672 | 0.14297 | 0.14909 | 0.015119 | 0.039019 | 0.072465 | 0.11653 | 0.1672 | 0.22495 | 0.28966 | 0.36203 | 0.43984 | 0.52372 | 0.61205 | 0.69476 | 0.77142 | 0.85033 | 0.92479 | 1.0001 | 1.0751 | 1.1484 | 1.2215 | 1.2937 | 2473.129 | 4316.0778 | 6154.5008 | 8215.0851 | 9456.053 | 10896.6509 | 12319.0937 | 13919.122 | 15110.8142 | 16481.4238 | 17833.855 | 19402.713 | 20467.5029 | 21761.6069 | 23054.7309 | 24560.1025 | 25554.4446 | 26779.7092 | 27971.6035 | 29159.9769 | 2473.129 | 6789.2068 | 12943.7076 | 21158.7927 | 30614.8457 | 41511.4966 | 53830.5903 | 67749.7123 | 82860.5265 | 99341.9502 | 117175.8052 | 134105.3891 | 150256.8142 | 165863.9203 | 180703.5661 | 195807.6156 | 210465.4093 | 224926.0248 | 238978.5063 | 253027.6691 | 0.012894 | 0.022229 | 0.031418 | 0.041591 | 0.047581 | 0.054461 | 0.061153 | 0.0686 | 0.073974 | 0.080109 | 0.085915 | 0.092704 | 0.096952 | 0.10235 | 0.10777 | 0.11415 | 0.11835 | 0.12366 | 0.12895 | 0.13438 | 0.012894 | 0.034966 | 0.066077 | 0.10712 | 0.15405 | 0.20747 | 0.26722 | 0.3339 | 0.40564 | 0.48286 | 0.5645 | 0.64074 | 0.71175 | 0.7801 | 0.84469 | 0.91007 | 0.97475 | 1.0387 | 1.1017 | 1.166 | 2102.1597 | 3668.6661 | 5231.3257 | 6982.8223 | 8037.645 | 9262.1533 | 10471.2296 | 11831.2537 | 12844.192 | 14009.2102 | 15158.7767 | 16492.306 | 17397.3774 | 18497.3659 | 19596.5212 | 20876.0871 | 21721.2779 | 22762.7528 | 23775.863 | 24785.9804 | 2102.1597 | 5770.8258 | 11002.1515 | 17984.9738 | 26022.6189 | 35284.7721 | 45756.0018 | 57587.2555 | 70431.4475 | 84440.6577 | 99599.4344 | 113989.5807 | 127718.2921 | 140984.3322 | 153598.0312 | 166436.4733 | 178895.5979 | 191187.1211 | 203131.7304 | 215073.5187 | 0 | 0 | 0 | 0 | 0 | 0 | 0 | 0 | 0 | 0 | 0 | 0 | 0 | 0 | 0 | 0 | 0 | 0 | 0 | 0 | 0 | 0 | 0 | 0 | 0 | 0 | 0 | 0 | 0 | 0 | 0 | 0 | 0 | 0 | 0 | 0 | 0 | 0 | 0 | 0 | 0 | 0 | 0 | 0 | 0 | 0 | 0 | 0 | 0 | 0 | 0 | 0 | 0 | 0 | 0 | 0 | 0 | 0 | 0 | 0 | 0 | 0 | 0 | 0 | 0 | 0 | 0 | 0 | 0 | 0 | 0 | 0 | 0 | 0 | 0 | 0 | 0 | 0 | 0 | 0 | 0 | 0 | 0 | 0 | 0 | 0 | 0 | 0 | 0 | 0 | 0 | 0 | 0 | 0 | 0 | 0 | 0 | 0 | 0 | 0 | 0 | 0 | 0 | 0 | 0 | 0 | 0 | 0 | 0 | 0 | 0 | 0 | 0 | 0 | 0 | 0 | 0 | 0 | 0 | 0 | 0 | 0 | 0 | 0 | 0 | 0 | 0 | 0 | 0 | 0 | 0 | 0 | 0 | 0 | 0 | 0 | 0 | 0 | 0 | 0 | 0 | 0 | 0 | 0 | 0 | 0 | 0 | 0 | 0 | 0 | 0 | 0 | 0 | 0 | 0 | 0 | 0 | 0 | 0 | 0 | 0 | 0 | 0 | 0 | 0 | 0 | 0 | 0 | 0 | 0 | 0 | 0 | 0 | 0 | 0 | 0 | 0 | 0 | 0 | 0 | 0 | 0 | 0 | 0 | 0 | 0 | 0 | 0 | 0 | 0 | 0 | 0 | 0 | 0 | 0 | 0 | 0 | 0 | 0 | 0 | 0 | 0 | 0 | 0 | 0 | 0 | 0 | 0 | 0 | 0 | 0 | 0 | 0 | 0 | 0 | 0 | 0 | 0 | 0 | 0 | 0 | 0 | 0 | 0 | 0 | 0 | 0 | 0 | 0 | 0 | 0 | 0 | 0 | 0 | 0 | 0 | 0 | 0 | 0 | 0 | 4596.6879 | 4596.6879 | 4596.6879 | 4596.6879 | 4596.6879 | 4596.6879 | 4596.6879 | 4596.6879 | 4596.6879 | 4596.6879 | 4596.6879 | 4596.6879 | 4596.6879 | 4596.6879 | 4596.6879 | 4596.6879 | 4596.6879 | 4596.6879 | 4596.6879 | 4596.6879 | 2541.7387 | 2541.7387 | 2541.7387 | 2541.7387 | 2541.7387 | 2541.7387 | 2541.7387 | 2541.7387 | 2541.7387 | 2541.7387 | 2541.7387 | 2541.7387 | 2541.7387 | 2541.7387 | 2541.7387 | 2541.7387 | 2541.7387 | 2541.7387 | 2541.7387 | 2541.7387
WA_Industrial_Other Industrial_New_Space Heating_Natural Gas_ENERGY STAR Connected Thermostat_A | WA | Industrial | Other Industrial | New | Space Heating | Natural Gas | ENERGY STAR Connected Thermostat | A | IM703 | Manual control | Wi-Fi/interactive thermostat installed | 5 | 0.01486 | 0 | 0 | 0.39 | 0.01 | 0 | 0 | 0.1927 |  | sqft | 5% | 20% | Retrofit | RetroEven20 | 80.75% | TBD | 0.2% | 340.6279 |  | 258.9105 |  | 0.031142 | ComConnectedThermostats_v1_1 | ComConnectedThermostats_v1_1 | ComConnectedThermostats_v1_1 | Manual control | Manual control | Manual control | Manual control | Manual control | Manual control | Manual control | Manual control | Manual control | Manual control | Manual control | Manual control | Manual control | Manual control | Manual control | Manual control | Manual control | Manual control | Manual control | Manual control | Manual control | Manual control | Wi-Fi/interactive thermostat installed | Wi-Fi/interactive thermostat installed | Wi-Fi/interactive thermostat installed | Wi-Fi/interactive thermostat installed | Wi-Fi/interactive thermostat installed | Wi-Fi/interactive thermostat installed | Wi-Fi/interactive thermostat installed | Wi-Fi/interactive thermostat installed | Wi-Fi/interactive thermostat installed | Wi-Fi/interactive thermostat installed | Wi-Fi/interactive thermostat installed | Wi-Fi/interactive thermostat installed | Wi-Fi/interactive thermostat installed | Wi-Fi/interactive thermostat installed | Wi-Fi/interactive thermostat installed | Wi-Fi/interactive thermostat installed | Wi-Fi/interactive thermostat installed | Wi-Fi/interactive thermostat installed | Wi-Fi/interactive thermostat installed | Wi-Fi/interactive thermostat installed | Wi-Fi/interactive thermostat installed | Wi-Fi/interactive thermostat installed | 0.39 | 0.39 | 0.39 | 0.39 | 0.39 | 0.39 | 0.39 | 0.39 | 0.39 | 0.39 | 0.39 | 0.39 | 0.39 | 0.39 | 0.39 | 0.39 | 0.39 | 0.39 | 0.39 | 0.39 | 0.39 | 0.39 | 0 | 0 | 0.014763 | 0.01387 | 0.013503 | 0.013277 | 0.013157 | 0.013047 | 0.012948 | 0.012851 | 0.012757 | 0.012663 | 0.01254 | 0.012434 | 0.012317 | 0.012297 | 0.012272 | 0.012247 | 0.012245 | 0.012237 | 0.012249 | 0.012251 | 0.03651 | 0.059863 | 0.083106 | 0.10907 | 0.12441 | 0.14217 | 0.1595 | 0.17887 | 0.19277 | 0.2087 | 0.22364 | 0.24125 | 0.2521 | 0.26759 | 0.28294 | 0.30079 | 0.3129 | 0.3277 | 0.36718 | 0.39829 | 0.03651 | 0.094165 | 0.17478 | 0.28093 | 0.40279 | 0.50933 | 0.60907 | 0.70431 | 0.78715 | 0.87028 | 0.94884 | 1.0289 | 1.0999 | 1.1798 | 1.2582 | 1.3077 | 1.3299 | 1.331 | 1.3323 | 1.3325 | 2473.129 | 4316.0778 | 6154.5008 | 8215.0851 | 9456.053 | 10896.6509 | 12319.0937 | 13919.122 | 15110.8142 | 16481.4238 | 17833.855 | 19402.713 | 20467.5029 | 21761.6069 | 23054.7309 | 24560.1025 | 25554.4446 | 26779.7092 | 29976.692 | 32510.7839 | 2473.129 | 6789.2068 | 12943.7076 | 21158.7927 | 30614.8457 | 39038.3676 | 47041.3835 | 54806.0047 | 61701.7337 | 68727.1045 | 75664.3085 | 82747.9278 | 89296.3087 | 95947.1015 | 102520.4086 | 106773.5271 | 108609.181 | 108766.8865 | 108766.8865 | 108766.8865 | 0.031142 | 0.053659 | 0.075806 | 0.10031 | 0.11468 | 0.1312 | 0.14725 | 0.1651 | 0.17794 | 0.1926 | 0.20648 | 0.22274 | 0.23286 | 0.24578 | 0.25874 | 0.27404 | 0.28407 | 0.29678 | 0.33161 | 0.35947 | 0.031142 | 0.084406 | 0.15943 | 0.25835 | 0.3713 | 0.47003 | 0.56227 | 0.65009 | 0.72657 | 0.80314 | 0.87602 | 0.94991 | 1.0159 | 1.0836 | 1.1506 | 1.1914 | 1.2073 | 1.2054 | 1.2032 | 1.2026 | 2102.1597 | 3668.6661 | 5231.3257 | 6982.8223 | 8037.645 | 9262.1533 | 10471.2296 | 11831.2537 | 12844.192 | 14009.2102 | 15158.7767 | 16492.306 | 17397.3774 | 18497.3659 | 19596.5212 | 20876.0871 | 21721.2779 | 22762.7528 | 25480.1882 | 27634.1663 | 2102.1597 | 5770.8258 | 11002.1515 | 17984.9738 | 26022.6189 | 33182.6125 | 39985.176 | 46585.104 | 52446.4737 | 58418.0388 | 64314.6623 | 70335.7386 | 75901.8624 | 81555.0362 | 87142.3473 | 90757.498 | 92317.8038 | 92451.8535 | 92451.8535 | 92451.8535 | 0 | 0 | 0 | 0 | 0 | 0 | 0 | 0 | 0 | 0 | 0 | 0 | 0 | 0 | 0 | 0 | 0 | 0 | 0 | 0 | 0 | 0 | 0 | 0 | 0 | 0 | 0 | 0 | 0 | 0 | 0 | 0 | 0 | 0 | 0 | 0 | 0 | 0 | 0 | 0 | 0 | 0 | 0 | 0 | 0 | 0 | 0 | 0 | 0 | 0 | 0 | 0 | 0 | 0 | 0 | 0 | 0 | 0 | 0 | 0 | 0 | 0 | 0 | 0 | 0 | 0 | 0 | 0 | 0 | 0 | 0 | 0 | 0 | 0 | 0 | 0 | 0 | 0 | 0 | 0 | 0 | 0 | 0 | 0 | 0 | 0 | 0 | 0 | 0 | 0 | 0 | 0 | 0 | 0 | 0 | 0 | 0 | 0 | 0 | 0 | 0 | 0 | 0 | 0 | 0 | 0 | 0 | 0 | 0 | 0 | 0 | 0 | 0 | 0 | 0 | 0 | 0 | 0 | 0 | 0 | 0 | 0 | 0 | 0 | 0 | 0 | 0 | 0 | 0 | 0 | 0 | 0 | 0 | 0 | 0 | 0 | 0 | 0 | 0 | 0 | 0 | 0 | 0 | 0 | 0 | 0 | 0 | 0 | 0 | 0 | 0 | 0 | 0 | 0 | 0 | 0 | 0 | 0 | 0 | 0 | 0 | 0 | 0 | 0 | 0 | 0 | 0 | 0 | 0 | 0 | 0 | 0 | 0 | 0 | 0 | 0 | 0 | 0 | 0 | 0 | 0 | 0 | 0 | 0 | 0 | 0 | 0 | 0 | 0 | 0 | 0 | 0 | 0 | 0 | 0 | 0 | 0 | 0 | 0 | 0 | 0 | 0 | 0 | 0 | 0 | 0 | 0 | 0 | 0 | 0 | 0 | 0 | 0 | 0 | 0 | 0 | 0 | 0 | 0 | 0 | 0 | 0 | 0 | 0 | 0 | 0 | 0 | 0 | 0 | 0 | 0 | 0 | 0 | 0 | 0 | 0 | 0 | 0 | 0 | 0 | 6993.6862 | 6993.6862 | 6993.6862 | 6993.6862 | 6993.6862 | 6993.6862 | 6993.6862 | 6993.6862 | 6993.6862 | 6993.6862 | 6993.6862 | 6993.6862 | 6993.6862 | 6993.6862 | 6993.6862 | 6993.6862 | 6993.6862 | 6993.6862 | 6993.6862 | 6993.6862 | 4821.7774 | 4821.7774 | 4821.7774 | 4821.7774 | 4821.7774 | 4821.7774 | 4821.7774 | 4821.7774 | 4821.7774 | 4821.7774 | 4821.7774 | 4821.7774 | 4821.7774 | 4821.7774 | 4821.7774 | 4821.7774 | 4821.7774 | 4821.7774 | 4821.7774 | 4821.7774
WA_Industrial_Other Industrial_New_Space Heating_Natural Gas_Destratification Fans (HVLS)_A | WA | Industrial | Other Industrial | New | Space Heating | Natural Gas | Destratification Fans (HVLS) | A | IM704 | None/Standard ventilation | Fans installed | 10 | 0.01486 | 0 | 0 | 0.6 | 0.01 | 0 | 0 | 0.2991 |  | sqft | 15% | 30% | Retrofit | RetroEven20 | 80.75% | TBD | 0.2% | 218.9297 |  | 150.6408 |  | 0.031162 | IL TRM - 4.4.34 - CI-HVC-DSFN-V05-210101 | IL TRM - 4.4.34 - CI-HVC-DSFN-V05-210101 | IL TRM - 4.4.34 - CI-HVC-DSFN-V05-210101 | None/Standard ventilation | None/Standard ventilation | None/Standard ventilation | None/Standard ventilation | None/Standard ventilation | None/Standard ventilation | None/Standard ventilation | None/Standard ventilation | None/Standard ventilation | None/Standard ventilation | None/Standard ventilation | None/Standard ventilation | None/Standard ventilation | None/Standard ventilation | None/Standard ventilation | None/Standard ventilation | None/Standard ventilation | None/Standard ventilation | None/Standard ventilation | None/Standard ventilation | None/Standard ventilation | None/Standard ventilation | Fans installed | Fans installed | Fans installed | Fans installed | Fans installed | Fans installed | Fans installed | Fans installed | Fans installed | Fans installed | Fans installed | Fans installed | Fans installed | Fans installed | Fans installed | Fans installed | Fans installed | Fans installed | Fans installed | Fans installed | Fans installed | Fans installed | 0.6 | 0.6 | 0.6 | 0.6 | 0.6 | 0.6 | 0.6 | 0.6 | 0.6 | 0.6 | 0.6 | 0.6 | 0.6 | 0.6 | 0.6 | 0.6 | 0.6 | 0.6 | 0.6 | 0.6 | 0.6 | 0.6 | 0 | 0 | 0.014774 | 0.013886 | 0.013525 | 0.013303 | 0.013189 | 0.013084 | 0.01299 | 0.012898 | 0.01281 | 0.01272 | 0.012601 | 0.012497 | 0.012382 | 0.012364 | 0.012341 | 0.012317 | 0.012316 | 0.01231 | 0.012323 | 0.012326 | 0.036537 | 0.059934 | 0.083237 | 0.10929 | 0.12471 | 0.14257 | 0.16003 | 0.17953 | 0.19357 | 0.20965 | 0.22472 | 0.24247 | 0.25344 | 0.26905 | 0.28452 | 0.3025 | 0.31473 | 0.32965 | 0.34469 | 0.35943 | 0.036537 | 0.094276 | 0.17506 | 0.28148 | 0.40377 | 0.54314 | 0.69927 | 0.87384 | 1.0614 | 1.2637 | 1.4454 | 1.6219 | 1.7843 | 1.9491 | 2.1134 | 2.2775 | 2.4404 | 2.5974 | 2.7587 | 2.9157 | 2473.129 | 4316.0778 | 6154.5008 | 8215.0851 | 9456.053 | 10896.6509 | 12319.0937 | 13919.122 | 15110.8142 | 16481.4238 | 17833.855 | 19402.713 | 20467.5029 | 21761.6069 | 23054.7309 | 24560.1025 | 25554.4446 | 26779.7092 | 27971.6035 | 29159.9769 | 2473.129 | 6789.2068 | 12943.7076 | 21158.7927 | 30614.8457 | 41511.4966 | 53830.5903 | 67749.7123 | 82860.5265 | 99341.9502 | 114702.6762 | 129789.3113 | 144102.3134 | 157648.8352 | 171247.5131 | 184910.9647 | 198146.3156 | 211006.9028 | 223867.6922 | 236546.2453 | 0.031162 | 0.053713 | 0.075907 | 0.10047 | 0.11492 | 0.13152 | 0.14766 | 0.16562 | 0.17856 | 0.19334 | 0.20733 | 0.22369 | 0.23391 | 0.24692 | 0.25997 | 0.27536 | 0.28548 | 0.29828 | 0.31102 | 0.32409 | 0.031162 | 0.08449 | 0.15964 | 0.25878 | 0.37207 | 0.50103 | 0.64522 | 0.80613 | 0.97915 | 1.1654 | 1.3335 | 1.4963 | 1.6469 | 1.7888 | 1.9311 | 2.0732 | 2.2136 | 2.3502 | 2.4892 | 2.6291 | 2102.1597 | 3668.6661 | 5231.3257 | 6982.8223 | 8037.645 | 9262.1533 | 10471.2296 | 11831.2537 | 12844.192 | 14009.2102 | 15158.7767 | 16492.306 | 17397.3774 | 18497.3659 | 19596.5212 | 20876.0871 | 21721.2779 | 22762.7528 | 23775.863 | 24785.9804 | 2102.1597 | 5770.8258 | 11002.1515 | 17984.9738 | 26022.6189 | 35284.7721 | 45756.0018 | 57587.2555 | 70431.4475 | 84440.6577 | 97497.2747 | 110320.9146 | 122486.9664 | 134001.5099 | 145560.3861 | 157174.32 | 168424.3683 | 179355.8674 | 190287.5383 | 201064.3085 | 0 | 0 | 0 | 0 | 0 | 0 | 0 | 0 | 0 | 0 | 0 | 0 | 0 | 0 | 0 | 0 | 0 | 0 | 0 | 0 | 0 | 0 | 0 | 0 | 0 | 0 | 0 | 0 | 0 | 0 | 0 | 0 | 0 | 0 | 0 | 0 | 0 | 0 | 0 | 0 | 0 | 0 | 0 | 0 | 0 | 0 | 0 | 0 | 0 | 0 | 0 | 0 | 0 | 0 | 0 | 0 | 0 | 0 | 0 | 0 | 0 | 0 | 0 | 0 | 0 | 0 | 0 | 0 | 0 | 0 | 0 | 0 | 0 | 0 | 0 | 0 | 0 | 0 | 0 | 0 | 0 | 0 | 0 | 0 | 0 | 0 | 0 | 0 | 0 | 0 | 0 | 0 | 0 | 0 | 0 | 0 | 0 | 0 | 0 | 0 | 0 | 0 | 0 | 0 | 0 | 0 | 0 | 0 | 0 | 0 | 0 | 0 | 0 | 0 | 0 | 0 | 0 | 0 | 0 | 0 | 0 | 0 | 0 | 0 | 0 | 0 | 0 | 0 | 0 | 0 | 0 | 0 | 0 | 0 | 0 | 0 | 0 | 0 | 0 | 0 | 0 | 0 | 0 | 0 | 0 | 0 | 0 | 0 | 0 | 0 | 0 | 0 | 0 | 0 | 0 | 0 | 0 | 0 | 0 | 0 | 0 | 0 | 0 | 0 | 0 | 0 | 0 | 0 | 0 | 0 | 0 | 0 | 0 | 0 | 0 | 0 | 0 | 0 | 0 | 0 | 0 | 0 | 0 | 0 | 0 | 0 | 0 | 0 | 0 | 0 | 0 | 0 | 0 | 0 | 0 | 0 | 0 | 0 | 0 | 0 | 0 | 0 | 0 | 0 | 0 | 0 | 0 | 0 | 0 | 0 | 0 | 0 | 0 | 0 | 0 | 0 | 0 | 0 | 0 | 0 | 0 | 0 | 0 | 0 | 0 | 0 | 0 | 0 | 0 | 0 | 0 | 0 | 0 | 0 | 0 | 0 | 0 | 0 | 0 | 0 | 6582.7662 | 6582.7662 | 6582.7662 | 6582.7662 | 6582.7662 | 6582.7662 | 6582.7662 | 6582.7662 | 6582.7662 | 6582.7662 | 6582.7662 | 6582.7662 | 6582.7662 | 6582.7662 | 6582.7662 | 6582.7662 | 6582.7662 | 6582.7662 | 6582.7662 | 6582.7662 | 4018.3685 | 4018.3685 | 4018.3685 | 4018.3685 | 4018.3685 | 4018.3685 | 4018.3685 | 4018.3685 | 4018.3685 | 4018.3685 | 4018.3685 | 4018.3685 | 4018.3685 | 4018.3685 | 4018.3685 | 4018.3685 | 4018.3685 | 4018.3685 | 4018.3685 | 4018.3685
WA_Industrial_Other Industrial_New_Space Heating_Natural Gas_Gas Boiler - Insulate Steam Lines/Condensate Tank_A | WA | Industrial | Other Industrial | New | Space Heating | Natural Gas | Gas Boiler - Insulate Steam Lines/Condensate Tank | A | IM705 | No insulation | Lines and condenstate tank insulated | 20 | 21.1315 | 0 | 0 | 141.68 | 0 | 0 | 0 | 70.839 |  | sqft | 30% | 35% | Retrofit | RetroEven20 | 80.75% | TBD | 0.2% | 330.4207 |  | 209.112 |  | 0.0025174 | PGE Workpaper - SWWH017-01 | PGE Workpaper - SWWH017-01 | PGE Workpaper - SWWH017-01 | No insulation | No insulation | No insulation | No insulation | No insulation | No insulation | No insulation | No insulation | No insulation | No insulation | No insulation | No insulation | No insulation | No insulation | No insulation | No insulation | No insulation | No insulation | No insulation | No insulation | No insulation | No insulation | Lines and condenstate tank insulated | Lines and condenstate tank insulated | Lines and condenstate tank insulated | Lines and condenstate tank insulated | Lines and condenstate tank insulated | Lines and condenstate tank insulated | Lines and condenstate tank insulated | Lines and condenstate tank insulated | Lines and condenstate tank insulated | Lines and condenstate tank insulated | Lines and condenstate tank insulated | Lines and condenstate tank insulated | Lines and condenstate tank insulated | Lines and condenstate tank insulated | Lines and condenstate tank insulated | Lines and condenstate tank insulated | Lines and condenstate tank insulated | Lines and condenstate tank insulated | Lines and condenstate tank insulated | Lines and condenstate tank insulated | Lines and condenstate tank insulated | Lines and condenstate tank insulated | 141.68 | 141.68 | 141.68 | 141.68 | 141.68 | 141.68 | 141.68 | 141.68 | 141.68 | 141.68 | 141.68 | 141.68 | 141.68 | 141.68 | 141.68 | 141.68 | 141.68 | 141.68 | 141.68 | 141.68 | 141.68 | 141.68 | 0 | 0 | 21.0239 | 19.7694 | 19.2629 | 18.955 | 18.8033 | 18.6642 | 18.5402 | 18.4183 | 18.3042 | 18.1865 | 18.026 | 17.8846 | 17.73 | 17.7087 | 17.6801 | 17.6449 | 17.6469 | 17.6385 | 17.6584 | 17.6636 | 0.002952 | 0.0048445 | 0.006731 | 0.0088409 | 0.010095 | 0.011547 | 0.012967 | 0.014555 | 0.015704 | 0.017018 | 0.018252 | 0.019702 | 0.020603 | 0.02188 | 0.023142 | 0.024604 | 0.025603 | 0.026818 | 0.028043 | 0.029243 | 0.002952 | 0.0076203 | 0.014156 | 0.022771 | 0.032683 | 0.043989 | 0.056664 | 0.070846 | 0.086111 | 0.10258 | 0.11992 | 0.13868 | 0.15809 | 0.17978 | 0.20263 | 0.22683 | 0.25246 | 0.27916 | 0.30751 | 0.33685 | 0.14041 | 0.24505 | 0.34943 | 0.46642 | 0.53687 | 0.61866 | 0.69942 | 0.79027 | 0.85792 | 0.93574 | 1.0125 | 1.1016 | 1.1621 | 1.2355 | 1.3089 | 1.3944 | 1.4509 | 1.5204 | 1.5881 | 1.6556 | 0.14041 | 0.38546 | 0.73489 | 1.2013 | 1.7382 | 2.3568 | 3.0563 | 3.8465 | 4.7045 | 5.6402 | 6.6527 | 7.7543 | 8.9164 | 10.1519 | 11.4608 | 12.8553 | 14.3061 | 15.8266 | 17.4147 | 19.0702 | 0.0025174 | 0.0043408 | 0.0061367 | 0.0081255 | 0.0092987 | 0.010647 | 0.011959 | 0.013419 | 0.014476 | 0.015682 | 0.016824 | 0.018158 | 0.018996 | 0.020058 | 0.021122 | 0.022372 | 0.023197 | 0.024238 | 0.025274 | 0.026338 | 0.0025174 | 0.0068282 | 0.012906 | 0.020928 | 0.030105 | 0.040559 | 0.052255 | 0.065315 | 0.079377 | 0.094522 | 0.11054 | 0.12782 | 0.14576 | 0.16481 | 0.18494 | 0.20625 | 0.22873 | 0.2523 | 0.27715 | 0.30338 | 0.11935 | 0.20829 | 0.29701 | 0.39645 | 0.45634 | 0.52586 | 0.59451 | 0.67173 | 0.72924 | 0.79538 | 0.86065 | 0.93636 | 0.98775 | 1.0502 | 1.1126 | 1.1853 | 1.2332 | 1.2924 | 1.3499 | 1.4072 | 0.11935 | 0.32764 | 0.62465 | 1.0211 | 1.4774 | 2.0033 | 2.5978 | 3.2695 | 3.9988 | 4.7942 | 5.6548 | 6.5912 | 7.5789 | 8.6291 | 9.7417 | 10.927 | 12.1602 | 13.4526 | 14.8025 | 16.2097 | 0.0025174 | 0.0043408 | 0.0061367 | 0.0081255 | 0.0092987 | 0.010647 | 0.011959 | 0.013419 | 0.014476 | 0.015682 | 0.016824 | 0.018158 | 0.018996 | 0.020058 | 0.021122 | 0.022372 | 0.023197 | 0.024238 | 0.025274 | 0.026338 | 0.0025174 | 0.0068282 | 0.012906 | 0.020928 | 0.030105 | 0.040559 | 0.052255 | 0.065315 | 0.079377 | 0.094522 | 0.11054 | 0.12782 | 0.14576 | 0.16481 | 0.18494 | 0.20625 | 0.22873 | 0.2523 | 0.27715 | 0.30338 | 0.11935 | 0.20829 | 0.29701 | 0.39645 | 0.45634 | 0.52586 | 0.59451 | 0.67173 | 0.72924 | 0.79538 | 0.86065 | 0.93636 | 0.98775 | 1.0502 | 1.1126 | 1.1853 | 1.2332 | 1.2924 | 1.3499 | 1.4072 | 0.11935 | 0.32764 | 0.62465 | 1.0211 | 1.4774 | 2.0033 | 2.5978 | 3.2695 | 3.9988 | 4.7942 | 5.6548 | 6.5912 | 7.5789 | 8.6291 | 9.7417 | 10.927 | 12.1602 | 13.4526 | 14.8025 | 16.2097 | 0.0025174 | 0.0043408 | 0.0061367 | 0.0081255 | 0.0092987 | 0.010647 | 0.011959 | 0.013419 | 0.014476 | 0.015682 | 0.016824 | 0.018158 | 0.018996 | 0.020058 | 0.021122 | 0.022372 | 0.023197 | 0.024238 | 0.025274 | 0.026338 | 0.0025174 | 0.0068282 | 0.012906 | 0.020928 | 0.030105 | 0.040559 | 0.052255 | 0.065315 | 0.079377 | 0.094522 | 0.11054 | 0.12782 | 0.14576 | 0.16481 | 0.18494 | 0.20625 | 0.22873 | 0.2523 | 0.27715 | 0.30338 | 0.11935 | 0.20829 | 0.29701 | 0.39645 | 0.45634 | 0.52586 | 0.59451 | 0.67173 | 0.72924 | 0.79538 | 0.86065 | 0.93636 | 0.98775 | 1.0502 | 1.1126 | 1.1853 | 1.2332 | 1.2924 | 1.3499 | 1.4072 | 0.11935 | 0.32764 | 0.62465 | 1.0211 | 1.4774 | 2.0033 | 2.5978 | 3.2695 | 3.9988 | 4.7942 | 5.6548 | 6.5912 | 7.5789 | 8.6291 | 9.7417 | 10.927 | 12.1602 | 13.4526 | 14.8025 | 16.2097 | 0.0025174 | 0.0043408 | 0.0061367 | 0.0081255 | 0.0092987 | 0.010647 | 0.011959 | 0.013419 | 0.014476 | 0.015682 | 0.016824 | 0.018158 | 0.018996 | 0.020058 | 0.021122 | 0.022372 | 0.023197 | 0.024238 | 0.025274 | 0.026338 | 0.0025174 | 0.0068282 | 0.012906 | 0.020928 | 0.030105 | 0.040559 | 0.052255 | 0.065315 | 0.079377 | 0.094522 | 0.11054 | 0.12782 | 0.14576 | 0.16481 | 0.18494 | 0.20625 | 0.22873 | 0.2523 | 0.27715 | 0.30338 | 0.11935 | 0.20829 | 0.29701 | 0.39645 | 0.45634 | 0.52586 | 0.59451 | 0.67173 | 0.72924 | 0.79538 | 0.86065 | 0.93636 | 0.98775 | 1.0502 | 1.1126 | 1.1853 | 1.2332 | 1.2924 | 1.3499 | 1.4072 | 0.11935 | 0.32764 | 0.62465 | 1.0211 | 1.4774 | 2.0033 | 2.5978 | 3.2695 | 3.9988 | 4.7942 | 5.6548 | 6.5912 | 7.5789 | 8.6291 | 9.7417 | 10.927 | 12.1602 | 13.4526 | 14.8025 | 16.2097 | 341.8918 | 341.8918 | 341.8918 | 341.8918 | 341.8918 | 341.8918 | 341.8918 | 341.8918 | 341.8918 | 341.8918 | 341.8918 | 341.8918 | 341.8918 | 341.8918 | 341.8918 | 341.8918 | 341.8918 | 341.8918 | 341.8918 | 341.8918 | 216.3716 | 216.3716 | 216.3716 | 216.3716 | 216.3716 | 216.3716 | 216.3716 | 216.3716 | 216.3716 | 216.3716 | 216.3716 | 216.3716 | 216.3716 | 216.3716 | 216.3716 | 216.3716 | 216.3716 | 216.3716 | 216.3716 | 216.3716
WA_Industrial_Other Industrial_New_Process_Natural Gas_Gas Boiler - Insulate Steam Lines/Condensate Tank_A | WA | Industrial | Other Industrial | New | Process | Natural Gas | Gas Boiler - Insulate Steam Lines/Condensate Tank | A | IM706 | No insulation | Lines and condenstate tank insulated | 20 | 16.8499 | 0 | 0 | 141.68 | 0 | 0 | 0 | 70.839 |  | sqft | 30% | 35% | Retrofit | RetroEven20 | 80.75% | TBD | 0.2% | 330.4207 |  | 209.112 |  | 0.029077 | PGE Workpaper - SWWH017-01 | PGE Workpaper - SWWH017-01 | PGE Workpaper - SWWH017-01 | No insulation | No insulation | No insulation | No insulation | No insulation | No insulation | No insulation | No insulation | No insulation | No insulation | No insulation | No insulation | No insulation | No insulation | No insulation | No insulation | No insulation | No insulation | No insulation | No insulation | No insulation | No insulation | Lines and condenstate tank insulated | Lines and condenstate tank insulated | Lines and condenstate tank insulated | Lines and condenstate tank insulated | Lines and condenstate tank insulated | Lines and condenstate tank insulated | Lines and condenstate tank insulated | Lines and condenstate tank insulated | Lines and condenstate tank insulated | Lines and condenstate tank insulated | Lines and condenstate tank insulated | Lines and condenstate tank insulated | Lines and condenstate tank insulated | Lines and condenstate tank insulated | Lines and condenstate tank insulated | Lines and condenstate tank insulated | Lines and condenstate tank insulated | Lines and condenstate tank insulated | Lines and condenstate tank insulated | Lines and condenstate tank insulated | Lines and condenstate tank insulated | Lines and condenstate tank insulated | 141.68 | 141.68 | 141.68 | 141.68 | 141.68 | 141.68 | 141.68 | 141.68 | 141.68 | 141.68 | 141.68 | 141.68 | 141.68 | 141.68 | 141.68 | 141.68 | 141.68 | 141.68 | 141.68 | 141.68 | 141.68 | 141.68 | 0 | 0 | 16.8214 | 16.8048 | 16.7889 | 16.7748 | 16.7545 | 16.7393 | 16.7255 | 16.7144 | 16.702 | 16.6931 | 16.6862 | 16.6832 | 16.6781 | 16.6761 | 16.6746 | 16.6762 | 16.6757 | 16.6775 | 16.6787 | 16.6795 | 0.034199 | 0.059625 | 0.084942 | 0.11329 | 0.13024 | 0.14995 | 0.16938 | 0.19125 | 0.20747 | 0.22617 | 0.24463 | 0.2661 | 0.28062 | 0.29833 | 0.31602 | 0.33669 | 0.35031 | 0.36715 | 0.38352 | 0.39983 | 0.034199 | 0.09379 | 0.17864 | 0.29178 | 0.42167 | 0.57123 | 0.74014 | 0.93091 | 1.1377 | 1.3632 | 1.6073 | 1.8731 | 2.1532 | 2.4512 | 2.767 | 3.104 | 3.4542 | 3.8217 | 4.2055 | 4.6056 | 2.0331 | 3.5481 | 5.0594 | 6.7533 | 7.7735 | 8.9578 | 10.1271 | 11.4424 | 12.4221 | 13.5488 | 14.6606 | 15.9503 | 16.8256 | 17.8894 | 18.9525 | 20.19 | 21.0074 | 22.0147 | 22.9945 | 23.9714 | 2.0331 | 5.5812 | 10.6406 | 17.3939 | 25.1674 | 34.1251 | 44.2522 | 55.6946 | 68.1167 | 81.6655 | 96.3261 | 112.2764 | 129.102 | 146.9914 | 165.9439 | 186.1339 | 207.1413 | 229.156 | 252.1504 | 276.1218 | 0.029077 | 0.050702 | 0.07224 | 0.096358 | 0.1108 | 0.12758 | 0.14413 | 0.16276 | 0.17659 | 0.19252 | 0.20824 | 0.22652 | 0.23889 | 0.25397 | 0.26904 | 0.28663 | 0.29823 | 0.31256 | 0.32649 | 0.34038 | 0.029077 | 0.079754 | 0.15193 | 0.24818 | 0.35872 | 0.48603 | 0.62982 | 0.79223 | 0.96832 | 1.1604 | 1.3682 | 1.5945 | 1.833 | 2.0868 | 2.3557 | 2.6425 | 2.9407 | 3.2535 | 3.5802 | 3.9207 | 1.7281 | 3.0159 | 4.3005 | 5.7403 | 6.6075 | 7.6141 | 8.608 | 9.7261 | 10.5588 | 11.5165 | 12.4615 | 13.5577 | 14.3018 | 15.206 | 16.1096 | 17.1615 | 17.8563 | 18.7125 | 19.5453 | 20.3757 | 1.7281 | 4.744 | 9.0445 | 14.7848 | 21.3923 | 29.0064 | 37.6144 | 47.3404 | 57.8992 | 69.4157 | 81.8772 | 95.4349 | 109.7367 | 124.9427 | 141.0523 | 158.2138 | 176.0701 | 194.7826 | 214.3279 | 234.7035 | 0.029077 | 0.050702 | 0.07224 | 0.096358 | 0.1108 | 0.12758 | 0.14413 | 0.16276 | 0.17659 | 0.19252 | 0.20824 | 0.22652 | 0.23889 | 0.25397 | 0.26904 | 0.28663 | 0.29823 | 0.31256 | 0.32649 | 0.34038 | 0.029077 | 0.079754 | 0.15193 | 0.24818 | 0.35872 | 0.48603 | 0.62982 | 0.79223 | 0.96832 | 1.1604 | 1.3682 | 1.5945 | 1.833 | 2.0868 | 2.3557 | 2.6425 | 2.9407 | 3.2535 | 3.5802 | 3.9207 | 1.7281 | 3.0159 | 4.3005 | 5.7403 | 6.6075 | 7.6141 | 8.608 | 9.7261 | 10.5588 | 11.5165 | 12.4615 | 13.5577 | 14.3018 | 15.206 | 16.1096 | 17.1615 | 17.8563 | 18.7125 | 19.5453 | 20.3757 | 1.7281 | 4.744 | 9.0445 | 14.7848 | 21.3923 | 29.0064 | 37.6144 | 47.3404 | 57.8992 | 69.4157 | 81.8772 | 95.4349 | 109.7367 | 124.9427 | 141.0523 | 158.2138 | 176.0701 | 194.7826 | 214.3279 | 234.7035 | 0.029077 | 0.050702 | 0.07224 | 0.096358 | 0.1108 | 0.12758 | 0.14413 | 0.16276 | 0.17659 | 0.19252 | 0.20824 | 0.22652 | 0.23889 | 0.25397 | 0.26904 | 0.28663 | 0.29823 | 0.31256 | 0.32649 | 0.34038 | 0.029077 | 0.079754 | 0.15193 | 0.24818 | 0.35872 | 0.48603 | 0.62982 | 0.79223 | 0.96832 | 1.1604 | 1.3682 | 1.5945 | 1.833 | 2.0868 | 2.3557 | 2.6425 | 2.9407 | 3.2535 | 3.5802 | 3.9207 | 1.7281 | 3.0159 | 4.3005 | 5.7403 | 6.6075 | 7.6141 | 8.608 | 9.7261 | 10.5588 | 11.5165 | 12.4615 | 13.5577 | 14.3018 | 15.206 | 16.1096 | 17.1615 | 17.8563 | 18.7125 | 19.5453 | 20.3757 | 1.7281 | 4.744 | 9.0445 | 14.7848 | 21.3923 | 29.0064 | 37.6144 | 47.3404 | 57.8992 | 69.4157 | 81.8772 | 95.4349 | 109.7367 | 124.9427 | 141.0523 | 158.2138 | 176.0701 | 194.7826 | 214.3279 | 234.7035 | 0.029077 | 0.050702 | 0.07224 | 0.096358 | 0.1108 | 0.12758 | 0.14413 | 0.16276 | 0.17659 | 0.19252 | 0.20824 | 0.22652 | 0.23889 | 0.25397 | 0.26904 | 0.28663 | 0.29823 | 0.31256 | 0.32649 | 0.34038 | 0.029077 | 0.079754 | 0.15193 | 0.24818 | 0.35872 | 0.48603 | 0.62982 | 0.79223 | 0.96832 | 1.1604 | 1.3682 | 1.5945 | 1.833 | 2.0868 | 2.3557 | 2.6425 | 2.9407 | 3.2535 | 3.5802 | 3.9207 | 1.7281 | 3.0159 | 4.3005 | 5.7403 | 6.6075 | 7.6141 | 8.608 | 9.7261 | 10.5588 | 11.5165 | 12.4615 | 13.5577 | 14.3018 | 15.206 | 16.1096 | 17.1615 | 17.8563 | 18.7125 | 19.5453 | 20.3757 | 1.7281 | 4.744 | 9.0445 | 14.7848 | 21.3923 | 29.0064 | 37.6144 | 47.3404 | 57.8992 | 69.4157 | 81.8772 | 95.4349 | 109.7367 | 124.9427 | 141.0523 | 158.2138 | 176.0701 | 194.7826 | 214.3279 | 234.7035 | 341.8918 | 341.8918 | 341.8918 | 341.8918 | 341.8918 | 341.8918 | 341.8918 | 341.8918 | 341.8918 | 341.8918 | 341.8918 | 341.8918 | 341.8918 | 341.8918 | 341.8918 | 341.8918 | 341.8918 | 341.8918 | 341.8918 | 341.8918 | 216.3716 | 216.3716 | 216.3716 | 216.3716 | 216.3716 | 216.3716 | 216.3716 | 216.3716 | 216.3716 | 216.3716 | 216.3716 | 216.3716 | 216.3716 | 216.3716 | 216.3716 | 216.3716 | 216.3716 | 216.3716 | 216.3716 | 216.3716
WA_Industrial_Other Industrial_New_Space Heating_Natural Gas_Gas Boiler - Insulate Hot Water Lines_A | WA | Industrial | Other Industrial | New | Space Heating | Natural Gas | Gas Boiler - Insulate Hot Water Lines | A | IM707 | No insulation | Insulated water lines | 20 | 23.8852 | 0 | 0 | 100.59 | 0 | 0 | 0 | 50.295 |  | sqft | 45% | 50% | Retrofit | RetroEven20 | 80.75% | TBD | 0.2% | 210.1944 |  | 133.0248 |  | 0.0028483 | PGE Workpaper - SWWH017-01 | PGE Workpaper - SWWH017-01 | PGE Workpaper - SWWH017-01 | No insulation | No insulation | No insulation | No insulation | No insulation | No insulation | No insulation | No insulation | No insulation | No insulation | No insulation | No insulation | No insulation | No insulation | No insulation | No insulation | No insulation | No insulation | No insulation | No insulation | No insulation | No insulation | Insulated water lines | Insulated water lines | Insulated water lines | Insulated water lines | Insulated water lines | Insulated water lines | Insulated water lines | Insulated water lines | Insulated water lines | Insulated water lines | Insulated water lines | Insulated water lines | Insulated water lines | Insulated water lines | Insulated water lines | Insulated water lines | Insulated water lines | Insulated water lines | Insulated water lines | Insulated water lines | Insulated water lines | Insulated water lines | 100.59 | 100.59 | 100.59 | 100.59 | 100.59 | 100.59 | 100.59 | 100.59 | 100.59 | 100.59 | 100.59 | 100.59 | 100.59 | 100.59 | 100.59 | 100.59 | 100.59 | 100.59 | 100.59 | 100.59 | 100.59 | 100.59 | 0 | 0 | 23.7919 | 22.391 | 21.8387 | 21.5148 | 21.3819 | 21.2654 | 21.1752 | 21.0958 | 21.0434 | 20.994 | 20.9028 | 20.8303 | 20.7521 | 20.8113 | 20.8452 | 20.8417 | 20.8772 | 20.8686 | 20.8765 | 20.8553 | 0.0033407 | 0.0054869 | 0.007631 | 0.010035 | 0.011479 | 0.013156 | 0.01481 | 0.016671 | 0.018054 | 0.019645 | 0.021165 | 0.022947 | 0.024115 | 0.025713 | 0.027285 | 0.029062 | 0.03029 | 0.031729 | 0.033154 | 0.034527 | 0.0033407 | 0.0086309 | 0.016049 | 0.025846 | 0.037165 | 0.050119 | 0.064717 | 0.081146 | 0.098998 | 0.11841 | 0.13906 | 0.16152 | 0.18503 | 0.21127 | 0.2389 | 0.26793 | 0.29867 | 0.33028 | 0.36356 | 0.39772 | 0.14041 | 0.24505 | 0.34943 | 0.46642 | 0.53687 | 0.61866 | 0.69942 | 0.79027 | 0.85792 | 0.93574 | 1.0125 | 1.1016 | 1.1621 | 1.2355 | 1.3089 | 1.3944 | 1.4509 | 1.5204 | 1.5881 | 1.6556 | 0.14041 | 0.38546 | 0.73489 | 1.2013 | 1.7382 | 2.3568 | 3.0563 | 3.8465 | 4.7045 | 5.6402 | 6.6527 | 7.7543 | 8.9164 | 10.1519 | 11.4608 | 12.8553 | 14.3061 | 15.8266 | 17.4147 | 19.0702 | 0.0028483 | 0.004915 | 0.0069542 | 0.009217 | 0.010564 | 0.012116 | 0.013637 | 0.015339 | 0.016599 | 0.018045 | 0.019433 | 0.021053 | 0.022117 | 0.023433 | 0.024744 | 0.026249 | 0.027253 | 0.028478 | 0.029677 | 0.030891 | 0.0028483 | 0.0077313 | 0.014626 | 0.023739 | 0.034203 | 0.046156 | 0.059589 | 0.074662 | 0.091023 | 0.10877 | 0.12769 | 0.1482 | 0.1697 | 0.19254 | 0.21665 | 0.24199 | 0.26873 | 0.29644 | 0.32543 | 0.35583 | 0.11935 | 0.20829 | 0.29701 | 0.39645 | 0.45634 | 0.52586 | 0.59451 | 0.67173 | 0.72924 | 0.79538 | 0.86065 | 0.93636 | 0.98775 | 1.0502 | 1.1126 | 1.1853 | 1.2332 | 1.2924 | 1.3499 | 1.4072 | 0.11935 | 0.32764 | 0.62465 | 1.0211 | 1.4774 | 2.0033 | 2.5978 | 3.2695 | 3.9988 | 4.7942 | 5.6548 | 6.5912 | 7.5789 | 8.6291 | 9.7417 | 10.927 | 12.1602 | 13.4526 | 14.8025 | 16.2097 | 0.0028483 | 0.004915 | 0.0069542 | 0.009217 | 0.010564 | 0.012116 | 0.013637 | 0.015339 | 0.016599 | 0.018045 | 0.019433 | 0.021053 | 0.022117 | 0.023433 | 0.024744 | 0.026249 | 0.027253 | 0.028478 | 0.029677 | 0.030891 | 0.0028483 | 0.0077313 | 0.014626 | 0.023739 | 0.034203 | 0.046156 | 0.059589 | 0.074662 | 0.091023 | 0.10877 | 0.12769 | 0.1482 | 0.1697 | 0.19254 | 0.21665 | 0.24199 | 0.26873 | 0.29644 | 0.32543 | 0.35583 | 0.11935 | 0.20829 | 0.29701 | 0.39645 | 0.45634 | 0.52586 | 0.59451 | 0.67173 | 0.72924 | 0.79538 | 0.86065 | 0.93636 | 0.98775 | 1.0502 | 1.1126 | 1.1853 | 1.2332 | 1.2924 | 1.3499 | 1.4072 | 0.11935 | 0.32764 | 0.62465 | 1.0211 | 1.4774 | 2.0033 | 2.5978 | 3.2695 | 3.9988 | 4.7942 | 5.6548 | 6.5912 | 7.5789 | 8.6291 | 9.7417 | 10.927 | 12.1602 | 13.4526 | 14.8025 | 16.2097 | 0.0028483 | 0.004915 | 0.0069542 | 0.009217 | 0.010564 | 0.012116 | 0.013637 | 0.015339 | 0.016599 | 0.018045 | 0.019433 | 0.021053 | 0.022117 | 0.023433 | 0.024744 | 0.026249 | 0.027253 | 0.028478 | 0.029677 | 0.030891 | 0.0028483 | 0.0077313 | 0.014626 | 0.023739 | 0.034203 | 0.046156 | 0.059589 | 0.074662 | 0.091023 | 0.10877 | 0.12769 | 0.1482 | 0.1697 | 0.19254 | 0.21665 | 0.24199 | 0.26873 | 0.29644 | 0.32543 | 0.35583 | 0.11935 | 0.20829 | 0.29701 | 0.39645 | 0.45634 | 0.52586 | 0.59451 | 0.67173 | 0.72924 | 0.79538 | 0.86065 | 0.93636 | 0.98775 | 1.0502 | 1.1126 | 1.1853 | 1.2332 | 1.2924 | 1.3499 | 1.4072 | 0.11935 | 0.32764 | 0.62465 | 1.0211 | 1.4774 | 2.0033 | 2.5978 | 3.2695 | 3.9988 | 4.7942 | 5.6548 | 6.5912 | 7.5789 | 8.6291 | 9.7417 | 10.927 | 12.1602 | 13.4526 | 14.8025 | 16.2097 | 0.0028483 | 0.004915 | 0.0069542 | 0.009217 | 0.010564 | 0.012116 | 0.013637 | 0.015339 | 0.016599 | 0.018045 | 0.019433 | 0.021053 | 0.022117 | 0.023433 | 0.024744 | 0.026249 | 0.027253 | 0.028478 | 0.029677 | 0.030891 | 0.0028483 | 0.0077313 | 0.014626 | 0.023739 | 0.034203 | 0.046156 | 0.059589 | 0.074662 | 0.091023 | 0.10877 | 0.12769 | 0.1482 | 0.1697 | 0.19254 | 0.21665 | 0.24199 | 0.26873 | 0.29644 | 0.32543 | 0.35583 | 0.11935 | 0.20829 | 0.29701 | 0.39645 | 0.45634 | 0.52586 | 0.59451 | 0.67173 | 0.72924 | 0.79538 | 0.86065 | 0.93636 | 0.98775 | 1.0502 | 1.1126 | 1.1853 | 1.2332 | 1.2924 | 1.3499 | 1.4072 | 0.11935 | 0.32764 | 0.62465 | 1.0211 | 1.4774 | 2.0033 | 2.5978 | 3.2695 | 3.9988 | 4.7942 | 5.6548 | 6.5912 | 7.5789 | 8.6291 | 9.7417 | 10.927 | 12.1602 | 13.4526 | 14.8025 | 16.2097 | 214.7512 | 214.7512 | 214.7512 | 214.7512 | 214.7512 | 214.7512 | 214.7512 | 214.7512 | 214.7512 | 214.7512 | 214.7512 | 214.7512 | 214.7512 | 214.7512 | 214.7512 | 214.7512 | 214.7512 | 214.7512 | 214.7512 | 214.7512 | 135.9087 | 135.9087 | 135.9087 | 135.9087 | 135.9087 | 135.9087 | 135.9087 | 135.9087 | 135.9087 | 135.9087 | 135.9087 | 135.9087 | 135.9087 | 135.9087 | 135.9087 | 135.9087 | 135.9087 | 135.9087 | 135.9087 | 135.9087
WA_Industrial_Other Industrial_New_Process_Natural Gas_Gas Boiler - Insulate Hot Water Lines_A | WA | Industrial | Other Industrial | New | Process | Natural Gas | Gas Boiler - Insulate Hot Water Lines | A | IM708 | No insulation | Insulated water lines | 20 | 19.0457 | 0 | 0 | 100.59 | 0 | 0 | 0 | 50.295 |  | sqft | 45% | 50% | Retrofit | RetroEven20 | 80.75% | TBD | 0.2% | 210.1944 |  | 133.0248 |  | 0.032903 | PGE Workpaper - SWWH017-01 | PGE Workpaper - SWWH017-01 | PGE Workpaper - SWWH017-01 | No insulation | No insulation | No insulation | No insulation | No insulation | No insulation | No insulation | No insulation | No insulation | No insulation | No insulation | No insulation | No insulation | No insulation | No insulation | No insulation | No insulation | No insulation | No insulation | No insulation | No insulation | No insulation | Insulated water lines | Insulated water lines | Insulated water lines | Insulated water lines | Insulated water lines | Insulated water lines | Insulated water lines | Insulated water lines | Insulated water lines | Insulated water lines | Insulated water lines | Insulated water lines | Insulated water lines | Insulated water lines | Insulated water lines | Insulated water lines | Insulated water lines | Insulated water lines | Insulated water lines | Insulated water lines | Insulated water lines | Insulated water lines | 100.59 | 100.59 | 100.59 | 100.59 | 100.59 | 100.59 | 100.59 | 100.59 | 100.59 | 100.59 | 100.59 | 100.59 | 100.59 | 100.59 | 100.59 | 100.59 | 100.59 | 100.59 | 100.59 | 100.59 | 100.59 | 100.59 | 0 | 0 | 19.0388 | 19.0345 | 19.03 | 19.026 | 19.0198 | 19.0129 | 19.0054 | 18.9985 | 18.9913 | 18.9865 | 18.9838 | 18.984 | 18.9844 | 18.9867 | 18.9895 | 18.9927 | 18.9948 | 18.9971 | 18.9992 | 19.0011 | 0.038707 | 0.067536 | 0.09628 | 0.12849 | 0.14785 | 0.17031 | 0.19247 | 0.21739 | 0.23591 | 0.25724 | 0.27831 | 0.3028 | 0.31942 | 0.33966 | 0.3599 | 0.38346 | 0.39903 | 0.41821 | 0.43688 | 0.45548 | 0.038707 | 0.10623 | 0.20249 | 0.33094 | 0.47868 | 0.64882 | 0.84103 | 1.0581 | 1.2936 | 1.5505 | 1.8286 | 2.1315 | 2.4509 | 2.7909 | 3.1512 | 3.5352 | 3.9346 | 4.3533 | 4.7906 | 5.2466 | 2.0331 | 3.5481 | 5.0594 | 6.7533 | 7.7735 | 8.9578 | 10.1271 | 11.4424 | 12.4221 | 13.5488 | 14.6606 | 15.9503 | 16.8256 | 17.8894 | 18.9525 | 20.19 | 21.0074 | 22.0147 | 22.9945 | 23.9714 | 2.0331 | 5.5812 | 10.6406 | 17.3939 | 25.1674 | 34.1251 | 44.2522 | 55.6946 | 68.1167 | 81.6655 | 96.3261 | 112.2764 | 129.102 | 146.9914 | 165.9439 | 186.1339 | 207.1413 | 229.156 | 252.1504 | 276.1218 | 0.032903 | 0.057411 | 0.081848 | 0.10923 | 0.1257 | 0.1448 | 0.16365 | 0.18485 | 0.20061 | 0.21876 | 0.23668 | 0.25751 | 0.27164 | 0.28885 | 0.30605 | 0.32608 | 0.33931 | 0.35562 | 0.37148 | 0.3873 | 0.032903 | 0.090308 | 0.17214 | 0.28134 | 0.40696 | 0.55164 | 0.7151 | 0.89973 | 1.1001 | 1.3186 | 1.5551 | 1.8126 | 2.0843 | 2.3734 | 2.6797 | 3.0062 | 3.3458 | 3.7017 | 4.0735 | 4.4612 | 1.7281 | 3.0159 | 4.3005 | 5.7403 | 6.6075 | 7.6141 | 8.608 | 9.7261 | 10.5588 | 11.5165 | 12.4615 | 13.5577 | 14.3018 | 15.206 | 16.1096 | 17.1615 | 17.8563 | 18.7125 | 19.5453 | 20.3757 | 1.7281 | 4.744 | 9.0445 | 14.7848 | 21.3923 | 29.0064 | 37.6144 | 47.3404 | 57.8992 | 69.4157 | 81.8772 | 95.4349 | 109.7367 | 124.9427 | 141.0523 | 158.2138 | 176.0701 | 194.7826 | 214.3279 | 234.7035 | 0.032903 | 0.057411 | 0.081848 | 0.10923 | 0.1257 | 0.1448 | 0.16365 | 0.18485 | 0.20061 | 0.21876 | 0.23668 | 0.25751 | 0.27164 | 0.28885 | 0.30605 | 0.32608 | 0.33931 | 0.35562 | 0.37148 | 0.3873 | 0.032903 | 0.090308 | 0.17214 | 0.28134 | 0.40696 | 0.55164 | 0.7151 | 0.89973 | 1.1001 | 1.3186 | 1.5551 | 1.8126 | 2.0843 | 2.3734 | 2.6797 | 3.0062 | 3.3458 | 3.7017 | 4.0735 | 4.4612 | 1.7281 | 3.0159 | 4.3005 | 5.7403 | 6.6075 | 7.6141 | 8.608 | 9.7261 | 10.5588 | 11.5165 | 12.4615 | 13.5577 | 14.3018 | 15.206 | 16.1096 | 17.1615 | 17.8563 | 18.7125 | 19.5453 | 20.3757 | 1.7281 | 4.744 | 9.0445 | 14.7848 | 21.3923 | 29.0064 | 37.6144 | 47.3404 | 57.8992 | 69.4157 | 81.8772 | 95.4349 | 109.7367 | 124.9427 | 141.0523 | 158.2138 | 176.0701 | 194.7826 | 214.3279 | 234.7035 | 0.032903 | 0.057411 | 0.081848 | 0.10923 | 0.1257 | 0.1448 | 0.16365 | 0.18485 | 0.20061 | 0.21876 | 0.23668 | 0.25751 | 0.27164 | 0.28885 | 0.30605 | 0.32608 | 0.33931 | 0.35562 | 0.37148 | 0.3873 | 0.032903 | 0.090308 | 0.17214 | 0.28134 | 0.40696 | 0.55164 | 0.7151 | 0.89973 | 1.1001 | 1.3186 | 1.5551 | 1.8126 | 2.0843 | 2.3734 | 2.6797 | 3.0062 | 3.3458 | 3.7017 | 4.0735 | 4.4612 | 1.7281 | 3.0159 | 4.3005 | 5.7403 | 6.6075 | 7.6141 | 8.608 | 9.7261 | 10.5588 | 11.5165 | 12.4615 | 13.5577 | 14.3018 | 15.206 | 16.1096 | 17.1615 | 17.8563 | 18.7125 | 19.5453 | 20.3757 | 1.7281 | 4.744 | 9.0445 | 14.7848 | 21.3923 | 29.0064 | 37.6144 | 47.3404 | 57.8992 | 69.4157 | 81.8772 | 95.4349 | 109.7367 | 124.9427 | 141.0523 | 158.2138 | 176.0701 | 194.7826 | 214.3279 | 234.7035 | 0.032903 | 0.057411 | 0.081848 | 0.10923 | 0.1257 | 0.1448 | 0.16365 | 0.18485 | 0.20061 | 0.21876 | 0.23668 | 0.25751 | 0.27164 | 0.28885 | 0.30605 | 0.32608 | 0.33931 | 0.35562 | 0.37148 | 0.3873 | 0.032903 | 0.090308 | 0.17214 | 0.28134 | 0.40696 | 0.55164 | 0.7151 | 0.89973 | 1.1001 | 1.3186 | 1.5551 | 1.8126 | 2.0843 | 2.3734 | 2.6797 | 3.0062 | 3.3458 | 3.7017 | 4.0735 | 4.4612 | 1.7281 | 3.0159 | 4.3005 | 5.7403 | 6.6075 | 7.6141 | 8.608 | 9.7261 | 10.5588 | 11.5165 | 12.4615 | 13.5577 | 14.3018 | 15.206 | 16.1096 | 17.1615 | 17.8563 | 18.7125 | 19.5453 | 20.3757 | 1.7281 | 4.744 | 9.0445 | 14.7848 | 21.3923 | 29.0064 | 37.6144 | 47.3404 | 57.8992 | 69.4157 | 81.8772 | 95.4349 | 109.7367 | 124.9427 | 141.0523 | 158.2138 | 176.0701 | 194.7826 | 214.3279 | 234.7035 | 214.7512 | 214.7512 | 214.7512 | 214.7512 | 214.7512 | 214.7512 | 214.7512 | 214.7512 | 214.7512 | 214.7512 | 214.7512 | 214.7512 | 214.7512 | 214.7512 | 214.7512 | 214.7512 | 214.7512 | 214.7512 | 214.7512 | 214.7512 | 135.9087 | 135.9087 | 135.9087 | 135.9087 | 135.9087 | 135.9087 | 135.9087 | 135.9087 | 135.9087 | 135.9087 | 135.9087 | 135.9087 | 135.9087 | 135.9087 | 135.9087 | 135.9087 | 135.9087 | 135.9087 | 135.9087 | 135.9087
WA_Industrial_Other Industrial_New_Process_Natural Gas_Process - Insulate Heated Process Fluids_A | WA | Industrial | Other Industrial | New | Process | Natural Gas | Process - Insulate Heated Process Fluids | A | IM709 | No insulation | Insulated process fluid lines | 20 | 13.6092 | 0 | 0 | 141.68 | 0 | 0 | 0 | 70.839 |  | employee | 5% | 10% | Retrofit | Retro12Med | 75.44% | TBD | 0.2% | 846.4476 |  | 535.6878 |  | 0.051358 | PGE Workpaper - SWWH017-01 | PGE Workpaper - SWWH017-01 | PGE Workpaper - SWWH017-01 | No insulation | No insulation | No insulation | No insulation | No insulation | No insulation | No insulation | No insulation | No insulation | No insulation | No insulation | No insulation | No insulation | No insulation | No insulation | No insulation | No insulation | No insulation | No insulation | No insulation | No insulation | No insulation | Insulated process fluid lines | Insulated process fluid lines | Insulated process fluid lines | Insulated process fluid lines | Insulated process fluid lines | Insulated process fluid lines | Insulated process fluid lines | Insulated process fluid lines | Insulated process fluid lines | Insulated process fluid lines | Insulated process fluid lines | Insulated process fluid lines | Insulated process fluid lines | Insulated process fluid lines | Insulated process fluid lines | Insulated process fluid lines | Insulated process fluid lines | Insulated process fluid lines | Insulated process fluid lines | Insulated process fluid lines | Insulated process fluid lines | Insulated process fluid lines | 141.68 | 141.68 | 141.68 | 141.68 | 141.68 | 141.68 | 141.68 | 141.68 | 141.68 | 141.68 | 141.68 | 141.68 | 141.68 | 141.68 | 141.68 | 141.68 | 141.68 | 141.68 | 141.68 | 141.68 | 141.68 | 141.68 | 0 | 0 | 13.5818 | 13.5659 | 13.5508 | 13.5373 | 13.518 | 13.5033 | 13.4897 | 13.4786 | 13.466 | 13.4564 | 13.4485 | 13.444 | 13.4372 | 13.4332 | 13.4296 | 13.4289 | 13.4257 | 13.4248 | 13.4234 | 13.4216 | 0.060403 | 0.10529 | 0.14997 | 0.19999 | 0.22987 | 0.23814 | 0.21516 | 0.19433 | 0.16861 | 0.14702 | 0.12719 | 0.11067 | 0.093346 | 0.079375 | 0.067256 | 0.057315 | 0.00040666 | 0.00015219 | 5.4186e-05 | 1.8418e-05 | 0.060403 | 0.16562 | 0.31541 | 0.51508 | 0.74422 | 0.98154 | 1.1957 | 1.3891 | 1.5564 | 1.7023 | 1.8285 | 1.9385 | 2.0309 | 2.1097 | 2.1764 | 2.2336 | 2.2334 | 2.2334 | 2.2333 | 2.233 | 4.4473 | 7.7614 | 11.0674 | 14.7729 | 17.0044 | 17.6355 | 15.9501 | 14.4174 | 12.5214 | 10.9257 | 9.4578 | 8.2318 | 6.9469 | 5.9089 | 5.008 | 4.268 | 0.03029 | 0.011336 | 0.0040367 | 0.0013722 | 4.4473 | 12.2088 | 23.2761 | 38.049 | 55.0534 | 72.689 | 88.6391 | 103.0565 | 115.5779 | 126.5036 | 135.9614 | 144.1932 | 151.1401 | 157.049 | 162.057 | 166.325 | 166.3553 | 166.3666 | 166.3707 | 166.372 | 0.051358 | 0.08954 | 0.12756 | 0.17012 | 0.19558 | 0.20265 | 0.18313 | 0.16542 | 0.14355 | 0.12518 | 0.10831 | 0.094241 | 0.079496 | 0.067601 | 0.057282 | 0.048815 | 0.00034637 | 0.00012963 | 4.6153e-05 | 1.5688e-05 | 0.051358 | 0.14085 | 0.26827 | 0.43817 | 0.63322 | 0.83529 | 1.0177 | 1.1824 | 1.325 | 1.4494 | 1.557 | 1.6508 | 1.7296 | 1.7967 | 1.8536 | 1.9023 | 1.9023 | 1.9023 | 1.9022 | 1.902 | 3.7802 | 6.5972 | 9.4073 | 12.5569 | 14.4538 | 14.9902 | 13.5576 | 12.2548 | 10.6432 | 9.2869 | 8.0391 | 6.9971 | 5.9048 | 5.0226 | 4.2568 | 3.6278 | 0.025746 | 0.009636 | 0.0034312 | 0.0011664 | 3.7802 | 10.3774 | 19.7847 | 32.3417 | 46.7954 | 61.7856 | 75.3432 | 87.598 | 98.2412 | 107.528 | 115.5672 | 122.5642 | 128.4691 | 133.4916 | 137.7484 | 141.3762 | 141.402 | 141.4116 | 141.4151 | 141.4162 | 0 | 0 | 0 | 0 | 0 | 0 | 0 | 0 | 0 | 0 | 0 | 0 | 0 | 0 | 0 | 0 | 0 | 0 | 0 | 0 | 0 | 0 | 0 | 0 | 0 | 0 | 0 | 0 | 0 | 0 | 0 | 0 | 0 | 0 | 0 | 0 | 0 | 0 | 0 | 0 | 0 | 0 | 0 | 0 | 0 | 0 | 0 | 0 | 0 | 0 | 0 | 0 | 0 | 0 | 0 | 0 | 0 | 0 | 0 | 0 | 0 | 0 | 0 | 0 | 0 | 0 | 0 | 0 | 0 | 0 | 0 | 0 | 0 | 0 | 0 | 0 | 0 | 0 | 0 | 0 | 0 | 0 | 0 | 0 | 0 | 0 | 0 | 0 | 0 | 0 | 0 | 0 | 0 | 0 | 0 | 0 | 0 | 0 | 0 | 0 | 0 | 0 | 0 | 0 | 0 | 0 | 0 | 0 | 0 | 0 | 0 | 0 | 0 | 0 | 0 | 0 | 0 | 0 | 0 | 0 | 0 | 0 | 0 | 0 | 0 | 0 | 0 | 0 | 0 | 0 | 0 | 0 | 0 | 0 | 0 | 0 | 0 | 0 | 0 | 0 | 0 | 0 | 0 | 0 | 0 | 0 | 0 | 0 | 0 | 0 | 0 | 0 | 0 | 0 | 0 | 0 | 0 | 0 | 0 | 0 | 0 | 0 | 0 | 0 | 0 | 0 | 0 | 0 | 0 | 0 | 0 | 0 | 0 | 0 | 0 | 0 | 0 | 0 | 0 | 0 | 0 | 0 | 0 | 0 | 0 | 0 | 0 | 0 | 0 | 0 | 0 | 0 | 0 | 0 | 0 | 0 | 0 | 0 | 0 | 0 | 0 | 0 | 0 | 0 | 0 | 0 | 0 | 0 | 0 | 0 | 0 | 0 | 0 | 0 | 0 | 0 | 0 | 0 | 0 | 0 | 0 | 0 | 0 | 0 | 0 | 0 | 0 | 0 | 0 | 0 | 0 | 0 | 0 | 0 | 0 | 0 | 0 | 0 | 0 | 0 | 954.1726 | 954.1726 | 954.1726 | 954.1726 | 954.1726 | 954.1726 | 954.1726 | 954.1726 | 954.1726 | 954.1726 | 954.1726 | 954.1726 | 954.1726 | 954.1726 | 954.1726 | 954.1726 | 954.1726 | 954.1726 | 954.1726 | 954.1726 | 603.8632 | 603.8632 | 603.8632 | 603.8632 | 603.8632 | 603.8632 | 603.8632 | 603.8632 | 603.8632 | 603.8632 | 603.8632 | 603.8632 | 603.8632 | 603.8632 | 603.8632 | 603.8632 | 603.8632 | 603.8632 | 603.8632 | 603.8632
WA_Industrial_Other Industrial_New_Process_Natural Gas_Process Heat Recovery_A | WA | Industrial | Other Industrial | New | Process | Natural Gas | Process Heat Recovery | A | IM710 | No HR system | HR system installed | 15 | 0.033147 | 0 | 0 | 1093.34 | 0 | 0 | 0 | 546.6706 |  | cfm | 5% | 50% | Retrofit | Retro12Med | 75.44% | TBD | 0.2% | 58357.7477 |  | 38714.8129 |  | 0.0044973 | MN TRM v3.1 - Exhaust Energy Recovery | WI TRM - Process Exhaust Filtration, 3244 | MN TRM v3.1 - Exhaust Energy Recovery | No HR system | No HR system | No HR system | No HR system | No HR system | No HR system | No HR system | No HR system | No HR system | No HR system | No HR system | No HR system | No HR system | No HR system | No HR system | No HR system | No HR system | No HR system | No HR system | No HR system | No HR system | No HR system | HR system installed | HR system installed | HR system installed | HR system installed | HR system installed | HR system installed | HR system installed | HR system installed | HR system installed | HR system installed | HR system installed | HR system installed | HR system installed | HR system installed | HR system installed | HR system installed | HR system installed | HR system installed | HR system installed | HR system installed | HR system installed | HR system installed | 1093.34 | 1093.34 | 1093.34 | 1093.34 | 1093.34 | 1093.34 | 1093.34 | 1093.34 | 1093.34 | 1093.34 | 1093.34 | 1093.34 | 1093.34 | 1093.34 | 1093.34 | 1093.34 | 1093.34 | 1093.34 | 1093.34 | 1093.34 | 1093.34 | 1093.34 | 0 | 0 | 0.033029 | 0.032961 | 0.032896 | 0.032837 | 0.032752 | 0.032686 | 0.03263 | 0.032588 | 0.03254 | 0.032506 | 0.03248 | 0.032469 | 0.032448 | 0.032441 | 0.032436 | 0.032446 | 0.032446 | 0.032454 | 0.03246 | 0.032465 | 0.0052881 | 0.0092097 | 0.013107 | 0.017463 | 0.020049 | 0.020752 | 0.018736 | 0.016914 | 0.014668 | 0.012786 | 0.011059 | 0.0096221 | 0.0081149 | 0.0069008 | 0.0058479 | 0.0051947 | 0.0090658 | 0.01293 | 0.017263 | 0.019874 | 0.0052881 | 0.014487 | 0.027565 | 0.044979 | 0.064912 | 0.085533 | 0.10412 | 0.1209 | 0.13539 | 0.14804 | 0.15898 | 0.16854 | 0.17655 | 0.18341 | 0.18924 | 0.18929 | 0.18929 | 0.18934 | 0.18937 | 0.1894 | 160.1038 | 279.4114 | 398.4261 | 531.8229 | 612.1598 | 634.8783 | 574.204 | 519.0262 | 450.7703 | 393.3255 | 340.4808 | 296.3465 | 250.0876 | 212.72 | 180.2882 | 160.1038 | 279.4114 | 398.4261 | 531.8229 | 612.1598 | 160.1038 | 439.5153 | 837.9414 | 1369.7642 | 1981.9241 | 2616.8024 | 3191.0063 | 3710.0325 | 4160.8028 | 4554.1283 | 4894.6091 | 5190.9556 | 5441.0432 | 5653.7632 | 5834.0515 | 5834.0515 | 5834.0515 | 5834.0515 | 5834.0515 | 5834.0515 | 0.0044973 | 0.0078348 | 0.011153 | 0.014865 | 0.017073 | 0.017676 | 0.015963 | 0.014414 | 0.012502 | 0.0109 | 0.0094288 | 0.0082042 | 0.0069198 | 0.0058846 | 0.0049869 | 0.0044297 | 0.0077307 | 0.011026 | 0.01472 | 0.016945 | 0.0044973 | 0.012324 | 0.023457 | 0.038286 | 0.055274 | 0.072856 | 0.088713 | 0.10303 | 0.1154 | 0.1262 | 0.13554 | 0.14371 | 0.15055 | 0.1564 | 0.16137 | 0.16142 | 0.16142 | 0.16145 | 0.16147 | 0.1615 | 136.0883 | 237.4997 | 338.6622 | 452.0494 | 520.3359 | 539.6466 | 488.0734 | 441.1722 | 383.1547 | 334.3267 | 289.4087 | 251.8945 | 212.5745 | 180.812 | 153.245 | 136.0883 | 237.4997 | 338.6622 | 452.0494 | 520.3359 | 136.0883 | 373.588 | 712.2502 | 1164.2996 | 1684.6355 | 2224.282 | 2712.3554 | 3153.5276 | 3536.6824 | 3871.0091 | 4160.4177 | 4412.3123 | 4624.8867 | 4805.6987 | 4958.9437 | 4958.9437 | 4958.9437 | 4958.9437 | 4958.9437 | 4958.9437 | 0 | 0 | 0 | 0 | 0 | 0 | 0 | 0 | 0 | 0 | 0 | 0 | 0 | 0 | 0 | 0 | 0 | 0 | 0 | 0 | 0 | 0 | 0 | 0 | 0 | 0 | 0 | 0 | 0 | 0 | 0 | 0 | 0 | 0 | 0 | 0 | 0 | 0 | 0 | 0 | 0 | 0 | 0 | 0 | 0 | 0 | 0 | 0 | 0 | 0 | 0 | 0 | 0 | 0 | 0 | 0 | 0 | 0 | 0 | 0 | 0 | 0 | 0 | 0 | 0 | 0 | 0 | 0 | 0 | 0 | 0 | 0 | 0 | 0 | 0 | 0 | 0 | 0 | 0 | 0 | 0 | 0 | 0 | 0 | 0 | 0 | 0 | 0 | 0 | 0 | 0 | 0 | 0 | 0 | 0 | 0 | 0 | 0 | 0 | 0 | 0 | 0 | 0 | 0 | 0 | 0 | 0 | 0 | 0 | 0 | 0 | 0 | 0 | 0 | 0 | 0 | 0 | 0 | 0 | 0 | 0 | 0 | 0 | 0 | 0 | 0 | 0 | 0 | 0 | 0 | 0 | 0 | 0 | 0 | 0 | 0 | 0 | 0 | 0 | 0 | 0 | 0 | 0 | 0 | 0 | 0 | 0 | 0 | 0 | 0 | 0 | 0 | 0 | 0 | 0 | 0 | 0 | 0 | 0 | 0 | 0 | 0 | 0 | 0 | 0 | 0 | 0 | 0 | 0 | 0 | 0 | 0 | 0 | 0 | 0 | 0 | 0 | 0 | 0 | 0 | 0 | 0 | 0 | 0 | 0 | 0 | 0 | 0 | 0 | 0 | 0 | 0 | 0 | 0 | 0 | 0 | 0 | 0 | 0 | 0 | 0 | 0 | 0 | 0 | 0 | 0 | 0 | 0 | 0 | 0 | 0 | 0 | 0 | 0 | 0 | 0 | 0 | 0 | 0 | 0 | 0 | 0 | 0 | 0 | 0 | 0 | 0 | 0 | 0 | 0 | 0 | 0 | 0 | 0 | 0 | 0 | 0 | 0 | 0 | 0 | 3565780.3934 | 3565780.3934 | 3565780.3934 | 3565780.3934 | 3565780.3934 | 3565780.3934 | 3565780.3934 | 3565780.3934 | 3565780.3934 | 3565780.3934 | 3565780.3934 | 3565780.3934 | 3565780.3934 | 3565780.3934 | 3565780.3934 | 3565780.3934 | 3565780.3934 | 3565780.3934 | 3565780.3934 | 3565780.3934 | 2365556.0092 | 2365556.0092 | 2365556.0092 | 2365556.0092 | 2365556.0092 | 2365556.0092 | 2365556.0092 | 2365556.0092 | 2365556.0092 | 2365556.0092 | 2365556.0092 | 2365556.0092 | 2365556.0092 | 2365556.0092 | 2365556.0092 | 2365556.0092 | 2365556.0092 | 2365556.0092 | 2365556.0092 | 2365556.0092
WA_Industrial_Other Industrial_New_Space Heating_Natural Gas_Building Automation System_A | WA | Industrial | Other Industrial | New | Space Heating | Natural Gas | Building Automation System | A | IM711 | No control system | Automation system installed and programmed | 15 | 0.01486 | 0 | 0 | 0.09 | 0.03 | 0 | 0 | 0.04595 |  | sqft | 5% | 65% | Retrofit | Retro1Slow | 84.81% | TBD | 0.2% | 153.9797 |  | 90.3681 |  | 0.006403 | COM_EMS-All-XCELCO-2017-18-3 | BEHAV_EIS-All-CPUC-2018_PG-10 | COM_EMS-All-XCELCO-2017-18-3 | No control system | No control system | No control system | No control system | No control system | No control system | No control system | No control system | No control system | No control system | No control system | No control system | No control system | No control system | No control system | No control system | No control system | No control system | No control system | No control system | No control system | No control system | Automation system installed and programmed | Automation system installed and programmed | Automation system installed and programmed | Automation system installed and programmed | Automation system installed and programmed | Automation system installed and programmed | Automation system installed and programmed | Automation system installed and programmed | Automation system installed and programmed | Automation system installed and programmed | Automation system installed and programmed | Automation system installed and programmed | Automation system installed and programmed | Automation system installed and programmed | Automation system installed and programmed | Automation system installed and programmed | Automation system installed and programmed | Automation system installed and programmed | Automation system installed and programmed | Automation system installed and programmed | Automation system installed and programmed | Automation system installed and programmed | 0.09 | 0.09 | 0.09 | 0.09 | 0.09 | 0.09 | 0.09 | 0.09 | 0.09 | 0.09 | 0.09 | 0.09 | 0.09 | 0.09 | 0.09 | 0.09 | 0.09 | 0.09 | 0.09 | 0.09 | 0.09 | 0.09 | 0 | 0 | 0.014801 | 0.013929 | 0.013585 | 0.013383 | 0.0133 | 0.013227 | 0.01317 | 0.013121 | 0.013087 | 0.013056 | 0.012999 | 0.012954 | 0.012904 | 0.012941 | 0.012961 | 0.012959 | 0.01298 | 0.012974 | 0.012979 | 0.012965 | 0.0075097 | 0.024654 | 0.060879 | 0.13022 | 0.22609 | 0.3711 | 0.56825 | 0.82919 | 1.1106 | 1.425 | 1.7224 | 1.9865 | 2.0962 | 2.1069 | 1.9657 | 1.7314 | 1.3799 | 1.0007 | 0.66799 | 0.45368 | 0.0075097 | 0.031722 | 0.091817 | 0.22067 | 0.44539 | 0.81405 | 1.3788 | 2.2028 | 3.3078 | 4.7249 | 6.4265 | 8.3905 | 10.4549 | 12.5913 | 14.5769 | 16.2989 | 17.6828 | 18.6174 | 19.1654 | 19.3785 | 507.3668 | 1769.9584 | 4481.2419 | 9729.898 | 16999.5696 | 28056.2024 | 43146.0657 | 63197.5582 | 84856.577 | 109142.443 | 132498.7791 | 153353.5649 | 162444.7295 | 162813.6412 | 151655.8787 | 133606.9576 | 106306.4897 | 77125.5625 | 51467.7504 | 34991.9723 | 507.3668 | 2277.3252 | 6758.5672 | 16488.4651 | 33488.0348 | 61544.2371 | 104690.3028 | 167887.8611 | 252744.4381 | 361886.8811 | 494385.6602 | 647739.2251 | 810183.9546 | 972997.5958 | 1124653.4745 | 1257753.0653 | 1362289.5965 | 1434933.9171 | 1476671.7695 | 1494664.1722 | 0.006403 | 0.022085 | 0.05548 | 0.11961 | 0.20808 | 0.34177 | 0.52325 | 0.76297 | 1.0212 | 1.309 | 1.5816 | 1.8227 | 1.9227 | 1.9203 | 1.7827 | 1.5639 | 1.2417 | 0.89822 | 0.598 | 0.40595 | 0.006403 | 0.028416 | 0.083675 | 0.20269 | 0.40991 | 0.7497 | 1.2696 | 2.0269 | 3.0415 | 4.3404 | 5.9013 | 7.6987 | 9.5893 | 11.4758 | 13.2204 | 14.7227 | 15.9115 | 16.7115 | 17.1573 | 17.3398 | 431.2618 | 1504.4647 | 3809.0557 | 8270.4133 | 14449.6342 | 23847.772 | 36674.1559 | 53717.9245 | 72128.0904 | 92771.0766 | 112623.9622 | 130350.5302 | 138078.02 | 138391.595 | 128907.4969 | 113565.914 | 90360.5162 | 65556.7281 | 43747.5878 | 29743.1765 | 431.2618 | 1935.7264 | 5744.7821 | 14015.1954 | 28464.8295 | 52312.6016 | 88986.7574 | 142704.6819 | 214832.7723 | 307603.8489 | 420227.8112 | 550578.3414 | 688656.3614 | 827047.9564 | 955955.4533 | 1069090.1055 | 1157946.1571 | 1219693.8295 | 1255171.0041 | 1270464.5464 | 0.006403 | 0.022085 | 0.05548 | 0.11961 | 0.20808 | 0.34177 | 0.52325 | 0.76297 | 1.0212 | 1.309 | 1.5816 | 1.8227 | 1.9227 | 1.9203 | 1.7827 | 1.5639 | 1.2417 | 0.89822 | 0.598 | 0.40595 | 0.006403 | 0.028416 | 0.083675 | 0.20269 | 0.40991 | 0.7497 | 1.2696 | 2.0269 | 3.0415 | 4.3404 | 5.9013 | 7.6987 | 9.5893 | 11.4758 | 13.2204 | 14.7227 | 15.9115 | 16.7115 | 17.1573 | 17.3398 | 431.2618 | 1504.4647 | 3809.0557 | 8270.4133 | 14449.6342 | 23847.772 | 36674.1559 | 53717.9245 | 72128.0904 | 92771.0766 | 112623.9622 | 130350.5302 | 138078.02 | 138391.595 | 128907.4969 | 113565.914 | 90360.5162 | 65556.7281 | 43747.5878 | 29743.1765 | 431.2618 | 1935.7264 | 5744.7821 | 14015.1954 | 28464.8295 | 52312.6016 | 88986.7574 | 142704.6819 | 214832.7723 | 307603.8489 | 420227.8112 | 550578.3414 | 688656.3614 | 827047.9564 | 955955.4533 | 1069090.1055 | 1157946.1571 | 1219693.8295 | 1255171.0041 | 1270464.5464 | 0.006403 | 0.022085 | 0.05548 | 0.11961 | 0.20808 | 0.34177 | 0.52325 | 0.76297 | 1.0212 | 1.309 | 1.5816 | 1.8227 | 1.9227 | 1.9203 | 1.7827 | 1.5639 | 1.2417 | 0.89822 | 0.598 | 0.40595 | 0.006403 | 0.028416 | 0.083675 | 0.20269 | 0.40991 | 0.7497 | 1.2696 | 2.0269 | 3.0415 | 4.3404 | 5.9013 | 7.6987 | 9.5893 | 11.4758 | 13.2204 | 14.7227 | 15.9115 | 16.7115 | 17.1573 | 17.3398 | 431.2618 | 1504.4647 | 3809.0557 | 8270.4133 | 14449.6342 | 23847.772 | 36674.1559 | 53717.9245 | 72128.0904 | 92771.0766 | 112623.9622 | 130350.5302 | 138078.02 | 138391.595 | 128907.4969 | 113565.914 | 90360.5162 | 65556.7281 | 43747.5878 | 29743.1765 | 431.2618 | 1935.7264 | 5744.7821 | 14015.1954 | 28464.8295 | 52312.6016 | 88986.7574 | 142704.6819 | 214832.7723 | 307603.8489 | 420227.8112 | 550578.3414 | 688656.3614 | 827047.9564 | 955955.4533 | 1069090.1055 | 1157946.1571 | 1219693.8295 | 1255171.0041 | 1270464.5464 | 0.006403 | 0.022085 | 0.05548 | 0.11961 | 0.20808 | 0.34177 | 0.52325 | 0.76297 | 1.0212 | 1.309 | 1.5816 | 1.8227 | 1.9227 | 1.9203 | 1.7827 | 1.5639 | 1.2417 | 0.89822 | 0.598 | 0.40595 | 0.006403 | 0.028416 | 0.083675 | 0.20269 | 0.40991 | 0.7497 | 1.2696 | 2.0269 | 3.0415 | 4.3404 | 5.9013 | 7.6987 | 9.5893 | 11.4758 | 13.2204 | 14.7227 | 15.9115 | 16.7115 | 17.1573 | 17.3398 | 431.2618 | 1504.4647 | 3809.0557 | 8270.4133 | 14449.6342 | 23847.772 | 36674.1559 | 53717.9245 | 72128.0904 | 92771.0766 | 112623.9622 | 130350.5302 | 138078.02 | 138391.595 | 128907.4969 | 113565.914 | 90360.5162 | 65556.7281 | 43747.5878 | 29743.1765 | 431.2618 | 1935.7264 | 5744.7821 | 14015.1954 | 28464.8295 | 52312.6016 | 88986.7574 | 142704.6819 | 214832.7723 | 307603.8489 | 420227.8112 | 550578.3414 | 688656.3614 | 827047.9564 | 955955.4533 | 1069090.1055 | 1157946.1571 | 1219693.8295 | 1255171.0041 | 1270464.5464 | 2938.7371 | 2938.7371 | 2938.7371 | 2938.7371 | 2938.7371 | 2938.7371 | 2938.7371 | 2938.7371 | 2938.7371 | 2938.7371 | 2938.7371 | 2938.7371 | 2938.7371 | 2938.7371 | 2938.7371 | 2938.7371 | 2938.7371 | 2938.7371 | 2938.7371 | 2938.7371 | 434.3403 | 434.3403 | 434.3403 | 434.3403 | 434.3403 | 434.3403 | 434.3403 | 434.3403 | 434.3403 | 434.3403 | 434.3403 | 434.3403 | 434.3403 | 434.3403 | 434.3403 | 434.3403 | 434.3403 | 434.3403 | 434.3403 | 434.3403
WA_Industrial_Other Industrial_New_Space Heating_Natural Gas_Steam System Efficiency Improvements_A | WA | Industrial | Other Industrial | New | Space Heating | Natural Gas | Steam System Efficiency Improvements | A | IM712 | Average system efficiency | Optimized system | 5 | 0.13322 | 0 | 0 | 0.11 | 0 | 0 | 0 | 0.05645 |  | sqft | 30% | 60% | Retrofit | Retro1Slow | 84.81% | TBD | 0.2% | 1258.1213 |  | 973.1833 |  | 0.00040628 | AEG Research | DOE - Improving Steam System Performance: A Sourcebook for Industry, Second Edition. October 2012. | DOE - Improving Steam System Performance: A Sourcebook for Industry, Second Edition. October 2012. | Average system efficiency | Average system efficiency | Average system efficiency | Average system efficiency | Average system efficiency | Average system efficiency | Average system efficiency | Average system efficiency | Average system efficiency | Average system efficiency | Average system efficiency | Average system efficiency | Average system efficiency | Average system efficiency | Average system efficiency | Average system efficiency | Average system efficiency | Average system efficiency | Average system efficiency | Average system efficiency | Average system efficiency | Average system efficiency | Optimized system | Optimized system | Optimized system | Optimized system | Optimized system | Optimized system | Optimized system | Optimized system | Optimized system | Optimized system | Optimized system | Optimized system | Optimized system | Optimized system | Optimized system | Optimized system | Optimized system | Optimized system | Optimized system | Optimized system | Optimized system | Optimized system | 0.11 | 0.11 | 0.11 | 0.11 | 0.11 | 0.11 | 0.11 | 0.11 | 0.11 | 0.11 | 0.11 | 0.11 | 0.11 | 0.11 | 0.11 | 0.11 | 0.11 | 0.11 | 0.11 | 0.11 | 0.11 | 0.11 | 0 | 0 | 0.13249 | 0.12455 | 0.12133 | 0.11937 | 0.11837 | 0.11747 | 0.11666 | 0.11587 | 0.11512 | 0.11436 | 0.11333 | 0.11242 | 0.11143 | 0.11128 | 0.11108 | 0.11085 | 0.11085 | 0.11079 | 0.11091 | 0.11094 | 0.00047639 | 0.0015624 | 0.0038534 | 0.0082312 | 0.014262 | 0.023357 | 0.035672 | 0.051896 | 0.069233 | 0.088457 | 0.10642 | 0.12218 | 0.12828 | 0.1284 | 0.11939 | 0.10497 | 0.12187 | 0.13107 | 0.13563 | 0.1326 | 0.00047639 | 0.0020102 | 0.0058117 | 0.013949 | 0.028094 | 0.050814 | 0.084673 | 0.13231 | 0.19276 | 0.26616 | 0.34764 | 0.43267 | 0.50722 | 0.56802 | 0.60049 | 0.59973 | 0.59973 | 0.5994 | 0.60004 | 0.60019 | 3.5958 | 12.5439 | 31.7591 | 68.957 | 120.478 | 198.8377 | 305.7814 | 447.8888 | 601.3889 | 773.5058 | 939.0351 | 1086.8355 | 1151.2657 | 1153.8802 | 1074.8038 | 946.8889 | 1099.3794 | 1183.0248 | 1222.8372 | 1195.2818 | 3.5958 | 16.1397 | 47.8988 | 116.8558 | 237.3338 | 432.5758 | 725.8133 | 1141.943 | 1674.375 | 2327.4028 | 3067.6001 | 3848.6541 | 4552.031 | 5104.5222 | 5405.8201 | 5410.0782 | 5410.0782 | 5410.0782 | 5410.0782 | 5410.0782 | 0.00040628 | 0.0014001 | 0.0035137 | 0.0075664 | 0.01314 | 0.021541 | 0.032906 | 0.04786 | 0.063842 | 0.081543 | 0.098133 | 0.11266 | 0.11833 | 0.11777 | 0.10902 | 0.095495 | 0.11048 | 0.11853 | 0.1223 | 0.1195 | 0.00040628 | 0.0018014 | 0.0052993 | 0.012822 | 0.025884 | 0.046864 | 0.078108 | 0.12202 | 0.17775 | 0.24536 | 0.32058 | 0.39895 | 0.46788 | 0.52098 | 0.54835 | 0.54561 | 0.54366 | 0.54204 | 0.5411 | 0.54087 | 3.0564 | 10.6623 | 26.9952 | 58.6134 | 102.4063 | 169.0121 | 259.9142 | 380.7055 | 511.1806 | 657.48 | 798.1798 | 923.8102 | 978.5758 | 980.7982 | 913.5832 | 804.8555 | 934.4725 | 1005.5711 | 1039.4116 | 1015.9895 | 3.0564 | 13.7187 | 40.714 | 99.3274 | 201.7337 | 367.6894 | 616.9413 | 970.6516 | 1423.2187 | 1978.2924 | 2607.4601 | 3271.356 | 3869.2263 | 4338.8439 | 4594.9471 | 4598.5664 | 4598.5664 | 4598.5664 | 4598.5664 | 4598.5664 | 0.00040641 | 0.0014008 | 0.003516 | 0.0075726 | 0.013153 | 0.021568 | 0.032953 | 0.047935 | 0.063954 | 0.081698 | 0.098333 | 0.1129 | 0.1186 | 0.11805 | 0.10929 | 0.095732 | 0.11076 | 0.11883 | 0.12262 | 0.11981 | 0.00040641 | 0.0018023 | 0.0053028 | 0.012833 | 0.025911 | 0.046922 | 0.078219 | 0.12222 | 0.17806 | 0.24582 | 0.32123 | 0.3998 | 0.46894 | 0.52222 | 0.5497 | 0.54697 | 0.54505 | 0.54344 | 0.54251 | 0.54229 | 3.0564 | 10.6623 | 26.9952 | 58.6134 | 102.4063 | 169.0121 | 259.9142 | 380.7055 | 511.1806 | 657.48 | 798.1798 | 923.8102 | 978.5758 | 980.7982 | 913.5832 | 804.8555 | 934.4725 | 1005.5711 | 1039.4116 | 1015.9895 | 3.0564 | 13.7187 | 40.714 | 99.3274 | 201.7337 | 367.6894 | 616.9413 | 970.6516 | 1423.2187 | 1978.2924 | 2607.4601 | 3271.356 | 3869.2263 | 4338.8439 | 4594.9471 | 4598.5664 | 4598.5664 | 4598.5664 | 4598.5664 | 4598.5664 | 0.00040636 | 0.0014005 | 0.003515 | 0.0075699 | 0.013147 | 0.021556 | 0.032933 | 0.047902 | 0.063905 | 0.081633 | 0.098251 | 0.11281 | 0.1185 | 0.11794 | 0.1092 | 0.095653 | 0.11067 | 0.11874 | 0.12253 | 0.11972 | 0.00040636 | 0.0018019 | 0.0053014 | 0.012828 | 0.025899 | 0.046896 | 0.07817 | 0.12213 | 0.17792 | 0.24562 | 0.32096 | 0.39946 | 0.46853 | 0.52176 | 0.54922 | 0.54652 | 0.54461 | 0.54302 | 0.54211 | 0.5419 | 3.0564 | 10.6623 | 26.9952 | 58.6134 | 102.4063 | 169.0121 | 259.9142 | 380.7055 | 511.1806 | 657.48 | 798.1798 | 923.8102 | 978.5758 | 980.7982 | 913.5832 | 804.8555 | 934.4725 | 1005.5711 | 1039.4116 | 1015.9895 | 3.0564 | 13.7187 | 40.714 | 99.3274 | 201.7337 | 367.6894 | 616.9413 | 970.6516 | 1423.2187 | 1978.2924 | 2607.4601 | 3271.356 | 3869.2263 | 4338.8439 | 4594.9471 | 4598.5664 | 4598.5664 | 4598.5664 | 4598.5664 | 4598.5664 | 0.00040636 | 0.0014005 | 0.003515 | 0.0075699 | 0.013147 | 0.021556 | 0.032933 | 0.047902 | 0.063905 | 0.081633 | 0.098251 | 0.11281 | 0.1185 | 0.11794 | 0.1092 | 0.095653 | 0.11067 | 0.11874 | 0.12253 | 0.11972 | 0.00040636 | 0.0018019 | 0.0053014 | 0.012828 | 0.025899 | 0.046896 | 0.07817 | 0.12213 | 0.17792 | 0.24562 | 0.32096 | 0.39946 | 0.46853 | 0.52176 | 0.54922 | 0.54652 | 0.54461 | 0.54302 | 0.54211 | 0.5419 | 3.0564 | 10.6623 | 26.9952 | 58.6134 | 102.4063 | 169.0121 | 259.9142 | 380.7055 | 511.1806 | 657.48 | 798.1798 | 923.8102 | 978.5758 | 980.7982 | 913.5832 | 804.8555 | 934.4725 | 1005.5711 | 1039.4116 | 1015.9895 | 3.0564 | 13.7187 | 40.714 | 99.3274 | 201.7337 | 367.6894 | 616.9413 | 970.6516 | 1423.2187 | 1978.2924 | 2607.4601 | 3271.356 | 3869.2263 | 4338.8439 | 4594.9471 | 4598.5664 | 4598.5664 | 4598.5664 | 4598.5664 | 4598.5664 | 9324.2112 | 9324.2112 | 9324.2112 | 9324.2112 | 9324.2112 | 9324.2112 | 9324.2112 | 9324.2112 | 9324.2112 | 9324.2112 | 9324.2112 | 9324.2112 | 9324.2112 | 9324.2112 | 9324.2112 | 9324.2112 | 9324.2112 | 9324.2112 | 9324.2112 | 9324.2112 | 7212.4737 | 7212.4737 | 7212.4737 | 7212.4737 | 7212.4737 | 7212.4737 | 7212.4737 | 7212.4737 | 7212.4737 | 7212.4737 | 7212.4737 | 7212.4737 | 7212.4737 | 7212.4737 | 7212.4737 | 7212.4737 | 7212.4737 | 7212.4737 | 7212.4737 | 7212.4737
WA_Industrial_Other Industrial_New_Process_Natural Gas_Steam System Efficiency Improvements_A | WA | Industrial | Other Industrial | New | Process | Natural Gas | Steam System Efficiency Improvements | A | IM713 | Average system efficiency | Optimized system | 5 | 0.10623 | 0 | 0 | 9.4 | 0 | 0 | 0 | 4.6975 |  | sqft | 30% | 60% | Retrofit | Retro1Slow | 84.81% | TBD | 0.2% | 1258.1213 |  | 973.1833 |  | 5.6321e-05 | AEG Research | DOE - Improving Steam System Performance: A Sourcebook for Industry, Second Edition. October 2012. | DOE - Improving Steam System Performance: A Sourcebook for Industry, Second Edition. October 2012. | Average system efficiency | Average system efficiency | Average system efficiency | Average system efficiency | Average system efficiency | Average system efficiency | Average system efficiency | Average system efficiency | Average system efficiency | Average system efficiency | Average system efficiency | Average system efficiency | Average system efficiency | Average system efficiency | Average system efficiency | Average system efficiency | Average system efficiency | Average system efficiency | Average system efficiency | Average system efficiency | Average system efficiency | Average system efficiency | Optimized system | Optimized system | Optimized system | Optimized system | Optimized system | Optimized system | Optimized system | Optimized system | Optimized system | Optimized system | Optimized system | Optimized system | Optimized system | Optimized system | Optimized system | Optimized system | Optimized system | Optimized system | Optimized system | Optimized system | Optimized system | Optimized system | 9.4 | 9.4 | 9.4 | 9.4 | 9.4 | 9.4 | 9.4 | 9.4 | 9.4 | 9.4 | 9.4 | 9.4 | 9.4 | 9.4 | 9.4 | 9.4 | 9.4 | 9.4 | 9.4 | 9.4 | 9.4 | 9.4 | 0 | 0 | 0.10585 | 0.10563 | 0.10543 | 0.10524 | 0.10497 | 0.10475 | 0.10458 | 0.10444 | 0.10429 | 0.10418 | 0.1041 | 0.10407 | 0.104 | 0.10398 | 0.10396 | 0.10399 | 0.10399 | 0.10402 | 0.10404 | 0.10405 | 6.6225e-05 | 0.00023055 | 0.00058256 | 0.0012626 | 0.0022003 | 0.0036241 | 0.0055638 | 0.008139 | 0.010912 | 0.014021 | 0.017008 | 0.019679 | 0.020832 | 0.020875 | 0.019442 | 0.017133 | 0.019892 | 0.021411 | 0.022135 | 0.02164 | 6.6225e-05 | 0.00029664 | 0.00087862 | 0.0021397 | 0.0043344 | 0.0078843 | 0.013206 | 0.020751 | 0.030382 | 0.042189 | 0.055563 | 0.069686 | 0.08237 | 0.092346 | 0.097784 | 0.09789 | 0.09789 | 0.097913 | 0.097931 | 0.097945 | 0.62563 | 2.1825 | 5.5258 | 11.9979 | 20.9621 | 34.596 | 53.2033 | 77.9287 | 104.6364 | 134.5832 | 163.3838 | 189.0998 | 200.3101 | 200.765 | 187.0064 | 164.7503 | 191.2824 | 205.8359 | 212.7629 | 207.9685 | 0.62563 | 2.8082 | 8.334 | 20.3319 | 41.294 | 75.2644 | 126.2851 | 198.688 | 291.3265 | 404.9476 | 533.7355 | 669.632 | 792.0134 | 888.142 | 940.5652 | 941.3061 | 941.3061 | 941.3061 | 941.3061 | 941.3061 | 5.6321e-05 | 0.00019613 | 0.00049574 | 0.0010747 | 0.0018736 | 0.0030869 | 0.0047404 | 0.0069358 | 0.0093013 | 0.011953 | 0.014501 | 0.016779 | 0.017764 | 0.017801 | 0.016579 | 0.01461 | 0.016962 | 0.018257 | 0.018874 | 0.018451 | 5.6321e-05 | 0.00025236 | 0.00074768 | 0.0018213 | 0.0036909 | 0.0067157 | 0.011252 | 0.017684 | 0.025897 | 0.035965 | 0.047372 | 0.059416 | 0.070238 | 0.078747 | 0.083386 | 0.083473 | 0.083473 | 0.083489 | 0.083502 | 0.083513 | 0.53179 | 1.8552 | 4.6969 | 10.1982 | 17.8178 | 29.4066 | 45.2228 | 66.2394 | 88.9409 | 114.3957 | 138.8763 | 160.7348 | 170.2636 | 170.6503 | 158.9554 | 140.0378 | 162.59 | 174.9605 | 180.8485 | 176.7732 | 0.53179 | 2.3869 | 7.0839 | 17.2821 | 35.0999 | 63.9747 | 107.3424 | 168.8848 | 247.6276 | 344.2055 | 453.6751 | 569.1872 | 673.2114 | 754.9207 | 799.4804 | 800.1101 | 800.1101 | 800.1101 | 800.1101 | 800.1101 | 0 | 0 | 0 | 0 | 0 | 0 | 0 | 0 | 0 | 0 | 0 | 0 | 0 | 0 | 0 | 0 | 0 | 0 | 0 | 0 | 0 | 0 | 0 | 0 | 0 | 0 | 0 | 0 | 0 | 0 | 0 | 0 | 0 | 0 | 0 | 0 | 0 | 0 | 0 | 0 | 0 | 0 | 0 | 0 | 0 | 0 | 0 | 0 | 0 | 0 | 0 | 0 | 0 | 0 | 0 | 0 | 0 | 0 | 0 | 0 | 0 | 0 | 0 | 0 | 0 | 0 | 0 | 0 | 0 | 0 | 0 | 0 | 0 | 0 | 0 | 0 | 0 | 0 | 0 | 0 | 0 | 0 | 0 | 0 | 0 | 0 | 0 | 0 | 0 | 0 | 0 | 0 | 0 | 0 | 0 | 0 | 0 | 0 | 0 | 0 | 0 | 0 | 0 | 0 | 0 | 0 | 0 | 0 | 0 | 0 | 0 | 0 | 0 | 0 | 0 | 0 | 0 | 0 | 0 | 0 | 0 | 0 | 0 | 0 | 0 | 0 | 0 | 0 | 0 | 0 | 0 | 0 | 0 | 0 | 0 | 0 | 0 | 0 | 0 | 0 | 0 | 0 | 0 | 0 | 0 | 0 | 0 | 0 | 0 | 0 | 0 | 0 | 0 | 0 | 0 | 0 | 0 | 0 | 0 | 0 | 0 | 0 | 0 | 0 | 0 | 0 | 0 | 0 | 0 | 0 | 0 | 0 | 0 | 0 | 0 | 0 | 0 | 0 | 0 | 0 | 0 | 0 | 0 | 0 | 0 | 0 | 0 | 0 | 0 | 0 | 0 | 0 | 0 | 0 | 0 | 0 | 0 | 0 | 0 | 0 | 0 | 0 | 0 | 0 | 0 | 0 | 0 | 0 | 0 | 0 | 0 | 0 | 0 | 0 | 0 | 0 | 0 | 0 | 0 | 0 | 0 | 0 | 0 | 0 | 0 | 0 | 0 | 0 | 0 | 0 | 0 | 0 | 0 | 0 | 0 | 0 | 0 | 0 | 0 | 0 | 9324.2112 | 9324.2112 | 9324.2112 | 9324.2112 | 9324.2112 | 9324.2112 | 9324.2112 | 9324.2112 | 9324.2112 | 9324.2112 | 9324.2112 | 9324.2112 | 9324.2112 | 9324.2112 | 9324.2112 | 9324.2112 | 9324.2112 | 9324.2112 | 9324.2112 | 9324.2112 | 7212.4737 | 7212.4737 | 7212.4737 | 7212.4737 | 7212.4737 | 7212.4737 | 7212.4737 | 7212.4737 | 7212.4737 | 7212.4737 | 7212.4737 | 7212.4737 | 7212.4737 | 7212.4737 | 7212.4737 | 7212.4737 | 7212.4737 | 7212.4737 | 7212.4737 | 7212.4737
WA_Industrial_Other Industrial_New_Space Heating_Natural Gas_Strategic Energy Management_A | WA | Industrial | Other Industrial | New | Space Heating | Natural Gas | Strategic Energy Management | A | IM714 | No energy management system | Energy management system installed and programmed | 5 | 3.0133 | 0 | 0 | 7.7 | 0 | 0.18 | 0 | 3.8512 |  | employee | 5% | 50% | Retrofit | RetroEven20 | 80.75% | TBD | 0.2% | 303.0873 |  | 254.8213 |  | 0.040257 | BEHAV_SEM-All-CPUC-2018_PG-26 | BEHAV_SEM-All-CPUC-2018_PG-26 | AEG Research | No energy management system | No energy management system | No energy management system | No energy management system | No energy management system | No energy management system | No energy management system | No energy management system | No energy management system | No energy management system | No energy management system | No energy management system | No energy management system | No energy management system | No energy management system | No energy management system | No energy management system | No energy management system | No energy management system | No energy management system | No energy management system | No energy management system | Energy management system installed and programmed | Energy management system installed and programmed | Energy management system installed and programmed | Energy management system installed and programmed | Energy management system installed and programmed | Energy management system installed and programmed | Energy management system installed and programmed | Energy management system installed and programmed | Energy management system installed and programmed | Energy management system installed and programmed | Energy management system installed and programmed | Energy management system installed and programmed | Energy management system installed and programmed | Energy management system installed and programmed | Energy management system installed and programmed | Energy management system installed and programmed | Energy management system installed and programmed | Energy management system installed and programmed | Energy management system installed and programmed | Energy management system installed and programmed | Energy management system installed and programmed | Energy management system installed and programmed | 7.7 | 7.7 | 7.7 | 7.7 | 7.7 | 7.7 | 7.7 | 7.7 | 7.7 | 7.7 | 7.7 | 7.7 | 7.7 | 7.7 | 7.7 | 7.7 | 7.7 | 7.7 | 7.7 | 7.7 | 7.7 | 7.7 | 0 | 0 | 3.0008 | 2.8233 | 2.7524 | 2.7097 | 2.6897 | 2.6707 | 2.6536 | 2.6364 | 2.6205 | 2.6038 | 2.581 | 2.5608 | 2.5389 | 2.536 | 2.532 | 2.5267 | 2.5268 | 2.5251 | 2.5275 | 2.5279 | 0.047214 | 0.077524 | 0.10777 | 0.14162 | 0.16181 | 0.18514 | 0.20797 | 0.23346 | 0.25191 | 0.27302 | 0.29283 | 0.3161 | 0.3306 | 0.3511 | 0.37137 | 0.3948 | 0.41079 | 0.4302 | 0.48202 | 0.52284 | 0.047214 | 0.12195 | 0.22665 | 0.36475 | 0.52387 | 0.66329 | 0.79413 | 0.91923 | 1.0286 | 1.1385 | 1.2424 | 1.3481 | 1.4423 | 1.548 | 1.6514 | 1.7163 | 1.7459 | 1.7473 | 1.7489 | 1.7492 | 15.7337 | 27.4583 | 39.1541 | 52.2632 | 60.1581 | 69.323 | 78.3724 | 88.5515 | 96.1329 | 104.8525 | 113.4565 | 123.4374 | 130.2114 | 138.4443 | 146.671 | 156.2479 | 162.5738 | 170.3688 | 190.7075 | 206.8291 | 15.7337 | 43.192 | 82.3461 | 134.6093 | 194.7674 | 248.3566 | 299.2707 | 348.6681 | 392.5378 | 437.2322 | 481.3658 | 526.4308 | 568.0906 | 610.4021 | 652.2205 | 679.2783 | 690.9564 | 691.9597 | 691.9597 | 691.9597 | 0.040257 | 0.069449 | 0.098224 | 0.13011 | 0.14897 | 0.17062 | 0.19168 | 0.21511 | 0.23207 | 0.25143 | 0.26976 | 0.29116 | 0.30462 | 0.32166 | 0.33873 | 0.35875 | 0.37195 | 0.38858 | 0.43418 | 0.47064 | 0.040257 | 0.10924 | 0.20658 | 0.3351 | 0.48232 | 0.61125 | 0.73194 | 0.84698 | 0.94762 | 1.0485 | 1.1445 | 1.2417 | 1.329 | 1.4182 | 1.5063 | 1.5597 | 1.5808 | 1.5782 | 1.5754 | 1.5746 | 13.3736 | 23.3395 | 33.281 | 44.4237 | 51.1344 | 58.9245 | 66.6165 | 75.2688 | 81.713 | 89.1246 | 96.438 | 104.9217 | 110.6797 | 117.6777 | 124.6703 | 132.8108 | 138.1877 | 144.8135 | 162.1014 | 175.8047 | 13.3736 | 36.7132 | 69.9942 | 114.4179 | 165.5523 | 211.1031 | 254.3801 | 296.3679 | 333.6571 | 371.6474 | 409.1609 | 447.4661 | 482.8771 | 518.8418 | 554.3874 | 577.3865 | 587.313 | 588.1658 | 588.1658 | 588.1658 | 0.040257 | 0.069449 | 0.098224 | 0.13011 | 0.14897 | 0.17062 | 0.19168 | 0.21511 | 0.23207 | 0.25143 | 0.26976 | 0.29116 | 0.30462 | 0.32166 | 0.33873 | 0.35875 | 0.37195 | 0.38858 | 0.43418 | 0.47064 | 0.040257 | 0.10924 | 0.20658 | 0.3351 | 0.48232 | 0.61125 | 0.73194 | 0.84698 | 0.94762 | 1.0485 | 1.1445 | 1.2417 | 1.329 | 1.4182 | 1.5063 | 1.5597 | 1.5808 | 1.5782 | 1.5754 | 1.5746 | 13.3736 | 23.3395 | 33.281 | 44.4237 | 51.1344 | 58.9245 | 66.6165 | 75.2688 | 81.713 | 89.1246 | 96.438 | 104.9217 | 110.6797 | 117.6777 | 124.6703 | 132.8108 | 138.1877 | 144.8135 | 162.1014 | 175.8047 | 13.3736 | 36.7132 | 69.9942 | 114.4179 | 165.5523 | 211.1031 | 254.3801 | 296.3679 | 333.6571 | 371.6474 | 409.1609 | 447.4661 | 482.8771 | 518.8418 | 554.3874 | 577.3865 | 587.313 | 588.1658 | 588.1658 | 588.1658 | 0.040257 | 0.069449 | 0.098224 | 0.13011 | 0.14897 | 0.17062 | 0.19168 | 0.21511 | 0.23207 | 0.25143 | 0.26976 | 0.29116 | 0.30462 | 0.32166 | 0.33873 | 0.35875 | 0.37195 | 0.38858 | 0.43418 | 0.47064 | 0.040257 | 0.10924 | 0.20658 | 0.3351 | 0.48232 | 0.61125 | 0.73194 | 0.84698 | 0.94762 | 1.0485 | 1.1445 | 1.2417 | 1.329 | 1.4182 | 1.5063 | 1.5597 | 1.5808 | 1.5782 | 1.5754 | 1.5746 | 13.3736 | 23.3395 | 33.281 | 44.4237 | 51.1344 | 58.9245 | 66.6165 | 75.2688 | 81.713 | 89.1246 | 96.438 | 104.9217 | 110.6797 | 117.6777 | 124.6703 | 132.8108 | 138.1877 | 144.8135 | 162.1014 | 175.8047 | 13.3736 | 36.7132 | 69.9942 | 114.4179 | 165.5523 | 211.1031 | 254.3801 | 296.3679 | 333.6571 | 371.6474 | 409.1609 | 447.4661 | 482.8771 | 518.8418 | 554.3874 | 577.3865 | 587.313 | 588.1658 | 588.1658 | 588.1658 | 0.040257 | 0.069449 | 0.098224 | 0.13011 | 0.14897 | 0.17062 | 0.19168 | 0.21511 | 0.23207 | 0.25143 | 0.26976 | 0.29116 | 0.30462 | 0.32166 | 0.33873 | 0.35875 | 0.37195 | 0.38858 | 0.43418 | 0.47064 | 0.040257 | 0.10924 | 0.20658 | 0.3351 | 0.48232 | 0.61125 | 0.73194 | 0.84698 | 0.94762 | 1.0485 | 1.1445 | 1.2417 | 1.329 | 1.4182 | 1.5063 | 1.5597 | 1.5808 | 1.5782 | 1.5754 | 1.5746 | 13.3736 | 23.3395 | 33.281 | 44.4237 | 51.1344 | 58.9245 | 66.6165 | 75.2688 | 81.713 | 89.1246 | 96.438 | 104.9217 | 110.6797 | 117.6777 | 124.6703 | 132.8108 | 138.1877 | 144.8135 | 162.1014 | 175.8047 | 13.3736 | 36.7132 | 69.9942 | 114.4179 | 165.5523 | 211.1031 | 254.3801 | 296.3679 | 333.6571 | 371.6474 | 409.1609 | 447.4661 | 482.8771 | 518.8418 | 554.3874 | 577.3865 | 587.313 | 588.1658 | 588.1658 | 588.1658 | 309.5071 | 309.5071 | 309.5071 | 309.5071 | 309.5071 | 309.5071 | 309.5071 | 309.5071 | 309.5071 | 309.5071 | 309.5071 | 309.5071 | 309.5071 | 309.5071 | 309.5071 | 309.5071 | 309.5071 | 309.5071 | 309.5071 | 309.5071 | 266.0369 | 266.0369 | 266.0369 | 266.0369 | 266.0369 | 266.0369 | 266.0369 | 266.0369 | 266.0369 | 266.0369 | 266.0369 | 266.0369 | 266.0369 | 266.0369 | 266.0369 | 266.0369 | 266.0369 | 266.0369 | 266.0369 | 266.0369
WA_Industrial_Other Industrial_New_Process_Natural Gas_Strategic Energy Management_A | WA | Industrial | Other Industrial | New | Process | Natural Gas | Strategic Energy Management | A | IM715 | No energy management system | Energy management system installed and programmed | 5 | 1.4066 | 0 | 0 | 7.7 | 0 | 0.18 | 0 | 3.8512 |  | employee | 5% | 50% | Retrofit | RetroEven20 | 80.75% | TBD | 0.2% | 303.0873 |  | 254.8213 |  | 0.087451 | BEHAV_SEM-All-CPUC-2018_PG-26 | BEHAV_SEM-All-CPUC-2018_PG-26 | AEG Research | No energy management system | No energy management system | No energy management system | No energy management system | No energy management system | No energy management system | No energy management system | No energy management system | No energy management system | No energy management system | No energy management system | No energy management system | No energy management system | No energy management system | No energy management system | No energy management system | No energy management system | No energy management system | No energy management system | No energy management system | No energy management system | No energy management system | Energy management system installed and programmed | Energy management system installed and programmed | Energy management system installed and programmed | Energy management system installed and programmed | Energy management system installed and programmed | Energy management system installed and programmed | Energy management system installed and programmed | Energy management system installed and programmed | Energy management system installed and programmed | Energy management system installed and programmed | Energy management system installed and programmed | Energy management system installed and programmed | Energy management system installed and programmed | Energy management system installed and programmed | Energy management system installed and programmed | Energy management system installed and programmed | Energy management system installed and programmed | Energy management system installed and programmed | Energy management system installed and programmed | Energy management system installed and programmed | Energy management system installed and programmed | Energy management system installed and programmed | 7.7 | 7.7 | 7.7 | 7.7 | 7.7 | 7.7 | 7.7 | 7.7 | 7.7 | 7.7 | 7.7 | 7.7 | 7.7 | 7.7 | 7.7 | 7.7 | 7.7 | 7.7 | 7.7 | 7.7 | 7.7 | 7.7 | 0 | 0 | 1.4055 | 1.4049 | 1.4043 | 1.4038 | 1.403 | 1.4022 | 1.4013 | 1.4006 | 1.3997 | 1.3991 | 1.3986 | 1.3984 | 1.3981 | 1.398 | 1.3979 | 1.3979 | 1.3978 | 1.3977 | 1.3975 | 1.3974 | 0.10287 | 0.17945 | 0.25578 | 0.34129 | 0.39262 | 0.45218 | 0.5109 | 0.57694 | 0.62596 | 0.68243 | 0.73817 | 0.80298 | 0.84687 | 0.90035 | 0.9538 | 1.0161 | 1.0571 | 1.1077 | 1.2398 | 1.3445 | 0.10287 | 0.28228 | 0.53794 | 0.87902 | 1.2711 | 1.62 | 1.9509 | 2.2717 | 2.556 | 2.8457 | 3.1319 | 3.4245 | 3.6948 | 3.9696 | 4.2414 | 4.4173 | 4.4927 | 4.4989 | 4.4985 | 4.498 | 73.1906 | 127.7314 | 182.1383 | 243.1199 | 279.8455 | 322.4791 | 364.5753 | 411.9271 | 447.1944 | 487.7567 | 527.781 | 574.2103 | 605.722 | 644.0201 | 682.2893 | 726.8397 | 756.2666 | 792.5275 | 887.1401 | 962.1348 | 73.1906 | 200.922 | 383.0603 | 626.1803 | 906.0258 | 1155.3143 | 1392.1581 | 1621.9469 | 1826.0213 | 2033.9325 | 2239.2344 | 2448.8693 | 2642.6643 | 2839.49 | 3034.0226 | 3159.8908 | 3214.2157 | 3218.8829 | 3218.8829 | 3218.8829 | 0.087451 | 0.15256 | 0.21747 | 0.29018 | 0.33385 | 0.38453 | 0.4345 | 0.49071 | 0.53245 | 0.58052 | 0.62798 | 0.68313 | 0.72049 | 0.766 | 0.81148 | 0.86446 | 0.89937 | 0.94243 | 1.0548 | 1.1439 | 0.087451 | 0.23998 | 0.45736 | 0.74739 | 1.0809 | 1.3776 | 1.6592 | 1.9322 | 2.1742 | 2.4208 | 2.6643 | 2.9134 | 3.1434 | 3.3773 | 3.6085 | 3.7582 | 3.8224 | 3.8277 | 3.8274 | 3.8271 | 62.212 | 108.5717 | 154.8176 | 206.6519 | 237.8687 | 274.1072 | 309.889 | 350.138 | 380.1152 | 414.5932 | 448.6138 | 488.0787 | 514.8637 | 547.4171 | 579.9459 | 617.8138 | 642.8266 | 673.6484 | 754.069 | 817.8146 | 62.212 | 170.7837 | 325.6013 | 532.2532 | 770.1219 | 982.0171 | 1183.3344 | 1378.6548 | 1552.1181 | 1728.8426 | 1903.3492 | 2081.5389 | 2246.2646 | 2413.5665 | 2578.9192 | 2685.9072 | 2732.0834 | 2736.0505 | 2736.0505 | 2736.0505 | 0.087451 | 0.15256 | 0.21747 | 0.29018 | 0.33385 | 0.38453 | 0.4345 | 0.49071 | 0.53245 | 0.58052 | 0.62798 | 0.68313 | 0.72049 | 0.766 | 0.81148 | 0.86446 | 0.89937 | 0.94243 | 1.0548 | 1.1439 | 0.087451 | 0.23998 | 0.45736 | 0.74739 | 1.0809 | 1.3776 | 1.6592 | 1.9322 | 2.1742 | 2.4208 | 2.6643 | 2.9134 | 3.1434 | 3.3773 | 3.6085 | 3.7582 | 3.8224 | 3.8277 | 3.8274 | 3.8271 | 62.212 | 108.5717 | 154.8176 | 206.6519 | 237.8687 | 274.1072 | 309.889 | 350.138 | 380.1152 | 414.5932 | 448.6138 | 488.0787 | 514.8637 | 547.4171 | 579.9459 | 617.8138 | 642.8266 | 673.6484 | 754.069 | 817.8146 | 62.212 | 170.7837 | 325.6013 | 532.2532 | 770.1219 | 982.0171 | 1183.3344 | 1378.6548 | 1552.1181 | 1728.8426 | 1903.3492 | 2081.5389 | 2246.2646 | 2413.5665 | 2578.9192 | 2685.9072 | 2732.0834 | 2736.0505 | 2736.0505 | 2736.0505 | 0.087451 | 0.15256 | 0.21747 | 0.29018 | 0.33385 | 0.38453 | 0.4345 | 0.49071 | 0.53245 | 0.58052 | 0.62798 | 0.68313 | 0.72049 | 0.766 | 0.81148 | 0.86446 | 0.89937 | 0.94243 | 1.0548 | 1.1439 | 0.087451 | 0.23998 | 0.45736 | 0.74739 | 1.0809 | 1.3776 | 1.6592 | 1.9322 | 2.1742 | 2.4208 | 2.6643 | 2.9134 | 3.1434 | 3.3773 | 3.6085 | 3.7582 | 3.8224 | 3.8277 | 3.8274 | 3.8271 | 62.212 | 108.5717 | 154.8176 | 206.6519 | 237.8687 | 274.1072 | 309.889 | 350.138 | 380.1152 | 414.5932 | 448.6138 | 488.0787 | 514.8637 | 547.4171 | 579.9459 | 617.8138 | 642.8266 | 673.6484 | 754.069 | 817.8146 | 62.212 | 170.7837 | 325.6013 | 532.2532 | 770.1219 | 982.0171 | 1183.3344 | 1378.6548 | 1552.1181 | 1728.8426 | 1903.3492 | 2081.5389 | 2246.2646 | 2413.5665 | 2578.9192 | 2685.9072 | 2732.0834 | 2736.0505 | 2736.0505 | 2736.0505 | 0.087451 | 0.15256 | 0.21747 | 0.29018 | 0.33385 | 0.38453 | 0.4345 | 0.49071 | 0.53245 | 0.58052 | 0.62798 | 0.68313 | 0.72049 | 0.766 | 0.81148 | 0.86446 | 0.89937 | 0.94243 | 1.0548 | 1.1439 | 0.087451 | 0.23998 | 0.45736 | 0.74739 | 1.0809 | 1.3776 | 1.6592 | 1.9322 | 2.1742 | 2.4208 | 2.6643 | 2.9134 | 3.1434 | 3.3773 | 3.6085 | 3.7582 | 3.8224 | 3.8277 | 3.8274 | 3.8271 | 62.212 | 108.5717 | 154.8176 | 206.6519 | 237.8687 | 274.1072 | 309.889 | 350.138 | 380.1152 | 414.5932 | 448.6138 | 488.0787 | 514.8637 | 547.4171 | 579.9459 | 617.8138 | 642.8266 | 673.6484 | 754.069 | 817.8146 | 62.212 | 170.7837 | 325.6013 | 532.2532 | 770.1219 | 982.0171 | 1183.3344 | 1378.6548 | 1552.1181 | 1728.8426 | 1903.3492 | 2081.5389 | 2246.2646 | 2413.5665 | 2578.9192 | 2685.9072 | 2732.0834 | 2736.0505 | 2736.0505 | 2736.0505 | 309.5071 | 309.5071 | 309.5071 | 309.5071 | 309.5071 | 309.5071 | 309.5071 | 309.5071 | 309.5071 | 309.5071 | 309.5071 | 309.5071 | 309.5071 | 309.5071 | 309.5071 | 309.5071 | 309.5071 | 309.5071 | 309.5071 | 309.5071 | 266.0369 | 266.0369 | 266.0369 | 266.0369 | 266.0369 | 266.0369 | 266.0369 | 266.0369 | 266.0369 | 266.0369 | 266.0369 | 266.0369 | 266.0369 | 266.0369 | 266.0369 | 266.0369 | 266.0369 | 266.0369 | 266.0369 | 266.0369
WA_Industrial_Other Industrial_New_Miscellaneous_Natural Gas_Strategic Energy Management_A | WA | Industrial | Other Industrial | New | Miscellaneous | Natural Gas | Strategic Energy Management | A | IM716 | No energy management system | Energy management system installed and programmed | 5 | 0.89787 | 0 | 0 | 7.7 | 0 | 0.18 | 0 | 3.8512 |  | employee | 5% | 50% | Retrofit | RetroEven20 | 80.75% | TBD | 0.2% | 303.0873 |  | 254.8213 |  | 0.013965 | BEHAV_SEM-All-CPUC-2018_PG-26 | BEHAV_SEM-All-CPUC-2018_PG-26 | AEG Research | No energy management system | No energy management system | No energy management system | No energy management system | No energy management system | No energy management system | No energy management system | No energy management system | No energy management system | No energy management system | No energy management system | No energy management system | No energy management system | No energy management system | No energy management system | No energy management system | No energy management system | No energy management system | No energy management system | No energy management system | No energy management system | No energy management system | Energy management system installed and programmed | Energy management system installed and programmed | Energy management system installed and programmed | Energy management system installed and programmed | Energy management system installed and programmed | Energy management system installed and programmed | Energy management system installed and programmed | Energy management system installed and programmed | Energy management system installed and programmed | Energy management system installed and programmed | Energy management system installed and programmed | Energy management system installed and programmed | Energy management system installed and programmed | Energy management system installed and programmed | Energy management system installed and programmed | Energy management system installed and programmed | Energy management system installed and programmed | Energy management system installed and programmed | Energy management system installed and programmed | Energy management system installed and programmed | Energy management system installed and programmed | Energy management system installed and programmed | 7.7 | 7.7 | 7.7 | 7.7 | 7.7 | 7.7 | 7.7 | 7.7 | 7.7 | 7.7 | 7.7 | 7.7 | 7.7 | 7.7 | 7.7 | 7.7 | 7.7 | 7.7 | 7.7 | 7.7 | 7.7 | 7.7 | 0 | 0 | 0.89787 | 0.89787 | 0.89787 | 0.89787 | 0.89787 | 0.89787 | 0.89787 | 0.89787 | 0.89787 | 0.89787 | 0.89787 | 0.89787 | 0.89787 | 0.89787 | 0.89787 | 0.89787 | 0.89787 | 0.89787 | 0.89787 | 0.89787 | 0.016429 | 0.028672 | 0.040884 | 0.054573 | 0.062816 | 0.072386 | 0.081835 | 0.092464 | 0.10038 | 0.10949 | 0.11847 | 0.12889 | 0.13597 | 0.14456 | 0.15315 | 0.16315 | 0.16976 | 0.1779 | 0.19913 | 0.21597 | 0.016429 | 0.045101 | 0.085985 | 0.14056 | 0.20337 | 0.25933 | 0.31249 | 0.36407 | 0.40988 | 0.45655 | 0.50264 | 0.54969 | 0.59319 | 0.63737 | 0.68104 | 0.70929 | 0.72149 | 0.72254 | 0.72254 | 0.72254 | 18.2976 | 31.9329 | 45.5346 | 60.78 | 69.9614 | 80.6198 | 91.1438 | 102.9818 | 111.7986 | 121.9392 | 131.9452 | 143.5526 | 151.4305 | 161.005 | 170.5723 | 181.7099 | 189.0667 | 198.1319 | 221.785 | 240.5337 | 18.2976 | 50.2305 | 95.7651 | 156.5451 | 226.5064 | 288.8286 | 348.0395 | 405.4867 | 456.5053 | 508.4831 | 559.8086 | 612.2173 | 660.6661 | 709.8725 | 758.5057 | 789.9727 | 803.5539 | 804.7207 | 804.7207 | 804.7207 | 0.013965 | 0.024371 | 0.034752 | 0.046387 | 0.053394 | 0.061528 | 0.06956 | 0.078595 | 0.085324 | 0.093063 | 0.1007 | 0.10956 | 0.11557 | 0.12288 | 0.13018 | 0.13868 | 0.14429 | 0.15121 | 0.16926 | 0.18357 | 0.013965 | 0.038335 | 0.073087 | 0.11947 | 0.17287 | 0.22043 | 0.26562 | 0.30946 | 0.3484 | 0.38807 | 0.42724 | 0.46724 | 0.50421 | 0.54177 | 0.57888 | 0.6029 | 0.61326 | 0.61415 | 0.61415 | 0.61415 | 15.553 | 27.1429 | 38.7044 | 51.663 | 59.4672 | 68.5268 | 77.4723 | 87.5345 | 95.0288 | 103.6483 | 112.1535 | 122.0197 | 128.7159 | 136.8543 | 144.9865 | 154.4534 | 160.7067 | 168.4121 | 188.5173 | 204.4536 | 15.553 | 42.6959 | 81.4003 | 133.0633 | 192.5305 | 245.5043 | 295.8336 | 344.6637 | 388.0295 | 432.2107 | 475.8373 | 520.3847 | 561.5662 | 603.3916 | 644.7298 | 671.4768 | 683.0208 | 684.0126 | 684.0126 | 684.0126 | 0.013965 | 0.024371 | 0.034752 | 0.046387 | 0.053394 | 0.061528 | 0.06956 | 0.078595 | 0.085324 | 0.093063 | 0.1007 | 0.10956 | 0.11557 | 0.12288 | 0.13018 | 0.13868 | 0.14429 | 0.15121 | 0.16926 | 0.18357 | 0.013965 | 0.038335 | 0.073087 | 0.11947 | 0.17287 | 0.22043 | 0.26562 | 0.30946 | 0.3484 | 0.38807 | 0.42724 | 0.46724 | 0.50421 | 0.54177 | 0.57888 | 0.6029 | 0.61326 | 0.61415 | 0.61415 | 0.61415 | 15.553 | 27.1429 | 38.7044 | 51.663 | 59.4672 | 68.5268 | 77.4723 | 87.5345 | 95.0288 | 103.6483 | 112.1535 | 122.0197 | 128.7159 | 136.8543 | 144.9865 | 154.4534 | 160.7067 | 168.4121 | 188.5173 | 204.4536 | 15.553 | 42.6959 | 81.4003 | 133.0633 | 192.5305 | 245.5043 | 295.8336 | 344.6637 | 388.0295 | 432.2107 | 475.8373 | 520.3847 | 561.5662 | 603.3916 | 644.7298 | 671.4768 | 683.0208 | 684.0126 | 684.0126 | 684.0126 | 0.013965 | 0.024371 | 0.034752 | 0.046387 | 0.053394 | 0.061528 | 0.06956 | 0.078595 | 0.085324 | 0.093063 | 0.1007 | 0.10956 | 0.11557 | 0.12288 | 0.13018 | 0.13868 | 0.14429 | 0.15121 | 0.16926 | 0.18357 | 0.013965 | 0.038335 | 0.073087 | 0.11947 | 0.17287 | 0.22043 | 0.26562 | 0.30946 | 0.3484 | 0.38807 | 0.42724 | 0.46724 | 0.50421 | 0.54177 | 0.57888 | 0.6029 | 0.61326 | 0.61415 | 0.61415 | 0.61415 | 15.553 | 27.1429 | 38.7044 | 51.663 | 59.4672 | 68.5268 | 77.4723 | 87.5345 | 95.0288 | 103.6483 | 112.1535 | 122.0197 | 128.7159 | 136.8543 | 144.9865 | 154.4534 | 160.7067 | 168.4121 | 188.5173 | 204.4536 | 15.553 | 42.6959 | 81.4003 | 133.0633 | 192.5305 | 245.5043 | 295.8336 | 344.6637 | 388.0295 | 432.2107 | 475.8373 | 520.3847 | 561.5662 | 603.3916 | 644.7298 | 671.4768 | 683.0208 | 684.0126 | 684.0126 | 684.0126 | 0.013965 | 0.024371 | 0.034752 | 0.046387 | 0.053394 | 0.061528 | 0.06956 | 0.078595 | 0.085324 | 0.093063 | 0.1007 | 0.10956 | 0.11557 | 0.12288 | 0.13018 | 0.13868 | 0.14429 | 0.15121 | 0.16926 | 0.18357 | 0.013965 | 0.038335 | 0.073087 | 0.11947 | 0.17287 | 0.22043 | 0.26562 | 0.30946 | 0.3484 | 0.38807 | 0.42724 | 0.46724 | 0.50421 | 0.54177 | 0.57888 | 0.6029 | 0.61326 | 0.61415 | 0.61415 | 0.61415 | 15.553 | 27.1429 | 38.7044 | 51.663 | 59.4672 | 68.5268 | 77.4723 | 87.5345 | 95.0288 | 103.6483 | 112.1535 | 122.0197 | 128.7159 | 136.8543 | 144.9865 | 154.4534 | 160.7067 | 168.4121 | 188.5173 | 204.4536 | 15.553 | 42.6959 | 81.4003 | 133.0633 | 192.5305 | 245.5043 | 295.8336 | 344.6637 | 388.0295 | 432.2107 | 475.8373 | 520.3847 | 561.5662 | 603.3916 | 644.7298 | 671.4768 | 683.0208 | 684.0126 | 684.0126 | 684.0126 | 309.5071 | 309.5071 | 309.5071 | 309.5071 | 309.5071 | 309.5071 | 309.5071 | 309.5071 | 309.5071 | 309.5071 | 309.5071 | 309.5071 | 309.5071 | 309.5071 | 309.5071 | 309.5071 | 309.5071 | 309.5071 | 309.5071 | 309.5071 | 266.0369 | 266.0369 | 266.0369 | 266.0369 | 266.0369 | 266.0369 | 266.0369 | 266.0369 | 266.0369 | 266.0369 | 266.0369 | 266.0369 | 266.0369 | 266.0369 | 266.0369 | 266.0369 | 266.0369 | 266.0369 | 266.0369 | 266.0369
WA_Industrial_Other Industrial_New_Space Heating_Natural Gas_Commissioning_A | WA | Industrial | Other Industrial | New | Space Heating | Natural Gas | Commissioning | A | IM717 | New construction code | Optimized HVAC design and controls | 10 | 3.6154 | 0 | 0 | 0.27 | 0 | 0 | 0 | 0.1336 |  | employee | 0% | 0% | Retrofit | Retro12Med | 75.44% | TBD | 0.2% | 28.1959 |  | 20.0691 |  | 0 | DL20_COM_CX-Refrig-2021PLN-V11-3 | 2018 AMIL BUS Retro-Commissioning Initiative | U.S. Department of Energy. Lawrence Berkeley National Labs and Building Commissioning Association. https://www.bcxa.org/wp-content/uploads/2020/09/1-s2.0- S0378778819319553-main.pdf | New construction code | New construction code | New construction code | New construction code | New construction code | New construction code | New construction code | New construction code | New construction code | New construction code | New construction code | New construction code | New construction code | New construction code | New construction code | New construction code | New construction code | New construction code | New construction code | New construction code | New construction code | New construction code | Optimized HVAC design and controls | Optimized HVAC design and controls | Optimized HVAC design and controls | Optimized HVAC design and controls | Optimized HVAC design and controls | Optimized HVAC design and controls | Optimized HVAC design and controls | Optimized HVAC design and controls | Optimized HVAC design and controls | Optimized HVAC design and controls | Optimized HVAC design and controls | Optimized HVAC design and controls | Optimized HVAC design and controls | Optimized HVAC design and controls | Optimized HVAC design and controls | Optimized HVAC design and controls | Optimized HVAC design and controls | Optimized HVAC design and controls | Optimized HVAC design and controls | Optimized HVAC design and controls | Optimized HVAC design and controls | Optimized HVAC design and controls | 0.27 | 0.27 | 0.27 | 0.27 | 0.27 | 0.27 | 0.27 | 0.27 | 0.27 | 0.27 | 0.27 | 0.27 | 0.27 | 0.27 | 0.27 | 0.27 | 0.27 | 0.27 | 0.27 | 0.27 | 0.27 | 0.27 | 0 | 0 | 3.6033 | 3.3922 | 3.3097 | 3.2616 | 3.2429 | 3.2265 | 3.2142 | 3.2033 | 3.1967 | 3.1904 | 3.1775 | 3.1671 | 3.1562 | 3.1658 | 3.1716 | 3.1714 | 3.1774 | 3.1765 | 3.178 | 3.175 | 0 | 0 | 0 | 0 | 0 | 0 | 0 | 0 | 0 | 0 | 0 | 0 | 0 | 0 | 0 | 0 | 0 | 0 | 0 | 0 | 0 | 0 | 0 | 0 | 0 | 0 | 0 | 0 | 0 | 0 | 0 | 0 | 0 | 0 | 0 | 0 | 0 | 0 | 0 | 0 | 0 | 0 | 0 | 0 | 0 | 0 | 0 | 0 | 0 | 0 | 0 | 0 | 0 | 0 | 0 | 0 | 0 | 0 | 0 | 0 | 0 | 0 | 0 | 0 | 0 | 0 | 0 | 0 | 0 | 0 | 0 | 0 | 0 | 0 | 0 | 0 | 0 | 0 | 0 | 0 | 0 | 0 | 0 | 0 | 0 | 0 | 0 | 0 | 0 | 0 | 0 | 0 | 0 | 0 | 0 | 0 | 0 | 0 | 0 | 0 | 0 | 0 | 0 | 0 | 0 | 0 | 0 | 0 | 0 | 0 | 0 | 0 | 0 | 0 | 0 | 0 | 0 | 0 | 0 | 0 | 0 | 0 | 0 | 0 | 0 | 0 | 0 | 0 | 0 | 0 | 0 | 0 | 0 | 0 | 0 | 0 | 0 | 0 | 0 | 0 | 0 | 0 | 0 | 0 | 0 | 0 | 0 | 0 | 0 | 0 | 0 | 0 | 0 | 0 | 0 | 0 | 0 | 0 | 0 | 0 | 0 | 0 | 0 | 0 | 0 | 0 | 0 | 0 | 0 | 0 | 0 | 0 | 0 | 0 | 0 | 0 | 0 | 0 | 0 | 0 | 0 | 0 | 0 | 0 | 0 | 0 | 0 | 0 | 0 | 0 | 0 | 0 | 0 | 0 | 0 | 0 | 0 | 0 | 0 | 0 | 0 | 0 | 0 | 0 | 0 | 0 | 0 | 0 | 0 | 0 | 0 | 0 | 0 | 0 | 0 | 0 | 0 | 0 | 0 | 0 | 0 | 0 | 0 | 0 | 0 | 0 | 0 | 0 | 0 | 0 | 0 | 0 | 0 | 0 | 0 | 0 | 0 | 0 | 0 | 0 | 0 | 0 | 0 | 0 | 0 | 0 | 0 | 0 | 0 | 0 | 0 | 0 | 0 | 0 | 0 | 0 | 0 | 0 | 0 | 0 | 0 | 0 | 0 | 0 | 0 | 0 | 0 | 0 | 0 | 0 | 0 | 0 | 0 | 0 | 0 | 0 | 0 | 0 | 0 | 0 | 0 | 0 | 0 | 0 | 0 | 0 | 0 | 0 | 0 | 0 | 0 | 0 | 0 | 0 | 0 | 0 | 0 | 0 | 0 | 0 | 0 | 0 | 0 | 0 | 0 | 0 | 0 | 0 | 0 | 0 | 0 | 0 | 0 | 0 | 0 | 0 | 0 | 0 | 0 | 0 | 0 | 0 | 0 | 0 | 0 | 0 | 0 | 0 | 0 | 0 | 0 | 0 | 0 | 0 | 0 | 0 | 0 | 0 | 0 | 0 | 0 | 0 | 0 | 0 | 0 | 0 | 0 | 0 | 0 | 0 | 0 | 0 | 0 | 0 | 0 | 0 | 0 | 0 | 0 | 0 | 0 | 0 | 0 | 0 | 0 | 0 | 0 | 0 | 0 | 0 | 0 | 0 | 0 | 0 | 0 | 0 | 0 | 0 | 0 | 0 | 0 | 0 | 0 | 0 | 0 | 0 | 0 | 0 | 0 | 0 | 0 | 0 | 0 | 0 | 0 | 0 | 0 | 0 | 0 | 0 | 3.2926 | 3.2926 | 3.2926 | 3.2926 | 3.2926 | 3.2926 | 3.2926 | 3.2926 | 3.2926 | 3.2926 | 3.2926 | 3.2926 | 3.2926 | 3.2926 | 3.2926 | 3.2926 | 3.2926 | 3.2926 | 3.2926 | 3.2926 | 2.3436 | 2.3436 | 2.3436 | 2.3436 | 2.3436 | 2.3436 | 2.3436 | 2.3436 | 2.3436 | 2.3436 | 2.3436 | 2.3436 | 2.3436 | 2.3436 | 2.3436 | 2.3436 | 2.3436 | 2.3436 | 2.3436 | 2.3436
WA_Industrial_Other Industrial_New_Process_Natural Gas_Commissioning_A | WA | Industrial | Other Industrial | New | Process | Natural Gas | Commissioning | A | IM718 | New construction code | Optimized process design and controls | 10 | 7.8506 | 0 | 0 | 0.27 | 0 | 0 | 0 | 0.1336 |  | employee | 0% | 0% | Retrofit | Retro12Med | 75.44% | TBD | 0.2% | 28.1959 |  | 20.0691 |  | 0 | DL20_COM_CX-Refrig-2021PLN-V11-3 | 2018 AMIL BUS Retro-Commissioning Initiative | U.S. Department of Energy. Lawrence Berkeley National Labs and Building Commissioning Association. https://www.bcxa.org/wp-content/uploads/2020/09/1-s2.0- S0378778819319553-main.pdf | New construction code | New construction code | New construction code | New construction code | New construction code | New construction code | New construction code | New construction code | New construction code | New construction code | New construction code | New construction code | New construction code | New construction code | New construction code | New construction code | New construction code | New construction code | New construction code | New construction code | New construction code | New construction code | Optimized process design and controls | Optimized process design and controls | Optimized process design and controls | Optimized process design and controls | Optimized process design and controls | Optimized process design and controls | Optimized process design and controls | Optimized process design and controls | Optimized process design and controls | Optimized process design and controls | Optimized process design and controls | Optimized process design and controls | Optimized process design and controls | Optimized process design and controls | Optimized process design and controls | Optimized process design and controls | Optimized process design and controls | Optimized process design and controls | Optimized process design and controls | Optimized process design and controls | Optimized process design and controls | Optimized process design and controls | 0.27 | 0.27 | 0.27 | 0.27 | 0.27 | 0.27 | 0.27 | 0.27 | 0.27 | 0.27 | 0.27 | 0.27 | 0.27 | 0.27 | 0.27 | 0.27 | 0.27 | 0.27 | 0.27 | 0.27 | 0.27 | 0.27 | 0 | 0 | 7.8495 | 7.8492 | 7.8491 | 7.8494 | 7.8496 | 7.8497 | 7.8498 | 7.8499 | 7.8499 | 7.85 | 7.85 | 7.8501 | 7.8501 | 7.8501 | 7.8501 | 7.8502 | 7.8502 | 7.8502 | 7.8502 | 7.8502 | 0 | 0 | 0 | 0 | 0 | 0 | 0 | 0 | 0 | 0 | 0 | 0 | 0 | 0 | 0 | 0 | 0 | 0 | 0 | 0 | 0 | 0 | 0 | 0 | 0 | 0 | 0 | 0 | 0 | 0 | 0 | 0 | 0 | 0 | 0 | 0 | 0 | 0 | 0 | 0 | 0 | 0 | 0 | 0 | 0 | 0 | 0 | 0 | 0 | 0 | 0 | 0 | 0 | 0 | 0 | 0 | 0 | 0 | 0 | 0 | 0 | 0 | 0 | 0 | 0 | 0 | 0 | 0 | 0 | 0 | 0 | 0 | 0 | 0 | 0 | 0 | 0 | 0 | 0 | 0 | 0 | 0 | 0 | 0 | 0 | 0 | 0 | 0 | 0 | 0 | 0 | 0 | 0 | 0 | 0 | 0 | 0 | 0 | 0 | 0 | 0 | 0 | 0 | 0 | 0 | 0 | 0 | 0 | 0 | 0 | 0 | 0 | 0 | 0 | 0 | 0 | 0 | 0 | 0 | 0 | 0 | 0 | 0 | 0 | 0 | 0 | 0 | 0 | 0 | 0 | 0 | 0 | 0 | 0 | 0 | 0 | 0 | 0 | 0 | 0 | 0 | 0 | 0 | 0 | 0 | 0 | 0 | 0 | 0 | 0 | 0 | 0 | 0 | 0 | 0 | 0 | 0 | 0 | 0 | 0 | 0 | 0 | 0 | 0 | 0 | 0 | 0 | 0 | 0 | 0 | 0 | 0 | 0 | 0 | 0 | 0 | 0 | 0 | 0 | 0 | 0 | 0 | 0 | 0 | 0 | 0 | 0 | 0 | 0 | 0 | 0 | 0 | 0 | 0 | 0 | 0 | 0 | 0 | 0 | 0 | 0 | 0 | 0 | 0 | 0 | 0 | 0 | 0 | 0 | 0 | 0 | 0 | 0 | 0 | 0 | 0 | 0 | 0 | 0 | 0 | 0 | 0 | 0 | 0 | 0 | 0 | 0 | 0 | 0 | 0 | 0 | 0 | 0 | 0 | 0 | 0 | 0 | 0 | 0 | 0 | 0 | 0 | 0 | 0 | 0 | 0 | 0 | 0 | 0 | 0 | 0 | 0 | 0 | 0 | 0 | 0 | 0 | 0 | 0 | 0 | 0 | 0 | 0 | 0 | 0 | 0 | 0 | 0 | 0 | 0 | 0 | 0 | 0 | 0 | 0 | 0 | 0 | 0 | 0 | 0 | 0 | 0 | 0 | 0 | 0 | 0 | 0 | 0 | 0 | 0 | 0 | 0 | 0 | 0 | 0 | 0 | 0 | 0 | 0 | 0 | 0 | 0 | 0 | 0 | 0 | 0 | 0 | 0 | 0 | 0 | 0 | 0 | 0 | 0 | 0 | 0 | 0 | 0 | 0 | 0 | 0 | 0 | 0 | 0 | 0 | 0 | 0 | 0 | 0 | 0 | 0 | 0 | 0 | 0 | 0 | 0 | 0 | 0 | 0 | 0 | 0 | 0 | 0 | 0 | 0 | 0 | 0 | 0 | 0 | 0 | 0 | 0 | 0 | 0 | 0 | 0 | 0 | 0 | 0 | 0 | 0 | 0 | 0 | 0 | 0 | 0 | 0 | 0 | 0 | 0 | 0 | 0 | 0 | 0 | 0 | 0 | 0 | 0 | 0 | 0 | 0 | 0 | 0 | 0 | 0 | 0 | 0 | 0 | 0 | 0 | 0 | 0 | 0 | 0 | 0 | 0 | 0 | 0 | 0 | 0 | 3.2926 | 3.2926 | 3.2926 | 3.2926 | 3.2926 | 3.2926 | 3.2926 | 3.2926 | 3.2926 | 3.2926 | 3.2926 | 3.2926 | 3.2926 | 3.2926 | 3.2926 | 3.2926 | 3.2926 | 3.2926 | 3.2926 | 3.2926 | 2.3436 | 2.3436 | 2.3436 | 2.3436 | 2.3436 | 2.3436 | 2.3436 | 2.3436 | 2.3436 | 2.3436 | 2.3436 | 2.3436 | 2.3436 | 2.3436 | 2.3436 | 2.3436 | 2.3436 | 2.3436 | 2.3436 | 2.3436
WA_Industrial_Other Industrial_New_Space Heating_Natural Gas_Retrocommissioning_A | WA | Industrial | Other Industrial | New | Space Heating | Natural Gas | Retrocommissioning | A | IM719 | Vintage/existing building | Optimized HVAC flow and controls | 5 | 0 | 0 | 0 | 0 | 0 | 0 | 0 | 0 |  | employee | 0% | 0% | Retrofit | RetroEven20 | 80.75% | TBD | 0.2% | 290.8153 |  | 224.9517 |  | 0 | COM_RCX-Heating-7PLN-v5-18 | COM_RCX-Heating-7PLN-v5-18 | n/a | Vintage/existing building | Vintage/existing building | Vintage/existing building | Vintage/existing building | Vintage/existing building | Vintage/existing building | Vintage/existing building | Vintage/existing building | Vintage/existing building | Vintage/existing building | Vintage/existing building | Vintage/existing building | Vintage/existing building | Vintage/existing building | Vintage/existing building | Vintage/existing building | Vintage/existing building | Vintage/existing building | Vintage/existing building | Vintage/existing building | Vintage/existing building | Vintage/existing building | Optimized HVAC flow and controls | Optimized HVAC flow and controls | Optimized HVAC flow and controls | Optimized HVAC flow and controls | Optimized HVAC flow and controls | Optimized HVAC flow and controls | Optimized HVAC flow and controls | Optimized HVAC flow and controls | Optimized HVAC flow and controls | Optimized HVAC flow and controls | Optimized HVAC flow and controls | Optimized HVAC flow and controls | Optimized HVAC flow and controls | Optimized HVAC flow and controls | Optimized HVAC flow and controls | Optimized HVAC flow and controls | Optimized HVAC flow and controls | Optimized HVAC flow and controls | Optimized HVAC flow and controls | Optimized HVAC flow and controls | Optimized HVAC flow and controls | Optimized HVAC flow and controls | 0 | 0 | 0 | 0 | 0 | 0 | 0 | 0 | 0 | 0 | 0 | 0 | 0 | 0 | 0 | 0 | 0 | 0 | 0 | 0 | 0 | 0 | 0 | 0 | 0 | 0 | 0 | 0 | 0 | 0 | 0 | 0 | 0 | 0 | 0 | 0 | 0 | 0 | 0 | 0 | 0 | 0 | 0 | 0 | 0 | 0 | 0 | 0 | 0 | 0 | 0 | 0 | 0 | 0 | 0 | 0 | 0 | 0 | 0 | 0 | 0 | 0 | 0 | 0 | 0 | 0 | 0 | 0 | 0 | 0 | 0 | 0 | 0 | 0 | 0 | 0 | 0 | 0 | 0 | 0 | 0 | 0 | 0 | 0 | 0 | 0 | 0 | 0 | 0 | 0 | 0 | 0 | 0 | 0 | 0 | 0 | 0 | 0 | 0 | 0 | 0 | 0 | 0 | 0 | 0 | 0 | 0 | 0 | 0 | 0 | 0 | 0 | 0 | 0 | 0 | 0 | 0 | 0 | 0 | 0 | 0 | 0 | 0 | 0 | 0 | 0 | 0 | 0 | 0 | 0 | 0 | 0 | 0 | 0 | 0 | 0 | 0 | 0 | 0 | 0 | 0 | 0 | 0 | 0 | 0 | 0 | 0 | 0 | 0 | 0 | 0 | 0 | 0 | 0 | 0 | 0 | 0 | 0 | 0 | 0 | 0 | 0 | 0 | 0 | 0 | 0 | 0 | 0 | 0 | 0 | 0 | 0 | 0 | 0 | 0 | 0 | 0 | 0 | 0 | 0 | 0 | 0 | 0 | 0 | 0 | 0 | 0 | 0 | 0 | 0 | 0 | 0 | 0 | 0 | 0 | 0 | 0 | 0 | 0 | 0 | 0 | 0 | 0 | 0 | 0 | 0 | 0 | 0 | 0 | 0 | 0 | 0 | 0 | 0 | 0 | 0 | 0 | 0 | 0 | 0 | 0 | 0 | 0 | 0 | 0 | 0 | 0 | 0 | 0 | 0 | 0 | 0 | 0 | 0 | 0 | 0 | 0 | 0 | 0 | 0 | 0 | 0 | 0 | 0 | 0 | 0 | 0 | 0 | 0 | 0 | 0 | 0 | 0 | 0 | 0 | 0 | 0 | 0 | 0 | 0 | 0 | 0 | 0 | 0 | 0 | 0 | 0 | 0 | 0 | 0 | 0 | 0 | 0 | 0 | 0 | 0 | 0 | 0 | 0 | 0 | 0 | 0 | 0 | 0 | 0 | 0 | 0 | 0 | 0 | 0 | 0 | 0 | 0 | 0 | 0 | 0 | 0 | 0 | 0 | 0 | 0 | 0 | 0 | 0 | 0 | 0 | 0 | 0 | 0 | 0 | 0 | 0 | 0 | 0 | 0 | 0 | 0 | 0 | 0 | 0 | 0 | 0 | 0 | 0 | 0 | 0 | 0 | 0 | 0 | 0 | 0 | 0 | 0 | 0 | 0 | 0 | 0 | 0 | 0 | 0 | 0 | 0 | 0 | 0 | 0 | 0 | 0 | 0 | 0 | 0 | 0 | 0 | 0 | 0 | 0 | 0 | 0 | 0 | 0 | 0 | 0 | 0 | 0 | 0 | 0 | 0 | 0 | 0 | 0 | 0 | 0 | 0 | 0 | 0 | 0 | 0 | 0 | 0 | 0 | 0 | 0 | 0 | 0 | 0 | 0 | 0 | 0 | 0 | 0 | 0 | 0 | 0 | 0 | 0 | 0 | 0 | 0 | 0 | 0 | 0 | 0 | 0 | 0 | 0 | 0 | 0 | 0 | 0 | 0 | 0 | 0 | 0 | 0 | 0 | 0 | 0 | 0 | 0 | 0 | 0 | 0 | 0 | 0 | 0 | 0 | 0 | 0 | 0 | 0 | 0 | 0 | 0 | 0 | 0 | 0 | 0 | 0 | 0 | 0 | 0 | 0 | 0 | 0 | 0 | 0 | 0 | 0 | 0 | 0 | 0 | 0 | 0 | 0 | 0 | 0 | 0 | 0 | 0 | 0 | 0 | 0 | 0 | 0 | 0 | 0 | 0 | 0 | 0 | 0 | 0 | 0 | 0 | 0 | 0 | 0 | 0 | 0 | 0 | 0 | 0 | 0 | 0 | 0 | 0
WA_Industrial_Other Industrial_New_Process_Natural Gas_Retrocommissioning_A | WA | Industrial | Other Industrial | New | Process | Natural Gas | Retrocommissioning | A | IM720 | Vintage/existing building | Optimized process design and controls | 5 | 0 | 0 | 0 | 0 | 0 | 0 | 0 | 0 |  | employee | 0% | 0% | Retrofit | RetroEven20 | 80.75% | TBD | 0.2% | 290.8153 |  | 224.9517 |  | 0 | COM_RCX-Heating-7PLN-v5-18 | COM_RCX-Heating-7PLN-v5-18 | n/a | Vintage/existing building | Vintage/existing building | Vintage/existing building | Vintage/existing building | Vintage/existing building | Vintage/existing building | Vintage/existing building | Vintage/existing building | Vintage/existing building | Vintage/existing building | Vintage/existing building | Vintage/existing building | Vintage/existing building | Vintage/existing building | Vintage/existing building | Vintage/existing building | Vintage/existing building | Vintage/existing building | Vintage/existing building | Vintage/existing building | Vintage/existing building | Vintage/existing building | Optimized process design and controls | Optimized process design and controls | Optimized process design and controls | Optimized process design and controls | Optimized process design and controls | Optimized process design and controls | Optimized process design and controls | Optimized process design and controls | Optimized process design and controls | Optimized process design and controls | Optimized process design and controls | Optimized process design and controls | Optimized process design and controls | Optimized process design and controls | Optimized process design and controls | Optimized process design and controls | Optimized process design and controls | Optimized process design and controls | Optimized process design and controls | Optimized process design and controls | Optimized process design and controls | Optimized process design and controls | 0 | 0 | 0 | 0 | 0 | 0 | 0 | 0 | 0 | 0 | 0 | 0 | 0 | 0 | 0 | 0 | 0 | 0 | 0 | 0 | 0 | 0 | 0 | 0 | 0 | 0 | 0 | 0 | 0 | 0 | 0 | 0 | 0 | 0 | 0 | 0 | 0 | 0 | 0 | 0 | 0 | 0 | 0 | 0 | 0 | 0 | 0 | 0 | 0 | 0 | 0 | 0 | 0 | 0 | 0 | 0 | 0 | 0 | 0 | 0 | 0 | 0 | 0 | 0 | 0 | 0 | 0 | 0 | 0 | 0 | 0 | 0 | 0 | 0 | 0 | 0 | 0 | 0 | 0 | 0 | 0 | 0 | 0 | 0 | 0 | 0 | 0 | 0 | 0 | 0 | 0 | 0 | 0 | 0 | 0 | 0 | 0 | 0 | 0 | 0 | 0 | 0 | 0 | 0 | 0 | 0 | 0 | 0 | 0 | 0 | 0 | 0 | 0 | 0 | 0 | 0 | 0 | 0 | 0 | 0 | 0 | 0 | 0 | 0 | 0 | 0 | 0 | 0 | 0 | 0 | 0 | 0 | 0 | 0 | 0 | 0 | 0 | 0 | 0 | 0 | 0 | 0 | 0 | 0 | 0 | 0 | 0 | 0 | 0 | 0 | 0 | 0 | 0 | 0 | 0 | 0 | 0 | 0 | 0 | 0 | 0 | 0 | 0 | 0 | 0 | 0 | 0 | 0 | 0 | 0 | 0 | 0 | 0 | 0 | 0 | 0 | 0 | 0 | 0 | 0 | 0 | 0 | 0 | 0 | 0 | 0 | 0 | 0 | 0 | 0 | 0 | 0 | 0 | 0 | 0 | 0 | 0 | 0 | 0 | 0 | 0 | 0 | 0 | 0 | 0 | 0 | 0 | 0 | 0 | 0 | 0 | 0 | 0 | 0 | 0 | 0 | 0 | 0 | 0 | 0 | 0 | 0 | 0 | 0 | 0 | 0 | 0 | 0 | 0 | 0 | 0 | 0 | 0 | 0 | 0 | 0 | 0 | 0 | 0 | 0 | 0 | 0 | 0 | 0 | 0 | 0 | 0 | 0 | 0 | 0 | 0 | 0 | 0 | 0 | 0 | 0 | 0 | 0 | 0 | 0 | 0 | 0 | 0 | 0 | 0 | 0 | 0 | 0 | 0 | 0 | 0 | 0 | 0 | 0 | 0 | 0 | 0 | 0 | 0 | 0 | 0 | 0 | 0 | 0 | 0 | 0 | 0 | 0 | 0 | 0 | 0 | 0 | 0 | 0 | 0 | 0 | 0 | 0 | 0 | 0 | 0 | 0 | 0 | 0 | 0 | 0 | 0 | 0 | 0 | 0 | 0 | 0 | 0 | 0 | 0 | 0 | 0 | 0 | 0 | 0 | 0 | 0 | 0 | 0 | 0 | 0 | 0 | 0 | 0 | 0 | 0 | 0 | 0 | 0 | 0 | 0 | 0 | 0 | 0 | 0 | 0 | 0 | 0 | 0 | 0 | 0 | 0 | 0 | 0 | 0 | 0 | 0 | 0 | 0 | 0 | 0 | 0 | 0 | 0 | 0 | 0 | 0 | 0 | 0 | 0 | 0 | 0 | 0 | 0 | 0 | 0 | 0 | 0 | 0 | 0 | 0 | 0 | 0 | 0 | 0 | 0 | 0 | 0 | 0 | 0 | 0 | 0 | 0 | 0 | 0 | 0 | 0 | 0 | 0 | 0 | 0 | 0 | 0 | 0 | 0 | 0 | 0 | 0 | 0 | 0 | 0 | 0 | 0 | 0 | 0 | 0 | 0 | 0 | 0 | 0 | 0 | 0 | 0 | 0 | 0 | 0 | 0 | 0 | 0 | 0 | 0 | 0 | 0 | 0 | 0 | 0 | 0 | 0 | 0 | 0 | 0 | 0 | 0 | 0 | 0 | 0 | 0 | 0 | 0 | 0 | 0 | 0 | 0 | 0 | 0 | 0 | 0 | 0 | 0 | 0 | 0 | 0 | 0 | 0 | 0 | 0 | 0 | 0 | 0 | 0 | 0 | 0 | 0 | 0 | 0 | 0 | 0 | 0 | 0 | 0 | 0 | 0 | 0 | 0 | 0 | 0 | 0 | 0 | 0
WA_Industrial_Food Products_Existing_Space Heating_Natural Gas_Condensing RTU_A | WA | Industrial | Food Products | Existing | Space Heating | Natural Gas | Condensing RTU | A | IM721 | tbd | tbd | 5 | 24.4582 | 0 | 0 | 2.56 | 0 | 0 | 0 | 1.2816 |  | sqft | 0% | 0% | Retrofit | Retro5Med | 81.71% | TBD | 0.2% | 160.1386 |  | 123.8706 |  | 0 | n/a | NEEA Condensing Rooftop Unit Field Study - October 28, 2019 | NEEA Condensing Rooftop Unit Field Study - October 28, 2019 | tbd | tbd | tbd | tbd | tbd | tbd | tbd | tbd | tbd | tbd | tbd | tbd | tbd | tbd | tbd | tbd | tbd | tbd | tbd | tbd | tbd | tbd | tbd | tbd | tbd | tbd | tbd | tbd | tbd | tbd | tbd | tbd | tbd | tbd | tbd | tbd | tbd | tbd | tbd | tbd | tbd | tbd | tbd | tbd | 2.56 | 2.56 | 2.56 | 2.56 | 2.56 | 2.56 | 2.56 | 2.56 | 2.56 | 2.56 | 2.56 | 2.56 | 2.56 | 2.56 | 2.56 | 2.56 | 2.56 | 2.56 | 2.56 | 2.56 | 2.56 | 2.56 | 0 | 0 | 24.1467 | 23.9597 | 23.7664 | 23.5667 | 23.3608 | 23.1485 | 22.9301 | 22.7057 | 22.4769 | 22.2452 | 22.0119 | 21.7765 | 21.5438 | 21.3129 | 21.0845 | 20.8717 | 20.6734 | 20.488 | 20.3146 | 20.1526 | 0 | 0 | 0 | 0 | 0 | 0 | 0 | 0 | 0 | 0 | 0 | 0 | 0 | 0 | 0 | 0 | 0 | 0 | 0 | 0 | 0 | 0 | 0 | 0 | 0 | 0 | 0 | 0 | 0 | 0 | 0 | 0 | 0 | 0 | 0 | 0 | 0 | 0 | 0 | 0 | 0 | 0 | 0 | 0 | 0 | 0 | 0 | 0 | 0 | 0 | 0 | 0 | 0 | 0 | 0 | 0 | 0 | 0 | 0 | 0 | 0 | 0 | 0 | 0 | 0 | 0 | 0 | 0 | 0 | 0 | 0 | 0 | 0 | 0 | 0 | 0 | 0 | 0 | 0 | 0 | 0 | 0 | 0 | 0 | 0 | 0 | 0 | 0 | 0 | 0 | 0 | 0 | 0 | 0 | 0 | 0 | 0 | 0 | 0 | 0 | 0 | 0 | 0 | 0 | 0 | 0 | 0 | 0 | 0 | 0 | 0 | 0 | 0 | 0 | 0 | 0 | 0 | 0 | 0 | 0 | 0 | 0 | 0 | 0 | 0 | 0 | 0 | 0 | 0 | 0 | 0 | 0 | 0 | 0 | 0 | 0 | 0 | 0 | 0 | 0 | 0 | 0 | 0 | 0 | 0 | 0 | 0 | 0 | 0 | 0 | 0 | 0 | 0 | 0 | 0 | 0 | 0 | 0 | 0 | 0 | 0 | 0 | 0 | 0 | 0 | 0 | 0 | 0 | 0 | 0 | 0 | 0 | 0 | 0 | 0 | 0 | 0 | 0 | 0 | 0 | 0 | 0 | 0 | 0 | 0 | 0 | 0 | 0 | 0 | 0 | 0 | 0 | 0 | 0 | 0 | 0 | 0 | 0 | 0 | 0 | 0 | 0 | 0 | 0 | 0 | 0 | 0 | 0 | 0 | 0 | 0 | 0 | 0 | 0 | 0 | 0 | 0 | 0 | 0 | 0 | 0 | 0 | 0 | 0 | 0 | 0 | 0 | 0 | 0 | 0 | 0 | 0 | 0 | 0 | 0 | 0 | 0 | 0 | 0 | 0 | 0 | 0 | 0 | 0 | 0 | 0 | 0 | 0 | 0 | 0 | 0 | 0 | 0 | 0 | 0 | 0 | 0 | 0 | 0 | 0 | 0 | 0 | 0 | 0 | 0 | 0 | 0 | 0 | 0 | 0 | 0 | 0 | 0 | 0 | 0 | 0 | 0 | 0 | 0 | 0 | 0 | 0 | 0 | 0 | 0 | 0 | 0 | 0 | 0 | 0 | 0 | 0 | 0 | 0 | 0 | 0 | 0 | 0 | 0 | 0 | 0 | 0 | 0 | 0 | 0 | 0 | 0 | 0 | 0 | 0 | 0 | 0 | 0 | 0 | 0 | 0 | 0 | 0 | 0 | 0 | 0 | 0 | 0 | 0 | 0 | 0 | 0 | 0 | 0 | 0 | 0 | 0 | 0 | 0 | 0 | 0 | 0 | 0 | 0 | 0 | 0 | 0 | 0 | 0 | 0 | 0 | 0 | 0 | 0 | 0 | 0 | 0 | 0 | 0 | 0 | 0 | 0 | 0 | 0 | 0 | 0 | 0 | 0 | 0 | 0 | 0 | 0 | 0 | 0 | 0 | 0 | 0 | 0 | 0 | 0 | 0 | 0 | 0 | 0 | 0 | 0 | 0 | 0 | 0 | 0 | 0 | 0 | 0 | 0 | 0 | 0 | 0 | 0 | 0 | 0 | 0 | 0 | 0 | 0 | 0 | 112.0544 | 112.0544 | 112.0544 | 112.0544 | 112.0544 | 112.0544 | 112.0544 | 112.0544 | 112.0544 | 112.0544 | 112.0544 | 112.0544 | 112.0544 | 112.0544 | 112.0544 | 112.0544 | 112.0544 | 112.0544 | 112.0544 | 112.0544 | 86.6765 | 86.6765 | 86.6765 | 86.6765 | 86.6765 | 86.6765 | 86.6765 | 86.6765 | 86.6765 | 86.6765 | 86.6765 | 86.6765 | 86.6765 | 86.6765 | 86.6765 | 86.6765 | 86.6765 | 86.6765 | 86.6765 | 86.6765
WA_Industrial_Food Products_New_Space Heating_Natural Gas_Condensing RTU_A | WA | Industrial | Food Products | New | Space Heating | Natural Gas | Condensing RTU | A | IM722 | tbd | tbd | 5 | 21.4021 | 0 | 0 | 2.56 | 0 | 0 | 0 | 1.2816 |  | sqft | 0% | 0% | Retrofit | Retro5Med | 81.71% | TBD | 0.2% | 160.1386 |  | 123.8706 |  | 0 | n/a | NEEA Condensing Rooftop Unit Field Study - October 28, 2019 | NEEA Condensing Rooftop Unit Field Study - October 28, 2019 | tbd | tbd | tbd | tbd | tbd | tbd | tbd | tbd | tbd | tbd | tbd | tbd | tbd | tbd | tbd | tbd | tbd | tbd | tbd | tbd | tbd | tbd | tbd | tbd | tbd | tbd | tbd | tbd | tbd | tbd | tbd | tbd | tbd | tbd | tbd | tbd | tbd | tbd | tbd | tbd | tbd | tbd | tbd | tbd | 2.56 | 2.56 | 2.56 | 2.56 | 2.56 | 2.56 | 2.56 | 2.56 | 2.56 | 2.56 | 2.56 | 2.56 | 2.56 | 2.56 | 2.56 | 2.56 | 2.56 | 2.56 | 2.56 | 2.56 | 2.56 | 2.56 | 0 | 0 | 21.3302 | 20.0811 | 19.5922 | 19.3077 | 19.1968 | 19.1001 | 19.0269 | 18.9627 | 18.9237 | 18.8859 | 18.8097 | 18.7485 | 18.6835 | 18.7408 | 18.775 | 18.7739 | 18.8093 | 18.8036 | 18.8125 | 18.795 | 0 | 0 | 0 | 0 | 0 | 0 | 0 | 0 | 0 | 0 | 0 | 0 | 0 | 0 | 0 | 0 | 0 | 0 | 0 | 0 | 0 | 0 | 0 | 0 | 0 | 0 | 0 | 0 | 0 | 0 | 0 | 0 | 0 | 0 | 0 | 0 | 0 | 0 | 0 | 0 | 0 | 0 | 0 | 0 | 0 | 0 | 0 | 0 | 0 | 0 | 0 | 0 | 0 | 0 | 0 | 0 | 0 | 0 | 0 | 0 | 0 | 0 | 0 | 0 | 0 | 0 | 0 | 0 | 0 | 0 | 0 | 0 | 0 | 0 | 0 | 0 | 0 | 0 | 0 | 0 | 0 | 0 | 0 | 0 | 0 | 0 | 0 | 0 | 0 | 0 | 0 | 0 | 0 | 0 | 0 | 0 | 0 | 0 | 0 | 0 | 0 | 0 | 0 | 0 | 0 | 0 | 0 | 0 | 0 | 0 | 0 | 0 | 0 | 0 | 0 | 0 | 0 | 0 | 0 | 0 | 0 | 0 | 0 | 0 | 0 | 0 | 0 | 0 | 0 | 0 | 0 | 0 | 0 | 0 | 0 | 0 | 0 | 0 | 0 | 0 | 0 | 0 | 0 | 0 | 0 | 0 | 0 | 0 | 0 | 0 | 0 | 0 | 0 | 0 | 0 | 0 | 0 | 0 | 0 | 0 | 0 | 0 | 0 | 0 | 0 | 0 | 0 | 0 | 0 | 0 | 0 | 0 | 0 | 0 | 0 | 0 | 0 | 0 | 0 | 0 | 0 | 0 | 0 | 0 | 0 | 0 | 0 | 0 | 0 | 0 | 0 | 0 | 0 | 0 | 0 | 0 | 0 | 0 | 0 | 0 | 0 | 0 | 0 | 0 | 0 | 0 | 0 | 0 | 0 | 0 | 0 | 0 | 0 | 0 | 0 | 0 | 0 | 0 | 0 | 0 | 0 | 0 | 0 | 0 | 0 | 0 | 0 | 0 | 0 | 0 | 0 | 0 | 0 | 0 | 0 | 0 | 0 | 0 | 0 | 0 | 0 | 0 | 0 | 0 | 0 | 0 | 0 | 0 | 0 | 0 | 0 | 0 | 0 | 0 | 0 | 0 | 0 | 0 | 0 | 0 | 0 | 0 | 0 | 0 | 0 | 0 | 0 | 0 | 0 | 0 | 0 | 0 | 0 | 0 | 0 | 0 | 0 | 0 | 0 | 0 | 0 | 0 | 0 | 0 | 0 | 0 | 0 | 0 | 0 | 0 | 0 | 0 | 0 | 0 | 0 | 0 | 0 | 0 | 0 | 0 | 0 | 0 | 0 | 0 | 0 | 0 | 0 | 0 | 0 | 0 | 0 | 0 | 0 | 0 | 0 | 0 | 0 | 0 | 0 | 0 | 0 | 0 | 0 | 0 | 0 | 0 | 0 | 0 | 0 | 0 | 0 | 0 | 0 | 0 | 0 | 0 | 0 | 0 | 0 | 0 | 0 | 0 | 0 | 0 | 0 | 0 | 0 | 0 | 0 | 0 | 0 | 0 | 0 | 0 | 0 | 0 | 0 | 0 | 0 | 0 | 0 | 0 | 0 | 0 | 0 | 0 | 0 | 0 | 0 | 0 | 0 | 0 | 0 | 0 | 0 | 0 | 0 | 0 | 0 | 0 | 0 | 0 | 0 | 0 | 0 | 0 | 0 | 0 | 0 | 0 | 0 | 0 | 0 | 0 | 0 | 0 | 0 | 0 | 0 | 0 | 112.0544 | 112.0544 | 112.0544 | 112.0544 | 112.0544 | 112.0544 | 112.0544 | 112.0544 | 112.0544 | 112.0544 | 112.0544 | 112.0544 | 112.0544 | 112.0544 | 112.0544 | 112.0544 | 112.0544 | 112.0544 | 112.0544 | 112.0544 | 86.6765 | 86.6765 | 86.6765 | 86.6765 | 86.6765 | 86.6765 | 86.6765 | 86.6765 | 86.6765 | 86.6765 | 86.6765 | 86.6765 | 86.6765 | 86.6765 | 86.6765 | 86.6765 | 86.6765 | 86.6765 | 86.6765 | 86.6765
WA_Industrial_Agriculture_Existing_Space Heating_Natural Gas_Condensing RTU_A | WA | Industrial | Agriculture | Existing | Space Heating | Natural Gas | Condensing RTU | A | IM723 | tbd | tbd | 5 | 11.8344 | 0 | 0 | 2.56 | 0 | 0 | 0 | 1.2816 |  | sqft | 0% | 0% | Retrofit | Retro5Med | 81.71% | TBD | 0.2% | 160.1386 |  | 123.8706 |  | 0 | n/a | NEEA Condensing Rooftop Unit Field Study - October 28, 2019 | NEEA Condensing Rooftop Unit Field Study - October 28, 2019 | tbd | tbd | tbd | tbd | tbd | tbd | tbd | tbd | tbd | tbd | tbd | tbd | tbd | tbd | tbd | tbd | tbd | tbd | tbd | tbd | tbd | tbd | tbd | tbd | tbd | tbd | tbd | tbd | tbd | tbd | tbd | tbd | tbd | tbd | tbd | tbd | tbd | tbd | tbd | tbd | tbd | tbd | tbd | tbd | 2.56 | 2.56 | 2.56 | 2.56 | 2.56 | 2.56 | 2.56 | 2.56 | 2.56 | 2.56 | 2.56 | 2.56 | 2.56 | 2.56 | 2.56 | 2.56 | 2.56 | 2.56 | 2.56 | 2.56 | 2.56 | 2.56 | 0 | 0 | 11.6837 | 11.5932 | 11.4997 | 11.4031 | 11.3034 | 11.2007 | 11.095 | 10.9865 | 10.8758 | 10.7636 | 10.6507 | 10.5368 | 10.4243 | 10.3125 | 10.202 | 10.099 | 10.0031 | 9.9134 | 9.8295 | 9.7511 | 0 | 0 | 0 | 0 | 0 | 0 | 0 | 0 | 0 | 0 | 0 | 0 | 0 | 0 | 0 | 0 | 0 | 0 | 0 | 0 | 0 | 0 | 0 | 0 | 0 | 0 | 0 | 0 | 0 | 0 | 0 | 0 | 0 | 0 | 0 | 0 | 0 | 0 | 0 | 0 | 0 | 0 | 0 | 0 | 0 | 0 | 0 | 0 | 0 | 0 | 0 | 0 | 0 | 0 | 0 | 0 | 0 | 0 | 0 | 0 | 0 | 0 | 0 | 0 | 0 | 0 | 0 | 0 | 0 | 0 | 0 | 0 | 0 | 0 | 0 | 0 | 0 | 0 | 0 | 0 | 0 | 0 | 0 | 0 | 0 | 0 | 0 | 0 | 0 | 0 | 0 | 0 | 0 | 0 | 0 | 0 | 0 | 0 | 0 | 0 | 0 | 0 | 0 | 0 | 0 | 0 | 0 | 0 | 0 | 0 | 0 | 0 | 0 | 0 | 0 | 0 | 0 | 0 | 0 | 0 | 0 | 0 | 0 | 0 | 0 | 0 | 0 | 0 | 0 | 0 | 0 | 0 | 0 | 0 | 0 | 0 | 0 | 0 | 0 | 0 | 0 | 0 | 0 | 0 | 0 | 0 | 0 | 0 | 0 | 0 | 0 | 0 | 0 | 0 | 0 | 0 | 0 | 0 | 0 | 0 | 0 | 0 | 0 | 0 | 0 | 0 | 0 | 0 | 0 | 0 | 0 | 0 | 0 | 0 | 0 | 0 | 0 | 0 | 0 | 0 | 0 | 0 | 0 | 0 | 0 | 0 | 0 | 0 | 0 | 0 | 0 | 0 | 0 | 0 | 0 | 0 | 0 | 0 | 0 | 0 | 0 | 0 | 0 | 0 | 0 | 0 | 0 | 0 | 0 | 0 | 0 | 0 | 0 | 0 | 0 | 0 | 0 | 0 | 0 | 0 | 0 | 0 | 0 | 0 | 0 | 0 | 0 | 0 | 0 | 0 | 0 | 0 | 0 | 0 | 0 | 0 | 0 | 0 | 0 | 0 | 0 | 0 | 0 | 0 | 0 | 0 | 0 | 0 | 0 | 0 | 0 | 0 | 0 | 0 | 0 | 0 | 0 | 0 | 0 | 0 | 0 | 0 | 0 | 0 | 0 | 0 | 0 | 0 | 0 | 0 | 0 | 0 | 0 | 0 | 0 | 0 | 0 | 0 | 0 | 0 | 0 | 0 | 0 | 0 | 0 | 0 | 0 | 0 | 0 | 0 | 0 | 0 | 0 | 0 | 0 | 0 | 0 | 0 | 0 | 0 | 0 | 0 | 0 | 0 | 0 | 0 | 0 | 0 | 0 | 0 | 0 | 0 | 0 | 0 | 0 | 0 | 0 | 0 | 0 | 0 | 0 | 0 | 0 | 0 | 0 | 0 | 0 | 0 | 0 | 0 | 0 | 0 | 0 | 0 | 0 | 0 | 0 | 0 | 0 | 0 | 0 | 0 | 0 | 0 | 0 | 0 | 0 | 0 | 0 | 0 | 0 | 0 | 0 | 0 | 0 | 0 | 0 | 0 | 0 | 0 | 0 | 0 | 0 | 0 | 0 | 0 | 0 | 0 | 0 | 0 | 0 | 0 | 0 | 0 | 0 | 0 | 0 | 0 | 0 | 0 | 0 | 0 | 0 | 0 | 0 | 0 | 0 | 0 | 0 | 0 | 0 | 0 | 0 | 0 | 0 | 0 | 0 | 0 | 0 | 0 | 112.0544 | 112.0544 | 112.0544 | 112.0544 | 112.0544 | 112.0544 | 112.0544 | 112.0544 | 112.0544 | 112.0544 | 112.0544 | 112.0544 | 112.0544 | 112.0544 | 112.0544 | 112.0544 | 112.0544 | 112.0544 | 112.0544 | 112.0544 | 86.6765 | 86.6765 | 86.6765 | 86.6765 | 86.6765 | 86.6765 | 86.6765 | 86.6765 | 86.6765 | 86.6765 | 86.6765 | 86.6765 | 86.6765 | 86.6765 | 86.6765 | 86.6765 | 86.6765 | 86.6765 | 86.6765 | 86.6765
WA_Industrial_Agriculture_New_Space Heating_Natural Gas_Condensing RTU_A | WA | Industrial | Agriculture | New | Space Heating | Natural Gas | Condensing RTU | A | IM724 | tbd | tbd | 5 | 10.3557 | 0 | 0 | 2.56 | 0 | 0 | 0 | 1.2816 |  | sqft | 0% | 0% | Retrofit | Retro5Med | 81.71% | TBD | 0.2% | 160.1386 |  | 123.8706 |  | 0 | n/a | NEEA Condensing Rooftop Unit Field Study - October 28, 2019 | NEEA Condensing Rooftop Unit Field Study - October 28, 2019 | tbd | tbd | tbd | tbd | tbd | tbd | tbd | tbd | tbd | tbd | tbd | tbd | tbd | tbd | tbd | tbd | tbd | tbd | tbd | tbd | tbd | tbd | tbd | tbd | tbd | tbd | tbd | tbd | tbd | tbd | tbd | tbd | tbd | tbd | tbd | tbd | tbd | tbd | tbd | tbd | tbd | tbd | tbd | tbd | 2.56 | 2.56 | 2.56 | 2.56 | 2.56 | 2.56 | 2.56 | 2.56 | 2.56 | 2.56 | 2.56 | 2.56 | 2.56 | 2.56 | 2.56 | 2.56 | 2.56 | 2.56 | 2.56 | 2.56 | 2.56 | 2.56 | 0 | 0 | 10.3209 | 9.7165 | 9.48 | 9.3423 | 9.2886 | 9.2418 | 9.2064 | 9.1753 | 9.1565 | 9.1382 | 9.1013 | 9.0717 | 9.0403 | 9.068 | 9.0845 | 9.084 | 9.1011 | 9.0984 | 9.1027 | 9.0942 | 0 | 0 | 0 | 0 | 0 | 0 | 0 | 0 | 0 | 0 | 0 | 0 | 0 | 0 | 0 | 0 | 0 | 0 | 0 | 0 | 0 | 0 | 0 | 0 | 0 | 0 | 0 | 0 | 0 | 0 | 0 | 0 | 0 | 0 | 0 | 0 | 0 | 0 | 0 | 0 | 0 | 0 | 0 | 0 | 0 | 0 | 0 | 0 | 0 | 0 | 0 | 0 | 0 | 0 | 0 | 0 | 0 | 0 | 0 | 0 | 0 | 0 | 0 | 0 | 0 | 0 | 0 | 0 | 0 | 0 | 0 | 0 | 0 | 0 | 0 | 0 | 0 | 0 | 0 | 0 | 0 | 0 | 0 | 0 | 0 | 0 | 0 | 0 | 0 | 0 | 0 | 0 | 0 | 0 | 0 | 0 | 0 | 0 | 0 | 0 | 0 | 0 | 0 | 0 | 0 | 0 | 0 | 0 | 0 | 0 | 0 | 0 | 0 | 0 | 0 | 0 | 0 | 0 | 0 | 0 | 0 | 0 | 0 | 0 | 0 | 0 | 0 | 0 | 0 | 0 | 0 | 0 | 0 | 0 | 0 | 0 | 0 | 0 | 0 | 0 | 0 | 0 | 0 | 0 | 0 | 0 | 0 | 0 | 0 | 0 | 0 | 0 | 0 | 0 | 0 | 0 | 0 | 0 | 0 | 0 | 0 | 0 | 0 | 0 | 0 | 0 | 0 | 0 | 0 | 0 | 0 | 0 | 0 | 0 | 0 | 0 | 0 | 0 | 0 | 0 | 0 | 0 | 0 | 0 | 0 | 0 | 0 | 0 | 0 | 0 | 0 | 0 | 0 | 0 | 0 | 0 | 0 | 0 | 0 | 0 | 0 | 0 | 0 | 0 | 0 | 0 | 0 | 0 | 0 | 0 | 0 | 0 | 0 | 0 | 0 | 0 | 0 | 0 | 0 | 0 | 0 | 0 | 0 | 0 | 0 | 0 | 0 | 0 | 0 | 0 | 0 | 0 | 0 | 0 | 0 | 0 | 0 | 0 | 0 | 0 | 0 | 0 | 0 | 0 | 0 | 0 | 0 | 0 | 0 | 0 | 0 | 0 | 0 | 0 | 0 | 0 | 0 | 0 | 0 | 0 | 0 | 0 | 0 | 0 | 0 | 0 | 0 | 0 | 0 | 0 | 0 | 0 | 0 | 0 | 0 | 0 | 0 | 0 | 0 | 0 | 0 | 0 | 0 | 0 | 0 | 0 | 0 | 0 | 0 | 0 | 0 | 0 | 0 | 0 | 0 | 0 | 0 | 0 | 0 | 0 | 0 | 0 | 0 | 0 | 0 | 0 | 0 | 0 | 0 | 0 | 0 | 0 | 0 | 0 | 0 | 0 | 0 | 0 | 0 | 0 | 0 | 0 | 0 | 0 | 0 | 0 | 0 | 0 | 0 | 0 | 0 | 0 | 0 | 0 | 0 | 0 | 0 | 0 | 0 | 0 | 0 | 0 | 0 | 0 | 0 | 0 | 0 | 0 | 0 | 0 | 0 | 0 | 0 | 0 | 0 | 0 | 0 | 0 | 0 | 0 | 0 | 0 | 0 | 0 | 0 | 0 | 0 | 0 | 0 | 0 | 0 | 0 | 0 | 0 | 0 | 0 | 0 | 0 | 0 | 0 | 0 | 0 | 0 | 0 | 0 | 0 | 0 | 0 | 0 | 0 | 0 | 0 | 0 | 0 | 0 | 0 | 0 | 0 | 0 | 0 | 112.0544 | 112.0544 | 112.0544 | 112.0544 | 112.0544 | 112.0544 | 112.0544 | 112.0544 | 112.0544 | 112.0544 | 112.0544 | 112.0544 | 112.0544 | 112.0544 | 112.0544 | 112.0544 | 112.0544 | 112.0544 | 112.0544 | 112.0544 | 86.6765 | 86.6765 | 86.6765 | 86.6765 | 86.6765 | 86.6765 | 86.6765 | 86.6765 | 86.6765 | 86.6765 | 86.6765 | 86.6765 | 86.6765 | 86.6765 | 86.6765 | 86.6765 | 86.6765 | 86.6765 | 86.6765 | 86.6765
WA_Industrial_Primary Metals_Existing_Space Heating_Natural Gas_Condensing RTU_A | WA | Industrial | Primary Metals | Existing | Space Heating | Natural Gas | Condensing RTU | A | IM725 | tbd | tbd | 5 | 38.7917 | 0 | 0 | 2.56 | 0 | 0 | 0 | 1.2816 |  | sqft | 0% | 0% | Retrofit | Retro5Med | 81.71% | TBD | 0.2% | 160.1386 |  | 123.8706 |  | 0 | n/a | NEEA Condensing Rooftop Unit Field Study - October 28, 2019 | NEEA Condensing Rooftop Unit Field Study - October 28, 2019 | tbd | tbd | tbd | tbd | tbd | tbd | tbd | tbd | tbd | tbd | tbd | tbd | tbd | tbd | tbd | tbd | tbd | tbd | tbd | tbd | tbd | tbd | tbd | tbd | tbd | tbd | tbd | tbd | tbd | tbd | tbd | tbd | tbd | tbd | tbd | tbd | tbd | tbd | tbd | tbd | tbd | tbd | tbd | tbd | 2.56 | 2.56 | 2.56 | 2.56 | 2.56 | 2.56 | 2.56 | 2.56 | 2.56 | 2.56 | 2.56 | 2.56 | 2.56 | 2.56 | 2.56 | 2.56 | 2.56 | 2.56 | 2.56 | 2.56 | 2.56 | 2.56 | 0 | 0 | 38.2975 | 38.0009 | 37.6944 | 37.3777 | 37.051 | 36.7144 | 36.368 | 36.0121 | 35.6493 | 35.2818 | 34.9116 | 34.5383 | 34.1693 | 33.8031 | 33.4408 | 33.1032 | 32.7888 | 32.4947 | 32.2197 | 31.9628 | 0 | 0 | 0 | 0 | 0 | 0 | 0 | 0 | 0 | 0 | 0 | 0 | 0 | 0 | 0 | 0 | 0 | 0 | 0 | 0 | 0 | 0 | 0 | 0 | 0 | 0 | 0 | 0 | 0 | 0 | 0 | 0 | 0 | 0 | 0 | 0 | 0 | 0 | 0 | 0 | 0 | 0 | 0 | 0 | 0 | 0 | 0 | 0 | 0 | 0 | 0 | 0 | 0 | 0 | 0 | 0 | 0 | 0 | 0 | 0 | 0 | 0 | 0 | 0 | 0 | 0 | 0 | 0 | 0 | 0 | 0 | 0 | 0 | 0 | 0 | 0 | 0 | 0 | 0 | 0 | 0 | 0 | 0 | 0 | 0 | 0 | 0 | 0 | 0 | 0 | 0 | 0 | 0 | 0 | 0 | 0 | 0 | 0 | 0 | 0 | 0 | 0 | 0 | 0 | 0 | 0 | 0 | 0 | 0 | 0 | 0 | 0 | 0 | 0 | 0 | 0 | 0 | 0 | 0 | 0 | 0 | 0 | 0 | 0 | 0 | 0 | 0 | 0 | 0 | 0 | 0 | 0 | 0 | 0 | 0 | 0 | 0 | 0 | 0 | 0 | 0 | 0 | 0 | 0 | 0 | 0 | 0 | 0 | 0 | 0 | 0 | 0 | 0 | 0 | 0 | 0 | 0 | 0 | 0 | 0 | 0 | 0 | 0 | 0 | 0 | 0 | 0 | 0 | 0 | 0 | 0 | 0 | 0 | 0 | 0 | 0 | 0 | 0 | 0 | 0 | 0 | 0 | 0 | 0 | 0 | 0 | 0 | 0 | 0 | 0 | 0 | 0 | 0 | 0 | 0 | 0 | 0 | 0 | 0 | 0 | 0 | 0 | 0 | 0 | 0 | 0 | 0 | 0 | 0 | 0 | 0 | 0 | 0 | 0 | 0 | 0 | 0 | 0 | 0 | 0 | 0 | 0 | 0 | 0 | 0 | 0 | 0 | 0 | 0 | 0 | 0 | 0 | 0 | 0 | 0 | 0 | 0 | 0 | 0 | 0 | 0 | 0 | 0 | 0 | 0 | 0 | 0 | 0 | 0 | 0 | 0 | 0 | 0 | 0 | 0 | 0 | 0 | 0 | 0 | 0 | 0 | 0 | 0 | 0 | 0 | 0 | 0 | 0 | 0 | 0 | 0 | 0 | 0 | 0 | 0 | 0 | 0 | 0 | 0 | 0 | 0 | 0 | 0 | 0 | 0 | 0 | 0 | 0 | 0 | 0 | 0 | 0 | 0 | 0 | 0 | 0 | 0 | 0 | 0 | 0 | 0 | 0 | 0 | 0 | 0 | 0 | 0 | 0 | 0 | 0 | 0 | 0 | 0 | 0 | 0 | 0 | 0 | 0 | 0 | 0 | 0 | 0 | 0 | 0 | 0 | 0 | 0 | 0 | 0 | 0 | 0 | 0 | 0 | 0 | 0 | 0 | 0 | 0 | 0 | 0 | 0 | 0 | 0 | 0 | 0 | 0 | 0 | 0 | 0 | 0 | 0 | 0 | 0 | 0 | 0 | 0 | 0 | 0 | 0 | 0 | 0 | 0 | 0 | 0 | 0 | 0 | 0 | 0 | 0 | 0 | 0 | 0 | 0 | 0 | 0 | 0 | 0 | 0 | 0 | 0 | 0 | 0 | 0 | 0 | 0 | 0 | 0 | 0 | 0 | 0 | 0 | 0 | 0 | 0 | 0 | 0 | 0 | 0 | 0 | 0 | 112.0544 | 112.0544 | 112.0544 | 112.0544 | 112.0544 | 112.0544 | 112.0544 | 112.0544 | 112.0544 | 112.0544 | 112.0544 | 112.0544 | 112.0544 | 112.0544 | 112.0544 | 112.0544 | 112.0544 | 112.0544 | 112.0544 | 112.0544 | 86.6765 | 86.6765 | 86.6765 | 86.6765 | 86.6765 | 86.6765 | 86.6765 | 86.6765 | 86.6765 | 86.6765 | 86.6765 | 86.6765 | 86.6765 | 86.6765 | 86.6765 | 86.6765 | 86.6765 | 86.6765 | 86.6765 | 86.6765
WA_Industrial_Primary Metals_New_Space Heating_Natural Gas_Condensing RTU_A | WA | Industrial | Primary Metals | New | Space Heating | Natural Gas | Condensing RTU | A | IM726 | tbd | tbd | 5 | 33.9445 | 0 | 0 | 2.56 | 0 | 0 | 0 | 1.2816 |  | sqft | 0% | 0% | Retrofit | Retro5Med | 81.71% | TBD | 0.2% | 160.1386 |  | 123.8706 |  | 0 | n/a | NEEA Condensing Rooftop Unit Field Study - October 28, 2019 | NEEA Condensing Rooftop Unit Field Study - October 28, 2019 | tbd | tbd | tbd | tbd | tbd | tbd | tbd | tbd | tbd | tbd | tbd | tbd | tbd | tbd | tbd | tbd | tbd | tbd | tbd | tbd | tbd | tbd | tbd | tbd | tbd | tbd | tbd | tbd | tbd | tbd | tbd | tbd | tbd | tbd | tbd | tbd | tbd | tbd | tbd | tbd | tbd | tbd | tbd | tbd | 2.56 | 2.56 | 2.56 | 2.56 | 2.56 | 2.56 | 2.56 | 2.56 | 2.56 | 2.56 | 2.56 | 2.56 | 2.56 | 2.56 | 2.56 | 2.56 | 2.56 | 2.56 | 2.56 | 2.56 | 2.56 | 2.56 | 0 | 0 | 33.8305 | 31.8493 | 31.074 | 30.6227 | 30.4469 | 30.2934 | 30.1774 | 30.0755 | 30.0137 | 29.9537 | 29.8329 | 29.7359 | 29.6328 | 29.7236 | 29.7779 | 29.7761 | 29.8322 | 29.8233 | 29.8374 | 29.8096 | 0 | 0 | 0 | 0 | 0 | 0 | 0 | 0 | 0 | 0 | 0 | 0 | 0 | 0 | 0 | 0 | 0 | 0 | 0 | 0 | 0 | 0 | 0 | 0 | 0 | 0 | 0 | 0 | 0 | 0 | 0 | 0 | 0 | 0 | 0 | 0 | 0 | 0 | 0 | 0 | 0 | 0 | 0 | 0 | 0 | 0 | 0 | 0 | 0 | 0 | 0 | 0 | 0 | 0 | 0 | 0 | 0 | 0 | 0 | 0 | 0 | 0 | 0 | 0 | 0 | 0 | 0 | 0 | 0 | 0 | 0 | 0 | 0 | 0 | 0 | 0 | 0 | 0 | 0 | 0 | 0 | 0 | 0 | 0 | 0 | 0 | 0 | 0 | 0 | 0 | 0 | 0 | 0 | 0 | 0 | 0 | 0 | 0 | 0 | 0 | 0 | 0 | 0 | 0 | 0 | 0 | 0 | 0 | 0 | 0 | 0 | 0 | 0 | 0 | 0 | 0 | 0 | 0 | 0 | 0 | 0 | 0 | 0 | 0 | 0 | 0 | 0 | 0 | 0 | 0 | 0 | 0 | 0 | 0 | 0 | 0 | 0 | 0 | 0 | 0 | 0 | 0 | 0 | 0 | 0 | 0 | 0 | 0 | 0 | 0 | 0 | 0 | 0 | 0 | 0 | 0 | 0 | 0 | 0 | 0 | 0 | 0 | 0 | 0 | 0 | 0 | 0 | 0 | 0 | 0 | 0 | 0 | 0 | 0 | 0 | 0 | 0 | 0 | 0 | 0 | 0 | 0 | 0 | 0 | 0 | 0 | 0 | 0 | 0 | 0 | 0 | 0 | 0 | 0 | 0 | 0 | 0 | 0 | 0 | 0 | 0 | 0 | 0 | 0 | 0 | 0 | 0 | 0 | 0 | 0 | 0 | 0 | 0 | 0 | 0 | 0 | 0 | 0 | 0 | 0 | 0 | 0 | 0 | 0 | 0 | 0 | 0 | 0 | 0 | 0 | 0 | 0 | 0 | 0 | 0 | 0 | 0 | 0 | 0 | 0 | 0 | 0 | 0 | 0 | 0 | 0 | 0 | 0 | 0 | 0 | 0 | 0 | 0 | 0 | 0 | 0 | 0 | 0 | 0 | 0 | 0 | 0 | 0 | 0 | 0 | 0 | 0 | 0 | 0 | 0 | 0 | 0 | 0 | 0 | 0 | 0 | 0 | 0 | 0 | 0 | 0 | 0 | 0 | 0 | 0 | 0 | 0 | 0 | 0 | 0 | 0 | 0 | 0 | 0 | 0 | 0 | 0 | 0 | 0 | 0 | 0 | 0 | 0 | 0 | 0 | 0 | 0 | 0 | 0 | 0 | 0 | 0 | 0 | 0 | 0 | 0 | 0 | 0 | 0 | 0 | 0 | 0 | 0 | 0 | 0 | 0 | 0 | 0 | 0 | 0 | 0 | 0 | 0 | 0 | 0 | 0 | 0 | 0 | 0 | 0 | 0 | 0 | 0 | 0 | 0 | 0 | 0 | 0 | 0 | 0 | 0 | 0 | 0 | 0 | 0 | 0 | 0 | 0 | 0 | 0 | 0 | 0 | 0 | 0 | 0 | 0 | 0 | 0 | 0 | 0 | 0 | 0 | 0 | 0 | 0 | 0 | 0 | 0 | 0 | 0 | 0 | 0 | 0 | 0 | 0 | 0 | 0 | 0 | 0 | 0 | 0 | 0 | 0 | 0 | 0 | 0 | 0 | 0 | 0 | 0 | 112.0544 | 112.0544 | 112.0544 | 112.0544 | 112.0544 | 112.0544 | 112.0544 | 112.0544 | 112.0544 | 112.0544 | 112.0544 | 112.0544 | 112.0544 | 112.0544 | 112.0544 | 112.0544 | 112.0544 | 112.0544 | 112.0544 | 112.0544 | 86.6765 | 86.6765 | 86.6765 | 86.6765 | 86.6765 | 86.6765 | 86.6765 | 86.6765 | 86.6765 | 86.6765 | 86.6765 | 86.6765 | 86.6765 | 86.6765 | 86.6765 | 86.6765 | 86.6765 | 86.6765 | 86.6765 | 86.6765
WA_Industrial_Stone, Clay, and Glass_Existing_Space Heating_Natural Gas_Condensing RTU_A | WA | Industrial | Stone, Clay, and Glass | Existing | Space Heating | Natural Gas | Condensing RTU | A | IM727 | tbd | tbd | 5 | 45.62 | 0 | 0 | 2.56 | 0 | 0 | 0 | 1.2816 |  | sqft | 0% | 0% | Retrofit | Retro5Med | 81.71% | TBD | 0.2% | 160.1386 |  | 123.8706 |  | 0 | n/a | NEEA Condensing Rooftop Unit Field Study - October 28, 2019 | NEEA Condensing Rooftop Unit Field Study - October 28, 2019 | tbd | tbd | tbd | tbd | tbd | tbd | tbd | tbd | tbd | tbd | tbd | tbd | tbd | tbd | tbd | tbd | tbd | tbd | tbd | tbd | tbd | tbd | tbd | tbd | tbd | tbd | tbd | tbd | tbd | tbd | tbd | tbd | tbd | tbd | tbd | tbd | tbd | tbd | tbd | tbd | tbd | tbd | tbd | tbd | 2.56 | 2.56 | 2.56 | 2.56 | 2.56 | 2.56 | 2.56 | 2.56 | 2.56 | 2.56 | 2.56 | 2.56 | 2.56 | 2.56 | 2.56 | 2.56 | 2.56 | 2.56 | 2.56 | 2.56 | 2.56 | 2.56 | 0 | 0 | 45.0389 | 44.6901 | 44.3296 | 43.9572 | 43.573 | 43.1771 | 42.7698 | 42.3512 | 41.9245 | 41.4923 | 41.057 | 40.6179 | 40.184 | 39.7533 | 39.3272 | 38.9303 | 38.5604 | 38.2146 | 37.8911 | 37.5891 | 0 | 0 | 0 | 0 | 0 | 0 | 0 | 0 | 0 | 0 | 0 | 0 | 0 | 0 | 0 | 0 | 0 | 0 | 0 | 0 | 0 | 0 | 0 | 0 | 0 | 0 | 0 | 0 | 0 | 0 | 0 | 0 | 0 | 0 | 0 | 0 | 0 | 0 | 0 | 0 | 0 | 0 | 0 | 0 | 0 | 0 | 0 | 0 | 0 | 0 | 0 | 0 | 0 | 0 | 0 | 0 | 0 | 0 | 0 | 0 | 0 | 0 | 0 | 0 | 0 | 0 | 0 | 0 | 0 | 0 | 0 | 0 | 0 | 0 | 0 | 0 | 0 | 0 | 0 | 0 | 0 | 0 | 0 | 0 | 0 | 0 | 0 | 0 | 0 | 0 | 0 | 0 | 0 | 0 | 0 | 0 | 0 | 0 | 0 | 0 | 0 | 0 | 0 | 0 | 0 | 0 | 0 | 0 | 0 | 0 | 0 | 0 | 0 | 0 | 0 | 0 | 0 | 0 | 0 | 0 | 0 | 0 | 0 | 0 | 0 | 0 | 0 | 0 | 0 | 0 | 0 | 0 | 0 | 0 | 0 | 0 | 0 | 0 | 0 | 0 | 0 | 0 | 0 | 0 | 0 | 0 | 0 | 0 | 0 | 0 | 0 | 0 | 0 | 0 | 0 | 0 | 0 | 0 | 0 | 0 | 0 | 0 | 0 | 0 | 0 | 0 | 0 | 0 | 0 | 0 | 0 | 0 | 0 | 0 | 0 | 0 | 0 | 0 | 0 | 0 | 0 | 0 | 0 | 0 | 0 | 0 | 0 | 0 | 0 | 0 | 0 | 0 | 0 | 0 | 0 | 0 | 0 | 0 | 0 | 0 | 0 | 0 | 0 | 0 | 0 | 0 | 0 | 0 | 0 | 0 | 0 | 0 | 0 | 0 | 0 | 0 | 0 | 0 | 0 | 0 | 0 | 0 | 0 | 0 | 0 | 0 | 0 | 0 | 0 | 0 | 0 | 0 | 0 | 0 | 0 | 0 | 0 | 0 | 0 | 0 | 0 | 0 | 0 | 0 | 0 | 0 | 0 | 0 | 0 | 0 | 0 | 0 | 0 | 0 | 0 | 0 | 0 | 0 | 0 | 0 | 0 | 0 | 0 | 0 | 0 | 0 | 0 | 0 | 0 | 0 | 0 | 0 | 0 | 0 | 0 | 0 | 0 | 0 | 0 | 0 | 0 | 0 | 0 | 0 | 0 | 0 | 0 | 0 | 0 | 0 | 0 | 0 | 0 | 0 | 0 | 0 | 0 | 0 | 0 | 0 | 0 | 0 | 0 | 0 | 0 | 0 | 0 | 0 | 0 | 0 | 0 | 0 | 0 | 0 | 0 | 0 | 0 | 0 | 0 | 0 | 0 | 0 | 0 | 0 | 0 | 0 | 0 | 0 | 0 | 0 | 0 | 0 | 0 | 0 | 0 | 0 | 0 | 0 | 0 | 0 | 0 | 0 | 0 | 0 | 0 | 0 | 0 | 0 | 0 | 0 | 0 | 0 | 0 | 0 | 0 | 0 | 0 | 0 | 0 | 0 | 0 | 0 | 0 | 0 | 0 | 0 | 0 | 0 | 0 | 0 | 0 | 0 | 0 | 0 | 0 | 0 | 0 | 0 | 0 | 0 | 0 | 0 | 0 | 0 | 0 | 0 | 0 | 0 | 0 | 0 | 0 | 0 | 0 | 0 | 0 | 0 | 0 | 0 | 0 | 0 | 112.0544 | 112.0544 | 112.0544 | 112.0544 | 112.0544 | 112.0544 | 112.0544 | 112.0544 | 112.0544 | 112.0544 | 112.0544 | 112.0544 | 112.0544 | 112.0544 | 112.0544 | 112.0544 | 112.0544 | 112.0544 | 112.0544 | 112.0544 | 86.6765 | 86.6765 | 86.6765 | 86.6765 | 86.6765 | 86.6765 | 86.6765 | 86.6765 | 86.6765 | 86.6765 | 86.6765 | 86.6765 | 86.6765 | 86.6765 | 86.6765 | 86.6765 | 86.6765 | 86.6765 | 86.6765 | 86.6765
WA_Industrial_Stone, Clay, and Glass_New_Space Heating_Natural Gas_Condensing RTU_A | WA | Industrial | Stone, Clay, and Glass | New | Space Heating | Natural Gas | Condensing RTU | A | IM728 | tbd | tbd | 5 | 39.9196 | 0 | 0 | 2.56 | 0 | 0 | 0 | 1.2816 |  | sqft | 0% | 0% | Retrofit | Retro5Med | 81.71% | TBD | 0.2% | 160.1386 |  | 123.8706 |  | 0 | n/a | NEEA Condensing Rooftop Unit Field Study - October 28, 2019 | NEEA Condensing Rooftop Unit Field Study - October 28, 2019 | tbd | tbd | tbd | tbd | tbd | tbd | tbd | tbd | tbd | tbd | tbd | tbd | tbd | tbd | tbd | tbd | tbd | tbd | tbd | tbd | tbd | tbd | tbd | tbd | tbd | tbd | tbd | tbd | tbd | tbd | tbd | tbd | tbd | tbd | tbd | tbd | tbd | tbd | tbd | tbd | tbd | tbd | tbd | tbd | 2.56 | 2.56 | 2.56 | 2.56 | 2.56 | 2.56 | 2.56 | 2.56 | 2.56 | 2.56 | 2.56 | 2.56 | 2.56 | 2.56 | 2.56 | 2.56 | 2.56 | 2.56 | 2.56 | 2.56 | 2.56 | 2.56 | 0 | 0 | 39.7856 | 37.4556 | 36.5438 | 36.0131 | 35.8063 | 35.6259 | 35.4895 | 35.3696 | 35.2969 | 35.2264 | 35.0843 | 34.9701 | 34.8489 | 34.9558 | 35.0196 | 35.0175 | 35.0835 | 35.0729 | 35.0895 | 35.0568 | 0 | 0 | 0 | 0 | 0 | 0 | 0 | 0 | 0 | 0 | 0 | 0 | 0 | 0 | 0 | 0 | 0 | 0 | 0 | 0 | 0 | 0 | 0 | 0 | 0 | 0 | 0 | 0 | 0 | 0 | 0 | 0 | 0 | 0 | 0 | 0 | 0 | 0 | 0 | 0 | 0 | 0 | 0 | 0 | 0 | 0 | 0 | 0 | 0 | 0 | 0 | 0 | 0 | 0 | 0 | 0 | 0 | 0 | 0 | 0 | 0 | 0 | 0 | 0 | 0 | 0 | 0 | 0 | 0 | 0 | 0 | 0 | 0 | 0 | 0 | 0 | 0 | 0 | 0 | 0 | 0 | 0 | 0 | 0 | 0 | 0 | 0 | 0 | 0 | 0 | 0 | 0 | 0 | 0 | 0 | 0 | 0 | 0 | 0 | 0 | 0 | 0 | 0 | 0 | 0 | 0 | 0 | 0 | 0 | 0 | 0 | 0 | 0 | 0 | 0 | 0 | 0 | 0 | 0 | 0 | 0 | 0 | 0 | 0 | 0 | 0 | 0 | 0 | 0 | 0 | 0 | 0 | 0 | 0 | 0 | 0 | 0 | 0 | 0 | 0 | 0 | 0 | 0 | 0 | 0 | 0 | 0 | 0 | 0 | 0 | 0 | 0 | 0 | 0 | 0 | 0 | 0 | 0 | 0 | 0 | 0 | 0 | 0 | 0 | 0 | 0 | 0 | 0 | 0 | 0 | 0 | 0 | 0 | 0 | 0 | 0 | 0 | 0 | 0 | 0 | 0 | 0 | 0 | 0 | 0 | 0 | 0 | 0 | 0 | 0 | 0 | 0 | 0 | 0 | 0 | 0 | 0 | 0 | 0 | 0 | 0 | 0 | 0 | 0 | 0 | 0 | 0 | 0 | 0 | 0 | 0 | 0 | 0 | 0 | 0 | 0 | 0 | 0 | 0 | 0 | 0 | 0 | 0 | 0 | 0 | 0 | 0 | 0 | 0 | 0 | 0 | 0 | 0 | 0 | 0 | 0 | 0 | 0 | 0 | 0 | 0 | 0 | 0 | 0 | 0 | 0 | 0 | 0 | 0 | 0 | 0 | 0 | 0 | 0 | 0 | 0 | 0 | 0 | 0 | 0 | 0 | 0 | 0 | 0 | 0 | 0 | 0 | 0 | 0 | 0 | 0 | 0 | 0 | 0 | 0 | 0 | 0 | 0 | 0 | 0 | 0 | 0 | 0 | 0 | 0 | 0 | 0 | 0 | 0 | 0 | 0 | 0 | 0 | 0 | 0 | 0 | 0 | 0 | 0 | 0 | 0 | 0 | 0 | 0 | 0 | 0 | 0 | 0 | 0 | 0 | 0 | 0 | 0 | 0 | 0 | 0 | 0 | 0 | 0 | 0 | 0 | 0 | 0 | 0 | 0 | 0 | 0 | 0 | 0 | 0 | 0 | 0 | 0 | 0 | 0 | 0 | 0 | 0 | 0 | 0 | 0 | 0 | 0 | 0 | 0 | 0 | 0 | 0 | 0 | 0 | 0 | 0 | 0 | 0 | 0 | 0 | 0 | 0 | 0 | 0 | 0 | 0 | 0 | 0 | 0 | 0 | 0 | 0 | 0 | 0 | 0 | 0 | 0 | 0 | 0 | 0 | 0 | 0 | 0 | 0 | 0 | 0 | 0 | 0 | 0 | 0 | 0 | 0 | 0 | 0 | 0 | 0 | 0 | 0 | 0 | 0 | 0 | 0 | 0 | 0 | 112.0544 | 112.0544 | 112.0544 | 112.0544 | 112.0544 | 112.0544 | 112.0544 | 112.0544 | 112.0544 | 112.0544 | 112.0544 | 112.0544 | 112.0544 | 112.0544 | 112.0544 | 112.0544 | 112.0544 | 112.0544 | 112.0544 | 112.0544 | 86.6765 | 86.6765 | 86.6765 | 86.6765 | 86.6765 | 86.6765 | 86.6765 | 86.6765 | 86.6765 | 86.6765 | 86.6765 | 86.6765 | 86.6765 | 86.6765 | 86.6765 | 86.6765 | 86.6765 | 86.6765 | 86.6765 | 86.6765
WA_Industrial_Petroleum_Existing_Space Heating_Natural Gas_Condensing RTU_A | WA | Industrial | Petroleum | Existing | Space Heating | Natural Gas | Condensing RTU | A | IM729 | tbd | tbd | 5 | 9636.219 | 0 | 0 | 2.56 | 0 | 0 | 0 | 1.2816 |  | sqft | 0% | 0% | Retrofit | Retro5Med | 81.71% | TBD | 0.2% | 160.1386 |  | 123.8706 |  | 0 | n/a | NEEA Condensing Rooftop Unit Field Study - October 28, 2019 | NEEA Condensing Rooftop Unit Field Study - October 28, 2019 | tbd | tbd | tbd | tbd | tbd | tbd | tbd | tbd | tbd | tbd | tbd | tbd | tbd | tbd | tbd | tbd | tbd | tbd | tbd | tbd | tbd | tbd | tbd | tbd | tbd | tbd | tbd | tbd | tbd | tbd | tbd | tbd | tbd | tbd | tbd | tbd | tbd | tbd | tbd | tbd | tbd | tbd | tbd | tbd | 2.56 | 2.56 | 2.56 | 2.56 | 2.56 | 2.56 | 2.56 | 2.56 | 2.56 | 2.56 | 2.56 | 2.56 | 2.56 | 2.56 | 2.56 | 2.56 | 2.56 | 2.56 | 2.56 | 2.56 | 2.56 | 2.56 | 0 | 0 | 9497.1782 | 9408.3512 | 9318.6127 | 9228.3187 | 9137.8424 | 9047.5848 | 8957.9195 | 8869.1956 | 8781.7389 | 8695.8534 | 8612.4451 | 8531.3301 | 8452.3275 | 8375.2673 | 8299.9898 | 8226.3392 | 8154.1807 | 8082.7544 | 8011.9405 | 7941.6287 | 0 | 0 | 0 | 0 | 0 | 0 | 0 | 0 | 0 | 0 | 0 | 0 | 0 | 0 | 0 | 0 | 0 | 0 | 0 | 0 | 0 | 0 | 0 | 0 | 0 | 0 | 0 | 0 | 0 | 0 | 0 | 0 | 0 | 0 | 0 | 0 | 0 | 0 | 0 | 0 | 0 | 0 | 0 | 0 | 0 | 0 | 0 | 0 | 0 | 0 | 0 | 0 | 0 | 0 | 0 | 0 | 0 | 0 | 0 | 0 | 0 | 0 | 0 | 0 | 0 | 0 | 0 | 0 | 0 | 0 | 0 | 0 | 0 | 0 | 0 | 0 | 0 | 0 | 0 | 0 | 0 | 0 | 0 | 0 | 0 | 0 | 0 | 0 | 0 | 0 | 0 | 0 | 0 | 0 | 0 | 0 | 0 | 0 | 0 | 0 | 0 | 0 | 0 | 0 | 0 | 0 | 0 | 0 | 0 | 0 | 0 | 0 | 0 | 0 | 0 | 0 | 0 | 0 | 0 | 0 | 0 | 0 | 0 | 0 | 0 | 0 | 0 | 0 | 0 | 0 | 0 | 0 | 0 | 0 | 0 | 0 | 0 | 0 | 0 | 0 | 0 | 0 | 0 | 0 | 0 | 0 | 0 | 0 | 0 | 0 | 0 | 0 | 0 | 0 | 0 | 0 | 0 | 0 | 0 | 0 | 0 | 0 | 0 | 0 | 0 | 0 | 0 | 0 | 0 | 0 | 0 | 0 | 0 | 0 | 0 | 0 | 0 | 0 | 0 | 0 | 0 | 0 | 0 | 0 | 0 | 0 | 0 | 0 | 0 | 0 | 0 | 0 | 0 | 0 | 0 | 0 | 0 | 0 | 0 | 0 | 0 | 0 | 0 | 0 | 0 | 0 | 0 | 0 | 0 | 0 | 0 | 0 | 0 | 0 | 0 | 0 | 0 | 0 | 0 | 0 | 0 | 0 | 0 | 0 | 0 | 0 | 0 | 0 | 0 | 0 | 0 | 0 | 0 | 0 | 0 | 0 | 0 | 0 | 0 | 0 | 0 | 0 | 0 | 0 | 0 | 0 | 0 | 0 | 0 | 0 | 0 | 0 | 0 | 0 | 0 | 0 | 0 | 0 | 0 | 0 | 0 | 0 | 0 | 0 | 0 | 0 | 0 | 0 | 0 | 0 | 0 | 0 | 0 | 0 | 0 | 0 | 0 | 0 | 0 | 0 | 0 | 0 | 0 | 0 | 0 | 0 | 0 | 0 | 0 | 0 | 0 | 0 | 0 | 0 | 0 | 0 | 0 | 0 | 0 | 0 | 0 | 0 | 0 | 0 | 0 | 0 | 0 | 0 | 0 | 0 | 0 | 0 | 0 | 0 | 0 | 0 | 0 | 0 | 0 | 0 | 0 | 0 | 0 | 0 | 0 | 0 | 0 | 0 | 0 | 0 | 0 | 0 | 0 | 0 | 0 | 0 | 0 | 0 | 0 | 0 | 0 | 0 | 0 | 0 | 0 | 0 | 0 | 0 | 0 | 0 | 0 | 0 | 0 | 0 | 0 | 0 | 0 | 0 | 0 | 0 | 0 | 0 | 0 | 0 | 0 | 0 | 0 | 0 | 0 | 0 | 0 | 0 | 0 | 0 | 0 | 0 | 0 | 0 | 0 | 0 | 0 | 0 | 0 | 0 | 0 | 0 | 0 | 0 | 0 | 0 | 0 | 0 | 0 | 0 | 0 | 0 | 0 | 0 | 0 | 0 | 112.0544 | 112.0544 | 112.0544 | 112.0544 | 112.0544 | 112.0544 | 112.0544 | 112.0544 | 112.0544 | 112.0544 | 112.0544 | 112.0544 | 112.0544 | 112.0544 | 112.0544 | 112.0544 | 112.0544 | 112.0544 | 112.0544 | 112.0544 | 86.6765 | 86.6765 | 86.6765 | 86.6765 | 86.6765 | 86.6765 | 86.6765 | 86.6765 | 86.6765 | 86.6765 | 86.6765 | 86.6765 | 86.6765 | 86.6765 | 86.6765 | 86.6765 | 86.6765 | 86.6765 | 86.6765 | 86.6765
WA_Industrial_Petroleum_New_Space Heating_Natural Gas_Condensing RTU_A | WA | Industrial | Petroleum | New | Space Heating | Natural Gas | Condensing RTU | A | IM730 | tbd | tbd | 5 | 8432.1223 | 0 | 0 | 2.56 | 0 | 0 | 0 | 1.2816 |  | sqft | 0% | 0% | Retrofit | Retro5Med | 81.71% | TBD | 0.2% | 160.1386 |  | 123.8706 |  | 0 | n/a | NEEA Condensing Rooftop Unit Field Study - October 28, 2019 | NEEA Condensing Rooftop Unit Field Study - October 28, 2019 | tbd | tbd | tbd | tbd | tbd | tbd | tbd | tbd | tbd | tbd | tbd | tbd | tbd | tbd | tbd | tbd | tbd | tbd | tbd | tbd | tbd | tbd | tbd | tbd | tbd | tbd | tbd | tbd | tbd | tbd | tbd | tbd | tbd | tbd | tbd | tbd | tbd | tbd | tbd | tbd | tbd | tbd | tbd | tbd | 2.56 | 2.56 | 2.56 | 2.56 | 2.56 | 2.56 | 2.56 | 2.56 | 2.56 | 2.56 | 2.56 | 2.56 | 2.56 | 2.56 | 2.56 | 2.56 | 2.56 | 2.56 | 2.56 | 2.56 | 2.56 | 2.56 | 0 | 0 | 8405.2852 | 7940.3975 | 7757.0953 | 7650.1058 | 7608.3449 | 7571.8715 | 7544.2791 | 7520.015 | 7505.2974 | 7491.0128 | 7479.0782 | 7467.3257 | 7460.3791 | 7452.8545 | 7446.182 | 7439.3018 | 7435.203 | 7428.4916 | 7422.5809 | 7415.8477 | 0 | 0 | 0 | 0 | 0 | 0 | 0 | 0 | 0 | 0 | 0 | 0 | 0 | 0 | 0 | 0 | 0 | 0 | 0 | 0 | 0 | 0 | 0 | 0 | 0 | 0 | 0 | 0 | 0 | 0 | 0 | 0 | 0 | 0 | 0 | 0 | 0 | 0 | 0 | 0 | 0 | 0 | 0 | 0 | 0 | 0 | 0 | 0 | 0 | 0 | 0 | 0 | 0 | 0 | 0 | 0 | 0 | 0 | 0 | 0 | 0 | 0 | 0 | 0 | 0 | 0 | 0 | 0 | 0 | 0 | 0 | 0 | 0 | 0 | 0 | 0 | 0 | 0 | 0 | 0 | 0 | 0 | 0 | 0 | 0 | 0 | 0 | 0 | 0 | 0 | 0 | 0 | 0 | 0 | 0 | 0 | 0 | 0 | 0 | 0 | 0 | 0 | 0 | 0 | 0 | 0 | 0 | 0 | 0 | 0 | 0 | 0 | 0 | 0 | 0 | 0 | 0 | 0 | 0 | 0 | 0 | 0 | 0 | 0 | 0 | 0 | 0 | 0 | 0 | 0 | 0 | 0 | 0 | 0 | 0 | 0 | 0 | 0 | 0 | 0 | 0 | 0 | 0 | 0 | 0 | 0 | 0 | 0 | 0 | 0 | 0 | 0 | 0 | 0 | 0 | 0 | 0 | 0 | 0 | 0 | 0 | 0 | 0 | 0 | 0 | 0 | 0 | 0 | 0 | 0 | 0 | 0 | 0 | 0 | 0 | 0 | 0 | 0 | 0 | 0 | 0 | 0 | 0 | 0 | 0 | 0 | 0 | 0 | 0 | 0 | 0 | 0 | 0 | 0 | 0 | 0 | 0 | 0 | 0 | 0 | 0 | 0 | 0 | 0 | 0 | 0 | 0 | 0 | 0 | 0 | 0 | 0 | 0 | 0 | 0 | 0 | 0 | 0 | 0 | 0 | 0 | 0 | 0 | 0 | 0 | 0 | 0 | 0 | 0 | 0 | 0 | 0 | 0 | 0 | 0 | 0 | 0 | 0 | 0 | 0 | 0 | 0 | 0 | 0 | 0 | 0 | 0 | 0 | 0 | 0 | 0 | 0 | 0 | 0 | 0 | 0 | 0 | 0 | 0 | 0 | 0 | 0 | 0 | 0 | 0 | 0 | 0 | 0 | 0 | 0 | 0 | 0 | 0 | 0 | 0 | 0 | 0 | 0 | 0 | 0 | 0 | 0 | 0 | 0 | 0 | 0 | 0 | 0 | 0 | 0 | 0 | 0 | 0 | 0 | 0 | 0 | 0 | 0 | 0 | 0 | 0 | 0 | 0 | 0 | 0 | 0 | 0 | 0 | 0 | 0 | 0 | 0 | 0 | 0 | 0 | 0 | 0 | 0 | 0 | 0 | 0 | 0 | 0 | 0 | 0 | 0 | 0 | 0 | 0 | 0 | 0 | 0 | 0 | 0 | 0 | 0 | 0 | 0 | 0 | 0 | 0 | 0 | 0 | 0 | 0 | 0 | 0 | 0 | 0 | 0 | 0 | 0 | 0 | 0 | 0 | 0 | 0 | 0 | 0 | 0 | 0 | 0 | 0 | 0 | 0 | 0 | 0 | 0 | 0 | 0 | 0 | 0 | 0 | 0 | 0 | 0 | 0 | 0 | 0 | 0 | 0 | 0 | 0 | 0 | 0 | 0 | 0 | 0 | 0 | 0 | 0 | 0 | 0 | 0 | 0 | 0 | 0 | 0 | 0 | 0 | 112.0544 | 112.0544 | 112.0544 | 112.0544 | 112.0544 | 112.0544 | 112.0544 | 112.0544 | 112.0544 | 112.0544 | 112.0544 | 112.0544 | 112.0544 | 112.0544 | 112.0544 | 112.0544 | 112.0544 | 112.0544 | 112.0544 | 112.0544 | 86.6765 | 86.6765 | 86.6765 | 86.6765 | 86.6765 | 86.6765 | 86.6765 | 86.6765 | 86.6765 | 86.6765 | 86.6765 | 86.6765 | 86.6765 | 86.6765 | 86.6765 | 86.6765 | 86.6765 | 86.6765 | 86.6765 | 86.6765
WA_Industrial_Paper and Printing_Existing_Space Heating_Natural Gas_Condensing RTU_A | WA | Industrial | Paper and Printing | Existing | Space Heating | Natural Gas | Condensing RTU | A | IM731 | tbd | tbd | 5 | 136.6438 | 0 | 0 | 2.56 | 0 | 0 | 0 | 1.2816 |  | sqft | 0% | 0% | Retrofit | Retro5Med | 81.71% | TBD | 0.2% | 160.1386 |  | 123.8706 |  | 0 | n/a | NEEA Condensing Rooftop Unit Field Study - October 28, 2019 | NEEA Condensing Rooftop Unit Field Study - October 28, 2019 | tbd | tbd | tbd | tbd | tbd | tbd | tbd | tbd | tbd | tbd | tbd | tbd | tbd | tbd | tbd | tbd | tbd | tbd | tbd | tbd | tbd | tbd | tbd | tbd | tbd | tbd | tbd | tbd | tbd | tbd | tbd | tbd | tbd | tbd | tbd | tbd | tbd | tbd | tbd | tbd | tbd | tbd | tbd | tbd | 2.56 | 2.56 | 2.56 | 2.56 | 2.56 | 2.56 | 2.56 | 2.56 | 2.56 | 2.56 | 2.56 | 2.56 | 2.56 | 2.56 | 2.56 | 2.56 | 2.56 | 2.56 | 2.56 | 2.56 | 2.56 | 2.56 | 0 | 0 | 134.903 | 133.8583 | 132.7785 | 131.6631 | 130.5123 | 129.3265 | 128.1065 | 126.8528 | 125.5746 | 124.2801 | 122.9763 | 121.6611 | 120.3613 | 119.0715 | 117.7952 | 116.6062 | 115.4985 | 114.4626 | 113.4938 | 112.5891 | 0 | 0 | 0 | 0 | 0 | 0 | 0 | 0 | 0 | 0 | 0 | 0 | 0 | 0 | 0 | 0 | 0 | 0 | 0 | 0 | 0 | 0 | 0 | 0 | 0 | 0 | 0 | 0 | 0 | 0 | 0 | 0 | 0 | 0 | 0 | 0 | 0 | 0 | 0 | 0 | 0 | 0 | 0 | 0 | 0 | 0 | 0 | 0 | 0 | 0 | 0 | 0 | 0 | 0 | 0 | 0 | 0 | 0 | 0 | 0 | 0 | 0 | 0 | 0 | 0 | 0 | 0 | 0 | 0 | 0 | 0 | 0 | 0 | 0 | 0 | 0 | 0 | 0 | 0 | 0 | 0 | 0 | 0 | 0 | 0 | 0 | 0 | 0 | 0 | 0 | 0 | 0 | 0 | 0 | 0 | 0 | 0 | 0 | 0 | 0 | 0 | 0 | 0 | 0 | 0 | 0 | 0 | 0 | 0 | 0 | 0 | 0 | 0 | 0 | 0 | 0 | 0 | 0 | 0 | 0 | 0 | 0 | 0 | 0 | 0 | 0 | 0 | 0 | 0 | 0 | 0 | 0 | 0 | 0 | 0 | 0 | 0 | 0 | 0 | 0 | 0 | 0 | 0 | 0 | 0 | 0 | 0 | 0 | 0 | 0 | 0 | 0 | 0 | 0 | 0 | 0 | 0 | 0 | 0 | 0 | 0 | 0 | 0 | 0 | 0 | 0 | 0 | 0 | 0 | 0 | 0 | 0 | 0 | 0 | 0 | 0 | 0 | 0 | 0 | 0 | 0 | 0 | 0 | 0 | 0 | 0 | 0 | 0 | 0 | 0 | 0 | 0 | 0 | 0 | 0 | 0 | 0 | 0 | 0 | 0 | 0 | 0 | 0 | 0 | 0 | 0 | 0 | 0 | 0 | 0 | 0 | 0 | 0 | 0 | 0 | 0 | 0 | 0 | 0 | 0 | 0 | 0 | 0 | 0 | 0 | 0 | 0 | 0 | 0 | 0 | 0 | 0 | 0 | 0 | 0 | 0 | 0 | 0 | 0 | 0 | 0 | 0 | 0 | 0 | 0 | 0 | 0 | 0 | 0 | 0 | 0 | 0 | 0 | 0 | 0 | 0 | 0 | 0 | 0 | 0 | 0 | 0 | 0 | 0 | 0 | 0 | 0 | 0 | 0 | 0 | 0 | 0 | 0 | 0 | 0 | 0 | 0 | 0 | 0 | 0 | 0 | 0 | 0 | 0 | 0 | 0 | 0 | 0 | 0 | 0 | 0 | 0 | 0 | 0 | 0 | 0 | 0 | 0 | 0 | 0 | 0 | 0 | 0 | 0 | 0 | 0 | 0 | 0 | 0 | 0 | 0 | 0 | 0 | 0 | 0 | 0 | 0 | 0 | 0 | 0 | 0 | 0 | 0 | 0 | 0 | 0 | 0 | 0 | 0 | 0 | 0 | 0 | 0 | 0 | 0 | 0 | 0 | 0 | 0 | 0 | 0 | 0 | 0 | 0 | 0 | 0 | 0 | 0 | 0 | 0 | 0 | 0 | 0 | 0 | 0 | 0 | 0 | 0 | 0 | 0 | 0 | 0 | 0 | 0 | 0 | 0 | 0 | 0 | 0 | 0 | 0 | 0 | 0 | 0 | 0 | 0 | 0 | 0 | 0 | 0 | 0 | 0 | 0 | 0 | 0 | 0 | 0 | 0 | 0 | 0 | 0 | 0 | 0 | 0 | 0 | 0 | 0 | 0 | 0 | 0 | 112.0544 | 112.0544 | 112.0544 | 112.0544 | 112.0544 | 112.0544 | 112.0544 | 112.0544 | 112.0544 | 112.0544 | 112.0544 | 112.0544 | 112.0544 | 112.0544 | 112.0544 | 112.0544 | 112.0544 | 112.0544 | 112.0544 | 112.0544 | 86.6765 | 86.6765 | 86.6765 | 86.6765 | 86.6765 | 86.6765 | 86.6765 | 86.6765 | 86.6765 | 86.6765 | 86.6765 | 86.6765 | 86.6765 | 86.6765 | 86.6765 | 86.6765 | 86.6765 | 86.6765 | 86.6765 | 86.6765
WA_Industrial_Paper and Printing_New_Space Heating_Natural Gas_Condensing RTU_A | WA | Industrial | Paper and Printing | New | Space Heating | Natural Gas | Condensing RTU | A | IM732 | tbd | tbd | 5 | 119.5694 | 0 | 0 | 2.56 | 0 | 0 | 0 | 1.2816 |  | sqft | 0% | 0% | Retrofit | Retro5Med | 81.71% | TBD | 0.2% | 160.1386 |  | 123.8706 |  | 0 | n/a | NEEA Condensing Rooftop Unit Field Study - October 28, 2019 | NEEA Condensing Rooftop Unit Field Study - October 28, 2019 | tbd | tbd | tbd | tbd | tbd | tbd | tbd | tbd | tbd | tbd | tbd | tbd | tbd | tbd | tbd | tbd | tbd | tbd | tbd | tbd | tbd | tbd | tbd | tbd | tbd | tbd | tbd | tbd | tbd | tbd | tbd | tbd | tbd | tbd | tbd | tbd | tbd | tbd | tbd | tbd | tbd | tbd | tbd | tbd | 2.56 | 2.56 | 2.56 | 2.56 | 2.56 | 2.56 | 2.56 | 2.56 | 2.56 | 2.56 | 2.56 | 2.56 | 2.56 | 2.56 | 2.56 | 2.56 | 2.56 | 2.56 | 2.56 | 2.56 | 2.56 | 2.56 | 0 | 0 | 119.1681 | 112.1892 | 109.4583 | 107.8686 | 107.2492 | 106.7087 | 106.3001 | 105.941 | 105.7233 | 105.5121 | 105.0865 | 104.7446 | 104.3814 | 104.7015 | 104.8926 | 104.8864 | 105.0841 | 105.0525 | 105.1022 | 105.0042 | 0 | 0 | 0 | 0 | 0 | 0 | 0 | 0 | 0 | 0 | 0 | 0 | 0 | 0 | 0 | 0 | 0 | 0 | 0 | 0 | 0 | 0 | 0 | 0 | 0 | 0 | 0 | 0 | 0 | 0 | 0 | 0 | 0 | 0 | 0 | 0 | 0 | 0 | 0 | 0 | 0 | 0 | 0 | 0 | 0 | 0 | 0 | 0 | 0 | 0 | 0 | 0 | 0 | 0 | 0 | 0 | 0 | 0 | 0 | 0 | 0 | 0 | 0 | 0 | 0 | 0 | 0 | 0 | 0 | 0 | 0 | 0 | 0 | 0 | 0 | 0 | 0 | 0 | 0 | 0 | 0 | 0 | 0 | 0 | 0 | 0 | 0 | 0 | 0 | 0 | 0 | 0 | 0 | 0 | 0 | 0 | 0 | 0 | 0 | 0 | 0 | 0 | 0 | 0 | 0 | 0 | 0 | 0 | 0 | 0 | 0 | 0 | 0 | 0 | 0 | 0 | 0 | 0 | 0 | 0 | 0 | 0 | 0 | 0 | 0 | 0 | 0 | 0 | 0 | 0 | 0 | 0 | 0 | 0 | 0 | 0 | 0 | 0 | 0 | 0 | 0 | 0 | 0 | 0 | 0 | 0 | 0 | 0 | 0 | 0 | 0 | 0 | 0 | 0 | 0 | 0 | 0 | 0 | 0 | 0 | 0 | 0 | 0 | 0 | 0 | 0 | 0 | 0 | 0 | 0 | 0 | 0 | 0 | 0 | 0 | 0 | 0 | 0 | 0 | 0 | 0 | 0 | 0 | 0 | 0 | 0 | 0 | 0 | 0 | 0 | 0 | 0 | 0 | 0 | 0 | 0 | 0 | 0 | 0 | 0 | 0 | 0 | 0 | 0 | 0 | 0 | 0 | 0 | 0 | 0 | 0 | 0 | 0 | 0 | 0 | 0 | 0 | 0 | 0 | 0 | 0 | 0 | 0 | 0 | 0 | 0 | 0 | 0 | 0 | 0 | 0 | 0 | 0 | 0 | 0 | 0 | 0 | 0 | 0 | 0 | 0 | 0 | 0 | 0 | 0 | 0 | 0 | 0 | 0 | 0 | 0 | 0 | 0 | 0 | 0 | 0 | 0 | 0 | 0 | 0 | 0 | 0 | 0 | 0 | 0 | 0 | 0 | 0 | 0 | 0 | 0 | 0 | 0 | 0 | 0 | 0 | 0 | 0 | 0 | 0 | 0 | 0 | 0 | 0 | 0 | 0 | 0 | 0 | 0 | 0 | 0 | 0 | 0 | 0 | 0 | 0 | 0 | 0 | 0 | 0 | 0 | 0 | 0 | 0 | 0 | 0 | 0 | 0 | 0 | 0 | 0 | 0 | 0 | 0 | 0 | 0 | 0 | 0 | 0 | 0 | 0 | 0 | 0 | 0 | 0 | 0 | 0 | 0 | 0 | 0 | 0 | 0 | 0 | 0 | 0 | 0 | 0 | 0 | 0 | 0 | 0 | 0 | 0 | 0 | 0 | 0 | 0 | 0 | 0 | 0 | 0 | 0 | 0 | 0 | 0 | 0 | 0 | 0 | 0 | 0 | 0 | 0 | 0 | 0 | 0 | 0 | 0 | 0 | 0 | 0 | 0 | 0 | 0 | 0 | 0 | 0 | 0 | 0 | 0 | 0 | 0 | 0 | 0 | 0 | 0 | 0 | 0 | 0 | 0 | 0 | 0 | 0 | 0 | 0 | 0 | 0 | 0 | 0 | 0 | 0 | 112.0544 | 112.0544 | 112.0544 | 112.0544 | 112.0544 | 112.0544 | 112.0544 | 112.0544 | 112.0544 | 112.0544 | 112.0544 | 112.0544 | 112.0544 | 112.0544 | 112.0544 | 112.0544 | 112.0544 | 112.0544 | 112.0544 | 112.0544 | 86.6765 | 86.6765 | 86.6765 | 86.6765 | 86.6765 | 86.6765 | 86.6765 | 86.6765 | 86.6765 | 86.6765 | 86.6765 | 86.6765 | 86.6765 | 86.6765 | 86.6765 | 86.6765 | 86.6765 | 86.6765 | 86.6765 | 86.6765
WA_Industrial_Instruments_Existing_Space Heating_Natural Gas_Condensing RTU_A | WA | Industrial | Instruments | Existing | Space Heating | Natural Gas | Condensing RTU | A | IM733 | tbd | tbd | 5 | 7.0248 | 0 | 0 | 2.56 | 0 | 0 | 0 | 1.2816 |  | sqft | 0% | 0% | Retrofit | Retro5Med | 81.71% | TBD | 0.2% | 160.1386 |  | 123.8706 |  | 0 | n/a | NEEA Condensing Rooftop Unit Field Study - October 28, 2019 | NEEA Condensing Rooftop Unit Field Study - October 28, 2019 | tbd | tbd | tbd | tbd | tbd | tbd | tbd | tbd | tbd | tbd | tbd | tbd | tbd | tbd | tbd | tbd | tbd | tbd | tbd | tbd | tbd | tbd | tbd | tbd | tbd | tbd | tbd | tbd | tbd | tbd | tbd | tbd | tbd | tbd | tbd | tbd | tbd | tbd | tbd | tbd | tbd | tbd | tbd | tbd | 2.56 | 2.56 | 2.56 | 2.56 | 2.56 | 2.56 | 2.56 | 2.56 | 2.56 | 2.56 | 2.56 | 2.56 | 2.56 | 2.56 | 2.56 | 2.56 | 2.56 | 2.56 | 2.56 | 2.56 | 2.56 | 2.56 | 0 | 0 | 6.9353 | 6.8816 | 6.8261 | 6.7688 | 6.7096 | 6.6486 | 6.5859 | 6.5215 | 6.4557 | 6.3892 | 6.3222 | 6.2546 | 6.1877 | 6.1214 | 6.0558 | 5.9947 | 5.9377 | 5.8845 | 5.8347 | 5.7882 | 0 | 0 | 0 | 0 | 0 | 0 | 0 | 0 | 0 | 0 | 0 | 0 | 0 | 0 | 0 | 0 | 0 | 0 | 0 | 0 | 0 | 0 | 0 | 0 | 0 | 0 | 0 | 0 | 0 | 0 | 0 | 0 | 0 | 0 | 0 | 0 | 0 | 0 | 0 | 0 | 0 | 0 | 0 | 0 | 0 | 0 | 0 | 0 | 0 | 0 | 0 | 0 | 0 | 0 | 0 | 0 | 0 | 0 | 0 | 0 | 0 | 0 | 0 | 0 | 0 | 0 | 0 | 0 | 0 | 0 | 0 | 0 | 0 | 0 | 0 | 0 | 0 | 0 | 0 | 0 | 0 | 0 | 0 | 0 | 0 | 0 | 0 | 0 | 0 | 0 | 0 | 0 | 0 | 0 | 0 | 0 | 0 | 0 | 0 | 0 | 0 | 0 | 0 | 0 | 0 | 0 | 0 | 0 | 0 | 0 | 0 | 0 | 0 | 0 | 0 | 0 | 0 | 0 | 0 | 0 | 0 | 0 | 0 | 0 | 0 | 0 | 0 | 0 | 0 | 0 | 0 | 0 | 0 | 0 | 0 | 0 | 0 | 0 | 0 | 0 | 0 | 0 | 0 | 0 | 0 | 0 | 0 | 0 | 0 | 0 | 0 | 0 | 0 | 0 | 0 | 0 | 0 | 0 | 0 | 0 | 0 | 0 | 0 | 0 | 0 | 0 | 0 | 0 | 0 | 0 | 0 | 0 | 0 | 0 | 0 | 0 | 0 | 0 | 0 | 0 | 0 | 0 | 0 | 0 | 0 | 0 | 0 | 0 | 0 | 0 | 0 | 0 | 0 | 0 | 0 | 0 | 0 | 0 | 0 | 0 | 0 | 0 | 0 | 0 | 0 | 0 | 0 | 0 | 0 | 0 | 0 | 0 | 0 | 0 | 0 | 0 | 0 | 0 | 0 | 0 | 0 | 0 | 0 | 0 | 0 | 0 | 0 | 0 | 0 | 0 | 0 | 0 | 0 | 0 | 0 | 0 | 0 | 0 | 0 | 0 | 0 | 0 | 0 | 0 | 0 | 0 | 0 | 0 | 0 | 0 | 0 | 0 | 0 | 0 | 0 | 0 | 0 | 0 | 0 | 0 | 0 | 0 | 0 | 0 | 0 | 0 | 0 | 0 | 0 | 0 | 0 | 0 | 0 | 0 | 0 | 0 | 0 | 0 | 0 | 0 | 0 | 0 | 0 | 0 | 0 | 0 | 0 | 0 | 0 | 0 | 0 | 0 | 0 | 0 | 0 | 0 | 0 | 0 | 0 | 0 | 0 | 0 | 0 | 0 | 0 | 0 | 0 | 0 | 0 | 0 | 0 | 0 | 0 | 0 | 0 | 0 | 0 | 0 | 0 | 0 | 0 | 0 | 0 | 0 | 0 | 0 | 0 | 0 | 0 | 0 | 0 | 0 | 0 | 0 | 0 | 0 | 0 | 0 | 0 | 0 | 0 | 0 | 0 | 0 | 0 | 0 | 0 | 0 | 0 | 0 | 0 | 0 | 0 | 0 | 0 | 0 | 0 | 0 | 0 | 0 | 0 | 0 | 0 | 0 | 0 | 0 | 0 | 0 | 0 | 0 | 0 | 0 | 0 | 0 | 0 | 0 | 0 | 0 | 0 | 0 | 0 | 0 | 0 | 0 | 0 | 0 | 0 | 0 | 0 | 0 | 0 | 0 | 0 | 0 | 0 | 0 | 0 | 0 | 0 | 0 | 112.0544 | 112.0544 | 112.0544 | 112.0544 | 112.0544 | 112.0544 | 112.0544 | 112.0544 | 112.0544 | 112.0544 | 112.0544 | 112.0544 | 112.0544 | 112.0544 | 112.0544 | 112.0544 | 112.0544 | 112.0544 | 112.0544 | 112.0544 | 86.6765 | 86.6765 | 86.6765 | 86.6765 | 86.6765 | 86.6765 | 86.6765 | 86.6765 | 86.6765 | 86.6765 | 86.6765 | 86.6765 | 86.6765 | 86.6765 | 86.6765 | 86.6765 | 86.6765 | 86.6765 | 86.6765 | 86.6765
WA_Industrial_Instruments_New_Space Heating_Natural Gas_Condensing RTU_A | WA | Industrial | Instruments | New | Space Heating | Natural Gas | Condensing RTU | A | IM734 | tbd | tbd | 5 | 6.147 | 0 | 0 | 2.56 | 0 | 0 | 0 | 1.2816 |  | sqft | 0% | 0% | Retrofit | Retro5Med | 81.71% | TBD | 0.2% | 160.1386 |  | 123.8706 |  | 0 | n/a | NEEA Condensing Rooftop Unit Field Study - October 28, 2019 | NEEA Condensing Rooftop Unit Field Study - October 28, 2019 | tbd | tbd | tbd | tbd | tbd | tbd | tbd | tbd | tbd | tbd | tbd | tbd | tbd | tbd | tbd | tbd | tbd | tbd | tbd | tbd | tbd | tbd | tbd | tbd | tbd | tbd | tbd | tbd | tbd | tbd | tbd | tbd | tbd | tbd | tbd | tbd | tbd | tbd | tbd | tbd | tbd | tbd | tbd | tbd | 2.56 | 2.56 | 2.56 | 2.56 | 2.56 | 2.56 | 2.56 | 2.56 | 2.56 | 2.56 | 2.56 | 2.56 | 2.56 | 2.56 | 2.56 | 2.56 | 2.56 | 2.56 | 2.56 | 2.56 | 2.56 | 2.56 | 0 | 0 | 6.1264 | 5.7676 | 5.6272 | 5.5455 | 5.5136 | 5.4859 | 5.4649 | 5.4464 | 5.4352 | 5.4243 | 5.4025 | 5.3849 | 5.3662 | 5.3827 | 5.3925 | 5.3922 | 5.4023 | 5.4007 | 5.4033 | 5.3982 | 0 | 0 | 0 | 0 | 0 | 0 | 0 | 0 | 0 | 0 | 0 | 0 | 0 | 0 | 0 | 0 | 0 | 0 | 0 | 0 | 0 | 0 | 0 | 0 | 0 | 0 | 0 | 0 | 0 | 0 | 0 | 0 | 0 | 0 | 0 | 0 | 0 | 0 | 0 | 0 | 0 | 0 | 0 | 0 | 0 | 0 | 0 | 0 | 0 | 0 | 0 | 0 | 0 | 0 | 0 | 0 | 0 | 0 | 0 | 0 | 0 | 0 | 0 | 0 | 0 | 0 | 0 | 0 | 0 | 0 | 0 | 0 | 0 | 0 | 0 | 0 | 0 | 0 | 0 | 0 | 0 | 0 | 0 | 0 | 0 | 0 | 0 | 0 | 0 | 0 | 0 | 0 | 0 | 0 | 0 | 0 | 0 | 0 | 0 | 0 | 0 | 0 | 0 | 0 | 0 | 0 | 0 | 0 | 0 | 0 | 0 | 0 | 0 | 0 | 0 | 0 | 0 | 0 | 0 | 0 | 0 | 0 | 0 | 0 | 0 | 0 | 0 | 0 | 0 | 0 | 0 | 0 | 0 | 0 | 0 | 0 | 0 | 0 | 0 | 0 | 0 | 0 | 0 | 0 | 0 | 0 | 0 | 0 | 0 | 0 | 0 | 0 | 0 | 0 | 0 | 0 | 0 | 0 | 0 | 0 | 0 | 0 | 0 | 0 | 0 | 0 | 0 | 0 | 0 | 0 | 0 | 0 | 0 | 0 | 0 | 0 | 0 | 0 | 0 | 0 | 0 | 0 | 0 | 0 | 0 | 0 | 0 | 0 | 0 | 0 | 0 | 0 | 0 | 0 | 0 | 0 | 0 | 0 | 0 | 0 | 0 | 0 | 0 | 0 | 0 | 0 | 0 | 0 | 0 | 0 | 0 | 0 | 0 | 0 | 0 | 0 | 0 | 0 | 0 | 0 | 0 | 0 | 0 | 0 | 0 | 0 | 0 | 0 | 0 | 0 | 0 | 0 | 0 | 0 | 0 | 0 | 0 | 0 | 0 | 0 | 0 | 0 | 0 | 0 | 0 | 0 | 0 | 0 | 0 | 0 | 0 | 0 | 0 | 0 | 0 | 0 | 0 | 0 | 0 | 0 | 0 | 0 | 0 | 0 | 0 | 0 | 0 | 0 | 0 | 0 | 0 | 0 | 0 | 0 | 0 | 0 | 0 | 0 | 0 | 0 | 0 | 0 | 0 | 0 | 0 | 0 | 0 | 0 | 0 | 0 | 0 | 0 | 0 | 0 | 0 | 0 | 0 | 0 | 0 | 0 | 0 | 0 | 0 | 0 | 0 | 0 | 0 | 0 | 0 | 0 | 0 | 0 | 0 | 0 | 0 | 0 | 0 | 0 | 0 | 0 | 0 | 0 | 0 | 0 | 0 | 0 | 0 | 0 | 0 | 0 | 0 | 0 | 0 | 0 | 0 | 0 | 0 | 0 | 0 | 0 | 0 | 0 | 0 | 0 | 0 | 0 | 0 | 0 | 0 | 0 | 0 | 0 | 0 | 0 | 0 | 0 | 0 | 0 | 0 | 0 | 0 | 0 | 0 | 0 | 0 | 0 | 0 | 0 | 0 | 0 | 0 | 0 | 0 | 0 | 0 | 0 | 0 | 0 | 0 | 0 | 0 | 0 | 0 | 0 | 0 | 0 | 0 | 0 | 0 | 0 | 0 | 0 | 0 | 0 | 0 | 0 | 0 | 0 | 0 | 0 | 112.0544 | 112.0544 | 112.0544 | 112.0544 | 112.0544 | 112.0544 | 112.0544 | 112.0544 | 112.0544 | 112.0544 | 112.0544 | 112.0544 | 112.0544 | 112.0544 | 112.0544 | 112.0544 | 112.0544 | 112.0544 | 112.0544 | 112.0544 | 86.6765 | 86.6765 | 86.6765 | 86.6765 | 86.6765 | 86.6765 | 86.6765 | 86.6765 | 86.6765 | 86.6765 | 86.6765 | 86.6765 | 86.6765 | 86.6765 | 86.6765 | 86.6765 | 86.6765 | 86.6765 | 86.6765 | 86.6765
WA_Industrial_Wood and Lumber Products_Existing_Space Heating_Natural Gas_Condensing RTU_A | WA | Industrial | Wood and Lumber Products | Existing | Space Heating | Natural Gas | Condensing RTU | A | IM735 | tbd | tbd | 5 | 10.8699 | 0 | 0 | 2.56 | 0 | 0 | 0 | 1.2816 |  | sqft | 0% | 0% | Retrofit | Retro5Med | 81.71% | TBD | 0.2% | 160.1386 |  | 123.8706 |  | 0 | n/a | NEEA Condensing Rooftop Unit Field Study - October 28, 2019 | NEEA Condensing Rooftop Unit Field Study - October 28, 2019 | tbd | tbd | tbd | tbd | tbd | tbd | tbd | tbd | tbd | tbd | tbd | tbd | tbd | tbd | tbd | tbd | tbd | tbd | tbd | tbd | tbd | tbd | tbd | tbd | tbd | tbd | tbd | tbd | tbd | tbd | tbd | tbd | tbd | tbd | tbd | tbd | tbd | tbd | tbd | tbd | tbd | tbd | tbd | tbd | 2.56 | 2.56 | 2.56 | 2.56 | 2.56 | 2.56 | 2.56 | 2.56 | 2.56 | 2.56 | 2.56 | 2.56 | 2.56 | 2.56 | 2.56 | 2.56 | 2.56 | 2.56 | 2.56 | 2.56 | 2.56 | 2.56 | 0 | 0 | 10.7314 | 10.6483 | 10.5624 | 10.4737 | 10.3821 | 10.2878 | 10.1908 | 10.091 | 9.9893 | 9.8864 | 9.7827 | 9.678 | 9.5746 | 9.472 | 9.3705 | 9.2759 | 9.1878 | 9.1054 | 9.0283 | 8.9564 | 0 | 0 | 0 | 0 | 0 | 0 | 0 | 0 | 0 | 0 | 0 | 0 | 0 | 0 | 0 | 0 | 0 | 0 | 0 | 0 | 0 | 0 | 0 | 0 | 0 | 0 | 0 | 0 | 0 | 0 | 0 | 0 | 0 | 0 | 0 | 0 | 0 | 0 | 0 | 0 | 0 | 0 | 0 | 0 | 0 | 0 | 0 | 0 | 0 | 0 | 0 | 0 | 0 | 0 | 0 | 0 | 0 | 0 | 0 | 0 | 0 | 0 | 0 | 0 | 0 | 0 | 0 | 0 | 0 | 0 | 0 | 0 | 0 | 0 | 0 | 0 | 0 | 0 | 0 | 0 | 0 | 0 | 0 | 0 | 0 | 0 | 0 | 0 | 0 | 0 | 0 | 0 | 0 | 0 | 0 | 0 | 0 | 0 | 0 | 0 | 0 | 0 | 0 | 0 | 0 | 0 | 0 | 0 | 0 | 0 | 0 | 0 | 0 | 0 | 0 | 0 | 0 | 0 | 0 | 0 | 0 | 0 | 0 | 0 | 0 | 0 | 0 | 0 | 0 | 0 | 0 | 0 | 0 | 0 | 0 | 0 | 0 | 0 | 0 | 0 | 0 | 0 | 0 | 0 | 0 | 0 | 0 | 0 | 0 | 0 | 0 | 0 | 0 | 0 | 0 | 0 | 0 | 0 | 0 | 0 | 0 | 0 | 0 | 0 | 0 | 0 | 0 | 0 | 0 | 0 | 0 | 0 | 0 | 0 | 0 | 0 | 0 | 0 | 0 | 0 | 0 | 0 | 0 | 0 | 0 | 0 | 0 | 0 | 0 | 0 | 0 | 0 | 0 | 0 | 0 | 0 | 0 | 0 | 0 | 0 | 0 | 0 | 0 | 0 | 0 | 0 | 0 | 0 | 0 | 0 | 0 | 0 | 0 | 0 | 0 | 0 | 0 | 0 | 0 | 0 | 0 | 0 | 0 | 0 | 0 | 0 | 0 | 0 | 0 | 0 | 0 | 0 | 0 | 0 | 0 | 0 | 0 | 0 | 0 | 0 | 0 | 0 | 0 | 0 | 0 | 0 | 0 | 0 | 0 | 0 | 0 | 0 | 0 | 0 | 0 | 0 | 0 | 0 | 0 | 0 | 0 | 0 | 0 | 0 | 0 | 0 | 0 | 0 | 0 | 0 | 0 | 0 | 0 | 0 | 0 | 0 | 0 | 0 | 0 | 0 | 0 | 0 | 0 | 0 | 0 | 0 | 0 | 0 | 0 | 0 | 0 | 0 | 0 | 0 | 0 | 0 | 0 | 0 | 0 | 0 | 0 | 0 | 0 | 0 | 0 | 0 | 0 | 0 | 0 | 0 | 0 | 0 | 0 | 0 | 0 | 0 | 0 | 0 | 0 | 0 | 0 | 0 | 0 | 0 | 0 | 0 | 0 | 0 | 0 | 0 | 0 | 0 | 0 | 0 | 0 | 0 | 0 | 0 | 0 | 0 | 0 | 0 | 0 | 0 | 0 | 0 | 0 | 0 | 0 | 0 | 0 | 0 | 0 | 0 | 0 | 0 | 0 | 0 | 0 | 0 | 0 | 0 | 0 | 0 | 0 | 0 | 0 | 0 | 0 | 0 | 0 | 0 | 0 | 0 | 0 | 0 | 0 | 0 | 0 | 0 | 0 | 0 | 0 | 0 | 0 | 0 | 0 | 0 | 0 | 0 | 0 | 0 | 0 | 0 | 0 | 0 | 0 | 0 | 0 | 0 | 112.0544 | 112.0544 | 112.0544 | 112.0544 | 112.0544 | 112.0544 | 112.0544 | 112.0544 | 112.0544 | 112.0544 | 112.0544 | 112.0544 | 112.0544 | 112.0544 | 112.0544 | 112.0544 | 112.0544 | 112.0544 | 112.0544 | 112.0544 | 86.6765 | 86.6765 | 86.6765 | 86.6765 | 86.6765 | 86.6765 | 86.6765 | 86.6765 | 86.6765 | 86.6765 | 86.6765 | 86.6765 | 86.6765 | 86.6765 | 86.6765 | 86.6765 | 86.6765 | 86.6765 | 86.6765 | 86.6765
WA_Industrial_Wood and Lumber Products_New_Space Heating_Natural Gas_Condensing RTU_A | WA | Industrial | Wood and Lumber Products | New | Space Heating | Natural Gas | Condensing RTU | A | IM736 | tbd | tbd | 5 | 9.5116 | 0 | 0 | 2.56 | 0 | 0 | 0 | 1.2816 |  | sqft | 0% | 0% | Retrofit | Retro5Med | 81.71% | TBD | 0.2% | 160.1386 |  | 123.8706 |  | 0 | n/a | NEEA Condensing Rooftop Unit Field Study - October 28, 2019 | NEEA Condensing Rooftop Unit Field Study - October 28, 2019 | tbd | tbd | tbd | tbd | tbd | tbd | tbd | tbd | tbd | tbd | tbd | tbd | tbd | tbd | tbd | tbd | tbd | tbd | tbd | tbd | tbd | tbd | tbd | tbd | tbd | tbd | tbd | tbd | tbd | tbd | tbd | tbd | tbd | tbd | tbd | tbd | tbd | tbd | tbd | tbd | tbd | tbd | tbd | tbd | 2.56 | 2.56 | 2.56 | 2.56 | 2.56 | 2.56 | 2.56 | 2.56 | 2.56 | 2.56 | 2.56 | 2.56 | 2.56 | 2.56 | 2.56 | 2.56 | 2.56 | 2.56 | 2.56 | 2.56 | 2.56 | 2.56 | 0 | 0 | 9.4797 | 8.9246 | 8.7073 | 8.5809 | 8.5316 | 8.4886 | 8.4561 | 8.4275 | 8.4102 | 8.3934 | 8.3595 | 8.3323 | 8.3035 | 8.3289 | 8.3441 | 8.3436 | 8.3593 | 8.3568 | 8.3608 | 8.353 | 0 | 0 | 0 | 0 | 0 | 0 | 0 | 0 | 0 | 0 | 0 | 0 | 0 | 0 | 0 | 0 | 0 | 0 | 0 | 0 | 0 | 0 | 0 | 0 | 0 | 0 | 0 | 0 | 0 | 0 | 0 | 0 | 0 | 0 | 0 | 0 | 0 | 0 | 0 | 0 | 0 | 0 | 0 | 0 | 0 | 0 | 0 | 0 | 0 | 0 | 0 | 0 | 0 | 0 | 0 | 0 | 0 | 0 | 0 | 0 | 0 | 0 | 0 | 0 | 0 | 0 | 0 | 0 | 0 | 0 | 0 | 0 | 0 | 0 | 0 | 0 | 0 | 0 | 0 | 0 | 0 | 0 | 0 | 0 | 0 | 0 | 0 | 0 | 0 | 0 | 0 | 0 | 0 | 0 | 0 | 0 | 0 | 0 | 0 | 0 | 0 | 0 | 0 | 0 | 0 | 0 | 0 | 0 | 0 | 0 | 0 | 0 | 0 | 0 | 0 | 0 | 0 | 0 | 0 | 0 | 0 | 0 | 0 | 0 | 0 | 0 | 0 | 0 | 0 | 0 | 0 | 0 | 0 | 0 | 0 | 0 | 0 | 0 | 0 | 0 | 0 | 0 | 0 | 0 | 0 | 0 | 0 | 0 | 0 | 0 | 0 | 0 | 0 | 0 | 0 | 0 | 0 | 0 | 0 | 0 | 0 | 0 | 0 | 0 | 0 | 0 | 0 | 0 | 0 | 0 | 0 | 0 | 0 | 0 | 0 | 0 | 0 | 0 | 0 | 0 | 0 | 0 | 0 | 0 | 0 | 0 | 0 | 0 | 0 | 0 | 0 | 0 | 0 | 0 | 0 | 0 | 0 | 0 | 0 | 0 | 0 | 0 | 0 | 0 | 0 | 0 | 0 | 0 | 0 | 0 | 0 | 0 | 0 | 0 | 0 | 0 | 0 | 0 | 0 | 0 | 0 | 0 | 0 | 0 | 0 | 0 | 0 | 0 | 0 | 0 | 0 | 0 | 0 | 0 | 0 | 0 | 0 | 0 | 0 | 0 | 0 | 0 | 0 | 0 | 0 | 0 | 0 | 0 | 0 | 0 | 0 | 0 | 0 | 0 | 0 | 0 | 0 | 0 | 0 | 0 | 0 | 0 | 0 | 0 | 0 | 0 | 0 | 0 | 0 | 0 | 0 | 0 | 0 | 0 | 0 | 0 | 0 | 0 | 0 | 0 | 0 | 0 | 0 | 0 | 0 | 0 | 0 | 0 | 0 | 0 | 0 | 0 | 0 | 0 | 0 | 0 | 0 | 0 | 0 | 0 | 0 | 0 | 0 | 0 | 0 | 0 | 0 | 0 | 0 | 0 | 0 | 0 | 0 | 0 | 0 | 0 | 0 | 0 | 0 | 0 | 0 | 0 | 0 | 0 | 0 | 0 | 0 | 0 | 0 | 0 | 0 | 0 | 0 | 0 | 0 | 0 | 0 | 0 | 0 | 0 | 0 | 0 | 0 | 0 | 0 | 0 | 0 | 0 | 0 | 0 | 0 | 0 | 0 | 0 | 0 | 0 | 0 | 0 | 0 | 0 | 0 | 0 | 0 | 0 | 0 | 0 | 0 | 0 | 0 | 0 | 0 | 0 | 0 | 0 | 0 | 0 | 0 | 0 | 0 | 0 | 0 | 0 | 0 | 0 | 0 | 0 | 0 | 0 | 0 | 0 | 0 | 0 | 0 | 0 | 0 | 0 | 0 | 0 | 0 | 0 | 112.0544 | 112.0544 | 112.0544 | 112.0544 | 112.0544 | 112.0544 | 112.0544 | 112.0544 | 112.0544 | 112.0544 | 112.0544 | 112.0544 | 112.0544 | 112.0544 | 112.0544 | 112.0544 | 112.0544 | 112.0544 | 112.0544 | 112.0544 | 86.6765 | 86.6765 | 86.6765 | 86.6765 | 86.6765 | 86.6765 | 86.6765 | 86.6765 | 86.6765 | 86.6765 | 86.6765 | 86.6765 | 86.6765 | 86.6765 | 86.6765 | 86.6765 | 86.6765 | 86.6765 | 86.6765 | 86.6765
WA_Industrial_Other Industrial_Existing_Space Heating_Natural Gas_Condensing RTU_A | WA | Industrial | Other Industrial | Existing | Space Heating | Natural Gas | Condensing RTU | A | IM737 | tbd | tbd | 5 | 6.2013 | 0 | 0 | 2.56 | 0 | 0 | 0 | 1.2816 |  | sqft | 0% | 0% | Retrofit | Retro5Med | 81.71% | TBD | 0.2% | 160.1386 |  | 123.8706 |  | 0 | n/a | NEEA Condensing Rooftop Unit Field Study - October 28, 2019 | NEEA Condensing Rooftop Unit Field Study - October 28, 2019 | tbd | tbd | tbd | tbd | tbd | tbd | tbd | tbd | tbd | tbd | tbd | tbd | tbd | tbd | tbd | tbd | tbd | tbd | tbd | tbd | tbd | tbd | tbd | tbd | tbd | tbd | tbd | tbd | tbd | tbd | tbd | tbd | tbd | tbd | tbd | tbd | tbd | tbd | tbd | tbd | tbd | tbd | tbd | tbd | 2.56 | 2.56 | 2.56 | 2.56 | 2.56 | 2.56 | 2.56 | 2.56 | 2.56 | 2.56 | 2.56 | 2.56 | 2.56 | 2.56 | 2.56 | 2.56 | 2.56 | 2.56 | 2.56 | 2.56 | 2.56 | 2.56 | 0 | 0 | 6.1223 | 6.0749 | 6.0259 | 5.9753 | 5.923 | 5.8692 | 5.8139 | 5.757 | 5.699 | 5.6402 | 5.581 | 5.5214 | 5.4624 | 5.4038 | 5.3459 | 5.2919 | 5.2417 | 5.1947 | 5.1507 | 5.1096 | 0 | 0 | 0 | 0 | 0 | 0 | 0 | 0 | 0 | 0 | 0 | 0 | 0 | 0 | 0 | 0 | 0 | 0 | 0 | 0 | 0 | 0 | 0 | 0 | 0 | 0 | 0 | 0 | 0 | 0 | 0 | 0 | 0 | 0 | 0 | 0 | 0 | 0 | 0 | 0 | 0 | 0 | 0 | 0 | 0 | 0 | 0 | 0 | 0 | 0 | 0 | 0 | 0 | 0 | 0 | 0 | 0 | 0 | 0 | 0 | 0 | 0 | 0 | 0 | 0 | 0 | 0 | 0 | 0 | 0 | 0 | 0 | 0 | 0 | 0 | 0 | 0 | 0 | 0 | 0 | 0 | 0 | 0 | 0 | 0 | 0 | 0 | 0 | 0 | 0 | 0 | 0 | 0 | 0 | 0 | 0 | 0 | 0 | 0 | 0 | 0 | 0 | 0 | 0 | 0 | 0 | 0 | 0 | 0 | 0 | 0 | 0 | 0 | 0 | 0 | 0 | 0 | 0 | 0 | 0 | 0 | 0 | 0 | 0 | 0 | 0 | 0 | 0 | 0 | 0 | 0 | 0 | 0 | 0 | 0 | 0 | 0 | 0 | 0 | 0 | 0 | 0 | 0 | 0 | 0 | 0 | 0 | 0 | 0 | 0 | 0 | 0 | 0 | 0 | 0 | 0 | 0 | 0 | 0 | 0 | 0 | 0 | 0 | 0 | 0 | 0 | 0 | 0 | 0 | 0 | 0 | 0 | 0 | 0 | 0 | 0 | 0 | 0 | 0 | 0 | 0 | 0 | 0 | 0 | 0 | 0 | 0 | 0 | 0 | 0 | 0 | 0 | 0 | 0 | 0 | 0 | 0 | 0 | 0 | 0 | 0 | 0 | 0 | 0 | 0 | 0 | 0 | 0 | 0 | 0 | 0 | 0 | 0 | 0 | 0 | 0 | 0 | 0 | 0 | 0 | 0 | 0 | 0 | 0 | 0 | 0 | 0 | 0 | 0 | 0 | 0 | 0 | 0 | 0 | 0 | 0 | 0 | 0 | 0 | 0 | 0 | 0 | 0 | 0 | 0 | 0 | 0 | 0 | 0 | 0 | 0 | 0 | 0 | 0 | 0 | 0 | 0 | 0 | 0 | 0 | 0 | 0 | 0 | 0 | 0 | 0 | 0 | 0 | 0 | 0 | 0 | 0 | 0 | 0 | 0 | 0 | 0 | 0 | 0 | 0 | 0 | 0 | 0 | 0 | 0 | 0 | 0 | 0 | 0 | 0 | 0 | 0 | 0 | 0 | 0 | 0 | 0 | 0 | 0 | 0 | 0 | 0 | 0 | 0 | 0 | 0 | 0 | 0 | 0 | 0 | 0 | 0 | 0 | 0 | 0 | 0 | 0 | 0 | 0 | 0 | 0 | 0 | 0 | 0 | 0 | 0 | 0 | 0 | 0 | 0 | 0 | 0 | 0 | 0 | 0 | 0 | 0 | 0 | 0 | 0 | 0 | 0 | 0 | 0 | 0 | 0 | 0 | 0 | 0 | 0 | 0 | 0 | 0 | 0 | 0 | 0 | 0 | 0 | 0 | 0 | 0 | 0 | 0 | 0 | 0 | 0 | 0 | 0 | 0 | 0 | 0 | 0 | 0 | 0 | 0 | 0 | 0 | 0 | 0 | 0 | 0 | 0 | 0 | 0 | 0 | 0 | 0 | 0 | 0 | 0 | 0 | 0 | 0 | 0 | 0 | 0 | 0 | 0 | 0 | 0 | 112.0544 | 112.0544 | 112.0544 | 112.0544 | 112.0544 | 112.0544 | 112.0544 | 112.0544 | 112.0544 | 112.0544 | 112.0544 | 112.0544 | 112.0544 | 112.0544 | 112.0544 | 112.0544 | 112.0544 | 112.0544 | 112.0544 | 112.0544 | 86.6765 | 86.6765 | 86.6765 | 86.6765 | 86.6765 | 86.6765 | 86.6765 | 86.6765 | 86.6765 | 86.6765 | 86.6765 | 86.6765 | 86.6765 | 86.6765 | 86.6765 | 86.6765 | 86.6765 | 86.6765 | 86.6765 | 86.6765
WA_Industrial_Other Industrial_New_Space Heating_Natural Gas_Condensing RTU_A | WA | Industrial | Other Industrial | New | Space Heating | Natural Gas | Condensing RTU | A | IM738 | tbd | tbd | 5 | 5.4264 | 0 | 0 | 2.56 | 0 | 0 | 0 | 1.2816 |  | sqft | 0% | 0% | Retrofit | Retro5Med | 81.71% | TBD | 0.2% | 160.1386 |  | 123.8706 |  | 0 | n/a | NEEA Condensing Rooftop Unit Field Study - October 28, 2019 | NEEA Condensing Rooftop Unit Field Study - October 28, 2019 | tbd | tbd | tbd | tbd | tbd | tbd | tbd | tbd | tbd | tbd | tbd | tbd | tbd | tbd | tbd | tbd | tbd | tbd | tbd | tbd | tbd | tbd | tbd | tbd | tbd | tbd | tbd | tbd | tbd | tbd | tbd | tbd | tbd | tbd | tbd | tbd | tbd | tbd | tbd | tbd | tbd | tbd | tbd | tbd | 2.56 | 2.56 | 2.56 | 2.56 | 2.56 | 2.56 | 2.56 | 2.56 | 2.56 | 2.56 | 2.56 | 2.56 | 2.56 | 2.56 | 2.56 | 2.56 | 2.56 | 2.56 | 2.56 | 2.56 | 2.56 | 2.56 | 0 | 0 | 5.4082 | 5.0915 | 4.9675 | 4.8954 | 4.8673 | 4.8428 | 4.8242 | 4.8079 | 4.798 | 4.7885 | 4.7691 | 4.7536 | 4.7371 | 4.7517 | 4.7603 | 4.7601 | 4.769 | 4.7676 | 4.7699 | 4.7654 | 0 | 0 | 0 | 0 | 0 | 0 | 0 | 0 | 0 | 0 | 0 | 0 | 0 | 0 | 0 | 0 | 0 | 0 | 0 | 0 | 0 | 0 | 0 | 0 | 0 | 0 | 0 | 0 | 0 | 0 | 0 | 0 | 0 | 0 | 0 | 0 | 0 | 0 | 0 | 0 | 0 | 0 | 0 | 0 | 0 | 0 | 0 | 0 | 0 | 0 | 0 | 0 | 0 | 0 | 0 | 0 | 0 | 0 | 0 | 0 | 0 | 0 | 0 | 0 | 0 | 0 | 0 | 0 | 0 | 0 | 0 | 0 | 0 | 0 | 0 | 0 | 0 | 0 | 0 | 0 | 0 | 0 | 0 | 0 | 0 | 0 | 0 | 0 | 0 | 0 | 0 | 0 | 0 | 0 | 0 | 0 | 0 | 0 | 0 | 0 | 0 | 0 | 0 | 0 | 0 | 0 | 0 | 0 | 0 | 0 | 0 | 0 | 0 | 0 | 0 | 0 | 0 | 0 | 0 | 0 | 0 | 0 | 0 | 0 | 0 | 0 | 0 | 0 | 0 | 0 | 0 | 0 | 0 | 0 | 0 | 0 | 0 | 0 | 0 | 0 | 0 | 0 | 0 | 0 | 0 | 0 | 0 | 0 | 0 | 0 | 0 | 0 | 0 | 0 | 0 | 0 | 0 | 0 | 0 | 0 | 0 | 0 | 0 | 0 | 0 | 0 | 0 | 0 | 0 | 0 | 0 | 0 | 0 | 0 | 0 | 0 | 0 | 0 | 0 | 0 | 0 | 0 | 0 | 0 | 0 | 0 | 0 | 0 | 0 | 0 | 0 | 0 | 0 | 0 | 0 | 0 | 0 | 0 | 0 | 0 | 0 | 0 | 0 | 0 | 0 | 0 | 0 | 0 | 0 | 0 | 0 | 0 | 0 | 0 | 0 | 0 | 0 | 0 | 0 | 0 | 0 | 0 | 0 | 0 | 0 | 0 | 0 | 0 | 0 | 0 | 0 | 0 | 0 | 0 | 0 | 0 | 0 | 0 | 0 | 0 | 0 | 0 | 0 | 0 | 0 | 0 | 0 | 0 | 0 | 0 | 0 | 0 | 0 | 0 | 0 | 0 | 0 | 0 | 0 | 0 | 0 | 0 | 0 | 0 | 0 | 0 | 0 | 0 | 0 | 0 | 0 | 0 | 0 | 0 | 0 | 0 | 0 | 0 | 0 | 0 | 0 | 0 | 0 | 0 | 0 | 0 | 0 | 0 | 0 | 0 | 0 | 0 | 0 | 0 | 0 | 0 | 0 | 0 | 0 | 0 | 0 | 0 | 0 | 0 | 0 | 0 | 0 | 0 | 0 | 0 | 0 | 0 | 0 | 0 | 0 | 0 | 0 | 0 | 0 | 0 | 0 | 0 | 0 | 0 | 0 | 0 | 0 | 0 | 0 | 0 | 0 | 0 | 0 | 0 | 0 | 0 | 0 | 0 | 0 | 0 | 0 | 0 | 0 | 0 | 0 | 0 | 0 | 0 | 0 | 0 | 0 | 0 | 0 | 0 | 0 | 0 | 0 | 0 | 0 | 0 | 0 | 0 | 0 | 0 | 0 | 0 | 0 | 0 | 0 | 0 | 0 | 0 | 0 | 0 | 0 | 0 | 0 | 0 | 0 | 0 | 0 | 0 | 0 | 0 | 0 | 0 | 0 | 0 | 0 | 0 | 0 | 0 | 0 | 0 | 0 | 0 | 0 | 0 | 0 | 0 | 112.0544 | 112.0544 | 112.0544 | 112.0544 | 112.0544 | 112.0544 | 112.0544 | 112.0544 | 112.0544 | 112.0544 | 112.0544 | 112.0544 | 112.0544 | 112.0544 | 112.0544 | 112.0544 | 112.0544 | 112.0544 | 112.0544 | 112.0544 | 86.6765 | 86.6765 | 86.6765 | 86.6765 | 86.6765 | 86.6765 | 86.6765 | 86.6765 | 86.6765 | 86.6765 | 86.6765 | 86.6765 | 86.6765 | 86.6765 | 86.6765 | 86.6765 | 86.6765 | 86.6765 | 86.6765 | 86.6765

## Pre-Defined
Return | Measure | [8 empty] | Characteristics | [10 empty] | Sources |  |  | Measure Assumptions in 2017 | [13 empty] | 1000
Key | State | Sector | Segment | Vintage | End Use | Fuel | Measure | Option | Efficient Definition | Measure Identifier | Replacement Type | Baseline Definition (First Year) | Measure Description | Measure Ramp Rate Name | Ramp Offset | Assigned Loadshape | Input Unit of Measure | Input Units | Units per Sqft | Line Loss | Lifetime Source | Costs Source | Savings Source | Measure Lifetime (Years) | Incremental Measure Cost ($) | Incremental O&M Cost ($) | Incremental Non-Energy Benefits ($) | RVT-Only Non-Energy Benefits ($) | Cost Scalar | Energy Savings @ meter (kWh) | Summer Peak Savings @ meter (kW) | Winter Peak Savings @ meter (KW) | Incentive Cost (%) | Administrative Cost (%) | Base Saturation | Applicability | Engine | NEM Savings Code | Purchase Override? | Override LoadMAP Efficient? | Unstacked LCOE | Rank
Industrial_Food Products_Existing_Space Heating_Natural Gas_Furnace_A | WA | Industrial | Food Products | Existing | Space Heating | Natural Gas | Furnace | A | AFUE 96% | IE1 | Turnover | AFUE 80% (Standard) | AFUE 96% | LO12Med | 0 | TBD | 400 kBtu/hr | 1 | 0.021016 | 0.2% | EIA 2018 Tech Forecast | EIA 2018 Tech Forecast | AEG BEST | 23 | 1826.8484 | 10.1492 | 0 | 0 | 1.0149 | 1443.5459 | 0 | 0 | 20.16% | 22.18% | 33.46% | 30% | EQ | N/A | FALSE | FALSE | 296.238 | 36
Industrial_Food Products_Existing_Space Heating_Natural Gas_Boiler_A | WA | Industrial | Food Products | Existing | Space Heating | Natural Gas | Boiler | A | AFUE 97% | IE2 | Turnover | AFUE 80% (Standard) | AFUE 97% | LO50Fast | 0 | TBD | 800 kBtu/hr | 1 | 0.0011635 | 0.2% | EIA 2018 Tech Forecast | EIA 2018 Tech Forecast | GBLR-Heating-EIA14-2014 Ref. Case-6 | 25 | 14611.1641 | 0 | 0 | 0 | 1.0149 | 6227.3193 | 0 | 0 | 94.12% | 103.5% | 41.94% | 100% | EQ | N/A | FALSE | FALSE | 2556.5337 | 35
Industrial_Food Products_Existing_Space Heating_Natural Gas_Unit Heater_A | WA | Industrial | Food Products | Existing | Space Heating | Natural Gas | Unit Heater | A | Infrared Radiant | IE3 | Turnover | Standard | Infrared Radiant | LO12Med | 0 | TBD | 125 kBtu/Hr | 1 | 0.0014524 | 0.2% | IL TRM - 4.4.12 - CI-HVC-IRHT-V02-210101 | CNGC Program Data | IL TRM - 4.4.12 - CI-HVC-IRHT-V02-210101 w/ CNGC Sizing | 15 | 85063.6256 | 0 | 3587.7842 | 0 | 0.98199 | 43660.7244 | 0 | 0 | 29.87% | 32.86% | 21.83% | 100% | EQ | N/A | FALSE | FALSE | 688.9268 | 34
Industrial_Food Products_New_Space Heating_Natural Gas_Furnace_A | WA | Industrial | Food Products | New | Space Heating | Natural Gas | Furnace | A | AFUE 96% | IE4 | Turnover | AFUE 80% (Standard) | AFUE 96% | LO12Med | 0 | TBD | 400 kBtu/hr | 1 | 0.021016 | 0.2% | EIA 2018 Tech Forecast | EIA 2018 Tech Forecast | AEG BEST | 23 | 1826.8484 | 10.1492 | 0 | 0 | 1.0149 | 1443.5073 | 0 | 0 | 20.16% | 22.18% | 33.46% | 30% | EQ | N/A | FALSE | FALSE | 296.2459 | 37
Industrial_Food Products_New_Space Heating_Natural Gas_Boiler_A | WA | Industrial | Food Products | New | Space Heating | Natural Gas | Boiler | A | AFUE 97% | IE5 | Turnover | AFUE 80% (Standard) | AFUE 97% | LO50Fast | 0 | TBD | 800 kBtu/hr | 1 | 0.0011635 | 0.2% | EIA 2018 Tech Forecast | EIA 2018 Tech Forecast | GBLR-Heating-EIA14-2014 Ref. Case-6 | 25 | 14611.1641 | 0 | 0 | 0 | 1.0149 | 6223.5803 | 0 | 0 | 94.12% | 103.5% | 41.94% | 100% | EQ | N/A | FALSE | FALSE | 2558.0696 | 40
Industrial_Food Products_New_Space Heating_Natural Gas_Unit Heater_A | WA | Industrial | Food Products | New | Space Heating | Natural Gas | Unit Heater | A | Infrared Radiant | IE6 | Turnover | Standard | Infrared Radiant | LO12Med | 0 | TBD | 125 kBtu/Hr | 1 | 0.0014524 | 0.2% | IL TRM - 4.4.12 - CI-HVC-IRHT-V02-210101 | CNGC Program Data | IL TRM - 4.4.12 - CI-HVC-IRHT-V02-210101 w/ CNGC Sizing | 15 | 85063.6256 | 0 | 3587.7842 | 0 | 0.98199 | 43660.7244 | 0 | 0 | 29.87% | 32.86% | 21.83% | 100% | EQ | N/A | FALSE | FALSE | 688.9268 | 39
Industrial_Agriculture_Existing_Space Heating_Natural Gas_Furnace_A | WA | Industrial | Agriculture | Existing | Space Heating | Natural Gas | Furnace | A | AFUE 96% | IE7 | Turnover | AFUE 80% (Standard) | AFUE 96% | LO12Med | 0 | TBD | 400 kBtu/hr | 1 | 0.010169 | 0.2% | EIA 2018 Tech Forecast | EIA 2018 Tech Forecast | AEG BEST | 23 | 1826.8484 | 10.1492 | 0 | 0 | 1.0149 | 1443.5459 | 0 | 0 | 20.16% | 22.18% | 24.44% | 30% | EQ | N/A | FALSE | FALSE | 296.238 | 38
Industrial_Agriculture_Existing_Space Heating_Natural Gas_Boiler_A | WA | Industrial | Agriculture | Existing | Space Heating | Natural Gas | Boiler | A | AFUE 97% | IE8 | Turnover | AFUE 80% (Standard) | AFUE 97% | LO50Fast | 0 | TBD | 800 kBtu/hr | 1 | 0.0014263 | 0.2% | EIA 2018 Tech Forecast | EIA 2018 Tech Forecast | GBLR-Heating-EIA14-2014 Ref. Case-6 | 25 | 14611.1641 | 0 | 0 | 0 | 1.0149 | 6227.3193 | 0 | 0 | 94.12% | 103.5% | 12.09% | 100% | EQ | N/A | FALSE | FALSE | 2556.5337 | 29
Industrial_Agriculture_Existing_Space Heating_Natural Gas_Unit Heater_A | WA | Industrial | Agriculture | Existing | Space Heating | Natural Gas | Unit Heater | A | Infrared Radiant | IE9 | Turnover | Standard | Infrared Radiant | LO12Med | 0 | TBD | 125 kBtu/Hr | 1 | 0.00037857 | 0.2% | IL TRM - 4.4.12 - CI-HVC-IRHT-V02-210101 | CNGC Program Data | IL TRM - 4.4.12 - CI-HVC-IRHT-V02-210101 w/ CNGC Sizing | 15 | 85063.6256 | 0 | 3587.7842 | 0 | 0.98199 | 43660.7244 | 0 | 0 | 29.87% | 32.86% | 29.6% | 100% | EQ | N/A | FALSE | FALSE | 688.9268 | 28
Industrial_Agriculture_New_Space Heating_Natural Gas_Furnace_A | WA | Industrial | Agriculture | New | Space Heating | Natural Gas | Furnace | A | AFUE 96% | IE10 | Turnover | AFUE 80% (Standard) | AFUE 96% | LO12Med | 0 | TBD | 400 kBtu/hr | 1 | 0.010169 | 0.2% | EIA 2018 Tech Forecast | EIA 2018 Tech Forecast | AEG BEST | 23 | 1826.8484 | 10.1492 | 0 | 0 | 1.0149 | 1443.5073 | 0 | 0 | 20.16% | 22.18% | 24.44% | 30% | EQ | N/A | FALSE | FALSE | 296.2459 | 27
Industrial_Agriculture_New_Space Heating_Natural Gas_Boiler_A | WA | Industrial | Agriculture | New | Space Heating | Natural Gas | Boiler | A | AFUE 97% | IE11 | Turnover | AFUE 80% (Standard) | AFUE 97% | LO50Fast | 0 | TBD | 800 kBtu/hr | 1 | 0.0014263 | 0.2% | EIA 2018 Tech Forecast | EIA 2018 Tech Forecast | GBLR-Heating-EIA14-2014 Ref. Case-6 | 25 | 14611.1641 | 0 | 0 | 0 | 1.0149 | 6223.5803 | 0 | 0 | 94.12% | 103.5% | 12.09% | 100% | EQ | N/A | FALSE | FALSE | 2558.0696 | 30
Industrial_Agriculture_New_Space Heating_Natural Gas_Unit Heater_A | WA | Industrial | Agriculture | New | Space Heating | Natural Gas | Unit Heater | A | Infrared Radiant | IE12 | Turnover | Standard | Infrared Radiant | LO12Med | 0 | TBD | 125 kBtu/Hr | 1 | 0.00037857 | 0.2% | IL TRM - 4.4.12 - CI-HVC-IRHT-V02-210101 | CNGC Program Data | IL TRM - 4.4.12 - CI-HVC-IRHT-V02-210101 w/ CNGC Sizing | 15 | 85063.6256 | 0 | 3587.7842 | 0 | 0.98199 | 43660.7244 | 0 | 0 | 29.87% | 32.86% | 29.6% | 100% | EQ | N/A | FALSE | FALSE | 688.9268 | 33
Industrial_Primary Metals_Existing_Space Heating_Natural Gas_Furnace_A | WA | Industrial | Primary Metals | Existing | Space Heating | Natural Gas | Furnace | A | AFUE 96% | IE13 | Turnover | AFUE 80% (Standard) | AFUE 96% | LO12Med | 0 | TBD | 400 kBtu/hr | 1 | 0.033333 | 0.2% | EIA 2018 Tech Forecast | EIA 2018 Tech Forecast | AEG BEST | 23 | 1826.8484 | 10.1492 | 0 | 0 | 1.0149 | 1443.5459 | 0 | 0 | 20.16% | 22.18% | 42.56% | 30% | EQ | N/A | FALSE | FALSE | 296.238 | 32
Industrial_Primary Metals_Existing_Space Heating_Natural Gas_Boiler_A | WA | Industrial | Primary Metals | Existing | Space Heating | Natural Gas | Boiler | A | AFUE 97% | IE14 | Turnover | AFUE 80% (Standard) | AFUE 97% | LO50Fast | 0 | TBD | 800 kBtu/hr | 1 | 0.035652 | 0.2% | EIA 2018 Tech Forecast | EIA 2018 Tech Forecast | GBLR-Heating-EIA14-2014 Ref. Case-6 | 25 | 14611.1641 | 0 | 0 | 0 | 1.0149 | 6227.3193 | 0 | 0 | 94.12% | 103.5% | 2.761% | 100% | EQ | N/A | FALSE | FALSE | 2556.5337 | 31
Industrial_Primary Metals_Existing_Space Heating_Natural Gas_Unit Heater_A | WA | Industrial | Primary Metals | Existing | Space Heating | Natural Gas | Unit Heater | A | Infrared Radiant | IE15 | Turnover | Standard | Infrared Radiant | LO12Med | 0 | TBD | 125 kBtu/Hr | 1 | 0.0013034 | 0.2% | IL TRM - 4.4.12 - CI-HVC-IRHT-V02-210101 | CNGC Program Data | IL TRM - 4.4.12 - CI-HVC-IRHT-V02-210101 w/ CNGC Sizing | 15 | 85063.6256 | 0 | 3587.7842 | 0 | 0.98199 | 43660.7244 | 0 | 0 | 29.87% | 32.86% | 49.08% | 100% | EQ | N/A | FALSE | FALSE | 688.9268 | 49
Industrial_Primary Metals_New_Space Heating_Natural Gas_Furnace_A | WA | Industrial | Primary Metals | New | Space Heating | Natural Gas | Furnace | A | AFUE 96% | IE16 | Turnover | AFUE 80% (Standard) | AFUE 96% | LO12Med | 0 | TBD | 400 kBtu/hr | 1 | 0.033333 | 0.2% | EIA 2018 Tech Forecast | EIA 2018 Tech Forecast | AEG BEST | 23 | 1826.8484 | 10.1492 | 0 | 0 | 1.0149 | 1443.5073 | 0 | 0 | 20.16% | 22.18% | 42.56% | 30% | EQ | N/A | FALSE | FALSE | 296.2459 | 48
Industrial_Primary Metals_New_Space Heating_Natural Gas_Boiler_A | WA | Industrial | Primary Metals | New | Space Heating | Natural Gas | Boiler | A | AFUE 97% | IE17 | Turnover | AFUE 80% (Standard) | AFUE 97% | LO50Fast | 0 | TBD | 800 kBtu/hr | 1 | 0.035652 | 0.2% | EIA 2018 Tech Forecast | EIA 2018 Tech Forecast | GBLR-Heating-EIA14-2014 Ref. Case-6 | 25 | 14611.1641 | 0 | 0 | 0 | 1.0149 | 6223.5803 | 0 | 0 | 94.12% | 103.5% | 2.761% | 100% | EQ | N/A | FALSE | FALSE | 2558.0696 | 47
Industrial_Primary Metals_New_Space Heating_Natural Gas_Unit Heater_A | WA | Industrial | Primary Metals | New | Space Heating | Natural Gas | Unit Heater | A | Infrared Radiant | IE18 | Turnover | Standard | Infrared Radiant | LO12Med | 0 | TBD | 125 kBtu/Hr | 1 | 0.0013034 | 0.2% | IL TRM - 4.4.12 - CI-HVC-IRHT-V02-210101 | CNGC Program Data | IL TRM - 4.4.12 - CI-HVC-IRHT-V02-210101 w/ CNGC Sizing | 15 | 85063.6256 | 0 | 3587.7842 | 0 | 0.98199 | 43660.7244 | 0 | 0 | 29.87% | 32.86% | 49.08% | 100% | EQ | N/A | FALSE | FALSE | 688.9268 | 52
Industrial_Stone, Clay, and Glass_Existing_Space Heating_Natural Gas_Furnace_A | WA | Industrial | Stone, Clay, and Glass | Existing | Space Heating | Natural Gas | Furnace | A | AFUE 96% | IE19 | Turnover | AFUE 80% (Standard) | AFUE 96% | LO12Med | 0 | TBD | 400 kBtu/hr | 1 | 0.0392 | 0.2% | EIA 2018 Tech Forecast | EIA 2018 Tech Forecast | AEG BEST | 23 | 1826.8484 | 10.1492 | 0 | 0 | 1.0149 | 1443.5459 | 0 | 0 | 20.16% | 22.18% | 28.78% | 30% | EQ | N/A | FALSE | FALSE | 296.238 | 50
Industrial_Stone, Clay, and Glass_Existing_Space Heating_Natural Gas_Boiler_A | WA | Industrial | Stone, Clay, and Glass | Existing | Space Heating | Natural Gas | Boiler | A | AFUE 97% | IE20 | Turnover | AFUE 80% (Standard) | AFUE 97% | LO50Fast | 0 | TBD | 800 kBtu/hr | 1 | 0.0086787 | 0.2% | EIA 2018 Tech Forecast | EIA 2018 Tech Forecast | GBLR-Heating-EIA14-2014 Ref. Case-6 | 25 | 14611.1641 | 0 | 0 | 0 | 1.0149 | 6227.3193 | 0 | 0 | 94.12% | 103.5% | 9.02% | 100% | EQ | N/A | FALSE | FALSE | 2556.5337 | 51
Industrial_Stone, Clay, and Glass_Existing_Space Heating_Natural Gas_Unit Heater_A | WA | Industrial | Stone, Clay, and Glass | Existing | Space Heating | Natural Gas | Unit Heater | A | Infrared Radiant | IE21 | Turnover | Standard | Infrared Radiant | LO12Med | 0 | TBD | 125 kBtu/Hr | 1 | 0.0020182 | 0.2% | IL TRM - 4.4.12 - CI-HVC-IRHT-V02-210101 | CNGC Program Data | IL TRM - 4.4.12 - CI-HVC-IRHT-V02-210101 w/ CNGC Sizing | 15 | 85063.6256 | 0 | 3587.7842 | 0 | 0.98199 | 43660.7244 | 0 | 0 | 29.87% | 32.86% | 25.2% | 100% | EQ | N/A | FALSE | FALSE | 688.9268 | 43
Industrial_Stone, Clay, and Glass_New_Space Heating_Natural Gas_Furnace_A | WA | Industrial | Stone, Clay, and Glass | New | Space Heating | Natural Gas | Furnace | A | AFUE 96% | IE22 | Turnover | AFUE 80% (Standard) | AFUE 96% | LO12Med | 0 | TBD | 400 kBtu/hr | 1 | 0.0392 | 0.2% | EIA 2018 Tech Forecast | EIA 2018 Tech Forecast | AEG BEST | 23 | 1826.8484 | 10.1492 | 0 | 0 | 1.0149 | 1443.5073 | 0 | 0 | 20.16% | 22.18% | 28.78% | 30% | EQ | N/A | FALSE | FALSE | 296.2459 | 42
Industrial_Stone, Clay, and Glass_New_Space Heating_Natural Gas_Boiler_A | WA | Industrial | Stone, Clay, and Glass | New | Space Heating | Natural Gas | Boiler | A | AFUE 97% | IE23 | Turnover | AFUE 80% (Standard) | AFUE 97% | LO50Fast | 0 | TBD | 800 kBtu/hr | 1 | 0.0086787 | 0.2% | EIA 2018 Tech Forecast | EIA 2018 Tech Forecast | GBLR-Heating-EIA14-2014 Ref. Case-6 | 25 | 14611.1641 | 0 | 0 | 0 | 1.0149 | 6223.5803 | 0 | 0 | 94.12% | 103.5% | 9.02% | 100% | EQ | N/A | FALSE | FALSE | 2558.0696 | 41
Industrial_Stone, Clay, and Glass_New_Space Heating_Natural Gas_Unit Heater_A | WA | Industrial | Stone, Clay, and Glass | New | Space Heating | Natural Gas | Unit Heater | A | Infrared Radiant | IE24 | Turnover | Standard | Infrared Radiant | LO12Med | 0 | TBD | 125 kBtu/Hr | 1 | 0.0020182 | 0.2% | IL TRM - 4.4.12 - CI-HVC-IRHT-V02-210101 | CNGC Program Data | IL TRM - 4.4.12 - CI-HVC-IRHT-V02-210101 w/ CNGC Sizing | 15 | 85063.6256 | 0 | 3587.7842 | 0 | 0.98199 | 43660.7244 | 0 | 0 | 29.87% | 32.86% | 25.2% | 100% | EQ | N/A | FALSE | FALSE | 688.9268 | 46
Industrial_Petroleum_Existing_Space Heating_Natural Gas_Furnace_A | WA | Industrial | Petroleum | Existing | Space Heating | Natural Gas | Furnace | A | AFUE 96% | IE25 | Turnover | AFUE 80% (Standard) | AFUE 96% | LO12Med | 0 | TBD | 400 kBtu/hr | 1 | 8.2802 | 0.2% | EIA 2018 Tech Forecast | EIA 2018 Tech Forecast | AEG BEST | 23 | 1826.8484 | 10.1492 | 0 | 0 | 1.0149 | 1443.5459 | 0 | 0 | 20.16% | 22.18% | 0.2854% | 30% | EQ | N/A | FALSE | FALSE | 296.238 | 45
Industrial_Petroleum_Existing_Space Heating_Natural Gas_Boiler_A | WA | Industrial | Petroleum | Existing | Space Heating | Natural Gas | Boiler | A | AFUE 97% | IE26 | Turnover | AFUE 80% (Standard) | AFUE 97% | LO50Fast | 0 | TBD | 800 kBtu/hr | 1 | 0.1302 | 0.2% | EIA 2018 Tech Forecast | EIA 2018 Tech Forecast | GBLR-Heating-EIA14-2014 Ref. Case-6 | 25 | 14611.1641 | 0 | 0 | 0 | 1.0149 | 6227.3193 | 0 | 0 | 94.12% | 103.5% | 1.259% | 100% | EQ | N/A | FALSE | FALSE | 2556.5337 | 44
Industrial_Petroleum_Existing_Space Heating_Natural Gas_Unit Heater_A | WA | Industrial | Petroleum | Existing | Space Heating | Natural Gas | Unit Heater | A | Infrared Radiant | IE27 | Turnover | Standard | Infrared Radiant | LO12Med | 0 | TBD | 125 kBtu/Hr | 1 | 0.0010655 | 0.2% | IL TRM - 4.4.12 - CI-HVC-IRHT-V02-210101 | CNGC Program Data | IL TRM - 4.4.12 - CI-HVC-IRHT-V02-210101 w/ CNGC Sizing | 15 | 85063.6256 | 0 | 3587.7842 | 0 | 0.98199 | 0 | 0 | 0 | 29.87% | 32.86% | 0% | 100% | EQ | N/A | FALSE | FALSE | 0 | 703
Industrial_Petroleum_New_Space Heating_Natural Gas_Furnace_A | WA | Industrial | Petroleum | New | Space Heating | Natural Gas | Furnace | A | AFUE 96% | IE28 | Turnover | AFUE 80% (Standard) | AFUE 96% | LO12Med | 0 | TBD | 400 kBtu/hr | 1 | 8.2802 | 0.2% | EIA 2018 Tech Forecast | EIA 2018 Tech Forecast | AEG BEST | 23 | 1826.8484 | 10.1492 | 0 | 0 | 1.0149 | 1443.5073 | 0 | 0 | 20.16% | 22.18% | 0.2854% | 30% | EQ | N/A | FALSE | FALSE | 296.2459 | 10
Industrial_Petroleum_New_Space Heating_Natural Gas_Boiler_A | WA | Industrial | Petroleum | New | Space Heating | Natural Gas | Boiler | A | AFUE 97% | IE29 | Turnover | AFUE 80% (Standard) | AFUE 97% | LO50Fast | 0 | TBD | 800 kBtu/hr | 1 | 0.1302 | 0.2% | EIA 2018 Tech Forecast | EIA 2018 Tech Forecast | GBLR-Heating-EIA14-2014 Ref. Case-6 | 25 | 14611.1641 | 0 | 0 | 0 | 1.0149 | 6223.5803 | 0 | 0 | 94.12% | 103.5% | 1.259% | 100% | EQ | N/A | FALSE | FALSE | 2558.0696 | 9
Industrial_Petroleum_New_Space Heating_Natural Gas_Unit Heater_A | WA | Industrial | Petroleum | New | Space Heating | Natural Gas | Unit Heater | A | Infrared Radiant | IE30 | Turnover | Standard | Infrared Radiant | LO12Med | 0 | TBD | 125 kBtu/Hr | 1 | 0.0010655 | 0.2% | IL TRM - 4.4.12 - CI-HVC-IRHT-V02-210101 | CNGC Program Data | IL TRM - 4.4.12 - CI-HVC-IRHT-V02-210101 w/ CNGC Sizing | 15 | 85063.6256 | 0 | 3587.7842 | 0 | 0.98199 | 0 | 0 | 0 | 29.87% | 32.86% | 0% | 100% | EQ | N/A | FALSE | FALSE | 0 | 704
Industrial_Paper and Printing_Existing_Space Heating_Natural Gas_Furnace_A | WA | Industrial | Paper and Printing | Existing | Space Heating | Natural Gas | Furnace | A | AFUE 96% | IE31 | Turnover | AFUE 80% (Standard) | AFUE 96% | LO12Med | 0 | TBD | 400 kBtu/hr | 1 | 0.11742 | 0.2% | EIA 2018 Tech Forecast | EIA 2018 Tech Forecast | AEG BEST | 23 | 1826.8484 | 10.1492 | 0 | 0 | 1.0149 | 1443.5459 | 0 | 0 | 20.16% | 22.18% | 38% | 30% | EQ | N/A | FALSE | FALSE | 296.238 | 8
Industrial_Paper and Printing_Existing_Space Heating_Natural Gas_Boiler_A | WA | Industrial | Paper and Printing | Existing | Space Heating | Natural Gas | Boiler | A | AFUE 97% | IE32 | Turnover | AFUE 80% (Standard) | AFUE 97% | LO50Fast | 0 | TBD | 800 kBtu/hr | 1 | 0.12355 | 0.2% | EIA 2018 Tech Forecast | EIA 2018 Tech Forecast | GBLR-Heating-EIA14-2014 Ref. Case-6 | 25 | 14611.1641 | 0 | 0 | 0 | 1.0149 | 6227.3193 | 0 | 0 | 94.12% | 103.5% | 2.506% | 100% | EQ | N/A | FALSE | FALSE | 2556.5337 | 13
Industrial_Paper and Printing_Existing_Space Heating_Natural Gas_Unit Heater_A | WA | Industrial | Paper and Printing | Existing | Space Heating | Natural Gas | Unit Heater | A | Infrared Radiant | IE33 | Turnover | Standard | Infrared Radiant | LO12Med | 0 | TBD | 125 kBtu/Hr | 1 | 0.0043991 | 0.2% | IL TRM - 4.4.12 - CI-HVC-IRHT-V02-210101 | CNGC Program Data | IL TRM - 4.4.12 - CI-HVC-IRHT-V02-210101 w/ CNGC Sizing | 15 | 85063.6256 | 0 | 3587.7842 | 0 | 0.98199 | 43660.7244 | 0 | 0 | 29.87% | 32.86% | 45.74% | 100% | EQ | N/A | FALSE | FALSE | 688.9268 | 12
Industrial_Paper and Printing_New_Space Heating_Natural Gas_Furnace_A | WA | Industrial | Paper and Printing | New | Space Heating | Natural Gas | Furnace | A | AFUE 96% | IE34 | Turnover | AFUE 80% (Standard) | AFUE 96% | LO12Med | 0 | TBD | 400 kBtu/hr | 1 | 0.11742 | 0.2% | EIA 2018 Tech Forecast | EIA 2018 Tech Forecast | AEG BEST | 23 | 1826.8484 | 10.1492 | 0 | 0 | 1.0149 | 1443.5073 | 0 | 0 | 20.16% | 22.18% | 38% | 30% | EQ | N/A | FALSE | FALSE | 296.2459 | 11
Industrial_Paper and Printing_New_Space Heating_Natural Gas_Boiler_A | WA | Industrial | Paper and Printing | New | Space Heating | Natural Gas | Boiler | A | AFUE 97% | IE35 | Turnover | AFUE 80% (Standard) | AFUE 97% | LO50Fast | 0 | TBD | 800 kBtu/hr | 1 | 0.12355 | 0.2% | EIA 2018 Tech Forecast | EIA 2018 Tech Forecast | GBLR-Heating-EIA14-2014 Ref. Case-6 | 25 | 14611.1641 | 0 | 0 | 0 | 1.0149 | 6223.5803 | 0 | 0 | 94.12% | 103.5% | 2.506% | 100% | EQ | N/A | FALSE | FALSE | 2558.0696 | 7
Industrial_Paper and Printing_New_Space Heating_Natural Gas_Unit Heater_A | WA | Industrial | Paper and Printing | New | Space Heating | Natural Gas | Unit Heater | A | Infrared Radiant | IE36 | Turnover | Standard | Infrared Radiant | LO12Med | 0 | TBD | 125 kBtu/Hr | 1 | 0.0043991 | 0.2% | IL TRM - 4.4.12 - CI-HVC-IRHT-V02-210101 | CNGC Program Data | IL TRM - 4.4.12 - CI-HVC-IRHT-V02-210101 w/ CNGC Sizing | 15 | 85063.6256 | 0 | 3587.7842 | 0 | 0.98199 | 43660.7244 | 0 | 0 | 29.87% | 32.86% | 45.74% | 100% | EQ | N/A | FALSE | FALSE | 688.9268 | 3
Industrial_Instruments_Existing_Space Heating_Natural Gas_Furnace_A | WA | Industrial | Instruments | Existing | Space Heating | Natural Gas | Furnace | A | AFUE 96% | IE37 | Turnover | AFUE 80% (Standard) | AFUE 96% | LO12Med | 0 | TBD | 400 kBtu/hr | 1 | 0.0060363 | 0.2% | EIA 2018 Tech Forecast | EIA 2018 Tech Forecast | AEG BEST | 23 | 1826.8484 | 10.1492 | 0 | 0 | 1.0149 | 1443.5459 | 0 | 0 | 20.16% | 22.18% | 39.73% | 30% | EQ | N/A | FALSE | FALSE | 296.238 | 2
Industrial_Instruments_Existing_Space Heating_Natural Gas_Boiler_A | WA | Industrial | Instruments | Existing | Space Heating | Natural Gas | Boiler | A | AFUE 97% | IE38 | Turnover | AFUE 80% (Standard) | AFUE 97% | LO50Fast | 0 | TBD | 800 kBtu/hr | 1 | 0.0050486 | 0.2% | EIA 2018 Tech Forecast | EIA 2018 Tech Forecast | GBLR-Heating-EIA14-2014 Ref. Case-6 | 25 | 14611.1641 | 0 | 0 | 0 | 1.0149 | 6227.3193 | 0 | 0 | 94.12% | 103.5% | 3.297% | 100% | EQ | N/A | FALSE | FALSE | 2556.5337 | 1
Industrial_Instruments_Existing_Space Heating_Natural Gas_Unit Heater_A | WA | Industrial | Instruments | Existing | Space Heating | Natural Gas | Unit Heater | A | Infrared Radiant | IE39 | Turnover | Standard | Infrared Radiant | LO12Med | 0 | TBD | 125 kBtu/Hr | 1 | 0.00027818 | 0.2% | IL TRM - 4.4.12 - CI-HVC-IRHT-V02-210101 | CNGC Program Data | IL TRM - 4.4.12 - CI-HVC-IRHT-V02-210101 w/ CNGC Sizing | 15 | 85063.6256 | 0 | 3587.7842 | 0 | 0.98199 | 43660.7244 | 0 | 0 | 29.87% | 32.86% | 38.88% | 100% | EQ | N/A | FALSE | FALSE | 688.9268 | 6
Industrial_Instruments_New_Space Heating_Natural Gas_Furnace_A | WA | Industrial | Instruments | New | Space Heating | Natural Gas | Furnace | A | AFUE 96% | IE40 | Turnover | AFUE 80% (Standard) | AFUE 96% | LO12Med | 0 | TBD | 400 kBtu/hr | 1 | 0.0060363 | 0.2% | EIA 2018 Tech Forecast | EIA 2018 Tech Forecast | AEG BEST | 23 | 1826.8484 | 10.1492 | 0 | 0 | 1.0149 | 1443.5073 | 0 | 0 | 20.16% | 22.18% | 39.73% | 30% | EQ | N/A | FALSE | FALSE | 296.2459 | 5
Industrial_Instruments_New_Space Heating_Natural Gas_Boiler_A | WA | Industrial | Instruments | New | Space Heating | Natural Gas | Boiler | A | AFUE 97% | IE41 | Turnover | AFUE 80% (Standard) | AFUE 97% | LO50Fast | 0 | TBD | 800 kBtu/hr | 1 | 0.0050486 | 0.2% | EIA 2018 Tech Forecast | EIA 2018 Tech Forecast | GBLR-Heating-EIA14-2014 Ref. Case-6 | 25 | 14611.1641 | 0 | 0 | 0 | 1.0149 | 6223.5803 | 0 | 0 | 94.12% | 103.5% | 3.297% | 100% | EQ | N/A | FALSE | FALSE | 2558.0696 | 4
Industrial_Instruments_New_Space Heating_Natural Gas_Unit Heater_A | WA | Industrial | Instruments | New | Space Heating | Natural Gas | Unit Heater | A | Infrared Radiant | IE42 | Turnover | Standard | Infrared Radiant | LO12Med | 0 | TBD | 125 kBtu/Hr | 1 | 0.00027818 | 0.2% | IL TRM - 4.4.12 - CI-HVC-IRHT-V02-210101 | CNGC Program Data | IL TRM - 4.4.12 - CI-HVC-IRHT-V02-210101 w/ CNGC Sizing | 15 | 85063.6256 | 0 | 3587.7842 | 0 | 0.98199 | 43660.7244 | 0 | 0 | 29.87% | 32.86% | 38.88% | 100% | EQ | N/A | FALSE | FALSE | 688.9268 | 23
Industrial_Wood and Lumber Products_Existing_Space Heating_Natural Gas_Furnace_A | WA | Industrial | Wood and Lumber Products | Existing | Space Heating | Natural Gas | Furnace | A | AFUE 96% | IE43 | Turnover | AFUE 80% (Standard) | AFUE 96% | LO12Med | 0 | TBD | 400 kBtu/hr | 1 | 0.0093403 | 0.2% | EIA 2018 Tech Forecast | EIA 2018 Tech Forecast | AEG BEST | 23 | 1826.8484 | 10.1492 | 0 | 0 | 1.0149 | 1443.5459 | 0 | 0 | 20.16% | 22.18% | 49.07% | 30% | EQ | N/A | FALSE | FALSE | 296.238 | 22
Industrial_Wood and Lumber Products_Existing_Space Heating_Natural Gas_Boiler_A | WA | Industrial | Wood and Lumber Products | Existing | Space Heating | Natural Gas | Boiler | A | AFUE 97% | IE44 | Turnover | AFUE 80% (Standard) | AFUE 97% | LO50Fast | 0 | TBD | 800 kBtu/hr | 1 | 0.0010947 | 0.2% | EIA 2018 Tech Forecast | EIA 2018 Tech Forecast | GBLR-Heating-EIA14-2014 Ref. Case-6 | 25 | 14611.1641 | 0 | 0 | 0 | 1.0149 | 6227.3193 | 0 | 0 | 94.12% | 103.5% | 29.05% | 100% | EQ | N/A | FALSE | FALSE | 2556.5337 | 21
Industrial_Wood and Lumber Products_Existing_Space Heating_Natural Gas_Unit Heater_A | WA | Industrial | Wood and Lumber Products | Existing | Space Heating | Natural Gas | Unit Heater | A | Infrared Radiant | IE45 | Turnover | Standard | Infrared Radiant | LO12Med | 0 | TBD | 125 kBtu/Hr | 1 | 0.0018255 | 0.2% | IL TRM - 4.4.12 - CI-HVC-IRHT-V02-210101 | CNGC Program Data | IL TRM - 4.4.12 - CI-HVC-IRHT-V02-210101 w/ CNGC Sizing | 15 | 85063.6256 | 0 | 3587.7842 | 0 | 0.98199 | 43660.7244 | 0 | 0 | 29.87% | 32.86% | 11.32% | 100% | EQ | N/A | FALSE | FALSE | 688.9268 | 26
Industrial_Wood and Lumber Products_New_Space Heating_Natural Gas_Furnace_A | WA | Industrial | Wood and Lumber Products | New | Space Heating | Natural Gas | Furnace | A | AFUE 96% | IE46 | Turnover | AFUE 80% (Standard) | AFUE 96% | LO12Med | 0 | TBD | 400 kBtu/hr | 1 | 0.0093403 | 0.2% | EIA 2018 Tech Forecast | EIA 2018 Tech Forecast | AEG BEST | 23 | 1826.8484 | 10.1492 | 0 | 0 | 1.0149 | 1443.5073 | 0 | 0 | 20.16% | 22.18% | 49.07% | 30% | EQ | N/A | FALSE | FALSE | 296.2459 | 25
Industrial_Wood and Lumber Products_New_Space Heating_Natural Gas_Boiler_A | WA | Industrial | Wood and Lumber Products | New | Space Heating | Natural Gas | Boiler | A | AFUE 97% | IE47 | Turnover | AFUE 80% (Standard) | AFUE 97% | LO50Fast | 0 | TBD | 800 kBtu/hr | 1 | 0.0010947 | 0.2% | EIA 2018 Tech Forecast | EIA 2018 Tech Forecast | GBLR-Heating-EIA14-2014 Ref. Case-6 | 25 | 14611.1641 | 0 | 0 | 0 | 1.0149 | 6223.5803 | 0 | 0 | 94.12% | 103.5% | 29.05% | 100% | EQ | N/A | FALSE | FALSE | 2558.0696 | 24
Industrial_Wood and Lumber Products_New_Space Heating_Natural Gas_Unit Heater_A | WA | Industrial | Wood and Lumber Products | New | Space Heating | Natural Gas | Unit Heater | A | Infrared Radiant | IE48 | Turnover | Standard | Infrared Radiant | LO12Med | 0 | TBD | 125 kBtu/Hr | 1 | 0.0018255 | 0.2% | IL TRM - 4.4.12 - CI-HVC-IRHT-V02-210101 | CNGC Program Data | IL TRM - 4.4.12 - CI-HVC-IRHT-V02-210101 w/ CNGC Sizing | 15 | 85063.6256 | 0 | 3587.7842 | 0 | 0.98199 | 43660.7244 | 0 | 0 | 29.87% | 32.86% | 11.32% | 100% | EQ | N/A | FALSE | FALSE | 688.9268 | 20
Industrial_Other Industrial_Existing_Space Heating_Natural Gas_Furnace_A | WA | Industrial | Other Industrial | Existing | Space Heating | Natural Gas | Furnace | A | AFUE 96% | IE49 | Turnover | AFUE 80% (Standard) | AFUE 96% | LO12Med | 0 | TBD | 400 kBtu/hr | 1 | 0.0053287 | 0.2% | EIA 2018 Tech Forecast | EIA 2018 Tech Forecast | AEG BEST | 23 | 1826.8484 | 10.1492 | 0 | 0 | 1.0149 | 1443.5459 | 0 | 0 | 20.16% | 22.18% | 46.63% | 30% | EQ | N/A | FALSE | FALSE | 296.238 | 16
Industrial_Other Industrial_Existing_Space Heating_Natural Gas_Boiler_A | WA | Industrial | Other Industrial | Existing | Space Heating | Natural Gas | Boiler | A | AFUE 97% | IE50 | Turnover | AFUE 80% (Standard) | AFUE 97% | LO50Fast | 0 | TBD | 800 kBtu/hr | 1 | 0.0024965 | 0.2% | EIA 2018 Tech Forecast | EIA 2018 Tech Forecast | GBLR-Heating-EIA14-2014 Ref. Case-6 | 25 | 14611.1641 | 0 | 0 | 0 | 1.0149 | 6227.3193 | 0 | 0 | 94.12% | 103.5% | 6.906% | 100% | EQ | N/A | FALSE | FALSE | 2556.5337 | 15
Industrial_Other Industrial_Existing_Space Heating_Natural Gas_Unit Heater_A | WA | Industrial | Other Industrial | Existing | Space Heating | Natural Gas | Unit Heater | A | Infrared Radiant | IE51 | Turnover | Standard | Infrared Radiant | LO12Med | 0 | TBD | 125 kBtu/Hr | 1 | 0.00034531 | 0.2% | IL TRM - 4.4.12 - CI-HVC-IRHT-V02-210101 | CNGC Program Data | IL TRM - 4.4.12 - CI-HVC-IRHT-V02-210101 w/ CNGC Sizing | 15 | 85063.6256 | 0 | 3587.7842 | 0 | 0.98199 | 43660.7244 | 0 | 0 | 29.87% | 32.86% | 32.45% | 100% | EQ | N/A | FALSE | FALSE | 688.9268 | 14
Industrial_Other Industrial_New_Space Heating_Natural Gas_Furnace_A | WA | Industrial | Other Industrial | New | Space Heating | Natural Gas | Furnace | A | AFUE 96% | IE52 | Turnover | AFUE 80% (Standard) | AFUE 96% | LO12Med | 0 | TBD | 400 kBtu/hr | 1 | 0.0053287 | 0.2% | EIA 2018 Tech Forecast | EIA 2018 Tech Forecast | AEG BEST | 23 | 1826.8484 | 10.1492 | 0 | 0 | 1.0149 | 1443.5073 | 0 | 0 | 20.16% | 22.18% | 46.63% | 30% | EQ | N/A | FALSE | FALSE | 296.2459 | 19
Industrial_Other Industrial_New_Space Heating_Natural Gas_Boiler_A | WA | Industrial | Other Industrial | New | Space Heating | Natural Gas | Boiler | A | AFUE 97% | IE53 | Turnover | AFUE 80% (Standard) | AFUE 97% | LO50Fast | 0 | TBD | 800 kBtu/hr | 1 | 0.0024965 | 0.2% | EIA 2018 Tech Forecast | EIA 2018 Tech Forecast | GBLR-Heating-EIA14-2014 Ref. Case-6 | 25 | 14611.1641 | 0 | 0 | 0 | 1.0149 | 6223.5803 | 0 | 0 | 94.12% | 103.5% | 6.906% | 100% | EQ | N/A | FALSE | FALSE | 2558.0696 | 18
Industrial_Other Industrial_New_Space Heating_Natural Gas_Unit Heater_A | WA | Industrial | Other Industrial | New | Space Heating | Natural Gas | Unit Heater | A | Infrared Radiant | IE54 | Turnover | Standard | Infrared Radiant | LO12Med | 0 | TBD | 125 kBtu/Hr | 1 | 0.00034531 | 0.2% | IL TRM - 4.4.12 - CI-HVC-IRHT-V02-210101 | CNGC Program Data | IL TRM - 4.4.12 - CI-HVC-IRHT-V02-210101 w/ CNGC Sizing | 15 | 85063.6256 | 0 | 3587.7842 | 0 | 0.98199 | 43660.7244 | 0 | 0 | 29.87% | 32.86% | 32.45% | 100% | EQ | N/A | FALSE | FALSE | 688.9268 | 17
Industrial_Food Products_Existing_Space Heating_Natural Gas_Insulation - Roof/Ceiling_A | WA | Industrial | Food Products | Existing | Space Heating | Natural Gas | Insulation - Roof/Ceiling | A | R-38 | IM1 | Retrofit | R-13 | R-38 | Retro3Slow | 2 | TBD | sqft | 1 | 1180.1953 | 0.2% | RTF Wkbk - ComWeatherizationSchool_v3_1 | RTF Wkbk - ComWeatherizationSchool_v3_1 | Building Energy Simulation Tool | 45 | 1.1051 | 0 | 0.074728 | 0 | 1.1095 | 0.083426 | 0 | 0 | 50% | 35% | 60% | 100% | NEM | All | FALSE | FALSE | 4915.8056 | 496
Industrial_Food Products_Existing_Space Heating_Natural Gas_Insulation - Wall Cavity_A | WA | Industrial | Food Products | Existing | Space Heating | Natural Gas | Insulation - Wall Cavity | A | R-21 | IM2 | Retrofit | R-11 or less | R-21 | Retro3Slow | 2 | TBD | sqft | 1 | 1180.1953 | 0.2% | RTF Wkbk - ComWeatherizationSchool_v3_1 | RTF Wkbk - ComWeatherizationSchool_v3_1 | Building Energy Simulation Tool | 45 | 0.33055 | 0 | 0.016348 | 0 | 1.1095 | 0.018251 | 0 | 0 | 50% | 35% | 60% | 100% | NEM | All | FALSE | FALSE | 6721.2844 | 603
Industrial_Food Products_Existing_Space Heating_Natural Gas_Insulation - Ducting_A | WA | Industrial | Food Products | Existing | Space Heating | Natural Gas | Insulation - Ducting | A | 50% reduction in thermal losses | IM3 | Retrofit | ~2°F thermal losses | 50% reduction in thermal losses | Retro5Med | 0 | TBD | sqft | 1 | 350.2741 | 0.2% | MA TRM - 2019-2021 - COM-HVAC-DI | MEMD - MMD8.25.01.FESH23.v01 | Building Energy Simulation Tool | 20 | 1.5221 | 0 | 0.00017326 | 0 | 0.98199 | 0.0014555 | 0 | 0 | 50% | 35% | 40% | 60% | NEM | Furnace | FALSE | FALSE | 401656.6336 | 701
Industrial_Food Products_Existing_Space Heating_Natural Gas_HVAC - Duct Repair and Sealing_A | WA | Industrial | Food Products | Existing | Space Heating | Natural Gas | HVAC - Duct Repair and Sealing | A | 30% reduced duct leaking | IM4 | Retrofit | Poorly sealed/leaky ducts | 30% reduced duct leaking | RetroEven20 | 0 | TBD | sqft | 1 | 350.2741 | 0.2% | MA TRM - 2019-2021 - COM-HVAC-DS | RS Means Cost Calculator 2019 IRP DSM TRM Extract | Building Energy Simulation Tool | 20 | 0.07 | 0 | 0.00098007 | 0 | 1 | 0.0041167 | 0 | 0 | 50% | 35% | 15% | 50% | NEM | Furnace | FALSE | FALSE | 6531.1355 | 559
Industrial_Food Products_Existing_Space Heating_Natural Gas_Windows - High Efficiency_A | WA | Industrial | Food Products | Existing | Space Heating | Natural Gas | Windows - High Efficiency | A | U-.22 or better | IM5 | Retrofit | U-.5 or worse | U-.22 or better | Retro1Slow | 0 | TBD | sqft | 1 | 1180.1953 | 0.2% | RTF Wkbk - ComWeatherizationSchool_v3_1 | RTF Wkbk - ComWeatherizationSchool_v3_1 | Building Energy Simulation Tool | 45 | 0.22914 | 0 | 0.0069904 | 0 | 1.1095 | 0.0078041 | 0 | 0 | 50% | 35% | 45% | 100% | NEM | All | FALSE | FALSE | 10896.6109 | 702
Industrial_Food Products_Existing_Space Heating_Natural Gas_Gas Boiler - Maintenance_A | WA | Industrial | Food Products | Existing | Space Heating | Natural Gas | Gas Boiler - Maintenance | A | General cleaning and maintenance | IM6 | Retrofit | Degrade performance | General cleaning and maintenance | Retro20Fast | 0 | TBD | employee | 1 | 1 | 0.2% | IL TRM - 4.3.10 - CI-HWE-DBTU-V01-180101 | IL TRM - 4.3.10 - CI-HWE-DBTU-V01-180101 | IL TRM - 4.3.10 - CI-HWE-DBTU-V01-180101 | 3 | 0.10881 | 0 | 0 | 0 | 0.98199 | 0.9573 | 0 | 0 | 50% | 35% | 20% | 30% | NEM | Boiler | FALSE | FALSE | 3.2122 | 100
Industrial_Food Products_Existing_Process_Natural Gas_Gas Boiler - Maintenance_A | WA | Industrial | Food Products | Existing | Process | Natural Gas | Gas Boiler - Maintenance | A | General cleaning and maintenance | IM7 | Retrofit | Degrade performance | General cleaning and maintenance | Retro20Fast | 0 | TBD | sqft | 1 | 1 | 0.2% | IL TRM - 4.3.10 - CI-HWE-DBTU-V01-180101 | IL TRM - 4.3.10 - CI-HWE-DBTU-V01-180101 | IL TRM - 4.3.10 - CI-HWE-DBTU-V01-180101 | 3 | 0.10881 | 0 | 0 | 0 | 0.98199 | 34.75 | 0 | 0 | 50% | 35% | 20% | 30% | NEM | Process Boiler | FALSE | FALSE | 3.2122 | 106
Industrial_Food Products_Existing_Space Heating_Natural Gas_Gas Furnace - Maintenance_A | WA | Industrial | Food Products | Existing | Space Heating | Natural Gas | Gas Furnace - Maintenance | A | General cleaning and maintenance | IM8 | Retrofit | Degrade performance | General cleaning and maintenance | Retro20Fast | 0 | TBD | sqft | 1 | 1 | 0.2% | IL TRM - 4.4.31 - CI-HVC-FTUN-V03-200101 | MN TRM 3.1 - Forced-Air Heating Maintenance v2.0 | MN TRM v3.1 - Forced-Air Heating Maintenance | 3 | 0.020837 | 0 | 0 | 0 | 1.1095 | 0.0095 | 0 | 0 | 50% | 35% | 20% | 30% | NEM | Furnace | FALSE | FALSE | 1156.0565 | 245
Industrial_Food Products_Existing_Space Heating_Natural Gas_Gas Boiler - Hot Water Reset_A | WA | Industrial | Food Products | Existing | Space Heating | Natural Gas | Gas Boiler - Hot Water Reset | A | Reset control installed | IM9 | Retrofit | No control | Reset control installed | Retro5Med | 0 | TBD | employee | 1 | 1 | 0.2% | IL TRM - 4.4.4 - CI-HVC-BLRC-V04-210101 | IL TRM - 4.4.4 - CI-HVC-BLRC-V04-210101 | IL TRM - 4.4.4 - CI-HVC-BLRC-V04-210101 | 16 | 132.9699 | 0 | 0 | 0 | 1.268 | 3.4811 | 0 | 0 | 50% | 35% | 20% | 45% | NEM | Boiler | FALSE | FALSE | 1556.8427 | 293
Industrial_Food Products_Existing_Process_Natural Gas_Gas Boiler - Hot Water Reset_A | WA | Industrial | Food Products | Existing | Process | Natural Gas | Gas Boiler - Hot Water Reset | A | Reset control installed | IM10 | Retrofit | No control | Reset control installed | Retro5Med | 0 | TBD | sqft | 1 | 1 | 0.2% | IL TRM - 4.4.4 - CI-HVC-BLRC-V04-210101 | IL TRM - 4.4.4 - CI-HVC-BLRC-V04-210101 | XCEL CO 2019-2020 DSM Plan | 16 | 132.9699 | 0 | 0 | 0 | 1.268 | 63.1817 | 0 | 0 | 50% | 35% | 20% | 45% | NEM | Process Boiler | FALSE | FALSE | 1556.8427 | 292
Industrial_Food Products_Existing_Space Heating_Natural Gas_Steam Trap Maintenance_A | WA | Industrial | Food Products | Existing | Space Heating | Natural Gas | Steam Trap Maintenance | A | Cleaning and maintenance | IM11 | Retrofit | Degrade performance | Cleaning and maintenance | RetroEven20 | 0 | TBD | employee | 1 | 1 | 0.2% | IL TRM - 4.4.16 - CI-HVC-STRE-V07-210101 | IL TRM - 4.4.16 - CI-HVC-STRE-V07-210101 | IL TRM - 4.4.16 - CI-HVC-STRE-V07-210101 | 6 | 25.2353 | 0 | 0 | 0 | 0.98199 | 1.2298 | 0 | 0 | 50% | 35% | 73% | 85% | NEM | Boiler | FALSE | FALSE | 487.0221 | 226
Industrial_Food Products_Existing_Process_Natural Gas_Steam Trap Maintenance_A | WA | Industrial | Food Products | Existing | Process | Natural Gas | Steam Trap Maintenance | A | Cleaning and maintenance | IM12 | Retrofit | Degrade performance | Cleaning and maintenance | RetroEven20 | 0 | TBD | sqft | 1 | 1 | 0.2% | IL TRM - 4.4.16 - CI-HVC-STRE-V07-210101 | IL TRM - 4.4.16 - CI-HVC-STRE-V07-210101 | IL TRM - 4.4.16 - CI-HVC-STRE-V07-210101 | 6 | 25.2353 | 0 | 0 | 0 | 0.98199 | 44.6416 | 0 | 0 | 50% | 35% | 73% | 85% | NEM | Process Boiler | FALSE | FALSE | 487.0221 | 221
Industrial_Food Products_Existing_Space Heating_Natural Gas_Gas Boiler - High Turndown_A | WA | Industrial | Food Products | Existing | Space Heating | Natural Gas | Gas Boiler - High Turndown | A | Turndown control installed | IM13 | Retrofit | No control | Turndown control installed | Retro12Med | 0 | TBD | employee | 1 | 1 | 0.2% | MN TRM 3.1 - Boiler Modifications, Space Heating Only v4.0 | MN TRM 3.1 - Boiler Modifications, Space Heating Only v4.0 | MN TRM 3.1 - Boiler Modifications, Space Heating Only v4.0 | 15 | 361.0078 | 0 | 0 | 0 | 1.0689 | 1.3054 | 0 | 0 | 50% | 35% | 35% | 50% | NEM | Boiler | FALSE | FALSE | 5817.4353 | 531
Industrial_Food Products_Existing_Process_Natural Gas_Gas Boiler - High Turndown_A | WA | Industrial | Food Products | Existing | Process | Natural Gas | Gas Boiler - High Turndown | A | Turndown control installed | IM14 | Retrofit | No control | Turndown control installed | Retro12Med | 0 | TBD | sqft | 1 | 1 | 0.2% | MN TRM 3.1 - Boiler Modifications, Space Heating Only v4.0 | MN TRM 3.1 - Boiler Modifications, Space Heating Only v4.0 | MN TRM 3.1 - Boiler Modifications, Space Heating Only v4.0 | 15 | 361.0078 | 0 | 0 | 0 | 1.0689 | 47.3863 | 0 | 0 | 50% | 35% | 35% | 50% | NEM | Process Boiler | FALSE | FALSE | 5817.4353 | 534
Industrial_Food Products_Existing_Space Heating_Natural Gas_Gas Boiler - Burner Control Optimization_A | WA | Industrial | Food Products | Existing | Space Heating | Natural Gas | Gas Boiler - Burner Control Optimization | A | Optimized burner controls | IM15 | Retrofit | Average performance | Optimized burner controls | Retro3Slow | 0 | TBD | employee | 1 | 1 | 0.2% | IL TRM - 4.4.22 - CI-HVC-O2TC-V01-140601 | GBLR_O2TRM-Heating-MEMD-2018-1 | IL TRM - 4.4.22 - CI-HVC-O2TC-V01-140601 | 18 | 121.2872 | 0 | 0 | 0 | 1.0689 | 0.37857 | 0 | 0 | 50% | 35% | 5% | 85% | NEM | Boiler | FALSE | FALSE | 6645.1088 | 577
Industrial_Food Products_Existing_Process_Natural Gas_Gas Boiler - Burner Control Optimization_A | WA | Industrial | Food Products | Existing | Process | Natural Gas | Gas Boiler - Burner Control Optimization | A | Optimized burner controls | IM16 | Retrofit | Average performance | Optimized burner controls | Retro3Slow | 0 | TBD | sqft | 1 | 1 | 0.2% | IL TRM - 4.4.22 - CI-HVC-O2TC-V01-140601 | GBLR_O2TRM-Heating-MEMD-2018-1 | IL TRM - 4.4.22 - CI-HVC-O2TC-V01-140601 | 18 | 121.2872 | 0 | 0 | 0 | 1.0689 | 13.742 | 0 | 0 | 50% | 35% | 5% | 85% | NEM | Process Boiler | FALSE | FALSE | 6645.1088 | 599
Industrial_Food Products_Existing_Space Heating_Natural Gas_HVAC - Demand Controlled Ventilation_A | WA | Industrial | Food Products | Existing | Space Heating | Natural Gas | HVAC - Demand Controlled Ventilation | A | DCV enabled | IM17 | Retrofit | Constant ventilation | DCV enabled | RetroEven20 | 0 | TBD | sqft | 1 | 350.2741 | 0.2% | VENT_DCV-Heating-7PLN-v5-8 | VENT_DCV-Heating-7PLN-v5-8 | VENT_DCV-Heating-7PLN-v5-8 | 15 | 0.27474 | 0 | 0.018443 | 0 | 1.268 | 0.077467 | 0 | 0 | 50% | 35% | 55% | 75% | NEM | Furnace | FALSE | FALSE | 1391.3905 | 255
Industrial_Food Products_Existing_Space Heating_Natural Gas_Gas Boiler - Stack Economizer_A | WA | Industrial | Food Products | Existing | Space Heating | Natural Gas | Gas Boiler - Stack Economizer | A | Economizer installed | IM18 | Retrofit | None | Economizer installed | Retro12Med | 0 | TBD | employee | 1 | 1 | 0.2% | IL TRM - 4.4.28 - CI-HVC-BECO-V02-210101 | XCEL CO 2019-2020 DSM Plan | IL TRM - 4.4.28 - CI-HVC-BECO-V02-210101 | 15 | 276.4788 | 0 | 0 | 0 | 1.268 | 0.95295 | 0 | 0 | 50% | 35% | 15% | 55% | NEM | Boiler | FALSE | FALSE | 4670.9383 | 465
Industrial_Food Products_Existing_Process_Natural Gas_Gas Boiler - Stack Economizer_A | WA | Industrial | Food Products | Existing | Process | Natural Gas | Gas Boiler - Stack Economizer | A | Economizer installed | IM19 | Retrofit | None | Economizer installed | Retro12Med | 0 | TBD | sqft | 1 | 1 | 0.2% | IL TRM - 4.4.28 - CI-HVC-BECO-V02-210101 | XCEL CO 2019-2020 DSM Plan | IL TRM - 4.4.29 - CI-HVC-PECO-V01-150601 | 15 | 276.4788 | 0 | 0 | 0 | 1.268 | 45.4909 | 0 | 0 | 50% | 35% | 15% | 55% | NEM | Process Boiler | FALSE | FALSE | 4670.9383 | 466
Industrial_Food Products_Existing_Space Heating_Natural Gas_Gas Furnace Tube Inserts_A | WA | Industrial | Food Products | Existing | Space Heating | Natural Gas | Gas Furnace Tube Inserts | A | Tube inserts installed | IM20 | Retrofit | None | Tube inserts installed | Retro3Slow | 0 | TBD | sqft | 1 | 350.2741 | 0.2% | WI TRM - Radiant Tube Inserts, 2507 | WI TRM - Radiant Tube Inserts, 2507 | WI TRM - Radiant Tube Inserts, 2507 | 5 | 0.017226 | 0 | 0 | 0 | 1.0514 | 0.089062 | 0 | 0 | 50% | 35% | 0% | 0% | NEM | Furnace | FALSE | FALSE | 88.8767 | 126
Industrial_Food Products_Existing_Space Heating_Natural Gas_Space Heating - Heat Recovery Ventilator_A | WA | Industrial | Food Products | Existing | Space Heating | Natural Gas | Space Heating - Heat Recovery Ventilator | A | HRV installed | IM21 | Retrofit | None | HRV installed | RetroEven20 | 0 | TBD | sqft | 1 | 1180.1953 | 0.2% | IL TRM - 4.4.27 - CI-HVC-ERVE-V04-200101 | IL TRM - 4.4.27 - CI-HVC-ERVE-V04-200101 | IL TRM - 4.4.27 - CI-HVC-ERVE-V04-200101 | 15 | 0.27802 | 0 | 0 | 0 | 1.2356 | 0.013423 | 0 | 0 | 50% | 35% | 5% | 10% | NEM | All | FALSE | FALSE | 8125.5155 | 616
Industrial_Food Products_Existing_Space Heating_Natural Gas_Thermostat - Programmable_A | WA | Industrial | Food Products | Existing | Space Heating | Natural Gas | Thermostat - Programmable | A | Programmable thermostat installed | IM22 | Retrofit | Manual control | Programmable thermostat installed | RetroEven20 | 0 | TBD | sqft | 1 | 1180.1953 | 0.2% | IL TRM - 4.4.48 - CI-HVC-THST-V02-210101 | IL TRM - 4.4.48 - CI-HVC-THST-V02-210101 | BEST | 11 | 0.17185 | 0 | 0.0058168 | 0 | 0.98199 | 0.0064938 | 0 | 0 | 50% | 35% | 25% | 40% | NEM | All | FALSE | FALSE | 10702.7316 | 707
Industrial_Food Products_Existing_Space Heating_Natural Gas_ENERGY STAR Connected Thermostat_A | WA | Industrial | Food Products | Existing | Space Heating | Natural Gas | ENERGY STAR Connected Thermostat | A | Wi-Fi/interactive thermostat installed | IM23 | Retrofit | Manual control | Wi-Fi/interactive thermostat installed | RetroEven20 | 0 | TBD | sqft | 1 | 1180.1953 | 0.2% | ComConnectedThermostats_v1_1 | ComConnectedThermostats_v1_1 | ComConnectedThermostats_v1_1 | 5 | 0.38539 | 0 | 0.011319 | 0 | 1.0277 | 0.015698 | 0 | 0 | 50% | 35% | 5% | 20% | NEM | All | FALSE | FALSE | 11281.0906 | 708
Industrial_Food Products_Existing_Space Heating_Natural Gas_Destratification Fans (HVLS)_A | WA | Industrial | Food Products | Existing | Space Heating | Natural Gas | Destratification Fans (HVLS) | A | Fans installed | IM24 | Retrofit | None/Standard ventilation | Fans installed | RetroEven20 | 0 | TBD | sqft | 1 | 1180.1953 | 0.2% | IL TRM - 4.4.34 - CI-HVC-DSFN-V05-210101 | IL TRM - 4.4.34 - CI-HVC-DSFN-V05-210101 | IL TRM - 4.4.34 - CI-HVC-DSFN-V05-210101 | 10 | 0.59821 | 0 | 0.014061 | 0 | 1.0514 | 0.015698 | 0 | 0 | 50% | 35% | 15% | 30% | NEM | All | FALSE | FALSE | 15586.1209 | 705
Industrial_Food Products_Existing_Space Heating_Natural Gas_Gas Boiler - Insulate Steam Lines/Condensate Tank_A | WA | Industrial | Food Products | Existing | Space Heating | Natural Gas | Gas Boiler - Insulate Steam Lines/Condensate Tank | A | Lines and condenstate tank insulated | IM25 | Retrofit | No insulation | Lines and condenstate tank insulated | RetroEven20 | 0 | TBD | employee | 1 | 1 | 0.2% | PGE Workpaper - SWWH017-01 | PGE Workpaper - SWWH017-01 | PGE Workpaper - SWWH017-01 | 20 | 1442.4825 | 0 | 0 | 0 | 0.98199 | 10.3675 | 0 | 0 | 50% | 35% | 30% | 35% | NEM | Boiler | FALSE | FALSE | 2865.4954 | 421
Industrial_Food Products_Existing_Process_Natural Gas_Gas Boiler - Insulate Steam Lines/Condensate Tank_A | WA | Industrial | Food Products | Existing | Process | Natural Gas | Gas Boiler - Insulate Steam Lines/Condensate Tank | A | Lines and condenstate tank insulated | IM26 | Retrofit | No insulation | Lines and condenstate tank insulated | RetroEven20 | 0 | TBD | sqft | 1 | 1 | 0.2% | PGE Workpaper - SWWH017-01 | PGE Workpaper - SWWH017-01 | PGE Workpaper - SWWH017-01 | 20 | 1442.4825 | 0 | 0 | 0 | 0.98199 | 376.3371 | 0 | 0 | 50% | 35% | 30% | 35% | NEM | Process Boiler | FALSE | FALSE | 2865.4954 | 418
Industrial_Food Products_Existing_Space Heating_Natural Gas_Gas Boiler - Insulate Hot Water Lines_A | WA | Industrial | Food Products | Existing | Space Heating | Natural Gas | Gas Boiler - Insulate Hot Water Lines | A | Insulated water lines | IM27 | Retrofit | No insulation | Insulated water lines | RetroEven20 | 0 | TBD | employee | 1 | 1 | 0.2% | PGE Workpaper - SWWH017-01 | PGE Workpaper - SWWH017-01 | PGE Workpaper - SWWH017-01 | 20 | 1024.1486 | 0 | 0 | 0 | 0.98199 | 11.7185 | 0 | 0 | 50% | 35% | 40% | 50% | NEM | Boiler | FALSE | FALSE | 1799.9184 | 340
Industrial_Food Products_Existing_Process_Natural Gas_Gas Boiler - Insulate Hot Water Lines_A | WA | Industrial | Food Products | Existing | Process | Natural Gas | Gas Boiler - Insulate Hot Water Lines | A | Insulated water lines | IM28 | Retrofit | No insulation | Insulated water lines | RetroEven20 | 0 | TBD | sqft | 1 | 1 | 0.2% | PGE Workpaper - SWWH017-01 | PGE Workpaper - SWWH017-01 | PGE Workpaper - SWWH017-01 | 20 | 1024.1486 | 0 | 0 | 0 | 0.98199 | 425.3792 | 0 | 0 | 50% | 35% | 40% | 50% | NEM | Process Boiler | FALSE | FALSE | 1799.9184 | 339
Industrial_Food Products_Existing_Process_Natural Gas_Process - Insulate Heated Process Fluids_A | WA | Industrial | Food Products | Existing | Process | Natural Gas | Process - Insulate Heated Process Fluids | A | Insulated process fluid lines | IM29 | Retrofit | No insulation | Insulated process fluid lines | Retro12Med | 0 | TBD | employee | 1 | 1 | 0.2% | PGE Workpaper - SWWH017-01 | PGE Workpaper - SWWH017-01 | PGE Workpaper - SWWH017-01 | 20 | 1442.4825 | 0 | 0 | 0 | 0.98199 | 275.607 | 0 | 0 | 50% | 35% | 5% | 10% | NEM | Process Heating | FALSE | FALSE | 2010.2904 | 371
Industrial_Food Products_Existing_Process_Natural Gas_Process Heat Recovery_A | WA | Industrial | Food Products | Existing | Process | Natural Gas | Process Heat Recovery | A | HR system installed | IM30 | Retrofit | No HR system | HR system installed | Retro12Med | 0 | TBD | cfm | 1 | 1 | 0.2% | MN TRM v3.1 - Exhaust Energy Recovery | WI TRM - Process Exhaust Filtration, 3244 | MN TRM v3.1 - Exhaust Energy Recovery | 15 | 240.535 | 0 | 0 | 0 | 1.0149 | 3.2358 | 0 | 0 | 50% | 35% | 5% | 50% | NEM | All | FALSE | FALSE | 29163.4666 | 706
Industrial_Food Products_Existing_Space Heating_Natural Gas_Building Automation System_A | WA | Industrial | Food Products | Existing | Space Heating | Natural Gas | Building Automation System | A | Automation system installed and programmed | IM31 | Retrofit | No control system | Automation system installed and programmed | Retro1Slow | 0 | TBD | sqft | 1 | 1180.1953 | 0.2% | COM_EMS-All-XCELCO-2017-18-3 | BEHAV_EIS-All-CPUC-2018_PG-10 | COM_EMS-All-XCELCO-2017-18-3 | 15 | 0.10449 | 0 | 0.034116 | 0 | 1.0386 | 0.015698 | 0 | 0 | 50% | 35% | 5% | 65% | NEM | All | FALSE | FALSE | 2611.5327 | 396
Industrial_Food Products_Existing_Space Heating_Natural Gas_Steam System Efficiency Improvements_A | WA | Industrial | Food Products | Existing | Space Heating | Natural Gas | Steam System Efficiency Improvements | A | Optimized system | IM32 | Retrofit | Average system efficiency | Optimized system | Retro1Slow | 0 | TBD | sqft | 1 | 38.7841 | 0.2% | AEG Research | DOE - Improving Steam System Performance: A Sourcebook for Industry, Second Edition. October 2012. | DOE - Improving Steam System Performance: A Sourcebook for Industry, Second Edition. October 2012. | 5 | 0.11885 | 0 | 0 | 0 | 0.98199 | 0.14024 | 0 | 0 | 50% | 35% | 30% | 60% | NEM | Boiler | FALSE | FALSE | 415.3378 | 188
Industrial_Food Products_Existing_Process_Natural Gas_Steam System Efficiency Improvements_A | WA | Industrial | Food Products | Existing | Process | Natural Gas | Steam System Efficiency Improvements | A | Optimized system | IM33 | Retrofit | Average system efficiency | Optimized system | Retro1Slow | 0 | TBD | sqft | 1 | 1 | 0.2% | AEG Research | DOE - Improving Steam System Performance: A Sourcebook for Industry, Second Edition. October 2012. | DOE - Improving Steam System Performance: A Sourcebook for Industry, Second Edition. October 2012. | 5 | 4.6094 | 0 | 0 | 0 | 0.98199 | 5.0908 | 0 | 0 | 50% | 35% | 30% | 60% | NEM | Process Boiler | FALSE | FALSE | 415.3378 | 187
Industrial_Food Products_Existing_Space Heating_Natural Gas_Strategic Energy Management_A | WA | Industrial | Food Products | Existing | Space Heating | Natural Gas | Strategic Energy Management | A | Energy management system installed and programmed | IM34 | Retrofit | No energy management system | Energy management system installed and programmed | RetroEven20 | 0 | TBD | employee | 1 | 1 | 0.2% | BEHAV_SEM-All-CPUC-2018_PG-26 | BEHAV_SEM-All-CPUC-2018_PG-26 | AEG Research | 5 | 57.5017 | 1.3693 | 0 | 0 | 1.0386 | 7.9664 | 0 | 0 | 50% | 35% | 5% | 50% | NEM | All | FALSE | FALSE | 1460.0466 | 264
Industrial_Food Products_Existing_Process_Natural Gas_Strategic Energy Management_A | WA | Industrial | Food Products | Existing | Process | Natural Gas | Strategic Energy Management | A | Energy management system installed and programmed | IM35 | Retrofit | No energy management system | Energy management system installed and programmed | RetroEven20 | 0 | TBD | employee | 1 | 1 | 0.2% | BEHAV_SEM-All-CPUC-2018_PG-26 | BEHAV_SEM-All-CPUC-2018_PG-26 | AEG Research | 5 | 57.5017 | 1.3693 | 0 | 0 | 1.0386 | 30.2077 | 0 | 0 | 50% | 35% | 5% | 50% | NEM | All | FALSE | FALSE | 1460.0466 | 262
Industrial_Food Products_Existing_Miscellaneous_Natural Gas_Strategic Energy Management_A | WA | Industrial | Food Products | Existing | Miscellaneous | Natural Gas | Strategic Energy Management | A | Energy management system installed and programmed | IM36 | Retrofit | No energy management system | Energy management system installed and programmed | RetroEven20 | 0 | TBD | employee | 1 | 1 | 0.2% | BEHAV_SEM-All-CPUC-2018_PG-26 | BEHAV_SEM-All-CPUC-2018_PG-26 | AEG Research | 5 | 57.5017 | 1.3693 | 0 | 0 | 1.0386 | 2.7925 | 0 | 0 | 50% | 35% | 5% | 50% | NEM | All | FALSE | FALSE | 1460.0466 | 263
Industrial_Food Products_Existing_Space Heating_Natural Gas_Commissioning_A | WA | Industrial | Food Products | Existing | Space Heating | Natural Gas | Commissioning | A | Optimized HVAC design and controls | IM37 | Retrofit | New construction code | Optimized HVAC design and controls | Retro12Med | 0 | TBD | employee | 1 | 1 | 0.2% | DL20_COM_CX-Refrig-2021PLN-V11-3 | 2018 AMIL BUS Retro-Commissioning Initiative | U.S. Department of Energy. Lawrence Berkeley National Labs and Building Commissioning Association. https://www.bcxa.org/wp-content/uploads/2020/09/1-s2.0- S0378778819319553-main.pdf | 10 | 0.2672 | 0 | 0 | 0 | 1.0277 | 10.8083 | 0 | 0 | 50% | 35% | 0% | 0% | NEM | Market | 2 | FALSE | 1.2183 | 71
Industrial_Food Products_Existing_Process_Natural Gas_Commissioning_A | WA | Industrial | Food Products | Existing | Process | Natural Gas | Commissioning | A | Optimized process design and controls | IM38 | Retrofit | New construction code | Optimized process design and controls | Retro12Med | 0 | TBD | employee | 1 | 1 | 0.2% | DL20_COM_CX-Refrig-2021PLN-V11-3 | 2018 AMIL BUS Retro-Commissioning Initiative | U.S. Department of Energy. Lawrence Berkeley National Labs and Building Commissioning Association. https://www.bcxa.org/wp-content/uploads/2020/09/1-s2.0- S0378778819319553-main.pdf | 10 | 0.2672 | 0 | 0 | 0 | 1.0277 | 168.6012 | 0 | 0 | 50% | 35% | 0% | 0% | NEM | Market | 3 | FALSE | 1.2183 | 69
Industrial_Food Products_Existing_Space Heating_Natural Gas_Retrocommissioning_A | WA | Industrial | Food Products | Existing | Space Heating | Natural Gas | Retrocommissioning | A | Optimized HVAC flow and controls | IM39 | Retrofit | Vintage/existing building | Optimized HVAC flow and controls | RetroEven20 | 0 | TBD | employee | 1 | 1 | 0.2% | COM_RCX-Heating-7PLN-v5-18 | COM_RCX-All-XCELCO-2017-18-1 | COM_RCX-All-XCELCO-2017-18-1 | 5 | 1.0196 | 0 | 0 | 0 | 1.0277 | 1.5012 | 0 | 0 | 50% | 35% | 15% | 50% | NEM | Market | FALSE | FALSE | 312.0908 | 176
Industrial_Food Products_Existing_Process_Natural Gas_Retrocommissioning_A | WA | Industrial | Food Products | Existing | Process | Natural Gas | Retrocommissioning | A | Optimized process design and controls | IM40 | Retrofit | Vintage/existing building | Optimized process design and controls | RetroEven20 | 0 | TBD | employee | 1 | 1 | 0.2% | COM_RCX-Heating-7PLN-v5-18 | COM_RCX-All-XCELCO-2017-18-1 | n/a | 5 | 1.0196 | 0 | 0 | 0 | 1.0277 | 0 | 0 | 0 | 50% | 35% | 15% | 50% | NEM | Market | FALSE | FALSE | 312.0908 | 177
Industrial_Food Products_New_Space Heating_Natural Gas_Insulation - Roof/Ceiling_A | WA | Industrial | Food Products | New | Space Heating | Natural Gas | Insulation - Roof/Ceiling | A | R-38 | IM41 | Retrofit | R-13 | R-38 | Retro3Slow | 2 | TBD | sqft | 1 | 1180.1953 | 0.2% | RTF Wkbk - ComWeatherizationSchool_v3_1 | RTF Wkbk - ComWeatherizationSchool_v3_1 | Building Energy Simulation Tool | 45 | 1.1095 | 0 | 0 | 0 | 1.1095 | 0.078976 | 0 | 0 | 50% | 35% | 0% | 0% | NEM | All | FALSE | FALSE | 5213.7298 | 508
Industrial_Food Products_New_Space Heating_Natural Gas_Insulation - Wall Cavity_A | WA | Industrial | Food Products | New | Space Heating | Natural Gas | Insulation - Wall Cavity | A | R-21 | IM42 | Retrofit | R-11 or less | R-21 | Retro3Slow | 2 | TBD | sqft | 1 | 1180.1953 | 0.2% | RTF Wkbk - ComWeatherizationSchool_v3_1 | N/A | Building Energy Simulation Tool | 45 | 0.24059 | 0 | 0 | 0 | 1.268 | 0.017277 | 0 | 0 | 50% | 35% | 0% | 0% | NEM | All | FALSE | FALSE | 5167.8806 | 502
Industrial_Food Products_New_Space Heating_Natural Gas_Insulation - Ducting_A | WA | Industrial | Food Products | New | Space Heating | Natural Gas | Insulation - Ducting | A | 50% reduction in thermal losses | IM43 | Retrofit | ~2°F thermal losses | 50% reduction in thermal losses | Retro5Med | 0 | TBD | sqft | 1 | 350.2741 | 0.2% | MA TRM - 2019-2021 - COM-HVAC-DI | MEMD - MMD8.25.01.FESH23.v01 | Building Energy Simulation Tool | 20 | 1.5221 | 0 | 0.00175 | 0 | 0.98199 | 0.0012737 | 0 | 0 | 50% | 35% | 0% | 0% | NEM | Furnace | FALSE | FALSE | 459012.7085 | 695
Industrial_Food Products_New_Space Heating_Natural Gas_HVAC - Duct Repair and Sealing_A | WA | Industrial | Food Products | New | Space Heating | Natural Gas | HVAC - Duct Repair and Sealing | A | 30% reduced duct leaking | IM44 | Retrofit | Poorly sealed/leaky ducts | 30% reduced duct leaking | RetroEven20 | 0 | TBD | sqft | 1 | 350.2741 | 0.2% | MA TRM - 2019-2021 - COM-HVAC-DS | N/A | Building Energy Simulation Tool | 20 | 0 | 0 | 0 | 0 | 1.268 | 0.0036023 | 0 | 0 | 50% | 35% | 0% | 0% | NEM | Furnace | FALSE | FALSE | 0 | 696
Industrial_Food Products_New_Space Heating_Natural Gas_Windows - High Efficiency_A | WA | Industrial | Food Products | New | Space Heating | Natural Gas | Windows - High Efficiency | A | U-.22 or better | IM45 | Retrofit | U-.5 or worse | U-.22 or better | Retro1Slow | 0 | TBD | sqft | 1 | 1180.1953 | 0.2% | RTF Wkbk - ComWeatherizationSchool_v3_1 | N/A | Building Energy Simulation Tool | 45 | 0 | 0 | 0 | 0 | 1.268 | 0.0073878 | 0 | 0 | 50% | 35% | 0% | 0% | NEM | All | FALSE | FALSE | 0 | 693
Industrial_Food Products_New_Space Heating_Natural Gas_Gas Boiler - Maintenance_A | WA | Industrial | Food Products | New | Space Heating | Natural Gas | Gas Boiler - Maintenance | A | General cleaning and maintenance | IM46 | Retrofit | Degrade performance | General cleaning and maintenance | Retro20Fast | 0 | TBD | sqft | 1 | 1 | 0.2% | IL TRM - 4.3.10 - CI-HWE-DBTU-V01-180101 | IL TRM - 4.3.10 - CI-HWE-DBTU-V01-180101 | IL TRM - 4.3.10 - CI-HWE-DBTU-V01-180101 | 3 | 0.10866 | 0 | 0 | 0 | 0.98199 | 0.90938 | 0 | 0 | 50% | 35% | 5% | 10% | NEM | Boiler | FALSE | FALSE | 3.2122 | 78
Industrial_Food Products_New_Process_Natural Gas_Gas Boiler - Maintenance_A | WA | Industrial | Food Products | New | Process | Natural Gas | Gas Boiler - Maintenance | A | General cleaning and maintenance | IM47 | Retrofit | Degrade performance | General cleaning and maintenance | Retro20Fast | 0 | TBD | sqft | 1 | 1 | 0.2% | IL TRM - 4.3.10 - CI-HWE-DBTU-V01-180101 | IL TRM - 4.3.10 - CI-HWE-DBTU-V01-180101 | IL TRM - 4.3.10 - CI-HWE-DBTU-V01-180101 | 3 | 0.10866 | 0 | 0 | 0 | 0.98199 | 34.75 | 0 | 0 | 50% | 35% | 5% | 10% | NEM | Process Boiler | FALSE | FALSE | 3.2122 | 77
Industrial_Food Products_New_Space Heating_Natural Gas_Gas Furnace - Maintenance_A | WA | Industrial | Food Products | New | Space Heating | Natural Gas | Gas Furnace - Maintenance | A | General cleaning and maintenance | IM48 | Retrofit | Degrade performance | General cleaning and maintenance | Retro20Fast | 0 | TBD | sqft | 1 | 1 | 0.2% | IL TRM - 4.4.31 - CI-HVC-FTUN-V03-200101 | MN TRM 3.1 - Forced-Air Heating Maintenance v2.0 | MN TRM v3.1 - Forced-Air Heating Maintenance | 3 | 0.018233 | 0 | 0 | 0 | 1.1095 | 0.0083129 | 0 | 0 | 50% | 35% | 5% | 10% | NEM | Furnace | FALSE | FALSE | 1156.0565 | 246
Industrial_Food Products_New_Space Heating_Natural Gas_Gas Boiler - Hot Water Reset_A | WA | Industrial | Food Products | New | Space Heating | Natural Gas | Gas Boiler - Hot Water Reset | A | Reset control installed | IM49 | Retrofit | No control | Reset control installed | Retro5Med | 0 | TBD | sqft | 1 | 1 | 0.2% | IL TRM - 4.4.4 - CI-HVC-BLRC-V04-210101 | IL TRM - 4.4.4 - CI-HVC-BLRC-V04-210101 | IL TRM - 4.4.4 - CI-HVC-BLRC-V04-210101 | 16 | 132.6223 | 0 | 0 | 0 | 1.268 | 3.3068 | 0 | 0 | 50% | 35% | 20% | 45% | NEM | Boiler | FALSE | FALSE | 1556.8427 | 291
Industrial_Food Products_New_Process_Natural Gas_Gas Boiler - Hot Water Reset_A | WA | Industrial | Food Products | New | Process | Natural Gas | Gas Boiler - Hot Water Reset | A | Reset control installed | IM50 | Retrofit | No control | Reset control installed | Retro5Med | 0 | TBD | sqft | 1 | 1 | 0.2% | IL TRM - 4.4.4 - CI-HVC-BLRC-V04-210101 | IL TRM - 4.4.4 - CI-HVC-BLRC-V04-210101 | XCEL CO 2019-2020 DSM Plan | 16 | 132.6223 | 0 | 0 | 0 | 1.268 | 63.1817 | 0 | 0 | 50% | 35% | 20% | 45% | NEM | Process Boiler | FALSE | FALSE | 1556.8427 | 290
Industrial_Food Products_New_Space Heating_Natural Gas_Steam Trap Maintenance_A | WA | Industrial | Food Products | New | Space Heating | Natural Gas | Steam Trap Maintenance | A | Cleaning and maintenance | IM51 | Retrofit | Degrade performance | Cleaning and maintenance | RetroEven20 | 0 | TBD | sqft | 1 | 1 | 0.2% | IL TRM - 4.4.16 - CI-HVC-STRE-V07-210101 | IL TRM - 4.4.16 - CI-HVC-STRE-V07-210101 | IL TRM - 4.4.16 - CI-HVC-STRE-V07-210101 | 6 | 25.2015 | 0 | 0 | 0 | 0.98199 | 1.1682 | 0 | 0 | 50% | 35% | 0% | 0% | NEM | Boiler | FALSE | FALSE | 487.0221 | 213
Industrial_Food Products_New_Process_Natural Gas_Steam Trap Maintenance_A | WA | Industrial | Food Products | New | Process | Natural Gas | Steam Trap Maintenance | A | Cleaning and maintenance | IM52 | Retrofit | Degrade performance | Cleaning and maintenance | RetroEven20 | 0 | TBD | sqft | 1 | 1 | 0.2% | IL TRM - 4.4.16 - CI-HVC-STRE-V07-210101 | IL TRM - 4.4.16 - CI-HVC-STRE-V07-210101 | IL TRM - 4.4.16 - CI-HVC-STRE-V07-210101 | 6 | 25.2015 | 0 | 0 | 0 | 0.98199 | 44.6416 | 0 | 0 | 50% | 35% | 0% | 0% | NEM | Process Boiler | FALSE | FALSE | 487.0221 | 210
Industrial_Food Products_New_Space Heating_Natural Gas_Gas Boiler - High Turndown_A | WA | Industrial | Food Products | New | Space Heating | Natural Gas | Gas Boiler - High Turndown | A | Turndown control installed | IM53 | Retrofit | No control | Turndown control installed | Retro12Med | 0 | TBD | sqft | 1 | 1 | 0.2% | MN TRM 3.1 - Boiler Modifications, Space Heating Only v4.0 | MN TRM 3.1 - Boiler Modifications, Space Heating Only v4.0 | MN TRM 3.1 - Boiler Modifications, Space Heating Only v4.0 | 15 | 360.5232 | 0 | 0 | 0 | 1.0689 | 1.2401 | 0 | 0 | 50% | 35% | 35% | 50% | NEM | Boiler | FALSE | FALSE | 5817.4353 | 525
Industrial_Food Products_New_Process_Natural Gas_Gas Boiler - High Turndown_A | WA | Industrial | Food Products | New | Process | Natural Gas | Gas Boiler - High Turndown | A | Turndown control installed | IM54 | Retrofit | No control | Turndown control installed | Retro12Med | 0 | TBD | sqft | 1 | 1 | 0.2% | MN TRM 3.1 - Boiler Modifications, Space Heating Only v4.0 | MN TRM 3.1 - Boiler Modifications, Space Heating Only v4.0 | MN TRM 3.1 - Boiler Modifications, Space Heating Only v4.0 | 15 | 360.5232 | 0 | 0 | 0 | 1.0689 | 47.3863 | 0 | 0 | 50% | 35% | 35% | 50% | NEM | Process Boiler | FALSE | FALSE | 5817.4353 | 543
Industrial_Food Products_New_Space Heating_Natural Gas_Gas Boiler - Burner Control Optimization_A | WA | Industrial | Food Products | New | Space Heating | Natural Gas | Gas Boiler - Burner Control Optimization | A | Optimized burner controls | IM55 | Retrofit | Average performance | Optimized burner controls | Retro3Slow | 0 | TBD | sqft | 1 | 1 | 0.2% | IL TRM - 4.4.22 - CI-HVC-O2TC-V01-140601 | GBLR_O2TRM-Heating-MEMD-2018-1 | IL TRM - 4.4.22 - CI-HVC-O2TC-V01-140601 | 18 | 121.1244 | 0 | 0 | 0 | 1.0689 | 0.35962 | 0 | 0 | 50% | 35% | 5% | 85% | NEM | Boiler | FALSE | FALSE | 6645.1088 | 571
Industrial_Food Products_New_Process_Natural Gas_Gas Boiler - Burner Control Optimization_A | WA | Industrial | Food Products | New | Process | Natural Gas | Gas Boiler - Burner Control Optimization | A | Optimized burner controls | IM56 | Retrofit | Average performance | Optimized burner controls | Retro3Slow | 0 | TBD | sqft | 1 | 1 | 0.2% | IL TRM - 4.4.22 - CI-HVC-O2TC-V01-140601 | GBLR_O2TRM-Heating-MEMD-2018-1 | IL TRM - 4.4.22 - CI-HVC-O2TC-V01-140601 | 18 | 121.1244 | 0 | 0 | 0 | 1.0689 | 13.742 | 0 | 0 | 50% | 35% | 5% | 85% | NEM | Process Boiler | FALSE | FALSE | 6645.1088 | 565
Industrial_Food Products_New_Space Heating_Natural Gas_HVAC - Demand Controlled Ventilation_A | WA | Industrial | Food Products | New | Space Heating | Natural Gas | HVAC - Demand Controlled Ventilation | A | DCV enabled | IM57 | Retrofit | Constant ventilation | DCV enabled | RetroEven20 | 0 | TBD | sqft | 1 | 350.2741 | 0.2% | VENT_DCV-Heating-7PLN-v5-8 | VENT_DCV-Heating-7PLN-v5-8 | VENT_DCV-Heating-7PLN-v5-8 | 15 | 0.16907 | 0 | 0.021181 | 0 | 1.268 | 0.067787 | 0 | 0 | 50% | 35% | 55% | 75% | NEM | Furnace | FALSE | FALSE | 978.5104 | 243
Industrial_Food Products_New_Space Heating_Natural Gas_Gas Boiler - Stack Economizer_A | WA | Industrial | Food Products | New | Space Heating | Natural Gas | Gas Boiler - Stack Economizer | A | Economizer installed | IM58 | Retrofit | None | Economizer installed | Retro12Med | 0 | TBD | sqft | 1 | 1 | 0.2% | IL TRM - 4.4.28 - CI-HVC-BECO-V02-210101 | XCEL CO 2019-2020 DSM Plan | IL TRM - 4.4.28 - CI-HVC-BECO-V02-210101 | 15 | 276.1948 | 0 | 0 | 0 | 1.268 | 0.90524 | 0 | 0 | 50% | 35% | 15% | 55% | NEM | Boiler | FALSE | FALSE | 4670.9383 | 470
Industrial_Food Products_New_Process_Natural Gas_Gas Boiler - Stack Economizer_A | WA | Industrial | Food Products | New | Process | Natural Gas | Gas Boiler - Stack Economizer | A | Economizer installed | IM59 | Retrofit | None | Economizer installed | Retro12Med | 0 | TBD | sqft | 1 | 1 | 0.2% | IL TRM - 4.4.28 - CI-HVC-BECO-V02-210101 | XCEL CO 2019-2020 DSM Plan | IL TRM - 4.4.29 - CI-HVC-PECO-V01-150601 | 15 | 276.1948 | 0 | 0 | 0 | 1.268 | 45.4909 | 0 | 0 | 50% | 35% | 15% | 55% | NEM | Process Boiler | FALSE | FALSE | 4670.9383 | 469
Industrial_Food Products_New_Space Heating_Natural Gas_Gas Furnace Tube Inserts_A | WA | Industrial | Food Products | New | Space Heating | Natural Gas | Gas Furnace Tube Inserts | A | Tube inserts installed | IM60 | Retrofit | None | Tube inserts installed | Retro3Slow | 0 | TBD | sqft | 1 | 350.2741 | 0.2% | WI TRM - Radiant Tube Inserts, 2507 | WI TRM - Radiant Tube Inserts, 2507 | WI TRM - Radiant Tube Inserts, 2507 | 5 | 0.017226 | 0 | 0 | 0 | 1.0514 | 0.077933 | 0 | 0 | 50% | 35% | 0% | 0% | NEM | Furnace | FALSE | FALSE | 101.5682 | 138
Industrial_Food Products_New_Space Heating_Natural Gas_Space Heating - Heat Recovery Ventilator_A | WA | Industrial | Food Products | New | Space Heating | Natural Gas | Space Heating - Heat Recovery Ventilator | A | HRV installed | IM61 | Retrofit | None | HRV installed | RetroEven20 | 0 | TBD | sqft | 1 | 1180.1953 | 0.2% | IL TRM - 4.4.27 - CI-HVC-ERVE-V04-200101 | IL TRM - 4.4.27 - CI-HVC-ERVE-V04-200101 | IL TRM - 4.4.27 - CI-HVC-ERVE-V04-200101 | 15 | 0.27802 | 0 | 0 | 0 | 1.2356 | 0.012707 | 0 | 0 | 50% | 35% | 5% | 10% | NEM | All | FALSE | FALSE | 8583.3846 | 627
Industrial_Food Products_New_Space Heating_Natural Gas_Thermostat - Programmable_A | WA | Industrial | Food Products | New | Space Heating | Natural Gas | Thermostat - Programmable | A | Programmable thermostat installed | IM62 | Retrofit | Manual control | Programmable thermostat installed | RetroEven20 | 0 | TBD | sqft | 1 | 1180.1953 | 0.2% | IL TRM - 4.4.48 - CI-HVC-THST-V02-210101 | IL TRM - 4.4.48 - CI-HVC-THST-V02-210101 | BEST | 11 | 0.17185 | 0 | 0.0057728 | 0 | 0.98199 | 0.0061474 | 0 | 0 | 50% | 35% | 25% | 40% | NEM | All | FALSE | FALSE | 11305.8256 | 694
Industrial_Food Products_New_Space Heating_Natural Gas_ENERGY STAR Connected Thermostat_A | WA | Industrial | Food Products | New | Space Heating | Natural Gas | ENERGY STAR Connected Thermostat | A | Wi-Fi/interactive thermostat installed | IM63 | Retrofit | Manual control | Wi-Fi/interactive thermostat installed | RetroEven20 | 0 | TBD | sqft | 1 | 1180.1953 | 0.2% | ComConnectedThermostats_v1_1 | ComConnectedThermostats_v1_1 | ComConnectedThermostats_v1_1 | 5 | 0.38539 | 0 | 0.011319 | 0 | 1.0277 | 0.01486 | 0 | 0 | 50% | 35% | 5% | 20% | NEM | All | FALSE | FALSE | 11916.7749 | 699
Industrial_Food Products_New_Space Heating_Natural Gas_Destratification Fans (HVLS)_A | WA | Industrial | Food Products | New | Space Heating | Natural Gas | Destratification Fans (HVLS) | A | Fans installed | IM64 | Retrofit | None/Standard ventilation | Fans installed | RetroEven20 | 0 | TBD | sqft | 1 | 1180.1953 | 0.2% | IL TRM - 4.4.34 - CI-HVC-DSFN-V05-210101 | IL TRM - 4.4.34 - CI-HVC-DSFN-V05-210101 | IL TRM - 4.4.34 - CI-HVC-DSFN-V05-210101 | 10 | 0.59821 | 0 | 0.013955 | 0 | 1.0514 | 0.01486 | 0 | 0 | 50% | 35% | 15% | 30% | NEM | All | FALSE | FALSE | 16464.3917 | 700
Industrial_Food Products_New_Space Heating_Natural Gas_Gas Boiler - Insulate Steam Lines/Condensate Tank_A | WA | Industrial | Food Products | New | Space Heating | Natural Gas | Gas Boiler - Insulate Steam Lines/Condensate Tank | A | Lines and condenstate tank insulated | IM65 | Retrofit | No insulation | Lines and condenstate tank insulated | RetroEven20 | 0 | TBD | sqft | 1 | 1 | 0.2% | PGE Workpaper - SWWH017-01 | PGE Workpaper - SWWH017-01 | PGE Workpaper - SWWH017-01 | 20 | 1440.5464 | 0 | 0 | 0 | 0.98199 | 9.8484 | 0 | 0 | 50% | 35% | 30% | 35% | NEM | Boiler | FALSE | FALSE | 2865.4954 | 429
Industrial_Food Products_New_Process_Natural Gas_Gas Boiler - Insulate Steam Lines/Condensate Tank_A | WA | Industrial | Food Products | New | Process | Natural Gas | Gas Boiler - Insulate Steam Lines/Condensate Tank | A | Lines and condenstate tank insulated | IM66 | Retrofit | No insulation | Lines and condenstate tank insulated | RetroEven20 | 0 | TBD | sqft | 1 | 1 | 0.2% | PGE Workpaper - SWWH017-01 | PGE Workpaper - SWWH017-01 | PGE Workpaper - SWWH017-01 | 20 | 1440.5464 | 0 | 0 | 0 | 0.98199 | 376.3371 | 0 | 0 | 50% | 35% | 30% | 35% | NEM | Process Boiler | FALSE | FALSE | 2865.4954 | 432
Industrial_Food Products_New_Space Heating_Natural Gas_Gas Boiler - Insulate Hot Water Lines_A | WA | Industrial | Food Products | New | Space Heating | Natural Gas | Gas Boiler - Insulate Hot Water Lines | A | Insulated water lines | IM67 | Retrofit | No insulation | Insulated water lines | RetroEven20 | 0 | TBD | sqft | 1 | 1 | 0.2% | PGE Workpaper - SWWH017-01 | PGE Workpaper - SWWH017-01 | PGE Workpaper - SWWH017-01 | 20 | 1022.774 | 0 | 0 | 0 | 0.98199 | 11.1318 | 0 | 0 | 50% | 35% | 45% | 50% | NEM | Boiler | FALSE | FALSE | 1799.9184 | 332
Industrial_Food Products_New_Process_Natural Gas_Gas Boiler - Insulate Hot Water Lines_A | WA | Industrial | Food Products | New | Process | Natural Gas | Gas Boiler - Insulate Hot Water Lines | A | Insulated water lines | IM68 | Retrofit | No insulation | Insulated water lines | RetroEven20 | 0 | TBD | sqft | 1 | 1 | 0.2% | PGE Workpaper - SWWH017-01 | PGE Workpaper - SWWH017-01 | PGE Workpaper - SWWH017-01 | 20 | 1022.774 | 0 | 0 | 0 | 0.98199 | 425.3792 | 0 | 0 | 50% | 35% | 45% | 50% | NEM | Process Boiler | FALSE | FALSE | 1799.9184 | 347
Industrial_Food Products_New_Process_Natural Gas_Process - Insulate Heated Process Fluids_A | WA | Industrial | Food Products | New | Process | Natural Gas | Process - Insulate Heated Process Fluids | A | Insulated process fluid lines | IM69 | Retrofit | No insulation | Insulated process fluid lines | Retro12Med | 0 | TBD | employee | 1 | 1 | 0.2% | PGE Workpaper - SWWH017-01 | PGE Workpaper - SWWH017-01 | PGE Workpaper - SWWH017-01 | 20 | 1440.5464 | 0 | 0 | 0 | 0.98199 | 275.607 | 0 | 0 | 50% | 35% | 5% | 10% | NEM | Process Heating | FALSE | FALSE | 2007.5922 | 370
Industrial_Food Products_New_Process_Natural Gas_Process Heat Recovery_A | WA | Industrial | Food Products | New | Process | Natural Gas | Process Heat Recovery | A | HR system installed | IM70 | Retrofit | No HR system | HR system installed | Retro12Med | 0 | TBD | cfm | 1 | 1 | 0.2% | MN TRM v3.1 - Exhaust Energy Recovery | WI TRM - Process Exhaust Filtration, 3244 | MN TRM v3.1 - Exhaust Energy Recovery | 15 | 240.535 | 0 | 0 | 0 | 1.0149 | 3.2358 | 0 | 0 | 50% | 35% | 5% | 50% | NEM | All | FALSE | FALSE | 29163.4666 | 697
Industrial_Food Products_New_Space Heating_Natural Gas_Building Automation System_A | WA | Industrial | Food Products | New | Space Heating | Natural Gas | Building Automation System | A | Automation system installed and programmed | IM71 | Retrofit | No control system | Automation system installed and programmed | Retro1Slow | 0 | TBD | sqft | 1 | 1180.1953 | 0.2% | COM_EMS-All-XCELCO-2017-18-3 | BEHAV_EIS-All-CPUC-2018_PG-10 | COM_EMS-All-XCELCO-2017-18-3 | 15 | 0.091917 | 0 | 0.03401 | 0 | 1.0386 | 0.01486 | 0 | 0 | 50% | 35% | 5% | 65% | NEM | All | FALSE | FALSE | 2426.6242 | 380
Industrial_Food Products_New_Space Heating_Natural Gas_Steam System Efficiency Improvements_A | WA | Industrial | Food Products | New | Space Heating | Natural Gas | Steam System Efficiency Improvements | A | Optimized system | IM72 | Retrofit | Average system efficiency | Optimized system | Retro1Slow | 0 | TBD | sqft | 1 | 38.7841 | 0.2% | AEG Research | DOE - Improving Steam System Performance: A Sourcebook for Industry, Second Edition. October 2012. | DOE - Improving Steam System Performance: A Sourcebook for Industry, Second Edition. October 2012. | 5 | 0.1129 | 0 | 0 | 0 | 0.98199 | 0.13322 | 0 | 0 | 50% | 35% | 30% | 60% | NEM | Boiler | FALSE | FALSE | 395.0746 | 186
Industrial_Food Products_New_Process_Natural Gas_Steam System Efficiency Improvements_A | WA | Industrial | Food Products | New | Process | Natural Gas | Steam System Efficiency Improvements | A | Optimized system | IM73 | Retrofit | Average system efficiency | Optimized system | Retro1Slow | 0 | TBD | sqft | 1 | 1 | 0.2% | AEG Research | DOE - Improving Steam System Performance: A Sourcebook for Industry, Second Edition. October 2012. | DOE - Improving Steam System Performance: A Sourcebook for Industry, Second Edition. October 2012. | 5 | 4.3786 | 0 | 0 | 0 | 0.98199 | 5.0908 | 0 | 0 | 50% | 35% | 30% | 60% | NEM | Process Boiler | FALSE | FALSE | 395.0746 | 185
Industrial_Food Products_New_Space Heating_Natural Gas_Strategic Energy Management_A | WA | Industrial | Food Products | New | Space Heating | Natural Gas | Strategic Energy Management | A | Energy management system installed and programmed | IM74 | Retrofit | No energy management system | Energy management system installed and programmed | RetroEven20 | 0 | TBD | employee | 1 | 1 | 0.2% | BEHAV_SEM-All-CPUC-2018_PG-26 | BEHAV_SEM-All-CPUC-2018_PG-26 | AEG Research | 5 | 57.5017 | 1.3693 | 0 | 0 | 1.0386 | 7.5414 | 0 | 0 | 50% | 35% | 5% | 50% | NEM | All | FALSE | FALSE | 1466.1822 | 265
Industrial_Food Products_New_Process_Natural Gas_Strategic Energy Management_A | WA | Industrial | Food Products | New | Process | Natural Gas | Strategic Energy Management | A | Energy management system installed and programmed | IM75 | Retrofit | No energy management system | Energy management system installed and programmed | RetroEven20 | 0 | TBD | employee | 1 | 1 | 0.2% | BEHAV_SEM-All-CPUC-2018_PG-26 | BEHAV_SEM-All-CPUC-2018_PG-26 | AEG Research | 5 | 57.5017 | 1.3693 | 0 | 0 | 1.0386 | 30.2077 | 0 | 0 | 50% | 35% | 5% | 50% | NEM | All | FALSE | FALSE | 1466.1822 | 266
Industrial_Food Products_New_Miscellaneous_Natural Gas_Strategic Energy Management_A | WA | Industrial | Food Products | New | Miscellaneous | Natural Gas | Strategic Energy Management | A | Energy management system installed and programmed | IM76 | Retrofit | No energy management system | Energy management system installed and programmed | RetroEven20 | 0 | TBD | employee | 1 | 1 | 0.2% | BEHAV_SEM-All-CPUC-2018_PG-26 | BEHAV_SEM-All-CPUC-2018_PG-26 | AEG Research | 5 | 57.5017 | 1.3693 | 0 | 0 | 1.0386 | 2.7925 | 0 | 0 | 50% | 35% | 5% | 50% | NEM | All | FALSE | FALSE | 1466.1822 | 267
Industrial_Food Products_New_Space Heating_Natural Gas_Commissioning_A | WA | Industrial | Food Products | New | Space Heating | Natural Gas | Commissioning | A | Optimized HVAC design and controls | IM77 | Retrofit | New construction code | Optimized HVAC design and controls | Retro12Med | 0 | TBD | employee | 1 | 1 | 0.2% | DL20_COM_CX-Refrig-2021PLN-V11-3 | 2018 AMIL BUS Retro-Commissioning Initiative | U.S. Department of Energy. Lawrence Berkeley National Labs and Building Commissioning Association. https://www.bcxa.org/wp-content/uploads/2020/09/1-s2.0- S0378778819319553-main.pdf | 10 | 0.2672 | 0 | 0 | 0 | 1.0277 | 10.2317 | 0 | 0 | 50% | 35% | 0% | 0% | NEM | Market | 4 | FALSE | 1.2222 | 67
Industrial_Food Products_New_Process_Natural Gas_Commissioning_A | WA | Industrial | Food Products | New | Process | Natural Gas | Commissioning | A | Optimized process design and controls | IM78 | Retrofit | New construction code | Optimized process design and controls | Retro12Med | 0 | TBD | employee | 1 | 1 | 0.2% | DL20_COM_CX-Refrig-2021PLN-V11-3 | 2018 AMIL BUS Retro-Commissioning Initiative | U.S. Department of Energy. Lawrence Berkeley National Labs and Building Commissioning Association. https://www.bcxa.org/wp-content/uploads/2020/09/1-s2.0- S0378778819319553-main.pdf | 10 | 0.2672 | 0 | 0 | 0 | 1.0277 | 168.6012 | 0 | 0 | 50% | 35% | 0% | 0% | NEM | Market | 5 | FALSE | 1.2222 | 65
Industrial_Food Products_New_Space Heating_Natural Gas_Retrocommissioning_A | WA | Industrial | Food Products | New | Space Heating | Natural Gas | Retrocommissioning | A | Optimized HVAC flow and controls | IM79 | Retrofit | Vintage/existing building | Optimized HVAC flow and controls | RetroEven20 | 0 | TBD | employee | 1 | 1 | 0.2% | COM_RCX-Heating-7PLN-v5-18 | COM_RCX-Heating-7PLN-v5-18 | n/a | 5 | 0 | 0 | 0 | 0 | 1.0277 | 0 | 0 | 0 | 50% | 35% | 0% | 0% | NEM | Market | FALSE | FALSE | 0 | 698
Industrial_Food Products_New_Process_Natural Gas_Retrocommissioning_A | WA | Industrial | Food Products | New | Process | Natural Gas | Retrocommissioning | A | Optimized process design and controls | IM80 | Retrofit | Vintage/existing building | Optimized process design and controls | RetroEven20 | 0 | TBD | employee | 1 | 1 | 0.2% | COM_RCX-Heating-7PLN-v5-18 | COM_RCX-Heating-7PLN-v5-18 | n/a | 5 | 0 | 0 | 0 | 0 | 1.0277 | 0 | 0 | 0 | 50% | 35% | 0% | 0% | NEM | Market | FALSE | FALSE | 0 | 709
Industrial_Agriculture_Existing_Space Heating_Natural Gas_Insulation - Roof/Ceiling_A | WA | Industrial | Agriculture | Existing | Space Heating | Natural Gas | Insulation - Roof/Ceiling | A | R-38 | IM81 | Retrofit | R-13 | R-38 | Retro3Slow | 2 | TBD | sqft | 1 | 613.2339 | 0.2% | RTF Wkbk - ComWeatherizationSchool_v3_1 | RTF Wkbk - ComWeatherizationSchool_v3_1 | Building Energy Simulation Tool | 45 | 1.1051 | 0 | 0.074728 | 0 | 1.1095 | 0.083426 | 0 | 0 | 50% | 35% | 60% | 100% | NEM | All | FALSE | FALSE | 4915.8056 | 497
Industrial_Agriculture_Existing_Space Heating_Natural Gas_Insulation - Wall Cavity_A | WA | Industrial | Agriculture | Existing | Space Heating | Natural Gas | Insulation - Wall Cavity | A | R-21 | IM82 | Retrofit | R-11 or less | R-21 | Retro3Slow | 2 | TBD | sqft | 1 | 613.2339 | 0.2% | RTF Wkbk - ComWeatherizationSchool_v3_1 | RTF Wkbk - ComWeatherizationSchool_v3_1 | Building Energy Simulation Tool | 45 | 0.33055 | 0 | 0.016348 | 0 | 1.1095 | 0.018251 | 0 | 0 | 50% | 35% | 60% | 100% | NEM | All | FALSE | FALSE | 6721.2844 | 605
Industrial_Agriculture_Existing_Space Heating_Natural Gas_Insulation - Ducting_A | WA | Industrial | Agriculture | Existing | Space Heating | Natural Gas | Insulation - Ducting | A | 50% reduction in thermal losses | IM83 | Retrofit | ~2°F thermal losses | 50% reduction in thermal losses | Retro5Med | 0 | TBD | sqft | 1 | 169.4847 | 0.2% | MA TRM - 2019-2021 - COM-HVAC-DI | MEMD - MMD8.25.01.FESH23.v01 | Building Energy Simulation Tool | 20 | 1.5221 | 0 | 0.00017326 | 0 | 0.98199 | 0.0014555 | 0 | 0 | 50% | 35% | 40% | 60% | NEM | Furnace | FALSE | FALSE | 401656.6336 | 720
Industrial_Agriculture_Existing_Space Heating_Natural Gas_HVAC - Duct Repair and Sealing_A | WA | Industrial | Agriculture | Existing | Space Heating | Natural Gas | HVAC - Duct Repair and Sealing | A | 30% reduced duct leaking | IM84 | Retrofit | Poorly sealed/leaky ducts | 30% reduced duct leaking | RetroEven20 | 0 | TBD | sqft | 1 | 169.4847 | 0.2% | MA TRM - 2019-2021 - COM-HVAC-DS | RS Means Cost Calculator 2019 IRP DSM TRM Extract | Building Energy Simulation Tool | 20 | 0.07 | 0 | 0.00098007 | 0 | 1 | 0.0041167 | 0 | 0 | 50% | 35% | 15% | 50% | NEM | Furnace | FALSE | FALSE | 6531.1355 | 564
Industrial_Agriculture_Existing_Space Heating_Natural Gas_Windows - High Efficiency_A | WA | Industrial | Agriculture | Existing | Space Heating | Natural Gas | Windows - High Efficiency | A | U-.22 or better | IM85 | Retrofit | U-.5 or worse | U-.22 or better | Retro1Slow | 0 | TBD | sqft | 1 | 613.2339 | 0.2% | RTF Wkbk - ComWeatherizationSchool_v3_1 | RTF Wkbk - ComWeatherizationSchool_v3_1 | Building Energy Simulation Tool | 45 | 0.22914 | 0 | 0.0069904 | 0 | 1.1095 | 0.0078041 | 0 | 0 | 50% | 35% | 45% | 100% | NEM | All | FALSE | FALSE | 10896.6109 | 721
Industrial_Agriculture_Existing_Space Heating_Natural Gas_Gas Boiler - Maintenance_A | WA | Industrial | Agriculture | Existing | Space Heating | Natural Gas | Gas Boiler - Maintenance | A | General cleaning and maintenance | IM86 | Retrofit | Degrade performance | General cleaning and maintenance | Retro20Fast | 0 | TBD | employee | 1 | 1 | 0.2% | IL TRM - 4.3.10 - CI-HWE-DBTU-V01-180101 | IL TRM - 4.3.10 - CI-HWE-DBTU-V01-180101 | IL TRM - 4.3.10 - CI-HWE-DBTU-V01-180101 | 3 | 0.0083169 | 0 | 0 | 0 | 0.98199 | 1.1735 | 0 | 0 | 50% | 35% | 20% | 30% | NEM | Boiler | FALSE | FALSE | 3.2122 | 75
Industrial_Agriculture_Existing_Process_Natural Gas_Gas Boiler - Maintenance_A | WA | Industrial | Agriculture | Existing | Process | Natural Gas | Gas Boiler - Maintenance | A | General cleaning and maintenance | IM87 | Retrofit | Degrade performance | General cleaning and maintenance | Retro20Fast | 0 | TBD | sqft | 1 | 1 | 0.2% | IL TRM - 4.3.10 - CI-HWE-DBTU-V01-180101 | IL TRM - 4.3.10 - CI-HWE-DBTU-V01-180101 | IL TRM - 4.3.10 - CI-HWE-DBTU-V01-180101 | 3 | 0.0083169 | 0 | 0 | 0 | 0.98199 | 1.5559 | 0 | 0 | 50% | 35% | 20% | 30% | NEM | Process Boiler | FALSE | FALSE | 3.2122 | 82
Industrial_Agriculture_Existing_Space Heating_Natural Gas_Gas Furnace - Maintenance_A | WA | Industrial | Agriculture | Existing | Space Heating | Natural Gas | Gas Furnace - Maintenance | A | General cleaning and maintenance | IM88 | Retrofit | Degrade performance | General cleaning and maintenance | Retro20Fast | 0 | TBD | sqft | 1 | 1 | 0.2% | IL TRM - 4.4.31 - CI-HVC-FTUN-V03-200101 | MN TRM 3.1 - Forced-Air Heating Maintenance v2.0 | MN TRM v3.1 - Forced-Air Heating Maintenance | 3 | 0.010082 | 0 | 0 | 0 | 1.1095 | 0.0095 | 0 | 0 | 50% | 35% | 20% | 30% | NEM | Furnace | FALSE | FALSE | 559.3731 | 230
Industrial_Agriculture_Existing_Space Heating_Natural Gas_Gas Boiler - Hot Water Reset_A | WA | Industrial | Agriculture | Existing | Space Heating | Natural Gas | Gas Boiler - Hot Water Reset | A | Reset control installed | IM89 | Retrofit | No control | Reset control installed | Retro5Med | 0 | TBD | employee | 1 | 1 | 0.2% | IL TRM - 4.4.4 - CI-HVC-BLRC-V04-210101 | IL TRM - 4.4.4 - CI-HVC-BLRC-V04-210101 | IL TRM - 4.4.4 - CI-HVC-BLRC-V04-210101 | 16 | 14.1543 | 0 | 0 | 0 | 1.268 | 4.2672 | 0 | 0 | 50% | 35% | 20% | 45% | NEM | Boiler | FALSE | FALSE | 1556.8427 | 297
Industrial_Agriculture_Existing_Process_Natural Gas_Gas Boiler - Hot Water Reset_A | WA | Industrial | Agriculture | Existing | Process | Natural Gas | Gas Boiler - Hot Water Reset | A | Reset control installed | IM90 | Retrofit | No control | Reset control installed | Retro5Med | 0 | TBD | sqft | 1 | 1 | 0.2% | IL TRM - 4.4.4 - CI-HVC-BLRC-V04-210101 | IL TRM - 4.4.4 - CI-HVC-BLRC-V04-210101 | XCEL CO 2019-2020 DSM Plan | 16 | 14.1543 | 0 | 0 | 0 | 1.268 | 2.8289 | 0 | 0 | 50% | 35% | 20% | 45% | NEM | Process Boiler | FALSE | FALSE | 1556.8427 | 296
Industrial_Agriculture_Existing_Space Heating_Natural Gas_Steam Trap Maintenance_A | WA | Industrial | Agriculture | Existing | Space Heating | Natural Gas | Steam Trap Maintenance | A | Cleaning and maintenance | IM91 | Retrofit | Degrade performance | Cleaning and maintenance | RetroEven20 | 0 | TBD | employee | 1 | 1 | 0.2% | IL TRM - 4.4.16 - CI-HVC-STRE-V07-210101 | IL TRM - 4.4.16 - CI-HVC-STRE-V07-210101 | IL TRM - 4.4.16 - CI-HVC-STRE-V07-210101 | 6 | 1.9289 | 0 | 0 | 0 | 0.98199 | 1.5075 | 0 | 0 | 50% | 35% | 73% | 85% | NEM | Boiler | FALSE | FALSE | 487.0221 | 205
Industrial_Agriculture_Existing_Process_Natural Gas_Steam Trap Maintenance_A | WA | Industrial | Agriculture | Existing | Process | Natural Gas | Steam Trap Maintenance | A | Cleaning and maintenance | IM92 | Retrofit | Degrade performance | Cleaning and maintenance | RetroEven20 | 0 | TBD | sqft | 1 | 1 | 0.2% | IL TRM - 4.4.16 - CI-HVC-STRE-V07-210101 | IL TRM - 4.4.16 - CI-HVC-STRE-V07-210101 | IL TRM - 4.4.16 - CI-HVC-STRE-V07-210101 | 6 | 1.9289 | 0 | 0 | 0 | 0.98199 | 1.9988 | 0 | 0 | 50% | 35% | 73% | 85% | NEM | Process Boiler | FALSE | FALSE | 487.0221 | 204
Industrial_Agriculture_Existing_Space Heating_Natural Gas_Gas Boiler - High Turndown_A | WA | Industrial | Agriculture | Existing | Space Heating | Natural Gas | Gas Boiler - High Turndown | A | Turndown control installed | IM93 | Retrofit | No control | Turndown control installed | Retro12Med | 0 | TBD | employee | 1 | 1 | 0.2% | MN TRM 3.1 - Boiler Modifications, Space Heating Only v4.0 | MN TRM 3.1 - Boiler Modifications, Space Heating Only v4.0 | MN TRM 3.1 - Boiler Modifications, Space Heating Only v4.0 | 15 | 27.5944 | 0 | 0 | 0 | 1.0689 | 1.6002 | 0 | 0 | 50% | 35% | 35% | 50% | NEM | Boiler | FALSE | FALSE | 5817.4353 | 545
Industrial_Agriculture_Existing_Process_Natural Gas_Gas Boiler - High Turndown_A | WA | Industrial | Agriculture | Existing | Process | Natural Gas | Gas Boiler - High Turndown | A | Turndown control installed | IM94 | Retrofit | No control | Turndown control installed | Retro12Med | 0 | TBD | sqft | 1 | 1 | 0.2% | MN TRM 3.1 - Boiler Modifications, Space Heating Only v4.0 | MN TRM 3.1 - Boiler Modifications, Space Heating Only v4.0 | MN TRM 3.1 - Boiler Modifications, Space Heating Only v4.0 | 15 | 27.5944 | 0 | 0 | 0 | 1.0689 | 2.1216 | 0 | 0 | 50% | 35% | 35% | 50% | NEM | Process Boiler | FALSE | FALSE | 5817.4353 | 553
Industrial_Agriculture_Existing_Space Heating_Natural Gas_Gas Boiler - Burner Control Optimization_A | WA | Industrial | Agriculture | Existing | Space Heating | Natural Gas | Gas Boiler - Burner Control Optimization | A | Optimized burner controls | IM95 | Retrofit | Average performance | Optimized burner controls | Retro3Slow | 0 | TBD | employee | 1 | 1 | 0.2% | IL TRM - 4.4.22 - CI-HVC-O2TC-V01-140601 | GBLR_O2TRM-Heating-MEMD-2018-1 | IL TRM - 4.4.22 - CI-HVC-O2TC-V01-140601 | 18 | 9.2708 | 0 | 0 | 0 | 1.0689 | 0.46406 | 0 | 0 | 50% | 35% | 5% | 85% | NEM | Boiler | FALSE | FALSE | 6645.1088 | 598
Industrial_Agriculture_Existing_Process_Natural Gas_Gas Boiler - Burner Control Optimization_A | WA | Industrial | Agriculture | Existing | Process | Natural Gas | Gas Boiler - Burner Control Optimization | A | Optimized burner controls | IM96 | Retrofit | Average performance | Optimized burner controls | Retro3Slow | 0 | TBD | sqft | 1 | 1 | 0.2% | IL TRM - 4.4.22 - CI-HVC-O2TC-V01-140601 | GBLR_O2TRM-Heating-MEMD-2018-1 | IL TRM - 4.4.22 - CI-HVC-O2TC-V01-140601 | 18 | 9.2708 | 0 | 0 | 0 | 1.0689 | 0.61528 | 0 | 0 | 50% | 35% | 5% | 85% | NEM | Process Boiler | FALSE | FALSE | 6645.1088 | 595
Industrial_Agriculture_Existing_Space Heating_Natural Gas_HVAC - Demand Controlled Ventilation_A | WA | Industrial | Agriculture | Existing | Space Heating | Natural Gas | HVAC - Demand Controlled Ventilation | A | DCV enabled | IM97 | Retrofit | Constant ventilation | DCV enabled | RetroEven20 | 0 | TBD | sqft | 1 | 169.4847 | 0.2% | VENT_DCV-Heating-7PLN-v5-8 | VENT_DCV-Heating-7PLN-v5-8 | VENT_DCV-Heating-7PLN-v5-8 | 15 | 0.27474 | 0 | 0.018443 | 0 | 1.268 | 0.077467 | 0 | 0 | 50% | 35% | 55% | 75% | NEM | Furnace | FALSE | FALSE | 1391.3905 | 248
Industrial_Agriculture_Existing_Space Heating_Natural Gas_Gas Boiler - Stack Economizer_A | WA | Industrial | Agriculture | Existing | Space Heating | Natural Gas | Gas Boiler - Stack Economizer | A | Economizer installed | IM98 | Retrofit | None | Economizer installed | Retro12Med | 0 | TBD | employee | 1 | 1 | 0.2% | IL TRM - 4.4.28 - CI-HVC-BECO-V02-210101 | XCEL CO 2019-2020 DSM Plan | IL TRM - 4.4.28 - CI-HVC-BECO-V02-210101 | 15 | 19.0789 | 0 | 0 | 0 | 1.268 | 1.1681 | 0 | 0 | 50% | 35% | 15% | 55% | NEM | Boiler | FALSE | FALSE | 4670.9383 | 471
Industrial_Agriculture_Existing_Process_Natural Gas_Gas Boiler - Stack Economizer_A | WA | Industrial | Agriculture | Existing | Process | Natural Gas | Gas Boiler - Stack Economizer | A | Economizer installed | IM99 | Retrofit | None | Economizer installed | Retro12Med | 0 | TBD | sqft | 1 | 1 | 0.2% | IL TRM - 4.4.28 - CI-HVC-BECO-V02-210101 | XCEL CO 2019-2020 DSM Plan | IL TRM - 4.4.29 - CI-HVC-PECO-V01-150601 | 15 | 19.0789 | 0 | 0 | 0 | 1.268 | 2.0368 | 0 | 0 | 50% | 35% | 15% | 55% | NEM | Process Boiler | FALSE | FALSE | 4670.9383 | 472
Industrial_Agriculture_Existing_Space Heating_Natural Gas_Gas Furnace Tube Inserts_A | WA | Industrial | Agriculture | Existing | Space Heating | Natural Gas | Gas Furnace Tube Inserts | A | Tube inserts installed | IM100 | Retrofit | None | Tube inserts installed | Retro3Slow | 0 | TBD | sqft | 1 | 169.4847 | 0.2% | WI TRM - Radiant Tube Inserts, 2507 | WI TRM - Radiant Tube Inserts, 2507 | WI TRM - Radiant Tube Inserts, 2507 | 5 | 0.017226 | 0 | 0 | 0 | 1.0514 | 0.089062 | 0 | 0 | 50% | 35% | 0% | 0% | NEM | Furnace | FALSE | FALSE | 88.8767 | 127
Industrial_Agriculture_Existing_Space Heating_Natural Gas_Space Heating - Heat Recovery Ventilator_A | WA | Industrial | Agriculture | Existing | Space Heating | Natural Gas | Space Heating - Heat Recovery Ventilator | A | HRV installed | IM101 | Retrofit | None | HRV installed | RetroEven20 | 0 | TBD | sqft | 1 | 613.2339 | 0.2% | IL TRM - 4.4.27 - CI-HVC-ERVE-V04-200101 | IL TRM - 4.4.27 - CI-HVC-ERVE-V04-200101 | IL TRM - 4.4.27 - CI-HVC-ERVE-V04-200101 | 15 | 0.27802 | 0 | 0 | 0 | 1.2356 | 0.013423 | 0 | 0 | 50% | 35% | 5% | 10% | NEM | All | FALSE | FALSE | 8125.5155 | 620
Industrial_Agriculture_Existing_Space Heating_Natural Gas_Thermostat - Programmable_A | WA | Industrial | Agriculture | Existing | Space Heating | Natural Gas | Thermostat - Programmable | A | Programmable thermostat installed | IM102 | Retrofit | Manual control | Programmable thermostat installed | RetroEven20 | 0 | TBD | sqft | 1 | 613.2339 | 0.2% | IL TRM - 4.4.48 - CI-HVC-THST-V02-210101 | IL TRM - 4.4.48 - CI-HVC-THST-V02-210101 | BEST | 11 | 0.17185 | 0 | 0.0058168 | 0 | 0.98199 | 0.0064938 | 0 | 0 | 50% | 35% | 25% | 40% | NEM | All | FALSE | FALSE | 10702.7316 | 718
Industrial_Agriculture_Existing_Space Heating_Natural Gas_ENERGY STAR Connected Thermostat_A | WA | Industrial | Agriculture | Existing | Space Heating | Natural Gas | ENERGY STAR Connected Thermostat | A | Wi-Fi/interactive thermostat installed | IM103 | Retrofit | Manual control | Wi-Fi/interactive thermostat installed | RetroEven20 | 0 | TBD | sqft | 1 | 613.2339 | 0.2% | ComConnectedThermostats_v1_1 | ComConnectedThermostats_v1_1 | ComConnectedThermostats_v1_1 | 5 | 0.38539 | 0 | 0.011319 | 0 | 1.0277 | 0.015698 | 0 | 0 | 50% | 35% | 5% | 20% | NEM | All | FALSE | FALSE | 11281.0906 | 719
Industrial_Agriculture_Existing_Space Heating_Natural Gas_Destratification Fans (HVLS)_A | WA | Industrial | Agriculture | Existing | Space Heating | Natural Gas | Destratification Fans (HVLS) | A | Fans installed | IM104 | Retrofit | None/Standard ventilation | Fans installed | RetroEven20 | 0 | TBD | sqft | 1 | 613.2339 | 0.2% | IL TRM - 4.4.34 - CI-HVC-DSFN-V05-210101 | IL TRM - 4.4.34 - CI-HVC-DSFN-V05-210101 | IL TRM - 4.4.34 - CI-HVC-DSFN-V05-210101 | 10 | 0.59821 | 0 | 0.014061 | 0 | 1.0514 | 0.015698 | 0 | 0 | 50% | 35% | 15% | 30% | NEM | All | FALSE | FALSE | 15586.1209 | 724
Industrial_Agriculture_Existing_Space Heating_Natural Gas_Gas Boiler - Insulate Steam Lines/Condensate Tank_A | WA | Industrial | Agriculture | Existing | Space Heating | Natural Gas | Gas Boiler - Insulate Steam Lines/Condensate Tank | A | Lines and condenstate tank insulated | IM105 | Retrofit | No insulation | Lines and condenstate tank insulated | RetroEven20 | 0 | TBD | employee | 1 | 1 | 0.2% | PGE Workpaper - SWWH017-01 | PGE Workpaper - SWWH017-01 | PGE Workpaper - SWWH017-01 | 20 | 110.2592 | 0 | 0 | 0 | 0.98199 | 12.7087 | 0 | 0 | 50% | 35% | 30% | 35% | NEM | Boiler | FALSE | FALSE | 2865.4954 | 412
Industrial_Agriculture_Existing_Process_Natural Gas_Gas Boiler - Insulate Steam Lines/Condensate Tank_A | WA | Industrial | Agriculture | Existing | Process | Natural Gas | Gas Boiler - Insulate Steam Lines/Condensate Tank | A | Lines and condenstate tank insulated | IM106 | Retrofit | No insulation | Lines and condenstate tank insulated | RetroEven20 | 0 | TBD | sqft | 1 | 1 | 0.2% | PGE Workpaper - SWWH017-01 | PGE Workpaper - SWWH017-01 | PGE Workpaper - SWWH017-01 | 20 | 110.2592 | 0 | 0 | 0 | 0.98199 | 16.8499 | 0 | 0 | 50% | 35% | 30% | 35% | NEM | Process Boiler | FALSE | FALSE | 2865.4954 | 413
Industrial_Agriculture_Existing_Space Heating_Natural Gas_Gas Boiler - Insulate Hot Water Lines_A | WA | Industrial | Agriculture | Existing | Space Heating | Natural Gas | Gas Boiler - Insulate Hot Water Lines | A | Insulated water lines | IM107 | Retrofit | No insulation | Insulated water lines | RetroEven20 | 0 | TBD | employee | 1 | 1 | 0.2% | PGE Workpaper - SWWH017-01 | PGE Workpaper - SWWH017-01 | PGE Workpaper - SWWH017-01 | 20 | 78.283 | 0 | 0 | 0 | 0.98199 | 14.3648 | 0 | 0 | 50% | 35% | 40% | 50% | NEM | Boiler | FALSE | FALSE | 1799.9184 | 344
Industrial_Agriculture_Existing_Process_Natural Gas_Gas Boiler - Insulate Hot Water Lines_A | WA | Industrial | Agriculture | Existing | Process | Natural Gas | Gas Boiler - Insulate Hot Water Lines | A | Insulated water lines | IM108 | Retrofit | No insulation | Insulated water lines | RetroEven20 | 0 | TBD | sqft | 1 | 1 | 0.2% | PGE Workpaper - SWWH017-01 | PGE Workpaper - SWWH017-01 | PGE Workpaper - SWWH017-01 | 20 | 78.283 | 0 | 0 | 0 | 0.98199 | 19.0457 | 0 | 0 | 50% | 35% | 40% | 50% | NEM | Process Boiler | FALSE | FALSE | 1799.9184 | 343
Industrial_Agriculture_Existing_Process_Natural Gas_Process - Insulate Heated Process Fluids_A | WA | Industrial | Agriculture | Existing | Process | Natural Gas | Process - Insulate Heated Process Fluids | A | Insulated process fluid lines | IM109 | Retrofit | No insulation | Insulated process fluid lines | Retro12Med | 0 | TBD | employee | 1 | 1 | 0.2% | PGE Workpaper - SWWH017-01 | PGE Workpaper - SWWH017-01 | PGE Workpaper - SWWH017-01 | 20 | 110.2592 | 0 | 0 | 0 | 0.98199 | 13.6092 | 0 | 0 | 50% | 35% | 5% | 10% | NEM | Process Heating | FALSE | FALSE | 3111.8617 | 442
Industrial_Agriculture_Existing_Process_Natural Gas_Process Heat Recovery_A | WA | Industrial | Agriculture | Existing | Process | Natural Gas | Process Heat Recovery | A | HR system installed | IM110 | Retrofit | No HR system | HR system installed | Retro12Med | 0 | TBD | cfm | 1 | 1 | 0.2% | MN TRM v3.1 - Exhaust Energy Recovery | IL TRM - 4.1.10 - CI-AGE-DRHR-V01-200101 | U.S. Department of Agriculture, Natural Resources Conservation Service. “Energy Self-Assessment: Refrigeration Heat Recovery.” | 15 | 89.4716 | 0 | 0 | 0 | 1.0277 | 0.13629 | 0 | 0 | 50% | 35% | 5% | 50% | NEM | All | FALSE | FALSE | 257541.4947 | 725
Industrial_Agriculture_Existing_Space Heating_Natural Gas_Building Automation System_A | WA | Industrial | Agriculture | Existing | Space Heating | Natural Gas | Building Automation System | A | Automation system installed and programmed | IM111 | Retrofit | No control system | Automation system installed and programmed | Retro1Slow | 0 | TBD | sqft | 1 | 613.2339 | 0.2% | COM_EMS-All-XCELCO-2017-18-3 | BEHAV_EIS-All-CPUC-2018_PG-10 | COM_EMS-All-XCELCO-2017-18-3 | 15 | 0.10449 | 0 | 0.034116 | 0 | 1.0386 | 0.015698 | 0 | 0 | 50% | 35% | 5% | 65% | NEM | All | FALSE | FALSE | 2611.5327 | 397
Industrial_Agriculture_Existing_Space Heating_Natural Gas_Steam System Efficiency Improvements_A | WA | Industrial | Agriculture | Existing | Space Heating | Natural Gas | Steam System Efficiency Improvements | A | Optimized system | IM112 | Retrofit | Average system efficiency | Optimized system | Retro1Slow | 0 | TBD | sqft | 1 | 47.5424 | 0.2% | AEG Research | DOE - Improving Steam System Performance: A Sourcebook for Industry, Second Edition. October 2012. | DOE - Improving Steam System Performance: A Sourcebook for Industry, Second Edition. October 2012. | 5 | 0.11885 | 0 | 0 | 0 | 0.98199 | 0.14024 | 0 | 0 | 50% | 35% | 30% | 60% | NEM | Boiler | FALSE | FALSE | 8127.1237 | 624
Industrial_Agriculture_Existing_Process_Natural Gas_Steam System Efficiency Improvements_A | WA | Industrial | Agriculture | Existing | Process | Natural Gas | Steam System Efficiency Improvements | A | Optimized system | IM113 | Retrofit | Average system efficiency | Optimized system | Retro1Slow | 0 | TBD | sqft | 1 | 1 | 0.2% | AEG Research | DOE - Improving Steam System Performance: A Sourcebook for Industry, Second Edition. October 2012. | DOE - Improving Steam System Performance: A Sourcebook for Industry, Second Edition. October 2012. | 5 | 5.6503 | 0 | 0 | 0 | 0.98199 | 0.18594 | 0 | 0 | 50% | 35% | 30% | 60% | NEM | Process Boiler | FALSE | FALSE | 8127.1237 | 623
Industrial_Agriculture_Existing_Space Heating_Natural Gas_Strategic Energy Management_A | WA | Industrial | Agriculture | Existing | Space Heating | Natural Gas | Strategic Energy Management | A | Energy management system installed and programmed | IM114 | Retrofit | No energy management system | Energy management system installed and programmed | RetroEven20 | 0 | TBD | employee | 1 | 1 | 0.2% | BEHAV_SEM-All-CPUC-2018_PG-26 | BEHAV_SEM-All-CPUC-2018_PG-26 | AEG Research | 5 | 9.0447 | 0.21538 | 0 | 0 | 1.0386 | 4.1394 | 0 | 0 | 50% | 35% | 5% | 50% | NEM | All | FALSE | FALSE | 3188.0594 | 445
Industrial_Agriculture_Existing_Process_Natural Gas_Strategic Energy Management_A | WA | Industrial | Agriculture | Existing | Process | Natural Gas | Strategic Energy Management | A | Energy management system installed and programmed | IM115 | Retrofit | No energy management system | Energy management system installed and programmed | RetroEven20 | 0 | TBD | employee | 1 | 1 | 0.2% | BEHAV_SEM-All-CPUC-2018_PG-26 | BEHAV_SEM-All-CPUC-2018_PG-26 | AEG Research | 5 | 9.0447 | 0.21538 | 0 | 0 | 1.0386 | 1.4066 | 0 | 0 | 50% | 35% | 5% | 50% | NEM | All | FALSE | FALSE | 3188.0594 | 444
Industrial_Agriculture_Existing_Miscellaneous_Natural Gas_Strategic Energy Management_A | WA | Industrial | Agriculture | Existing | Miscellaneous | Natural Gas | Strategic Energy Management | A | Energy management system installed and programmed | IM116 | Retrofit | No energy management system | Energy management system installed and programmed | RetroEven20 | 0 | TBD | employee | 1 | 1 | 0.2% | BEHAV_SEM-All-CPUC-2018_PG-26 | BEHAV_SEM-All-CPUC-2018_PG-26 | AEG Research | 5 | 9.0447 | 0.21538 | 0 | 0 | 1.0386 | 0.89787 | 0 | 0 | 50% | 35% | 5% | 50% | NEM | All | FALSE | FALSE | 3188.0594 | 443
Industrial_Agriculture_Existing_Space Heating_Natural Gas_Commissioning_A | WA | Industrial | Agriculture | Existing | Space Heating | Natural Gas | Commissioning | A | Optimized HVAC design and controls | IM117 | Retrofit | New construction code | Optimized HVAC design and controls | Retro12Med | 0 | TBD | employee | 1 | 1 | 0.2% | DL20_COM_CX-Refrig-2021PLN-V11-3 | 2018 AMIL BUS Retro-Commissioning Initiative | U.S. Department of Energy. Lawrence Berkeley National Labs and Building Commissioning Association. https://www.bcxa.org/wp-content/uploads/2020/09/1-s2.0- S0378778819319553-main.pdf | 10 | 0.2672 | 0 | 0 | 0 | 1.0277 | 3.8191 | 0 | 0 | 50% | 35% | 0% | 0% | NEM | Market | 6 | FALSE | 18.7298 | 121
Industrial_Agriculture_Existing_Process_Natural Gas_Commissioning_A | WA | Industrial | Agriculture | Existing | Process | Natural Gas | Commissioning | A | Optimized process design and controls | IM118 | Retrofit | New construction code | Optimized process design and controls | Retro12Med | 0 | TBD | employee | 1 | 1 | 0.2% | DL20_COM_CX-Refrig-2021PLN-V11-3 | 2018 AMIL BUS Retro-Commissioning Initiative | U.S. Department of Energy. Lawrence Berkeley National Labs and Building Commissioning Association. https://www.bcxa.org/wp-content/uploads/2020/09/1-s2.0- S0378778819319553-main.pdf | 10 | 0.2672 | 0 | 0 | 0 | 1.0277 | 7.8506 | 0 | 0 | 50% | 35% | 0% | 0% | NEM | Market | 7 | FALSE | 18.7298 | 122
Industrial_Agriculture_Existing_Space Heating_Natural Gas_Retrocommissioning_A | WA | Industrial | Agriculture | Existing | Space Heating | Natural Gas | Retrocommissioning | A | Optimized HVAC flow and controls | IM119 | Retrofit | Vintage/existing building | Optimized HVAC flow and controls | RetroEven20 | 0 | TBD | employee | 1 | 1 | 0.2% | COM_RCX-Heating-7PLN-v5-18 | COM_RCX-All-XCELCO-2017-18-1 | COM_RCX-All-XCELCO-2017-18-1 | 5 | 0.36027 | 0 | 0 | 0 | 1.0277 | 0.53045 | 0 | 0 | 50% | 35% | 15% | 50% | NEM | Market | FALSE | FALSE | 312.0908 | 169
Industrial_Agriculture_Existing_Process_Natural Gas_Retrocommissioning_A | WA | Industrial | Agriculture | Existing | Process | Natural Gas | Retrocommissioning | A | Optimized process design and controls | IM120 | Retrofit | Vintage/existing building | Optimized process design and controls | RetroEven20 | 0 | TBD | employee | 1 | 1 | 0.2% | COM_RCX-Heating-7PLN-v5-18 | COM_RCX-All-XCELCO-2017-18-1 | n/a | 5 | 0.36027 | 0 | 0 | 0 | 1.0277 | 0 | 0 | 0 | 50% | 35% | 15% | 50% | NEM | Market | FALSE | FALSE | 312.0908 | 170
Industrial_Agriculture_New_Space Heating_Natural Gas_Insulation - Roof/Ceiling_A | WA | Industrial | Agriculture | New | Space Heating | Natural Gas | Insulation - Roof/Ceiling | A | R-38 | IM121 | Retrofit | R-13 | R-38 | Retro3Slow | 2 | TBD | sqft | 1 | 613.2339 | 0.2% | RTF Wkbk - ComWeatherizationSchool_v3_1 | RTF Wkbk - ComWeatherizationSchool_v3_1 | Building Energy Simulation Tool | 45 | 1.1095 | 0 | 0 | 0 | 1.1095 | 0.078976 | 0 | 0 | 50% | 35% | 0% | 0% | NEM | All | FALSE | FALSE | 5213.7298 | 515
Industrial_Agriculture_New_Space Heating_Natural Gas_Insulation - Wall Cavity_A | WA | Industrial | Agriculture | New | Space Heating | Natural Gas | Insulation - Wall Cavity | A | R-21 | IM122 | Retrofit | R-11 or less | R-21 | Retro3Slow | 2 | TBD | sqft | 1 | 613.2339 | 0.2% | RTF Wkbk - ComWeatherizationSchool_v3_1 | N/A | Building Energy Simulation Tool | 45 | 0.24059 | 0 | 0 | 0 | 1.268 | 0.017277 | 0 | 0 | 50% | 35% | 0% | 0% | NEM | All | FALSE | FALSE | 5167.8806 | 507
Industrial_Agriculture_New_Space Heating_Natural Gas_Insulation - Ducting_A | WA | Industrial | Agriculture | New | Space Heating | Natural Gas | Insulation - Ducting | A | 50% reduction in thermal losses | IM123 | Retrofit | ~2°F thermal losses | 50% reduction in thermal losses | Retro5Med | 0 | TBD | sqft | 1 | 169.4847 | 0.2% | MA TRM - 2019-2021 - COM-HVAC-DI | MEMD - MMD8.25.01.FESH23.v01 | Building Energy Simulation Tool | 20 | 1.5221 | 0 | 0.00175 | 0 | 0.98199 | 0.0012737 | 0 | 0 | 50% | 35% | 0% | 0% | NEM | Furnace | FALSE | FALSE | 459012.7085 | 722
Industrial_Agriculture_New_Space Heating_Natural Gas_HVAC - Duct Repair and Sealing_A | WA | Industrial | Agriculture | New | Space Heating | Natural Gas | HVAC - Duct Repair and Sealing | A | 30% reduced duct leaking | IM124 | Retrofit | Poorly sealed/leaky ducts | 30% reduced duct leaking | RetroEven20 | 0 | TBD | sqft | 1 | 169.4847 | 0.2% | MA TRM - 2019-2021 - COM-HVAC-DS | N/A | Building Energy Simulation Tool | 20 | 0 | 0 | 0 | 0 | 1.268 | 0.0036023 | 0 | 0 | 50% | 35% | 0% | 0% | NEM | Furnace | FALSE | FALSE | 0 | 723
Industrial_Agriculture_New_Space Heating_Natural Gas_Windows - High Efficiency_A | WA | Industrial | Agriculture | New | Space Heating | Natural Gas | Windows - High Efficiency | A | U-.22 or better | IM125 | Retrofit | U-.5 or worse | U-.22 or better | Retro1Slow | 0 | TBD | sqft | 1 | 613.2339 | 0.2% | RTF Wkbk - ComWeatherizationSchool_v3_1 | N/A | Building Energy Simulation Tool | 45 | 0 | 0 | 0 | 0 | 1.268 | 0.0073878 | 0 | 0 | 50% | 35% | 0% | 0% | NEM | All | FALSE | FALSE | 0 | 712
Industrial_Agriculture_New_Space Heating_Natural Gas_Gas Boiler - Maintenance_A | WA | Industrial | Agriculture | New | Space Heating | Natural Gas | Gas Boiler - Maintenance | A | General cleaning and maintenance | IM126 | Retrofit | Degrade performance | General cleaning and maintenance | Retro20Fast | 0 | TBD | sqft | 1 | 1 | 0.2% | IL TRM - 4.3.10 - CI-HWE-DBTU-V01-180101 | IL TRM - 4.3.10 - CI-HWE-DBTU-V01-180101 | IL TRM - 4.3.10 - CI-HWE-DBTU-V01-180101 | 3 | 0.0081379 | 0 | 0 | 0 | 0.98199 | 1.1147 | 0 | 0 | 50% | 35% | 5% | 10% | NEM | Boiler | FALSE | FALSE | 3.2122 | 83
Industrial_Agriculture_New_Process_Natural Gas_Gas Boiler - Maintenance_A | WA | Industrial | Agriculture | New | Process | Natural Gas | Gas Boiler - Maintenance | A | General cleaning and maintenance | IM127 | Retrofit | Degrade performance | General cleaning and maintenance | Retro20Fast | 0 | TBD | sqft | 1 | 1 | 0.2% | IL TRM - 4.3.10 - CI-HWE-DBTU-V01-180101 | IL TRM - 4.3.10 - CI-HWE-DBTU-V01-180101 | IL TRM - 4.3.10 - CI-HWE-DBTU-V01-180101 | 3 | 0.0081379 | 0 | 0 | 0 | 0.98199 | 1.5559 | 0 | 0 | 50% | 35% | 5% | 10% | NEM | Process Boiler | FALSE | FALSE | 3.2122 | 84
Industrial_Agriculture_New_Space Heating_Natural Gas_Gas Furnace - Maintenance_A | WA | Industrial | Agriculture | New | Space Heating | Natural Gas | Gas Furnace - Maintenance | A | General cleaning and maintenance | IM128 | Retrofit | Degrade performance | General cleaning and maintenance | Retro20Fast | 0 | TBD | sqft | 1 | 1 | 0.2% | IL TRM - 4.4.31 - CI-HVC-FTUN-V03-200101 | MN TRM 3.1 - Forced-Air Heating Maintenance v2.0 | MN TRM v3.1 - Forced-Air Heating Maintenance | 3 | 0.0088223 | 0 | 0 | 0 | 1.1095 | 0.0083129 | 0 | 0 | 50% | 35% | 5% | 10% | NEM | Furnace | FALSE | FALSE | 559.3731 | 229
Industrial_Agriculture_New_Space Heating_Natural Gas_Gas Boiler - Hot Water Reset_A | WA | Industrial | Agriculture | New | Space Heating | Natural Gas | Gas Boiler - Hot Water Reset | A | Reset control installed | IM129 | Retrofit | No control | Reset control installed | Retro5Med | 0 | TBD | sqft | 1 | 1 | 0.2% | IL TRM - 4.4.4 - CI-HVC-BLRC-V04-210101 | IL TRM - 4.4.4 - CI-HVC-BLRC-V04-210101 | IL TRM - 4.4.4 - CI-HVC-BLRC-V04-210101 | 16 | 13.7282 | 0 | 0 | 0 | 1.268 | 4.0536 | 0 | 0 | 50% | 35% | 20% | 45% | NEM | Boiler | FALSE | FALSE | 1556.8427 | 277
Industrial_Agriculture_New_Process_Natural Gas_Gas Boiler - Hot Water Reset_A | WA | Industrial | Agriculture | New | Process | Natural Gas | Gas Boiler - Hot Water Reset | A | Reset control installed | IM130 | Retrofit | No control | Reset control installed | Retro5Med | 0 | TBD | sqft | 1 | 1 | 0.2% | IL TRM - 4.4.4 - CI-HVC-BLRC-V04-210101 | IL TRM - 4.4.4 - CI-HVC-BLRC-V04-210101 | XCEL CO 2019-2020 DSM Plan | 16 | 13.7282 | 0 | 0 | 0 | 1.268 | 2.8289 | 0 | 0 | 50% | 35% | 20% | 45% | NEM | Process Boiler | FALSE | FALSE | 1556.8427 | 275
Industrial_Agriculture_New_Space Heating_Natural Gas_Steam Trap Maintenance_A | WA | Industrial | Agriculture | New | Space Heating | Natural Gas | Steam Trap Maintenance | A | Cleaning and maintenance | IM131 | Retrofit | Degrade performance | Cleaning and maintenance | RetroEven20 | 0 | TBD | sqft | 1 | 1 | 0.2% | IL TRM - 4.4.16 - CI-HVC-STRE-V07-210101 | IL TRM - 4.4.16 - CI-HVC-STRE-V07-210101 | IL TRM - 4.4.16 - CI-HVC-STRE-V07-210101 | 6 | 1.8874 | 0 | 0 | 0 | 0.98199 | 1.432 | 0 | 0 | 50% | 35% | 0% | 0% | NEM | Boiler | FALSE | FALSE | 487.0221 | 219
Industrial_Agriculture_New_Process_Natural Gas_Steam Trap Maintenance_A | WA | Industrial | Agriculture | New | Process | Natural Gas | Steam Trap Maintenance | A | Cleaning and maintenance | IM132 | Retrofit | Degrade performance | Cleaning and maintenance | RetroEven20 | 0 | TBD | sqft | 1 | 1 | 0.2% | IL TRM - 4.4.16 - CI-HVC-STRE-V07-210101 | IL TRM - 4.4.16 - CI-HVC-STRE-V07-210101 | IL TRM - 4.4.16 - CI-HVC-STRE-V07-210101 | 6 | 1.8874 | 0 | 0 | 0 | 0.98199 | 1.9988 | 0 | 0 | 50% | 35% | 0% | 0% | NEM | Process Boiler | FALSE | FALSE | 487.0221 | 218
Industrial_Agriculture_New_Space Heating_Natural Gas_Gas Boiler - High Turndown_A | WA | Industrial | Agriculture | New | Space Heating | Natural Gas | Gas Boiler - High Turndown | A | Turndown control installed | IM133 | Retrofit | No control | Turndown control installed | Retro12Med | 0 | TBD | sqft | 1 | 1 | 0.2% | MN TRM 3.1 - Boiler Modifications, Space Heating Only v4.0 | MN TRM 3.1 - Boiler Modifications, Space Heating Only v4.0 | MN TRM 3.1 - Boiler Modifications, Space Heating Only v4.0 | 15 | 27.0004 | 0 | 0 | 0 | 1.0689 | 1.5201 | 0 | 0 | 50% | 35% | 35% | 50% | NEM | Boiler | FALSE | FALSE | 5817.4353 | 533
Industrial_Agriculture_New_Process_Natural Gas_Gas Boiler - High Turndown_A | WA | Industrial | Agriculture | New | Process | Natural Gas | Gas Boiler - High Turndown | A | Turndown control installed | IM134 | Retrofit | No control | Turndown control installed | Retro12Med | 0 | TBD | sqft | 1 | 1 | 0.2% | MN TRM 3.1 - Boiler Modifications, Space Heating Only v4.0 | MN TRM 3.1 - Boiler Modifications, Space Heating Only v4.0 | MN TRM 3.1 - Boiler Modifications, Space Heating Only v4.0 | 15 | 27.0004 | 0 | 0 | 0 | 1.0689 | 2.1216 | 0 | 0 | 50% | 35% | 35% | 50% | NEM | Process Boiler | FALSE | FALSE | 5817.4353 | 519
Industrial_Agriculture_New_Space Heating_Natural Gas_Gas Boiler - Burner Control Optimization_A | WA | Industrial | Agriculture | New | Space Heating | Natural Gas | Gas Boiler - Burner Control Optimization | A | Optimized burner controls | IM135 | Retrofit | Average performance | Optimized burner controls | Retro3Slow | 0 | TBD | sqft | 1 | 1 | 0.2% | IL TRM - 4.4.22 - CI-HVC-O2TC-V01-140601 | GBLR_O2TRM-Heating-MEMD-2018-1 | IL TRM - 4.4.22 - CI-HVC-O2TC-V01-140601 | 18 | 9.0713 | 0 | 0 | 0 | 1.0689 | 0.44083 | 0 | 0 | 50% | 35% | 5% | 85% | NEM | Boiler | FALSE | FALSE | 6645.1088 | 581
Industrial_Agriculture_New_Process_Natural Gas_Gas Boiler - Burner Control Optimization_A | WA | Industrial | Agriculture | New | Process | Natural Gas | Gas Boiler - Burner Control Optimization | A | Optimized burner controls | IM136 | Retrofit | Average performance | Optimized burner controls | Retro3Slow | 0 | TBD | sqft | 1 | 1 | 0.2% | IL TRM - 4.4.22 - CI-HVC-O2TC-V01-140601 | GBLR_O2TRM-Heating-MEMD-2018-1 | IL TRM - 4.4.22 - CI-HVC-O2TC-V01-140601 | 18 | 9.0713 | 0 | 0 | 0 | 1.0689 | 0.61528 | 0 | 0 | 50% | 35% | 5% | 85% | NEM | Process Boiler | FALSE | FALSE | 6645.1088 | 573
Industrial_Agriculture_New_Space Heating_Natural Gas_HVAC - Demand Controlled Ventilation_A | WA | Industrial | Agriculture | New | Space Heating | Natural Gas | HVAC - Demand Controlled Ventilation | A | DCV enabled | IM137 | Retrofit | Constant ventilation | DCV enabled | RetroEven20 | 0 | TBD | sqft | 1 | 169.4847 | 0.2% | VENT_DCV-Heating-7PLN-v5-8 | VENT_DCV-Heating-7PLN-v5-8 | VENT_DCV-Heating-7PLN-v5-8 | 15 | 0.16907 | 0 | 0.021181 | 0 | 1.268 | 0.067787 | 0 | 0 | 50% | 35% | 55% | 75% | NEM | Furnace | FALSE | FALSE | 978.5104 | 242
Industrial_Agriculture_New_Space Heating_Natural Gas_Gas Boiler - Stack Economizer_A | WA | Industrial | Agriculture | New | Space Heating | Natural Gas | Gas Boiler - Stack Economizer | A | Economizer installed | IM138 | Retrofit | None | Economizer installed | Retro12Med | 0 | TBD | sqft | 1 | 1 | 0.2% | IL TRM - 4.4.28 - CI-HVC-BECO-V02-210101 | XCEL CO 2019-2020 DSM Plan | IL TRM - 4.4.28 - CI-HVC-BECO-V02-210101 | 15 | 18.7307 | 0 | 0 | 0 | 1.268 | 1.1097 | 0 | 0 | 50% | 35% | 15% | 55% | NEM | Boiler | FALSE | FALSE | 4670.9383 | 456
Industrial_Agriculture_New_Process_Natural Gas_Gas Boiler - Stack Economizer_A | WA | Industrial | Agriculture | New | Process | Natural Gas | Gas Boiler - Stack Economizer | A | Economizer installed | IM139 | Retrofit | None | Economizer installed | Retro12Med | 0 | TBD | sqft | 1 | 1 | 0.2% | IL TRM - 4.4.28 - CI-HVC-BECO-V02-210101 | XCEL CO 2019-2020 DSM Plan | IL TRM - 4.4.29 - CI-HVC-PECO-V01-150601 | 15 | 18.7307 | 0 | 0 | 0 | 1.268 | 2.0368 | 0 | 0 | 50% | 35% | 15% | 55% | NEM | Process Boiler | FALSE | FALSE | 4670.9383 | 462
Industrial_Agriculture_New_Space Heating_Natural Gas_Gas Furnace Tube Inserts_A | WA | Industrial | Agriculture | New | Space Heating | Natural Gas | Gas Furnace Tube Inserts | A | Tube inserts installed | IM140 | Retrofit | None | Tube inserts installed | Retro3Slow | 0 | TBD | sqft | 1 | 169.4847 | 0.2% | WI TRM - Radiant Tube Inserts, 2507 | WI TRM - Radiant Tube Inserts, 2507 | WI TRM - Radiant Tube Inserts, 2507 | 5 | 0.017226 | 0 | 0 | 0 | 1.0514 | 0.077933 | 0 | 0 | 50% | 35% | 0% | 0% | NEM | Furnace | FALSE | FALSE | 101.5682 | 140
Industrial_Agriculture_New_Space Heating_Natural Gas_Space Heating - Heat Recovery Ventilator_A | WA | Industrial | Agriculture | New | Space Heating | Natural Gas | Space Heating - Heat Recovery Ventilator | A | HRV installed | IM141 | Retrofit | None | HRV installed | RetroEven20 | 0 | TBD | sqft | 1 | 613.2339 | 0.2% | IL TRM - 4.4.27 - CI-HVC-ERVE-V04-200101 | IL TRM - 4.4.27 - CI-HVC-ERVE-V04-200101 | IL TRM - 4.4.27 - CI-HVC-ERVE-V04-200101 | 15 | 0.27802 | 0 | 0 | 0 | 1.2356 | 0.012707 | 0 | 0 | 50% | 35% | 5% | 10% | NEM | All | FALSE | FALSE | 8583.3846 | 631
Industrial_Agriculture_New_Space Heating_Natural Gas_Thermostat - Programmable_A | WA | Industrial | Agriculture | New | Space Heating | Natural Gas | Thermostat - Programmable | A | Programmable thermostat installed | IM142 | Retrofit | Manual control | Programmable thermostat installed | RetroEven20 | 0 | TBD | sqft | 1 | 613.2339 | 0.2% | IL TRM - 4.4.48 - CI-HVC-THST-V02-210101 | IL TRM - 4.4.48 - CI-HVC-THST-V02-210101 | BEST | 11 | 0.17185 | 0 | 0.0057728 | 0 | 0.98199 | 0.0061474 | 0 | 0 | 50% | 35% | 25% | 40% | NEM | All | FALSE | FALSE | 11305.8256 | 713
Industrial_Agriculture_New_Space Heating_Natural Gas_ENERGY STAR Connected Thermostat_A | WA | Industrial | Agriculture | New | Space Heating | Natural Gas | ENERGY STAR Connected Thermostat | A | Wi-Fi/interactive thermostat installed | IM143 | Retrofit | Manual control | Wi-Fi/interactive thermostat installed | RetroEven20 | 0 | TBD | sqft | 1 | 613.2339 | 0.2% | ComConnectedThermostats_v1_1 | ComConnectedThermostats_v1_1 | ComConnectedThermostats_v1_1 | 5 | 0.38539 | 0 | 0.011319 | 0 | 1.0277 | 0.01486 | 0 | 0 | 50% | 35% | 5% | 20% | NEM | All | FALSE | FALSE | 11916.7749 | 710
Industrial_Agriculture_New_Space Heating_Natural Gas_Destratification Fans (HVLS)_A | WA | Industrial | Agriculture | New | Space Heating | Natural Gas | Destratification Fans (HVLS) | A | Fans installed | IM144 | Retrofit | None/Standard ventilation | Fans installed | RetroEven20 | 0 | TBD | sqft | 1 | 613.2339 | 0.2% | IL TRM - 4.4.34 - CI-HVC-DSFN-V05-210101 | IL TRM - 4.4.34 - CI-HVC-DSFN-V05-210101 | IL TRM - 4.4.34 - CI-HVC-DSFN-V05-210101 | 10 | 0.59821 | 0 | 0.013955 | 0 | 1.0514 | 0.01486 | 0 | 0 | 50% | 35% | 15% | 30% | NEM | All | FALSE | FALSE | 16464.3917 | 711
Industrial_Agriculture_New_Space Heating_Natural Gas_Gas Boiler - Insulate Steam Lines/Condensate Tank_A | WA | Industrial | Agriculture | New | Space Heating | Natural Gas | Gas Boiler - Insulate Steam Lines/Condensate Tank | A | Lines and condenstate tank insulated | IM145 | Retrofit | No insulation | Lines and condenstate tank insulated | RetroEven20 | 0 | TBD | sqft | 1 | 1 | 0.2% | PGE Workpaper - SWWH017-01 | PGE Workpaper - SWWH017-01 | PGE Workpaper - SWWH017-01 | 20 | 107.8859 | 0 | 0 | 0 | 0.98199 | 12.0724 | 0 | 0 | 50% | 35% | 30% | 35% | NEM | Boiler | FALSE | FALSE | 2865.4954 | 437
Industrial_Agriculture_New_Process_Natural Gas_Gas Boiler - Insulate Steam Lines/Condensate Tank_A | WA | Industrial | Agriculture | New | Process | Natural Gas | Gas Boiler - Insulate Steam Lines/Condensate Tank | A | Lines and condenstate tank insulated | IM146 | Retrofit | No insulation | Lines and condenstate tank insulated | RetroEven20 | 0 | TBD | sqft | 1 | 1 | 0.2% | PGE Workpaper - SWWH017-01 | PGE Workpaper - SWWH017-01 | PGE Workpaper - SWWH017-01 | 20 | 107.8859 | 0 | 0 | 0 | 0.98199 | 16.8499 | 0 | 0 | 50% | 35% | 30% | 35% | NEM | Process Boiler | FALSE | FALSE | 2865.4954 | 440
Industrial_Agriculture_New_Space Heating_Natural Gas_Gas Boiler - Insulate Hot Water Lines_A | WA | Industrial | Agriculture | New | Space Heating | Natural Gas | Gas Boiler - Insulate Hot Water Lines | A | Insulated water lines | IM147 | Retrofit | No insulation | Insulated water lines | RetroEven20 | 0 | TBD | sqft | 1 | 1 | 0.2% | PGE Workpaper - SWWH017-01 | PGE Workpaper - SWWH017-01 | PGE Workpaper - SWWH017-01 | 20 | 76.5979 | 0 | 0 | 0 | 0.98199 | 13.6456 | 0 | 0 | 50% | 35% | 45% | 50% | NEM | Boiler | FALSE | FALSE | 1799.9184 | 325
Industrial_Agriculture_New_Process_Natural Gas_Gas Boiler - Insulate Hot Water Lines_A | WA | Industrial | Agriculture | New | Process | Natural Gas | Gas Boiler - Insulate Hot Water Lines | A | Insulated water lines | IM148 | Retrofit | No insulation | Insulated water lines | RetroEven20 | 0 | TBD | sqft | 1 | 1 | 0.2% | PGE Workpaper - SWWH017-01 | PGE Workpaper - SWWH017-01 | PGE Workpaper - SWWH017-01 | 20 | 76.5979 | 0 | 0 | 0 | 0.98199 | 19.0457 | 0 | 0 | 50% | 35% | 45% | 50% | NEM | Process Boiler | FALSE | FALSE | 1799.9184 | 319
Industrial_Agriculture_New_Process_Natural Gas_Process - Insulate Heated Process Fluids_A | WA | Industrial | Agriculture | New | Process | Natural Gas | Process - Insulate Heated Process Fluids | A | Insulated process fluid lines | IM149 | Retrofit | No insulation | Insulated process fluid lines | Retro12Med | 0 | TBD | employee | 1 | 1 | 0.2% | PGE Workpaper - SWWH017-01 | PGE Workpaper - SWWH017-01 | PGE Workpaper - SWWH017-01 | 20 | 107.8859 | 0 | 0 | 0 | 0.98199 | 13.6092 | 0 | 0 | 50% | 35% | 5% | 10% | NEM | Process Heating | FALSE | FALSE | 3044.8793 | 441
Industrial_Agriculture_New_Process_Natural Gas_Process Heat Recovery_A | WA | Industrial | Agriculture | New | Process | Natural Gas | Process Heat Recovery | A | HR system installed | IM150 | Retrofit | No HR system | HR system installed | Retro12Med | 0 | TBD | cfm | 1 | 1 | 0.2% | MN TRM v3.1 - Exhaust Energy Recovery | WI TRM - Process Exhaust Filtration, 3244 | U.S. Department of Agriculture, Natural Resources Conservation Service. “Energy Self-Assessment: Refrigeration Heat Recovery.” | 15 | 481.0701 | 0 | 0 | 0 | 1.0149 | 0.13629 | 0 | 0 | 50% | 35% | 5% | 50% | NEM | All | FALSE | FALSE | 1384746.9592 | 716
Industrial_Agriculture_New_Space Heating_Natural Gas_Building Automation System_A | WA | Industrial | Agriculture | New | Space Heating | Natural Gas | Building Automation System | A | Automation system installed and programmed | IM151 | Retrofit | No control system | Automation system installed and programmed | Retro1Slow | 0 | TBD | sqft | 1 | 613.2339 | 0.2% | COM_EMS-All-XCELCO-2017-18-3 | BEHAV_EIS-All-CPUC-2018_PG-10 | COM_EMS-All-XCELCO-2017-18-3 | 15 | 0.091917 | 0 | 0.03401 | 0 | 1.0386 | 0.01486 | 0 | 0 | 50% | 35% | 5% | 65% | NEM | All | FALSE | FALSE | 2426.6242 | 376
Industrial_Agriculture_New_Space Heating_Natural Gas_Steam System Efficiency Improvements_A | WA | Industrial | Agriculture | New | Space Heating | Natural Gas | Steam System Efficiency Improvements | A | Optimized system | IM152 | Retrofit | Average system efficiency | Optimized system | Retro1Slow | 0 | TBD | sqft | 1 | 47.5424 | 0.2% | AEG Research | DOE - Improving Steam System Performance: A Sourcebook for Industry, Second Edition. October 2012. | DOE - Improving Steam System Performance: A Sourcebook for Industry, Second Edition. October 2012. | 5 | 0.1129 | 0 | 0 | 0 | 0.98199 | 0.13322 | 0 | 0 | 50% | 35% | 30% | 60% | NEM | Boiler | FALSE | FALSE | 7890.0815 | 612
Industrial_Agriculture_New_Process_Natural Gas_Steam System Efficiency Improvements_A | WA | Industrial | Agriculture | New | Process | Natural Gas | Steam System Efficiency Improvements | A | Optimized system | IM153 | Retrofit | Average system efficiency | Optimized system | Retro1Slow | 0 | TBD | sqft | 1 | 1 | 0.2% | AEG Research | DOE - Improving Steam System Performance: A Sourcebook for Industry, Second Edition. October 2012. | DOE - Improving Steam System Performance: A Sourcebook for Industry, Second Edition. October 2012. | 5 | 5.3674 | 0 | 0 | 0 | 0.98199 | 0.18594 | 0 | 0 | 50% | 35% | 30% | 60% | NEM | Process Boiler | FALSE | FALSE | 7890.0815 | 613
Industrial_Agriculture_New_Space Heating_Natural Gas_Strategic Energy Management_A | WA | Industrial | Agriculture | New | Space Heating | Natural Gas | Strategic Energy Management | A | Energy management system installed and programmed | IM154 | Retrofit | No energy management system | Energy management system installed and programmed | RetroEven20 | 0 | TBD | employee | 1 | 1 | 0.2% | BEHAV_SEM-All-CPUC-2018_PG-26 | BEHAV_SEM-All-CPUC-2018_PG-26 | AEG Research | 5 | 9.0447 | 0.21538 | 0 | 0 | 1.0386 | 3.9186 | 0 | 0 | 50% | 35% | 5% | 50% | NEM | All | FALSE | FALSE | 3196.3361 | 446
Industrial_Agriculture_New_Process_Natural Gas_Strategic Energy Management_A | WA | Industrial | Agriculture | New | Process | Natural Gas | Strategic Energy Management | A | Energy management system installed and programmed | IM155 | Retrofit | No energy management system | Energy management system installed and programmed | RetroEven20 | 0 | TBD | employee | 1 | 1 | 0.2% | BEHAV_SEM-All-CPUC-2018_PG-26 | BEHAV_SEM-All-CPUC-2018_PG-26 | AEG Research | 5 | 9.0447 | 0.21538 | 0 | 0 | 1.0386 | 1.4066 | 0 | 0 | 50% | 35% | 5% | 50% | NEM | All | FALSE | FALSE | 3196.3361 | 447
Industrial_Agriculture_New_Miscellaneous_Natural Gas_Strategic Energy Management_A | WA | Industrial | Agriculture | New | Miscellaneous | Natural Gas | Strategic Energy Management | A | Energy management system installed and programmed | IM156 | Retrofit | No energy management system | Energy management system installed and programmed | RetroEven20 | 0 | TBD | employee | 1 | 1 | 0.2% | BEHAV_SEM-All-CPUC-2018_PG-26 | BEHAV_SEM-All-CPUC-2018_PG-26 | AEG Research | 5 | 9.0447 | 0.21538 | 0 | 0 | 1.0386 | 0.89787 | 0 | 0 | 50% | 35% | 5% | 50% | NEM | All | FALSE | FALSE | 3196.3361 | 448
Industrial_Agriculture_New_Space Heating_Natural Gas_Commissioning_A | WA | Industrial | Agriculture | New | Space Heating | Natural Gas | Commissioning | A | Optimized HVAC design and controls | IM157 | Retrofit | New construction code | Optimized HVAC design and controls | Retro12Med | 0 | TBD | employee | 1 | 1 | 0.2% | DL20_COM_CX-Refrig-2021PLN-V11-3 | 2018 AMIL BUS Retro-Commissioning Initiative | U.S. Department of Energy. Lawrence Berkeley National Labs and Building Commissioning Association. https://www.bcxa.org/wp-content/uploads/2020/09/1-s2.0- S0378778819319553-main.pdf | 10 | 0.2672 | 0 | 0 | 0 | 1.0277 | 3.6154 | 0 | 0 | 50% | 35% | 0% | 0% | NEM | Market | 8 | FALSE | 19.0626 | 123
Industrial_Agriculture_New_Process_Natural Gas_Commissioning_A | WA | Industrial | Agriculture | New | Process | Natural Gas | Commissioning | A | Optimized process design and controls | IM158 | Retrofit | New construction code | Optimized process design and controls | Retro12Med | 0 | TBD | employee | 1 | 1 | 0.2% | DL20_COM_CX-Refrig-2021PLN-V11-3 | 2018 AMIL BUS Retro-Commissioning Initiative | U.S. Department of Energy. Lawrence Berkeley National Labs and Building Commissioning Association. https://www.bcxa.org/wp-content/uploads/2020/09/1-s2.0- S0378778819319553-main.pdf | 10 | 0.2672 | 0 | 0 | 0 | 1.0277 | 7.8506 | 0 | 0 | 50% | 35% | 0% | 0% | NEM | Market | 9 | FALSE | 19.0626 | 120
Industrial_Agriculture_New_Space Heating_Natural Gas_Retrocommissioning_A | WA | Industrial | Agriculture | New | Space Heating | Natural Gas | Retrocommissioning | A | Optimized HVAC flow and controls | IM159 | Retrofit | Vintage/existing building | Optimized HVAC flow and controls | RetroEven20 | 0 | TBD | employee | 1 | 1 | 0.2% | COM_RCX-Heating-7PLN-v5-18 | COM_RCX-Heating-7PLN-v5-18 | n/a | 5 | 0 | 0 | 0 | 0 | 1.0277 | 0 | 0 | 0 | 50% | 35% | 0% | 0% | NEM | Market | FALSE | FALSE | 0 | 717
Industrial_Agriculture_New_Process_Natural Gas_Retrocommissioning_A | WA | Industrial | Agriculture | New | Process | Natural Gas | Retrocommissioning | A | Optimized process design and controls | IM160 | Retrofit | Vintage/existing building | Optimized process design and controls | RetroEven20 | 0 | TBD | employee | 1 | 1 | 0.2% | COM_RCX-Heating-7PLN-v5-18 | COM_RCX-Heating-7PLN-v5-18 | n/a | 5 | 0 | 0 | 0 | 0 | 1.0277 | 0 | 0 | 0 | 50% | 35% | 0% | 0% | NEM | Market | FALSE | FALSE | 0 | 714
Industrial_Primary Metals_Existing_Space Heating_Natural Gas_Insulation - Roof/Ceiling_A | WA | Industrial | Primary Metals | Existing | Space Heating | Natural Gas | Insulation - Roof/Ceiling | A | R-38 | IM161 | Retrofit | R-13 | R-38 | Retro3Slow | 2 | TBD | sqft | 1 | 2452.2838 | 0.2% | RTF Wkbk - ComWeatherizationSchool_v3_1 | RTF Wkbk - ComWeatherizationSchool_v3_1 | Building Energy Simulation Tool | 45 | 1.1051 | 0 | 0.074728 | 0 | 1.1095 | 0.083426 | 0 | 0 | 50% | 35% | 60% | 100% | NEM | All | FALSE | FALSE | 4915.8056 | 498
Industrial_Primary Metals_Existing_Space Heating_Natural Gas_Insulation - Wall Cavity_A | WA | Industrial | Primary Metals | Existing | Space Heating | Natural Gas | Insulation - Wall Cavity | A | R-21 | IM162 | Retrofit | R-11 or less | R-21 | Retro3Slow | 2 | TBD | sqft | 1 | 2452.2838 | 0.2% | RTF Wkbk - ComWeatherizationSchool_v3_1 | RTF Wkbk - ComWeatherizationSchool_v3_1 | Building Energy Simulation Tool | 45 | 0.33055 | 0 | 0.016348 | 0 | 1.1095 | 0.018251 | 0 | 0 | 50% | 35% | 60% | 100% | NEM | All | FALSE | FALSE | 6721.2844 | 606
Industrial_Primary Metals_Existing_Space Heating_Natural Gas_Insulation - Ducting_A | WA | Industrial | Primary Metals | Existing | Space Heating | Natural Gas | Insulation - Ducting | A | 50% reduction in thermal losses | IM163 | Retrofit | ~2°F thermal losses | 50% reduction in thermal losses | Retro5Med | 0 | TBD | sqft | 1 | 555.5479 | 0.2% | MA TRM - 2019-2021 - COM-HVAC-DI | MEMD - MMD8.25.01.FESH23.v01 | Building Energy Simulation Tool | 20 | 1.5221 | 0 | 0.00017326 | 0 | 0.98199 | 0.0014555 | 0 | 0 | 50% | 35% | 40% | 60% | NEM | Furnace | FALSE | FALSE | 401656.6336 | 715
Industrial_Primary Metals_Existing_Space Heating_Natural Gas_HVAC - Duct Repair and Sealing_A | WA | Industrial | Primary Metals | Existing | Space Heating | Natural Gas | HVAC - Duct Repair and Sealing | A | 30% reduced duct leaking | IM164 | Retrofit | Poorly sealed/leaky ducts | 30% reduced duct leaking | RetroEven20 | 0 | TBD | sqft | 1 | 555.5479 | 0.2% | MA TRM - 2019-2021 - COM-HVAC-DS | RS Means Cost Calculator 2019 IRP DSM TRM Extract | Building Energy Simulation Tool | 20 | 0.07 | 0 | 0.00098007 | 0 | 1 | 0.0041167 | 0 | 0 | 50% | 35% | 15% | 50% | NEM | Furnace | FALSE | FALSE | 6531.1355 | 561
Industrial_Primary Metals_Existing_Space Heating_Natural Gas_Windows - High Efficiency_A | WA | Industrial | Primary Metals | Existing | Space Heating | Natural Gas | Windows - High Efficiency | A | U-.22 or better | IM165 | Retrofit | U-.5 or worse | U-.22 or better | Retro1Slow | 0 | TBD | sqft | 1 | 2452.2838 | 0.2% | RTF Wkbk - ComWeatherizationSchool_v3_1 | RTF Wkbk - ComWeatherizationSchool_v3_1 | Building Energy Simulation Tool | 45 | 0.22914 | 0 | 0.0069904 | 0 | 1.1095 | 0.0078041 | 0 | 0 | 50% | 35% | 45% | 100% | NEM | All | FALSE | FALSE | 10896.6109 | 670
Industrial_Primary Metals_Existing_Space Heating_Natural Gas_Gas Boiler - Maintenance_A | WA | Industrial | Primary Metals | Existing | Space Heating | Natural Gas | Gas Boiler - Maintenance | A | General cleaning and maintenance | IM166 | Retrofit | Degrade performance | General cleaning and maintenance | Retro20Fast | 0 | TBD | employee | 1 | 1 | 0.2% | IL TRM - 4.3.10 - CI-HWE-DBTU-V01-180101 | IL TRM - 4.3.10 - CI-HWE-DBTU-V01-180101 | IL TRM - 4.3.10 - CI-HWE-DBTU-V01-180101 | 3 | 0.1748 | 0 | 0 | 0 | 0.98199 | 29.3328 | 0 | 0 | 50% | 35% | 20% | 30% | NEM | Boiler | FALSE | FALSE | 3.2122 | 92
Industrial_Primary Metals_Existing_Process_Natural Gas_Gas Boiler - Maintenance_A | WA | Industrial | Primary Metals | Existing | Process | Natural Gas | Gas Boiler - Maintenance | A | General cleaning and maintenance | IM167 | Retrofit | Degrade performance | General cleaning and maintenance | Retro20Fast | 0 | TBD | sqft | 1 | 1 | 0.2% | IL TRM - 4.3.10 - CI-HWE-DBTU-V01-180101 | IL TRM - 4.3.10 - CI-HWE-DBTU-V01-180101 | IL TRM - 4.3.10 - CI-HWE-DBTU-V01-180101 | 3 | 0.1748 | 0 | 0 | 0 | 0.98199 | 28.0317 | 0 | 0 | 50% | 35% | 20% | 30% | NEM | Process Boiler | FALSE | FALSE | 3.2122 | 95
Industrial_Primary Metals_Existing_Space Heating_Natural Gas_Gas Furnace - Maintenance_A | WA | Industrial | Primary Metals | Existing | Space Heating | Natural Gas | Gas Furnace - Maintenance | A | General cleaning and maintenance | IM168 | Retrofit | Degrade performance | General cleaning and maintenance | Retro20Fast | 0 | TBD | sqft | 1 | 1 | 0.2% | IL TRM - 4.4.31 - CI-HVC-FTUN-V03-200101 | MN TRM 3.1 - Forced-Air Heating Maintenance v2.0 | MN TRM v3.1 - Forced-Air Heating Maintenance | 3 | 0.033048 | 0 | 0 | 0 | 1.1095 | 0.0095 | 0 | 0 | 50% | 35% | 20% | 30% | NEM | Furnace | FALSE | FALSE | 1833.549 | 357
Industrial_Primary Metals_Existing_Space Heating_Natural Gas_Gas Boiler - Hot Water Reset_A | WA | Industrial | Primary Metals | Existing | Space Heating | Natural Gas | Gas Boiler - Hot Water Reset | A | Reset control installed | IM169 | Retrofit | No control | Reset control installed | Retro5Med | 0 | TBD | employee | 1 | 1 | 0.2% | IL TRM - 4.4.4 - CI-HVC-BLRC-V04-210101 | IL TRM - 4.4.4 - CI-HVC-BLRC-V04-210101 | IL TRM - 4.4.4 - CI-HVC-BLRC-V04-210101 | 16 | 314.4216 | 0 | 0 | 0 | 1.268 | 106.6647 | 0 | 0 | 50% | 35% | 20% | 45% | NEM | Boiler | FALSE | FALSE | 1556.8427 | 282
Industrial_Primary Metals_Existing_Process_Natural Gas_Gas Boiler - Hot Water Reset_A | WA | Industrial | Primary Metals | Existing | Process | Natural Gas | Gas Boiler - Hot Water Reset | A | Reset control installed | IM170 | Retrofit | No control | Reset control installed | Retro5Med | 0 | TBD | sqft | 1 | 1 | 0.2% | IL TRM - 4.4.4 - CI-HVC-BLRC-V04-210101 | IL TRM - 4.4.4 - CI-HVC-BLRC-V04-210101 | XCEL CO 2019-2020 DSM Plan | 16 | 314.4216 | 0 | 0 | 0 | 1.268 | 50.9667 | 0 | 0 | 50% | 35% | 20% | 45% | NEM | Process Boiler | FALSE | FALSE | 1556.8427 | 283
Industrial_Primary Metals_Existing_Space Heating_Natural Gas_Steam Trap Maintenance_A | WA | Industrial | Primary Metals | Existing | Space Heating | Natural Gas | Steam Trap Maintenance | A | Cleaning and maintenance | IM171 | Retrofit | Degrade performance | Cleaning and maintenance | RetroEven20 | 0 | TBD | employee | 1 | 1 | 0.2% | IL TRM - 4.4.16 - CI-HVC-STRE-V07-210101 | IL TRM - 4.4.16 - CI-HVC-STRE-V07-210101 | IL TRM - 4.4.16 - CI-HVC-STRE-V07-210101 | 6 | 40.5411 | 0 | 0 | 0 | 0.98199 | 37.6824 | 0 | 0 | 50% | 35% | 73% | 85% | NEM | Boiler | FALSE | FALSE | 487.0221 | 193
Industrial_Primary Metals_Existing_Process_Natural Gas_Steam Trap Maintenance_A | WA | Industrial | Primary Metals | Existing | Process | Natural Gas | Steam Trap Maintenance | A | Cleaning and maintenance | IM172 | Retrofit | Degrade performance | Cleaning and maintenance | RetroEven20 | 0 | TBD | sqft | 1 | 1 | 0.2% | IL TRM - 4.4.16 - CI-HVC-STRE-V07-210101 | IL TRM - 4.4.16 - CI-HVC-STRE-V07-210101 | IL TRM - 4.4.16 - CI-HVC-STRE-V07-210101 | 6 | 40.5411 | 0 | 0 | 0 | 0.98199 | 36.0109 | 0 | 0 | 50% | 35% | 73% | 85% | NEM | Process Boiler | FALSE | FALSE | 487.0221 | 202
Industrial_Primary Metals_Existing_Space Heating_Natural Gas_Gas Boiler - High Turndown_A | WA | Industrial | Primary Metals | Existing | Space Heating | Natural Gas | Gas Boiler - High Turndown | A | Turndown control installed | IM173 | Retrofit | No control | Turndown control installed | Retro12Med | 0 | TBD | employee | 1 | 1 | 0.2% | MN TRM 3.1 - Boiler Modifications, Space Heating Only v4.0 | MN TRM 3.1 - Boiler Modifications, Space Heating Only v4.0 | MN TRM 3.1 - Boiler Modifications, Space Heating Only v4.0 | 15 | 579.9669 | 0 | 0 | 0 | 1.0689 | 39.9993 | 0 | 0 | 50% | 35% | 35% | 50% | NEM | Boiler | FALSE | FALSE | 5817.4353 | 529
Industrial_Primary Metals_Existing_Process_Natural Gas_Gas Boiler - High Turndown_A | WA | Industrial | Primary Metals | Existing | Process | Natural Gas | Gas Boiler - High Turndown | A | Turndown control installed | IM174 | Retrofit | No control | Turndown control installed | Retro12Med | 0 | TBD | sqft | 1 | 1 | 0.2% | MN TRM 3.1 - Boiler Modifications, Space Heating Only v4.0 | MN TRM 3.1 - Boiler Modifications, Space Heating Only v4.0 | MN TRM 3.1 - Boiler Modifications, Space Heating Only v4.0 | 15 | 579.9669 | 0 | 0 | 0 | 1.0689 | 38.225 | 0 | 0 | 50% | 35% | 35% | 50% | NEM | Process Boiler | FALSE | FALSE | 5817.4353 | 527
Industrial_Primary Metals_Existing_Space Heating_Natural Gas_Gas Boiler - Burner Control Optimization_A | WA | Industrial | Primary Metals | Existing | Space Heating | Natural Gas | Gas Boiler - Burner Control Optimization | A | Optimized burner controls | IM175 | Retrofit | Average performance | Optimized burner controls | Retro3Slow | 0 | TBD | employee | 1 | 1 | 0.2% | IL TRM - 4.4.22 - CI-HVC-O2TC-V01-140601 | GBLR_O2TRM-Heating-MEMD-2018-1 | IL TRM - 4.4.22 - CI-HVC-O2TC-V01-140601 | 18 | 194.8505 | 0 | 0 | 0 | 1.0689 | 11.5998 | 0 | 0 | 50% | 35% | 5% | 85% | NEM | Boiler | FALSE | FALSE | 6645.1088 | 576
Industrial_Primary Metals_Existing_Process_Natural Gas_Gas Boiler - Burner Control Optimization_A | WA | Industrial | Primary Metals | Existing | Process | Natural Gas | Gas Boiler - Burner Control Optimization | A | Optimized burner controls | IM176 | Retrofit | Average performance | Optimized burner controls | Retro3Slow | 0 | TBD | sqft | 1 | 1 | 0.2% | IL TRM - 4.4.22 - CI-HVC-O2TC-V01-140601 | GBLR_O2TRM-Heating-MEMD-2018-1 | IL TRM - 4.4.22 - CI-HVC-O2TC-V01-140601 | 18 | 194.8505 | 0 | 0 | 0 | 1.0689 | 11.0853 | 0 | 0 | 50% | 35% | 5% | 85% | NEM | Process Boiler | FALSE | FALSE | 6645.1088 | 578
Industrial_Primary Metals_Existing_Space Heating_Natural Gas_HVAC - Demand Controlled Ventilation_A | WA | Industrial | Primary Metals | Existing | Space Heating | Natural Gas | HVAC - Demand Controlled Ventilation | A | DCV enabled | IM177 | Retrofit | Constant ventilation | DCV enabled | RetroEven20 | 0 | TBD | sqft | 1 | 555.5479 | 0.2% | VENT_DCV-Heating-7PLN-v5-8 | VENT_DCV-Heating-7PLN-v5-8 | VENT_DCV-Heating-7PLN-v5-8 | 15 | 0.27474 | 0 | 0.018443 | 0 | 1.268 | 0.077467 | 0 | 0 | 50% | 35% | 55% | 75% | NEM | Furnace | FALSE | FALSE | 1391.3905 | 251
Industrial_Primary Metals_Existing_Space Heating_Natural Gas_Gas Boiler - Stack Economizer_A | WA | Industrial | Primary Metals | Existing | Space Heating | Natural Gas | Gas Boiler - Stack Economizer | A | Economizer installed | IM178 | Retrofit | None | Economizer installed | Retro12Med | 0 | TBD | employee | 1 | 1 | 0.2% | IL TRM - 4.4.28 - CI-HVC-BECO-V02-210101 | XCEL CO 2019-2020 DSM Plan | IL TRM - 4.4.28 - CI-HVC-BECO-V02-210101 | 15 | 392.2743 | 0 | 0 | 0 | 1.268 | 29.1995 | 0 | 0 | 50% | 35% | 15% | 55% | NEM | Boiler | FALSE | FALSE | 4670.9383 | 459
Industrial_Primary Metals_Existing_Process_Natural Gas_Gas Boiler - Stack Economizer_A | WA | Industrial | Primary Metals | Existing | Process | Natural Gas | Gas Boiler - Stack Economizer | A | Economizer installed | IM179 | Retrofit | None | Economizer installed | Retro12Med | 0 | TBD | sqft | 1 | 1 | 0.2% | IL TRM - 4.4.28 - CI-HVC-BECO-V02-210101 | XCEL CO 2019-2020 DSM Plan | IL TRM - 4.4.29 - CI-HVC-PECO-V01-150601 | 15 | 392.2743 | 0 | 0 | 0 | 1.268 | 36.696 | 0 | 0 | 50% | 35% | 15% | 55% | NEM | Process Boiler | FALSE | FALSE | 4670.9383 | 473
Industrial_Primary Metals_Existing_Space Heating_Natural Gas_Gas Furnace Tube Inserts_A | WA | Industrial | Primary Metals | Existing | Space Heating | Natural Gas | Gas Furnace Tube Inserts | A | Tube inserts installed | IM180 | Retrofit | None | Tube inserts installed | Retro3Slow | 0 | TBD | sqft | 1 | 555.5479 | 0.2% | WI TRM - Radiant Tube Inserts, 2507 | WI TRM - Radiant Tube Inserts, 2507 | WI TRM - Radiant Tube Inserts, 2507 | 5 | 0.017226 | 0 | 0 | 0 | 1.0514 | 0.089062 | 0 | 0 | 50% | 35% | 0% | 0% | NEM | Furnace | FALSE | FALSE | 88.8767 | 125
Industrial_Primary Metals_Existing_Space Heating_Natural Gas_Space Heating - Heat Recovery Ventilator_A | WA | Industrial | Primary Metals | Existing | Space Heating | Natural Gas | Space Heating - Heat Recovery Ventilator | A | HRV installed | IM181 | Retrofit | None | HRV installed | RetroEven20 | 0 | TBD | sqft | 1 | 2452.2838 | 0.2% | IL TRM - 4.4.27 - CI-HVC-ERVE-V04-200101 | IL TRM - 4.4.27 - CI-HVC-ERVE-V04-200101 | IL TRM - 4.4.27 - CI-HVC-ERVE-V04-200101 | 15 | 0.27802 | 0 | 0 | 0 | 1.2356 | 0.013423 | 0 | 0 | 50% | 35% | 5% | 10% | NEM | All | FALSE | FALSE | 8125.5155 | 619
Industrial_Primary Metals_Existing_Space Heating_Natural Gas_Thermostat - Programmable_A | WA | Industrial | Primary Metals | Existing | Space Heating | Natural Gas | Thermostat - Programmable | A | Programmable thermostat installed | IM182 | Retrofit | Manual control | Programmable thermostat installed | RetroEven20 | 0 | TBD | sqft | 1 | 2452.2838 | 0.2% | IL TRM - 4.4.48 - CI-HVC-THST-V02-210101 | IL TRM - 4.4.48 - CI-HVC-THST-V02-210101 | BEST | 11 | 0.17185 | 0 | 0.0058168 | 0 | 0.98199 | 0.0064938 | 0 | 0 | 50% | 35% | 25% | 40% | NEM | All | FALSE | FALSE | 10702.7316 | 671
Industrial_Primary Metals_Existing_Space Heating_Natural Gas_ENERGY STAR Connected Thermostat_A | WA | Industrial | Primary Metals | Existing | Space Heating | Natural Gas | ENERGY STAR Connected Thermostat | A | Wi-Fi/interactive thermostat installed | IM183 | Retrofit | Manual control | Wi-Fi/interactive thermostat installed | RetroEven20 | 0 | TBD | sqft | 1 | 2452.2838 | 0.2% | ComConnectedThermostats_v1_1 | ComConnectedThermostats_v1_1 | ComConnectedThermostats_v1_1 | 5 | 0.38539 | 0 | 0.011319 | 0 | 1.0277 | 0.015698 | 0 | 0 | 50% | 35% | 5% | 20% | NEM | All | FALSE | FALSE | 11281.0906 | 668
Industrial_Primary Metals_Existing_Space Heating_Natural Gas_Destratification Fans (HVLS)_A | WA | Industrial | Primary Metals | Existing | Space Heating | Natural Gas | Destratification Fans (HVLS) | A | Fans installed | IM184 | Retrofit | None/Standard ventilation | Fans installed | RetroEven20 | 0 | TBD | sqft | 1 | 2452.2838 | 0.2% | IL TRM - 4.4.34 - CI-HVC-DSFN-V05-210101 | IL TRM - 4.4.34 - CI-HVC-DSFN-V05-210101 | IL TRM - 4.4.34 - CI-HVC-DSFN-V05-210101 | 10 | 0.59821 | 0 | 0.014061 | 0 | 1.0514 | 0.015698 | 0 | 0 | 50% | 35% | 15% | 30% | NEM | All | FALSE | FALSE | 15586.1209 | 669
Industrial_Primary Metals_Existing_Space Heating_Natural Gas_Gas Boiler - Insulate Steam Lines/Condensate Tank_A | WA | Industrial | Primary Metals | Existing | Space Heating | Natural Gas | Gas Boiler - Insulate Steam Lines/Condensate Tank | A | Lines and condenstate tank insulated | IM185 | Retrofit | No insulation | Lines and condenstate tank insulated | RetroEven20 | 0 | TBD | employee | 1 | 1 | 0.2% | PGE Workpaper - SWWH017-01 | PGE Workpaper - SWWH017-01 | PGE Workpaper - SWWH017-01 | 20 | 2317.3798 | 0 | 0 | 0 | 0.98199 | 317.67 | 0 | 0 | 50% | 35% | 30% | 35% | NEM | Boiler | FALSE | FALSE | 2865.4954 | 415
Industrial_Primary Metals_Existing_Process_Natural Gas_Gas Boiler - Insulate Steam Lines/Condensate Tank_A | WA | Industrial | Primary Metals | Existing | Process | Natural Gas | Gas Boiler - Insulate Steam Lines/Condensate Tank | A | Lines and condenstate tank insulated | IM186 | Retrofit | No insulation | Lines and condenstate tank insulated | RetroEven20 | 0 | TBD | sqft | 1 | 1 | 0.2% | PGE Workpaper - SWWH017-01 | PGE Workpaper - SWWH017-01 | PGE Workpaper - SWWH017-01 | 20 | 2317.3798 | 0 | 0 | 0 | 0.98199 | 303.5793 | 0 | 0 | 50% | 35% | 30% | 35% | NEM | Process Boiler | FALSE | FALSE | 2865.4954 | 420
Industrial_Primary Metals_Existing_Space Heating_Natural Gas_Gas Boiler - Insulate Hot Water Lines_A | WA | Industrial | Primary Metals | Existing | Space Heating | Natural Gas | Gas Boiler - Insulate Hot Water Lines | A | Insulated water lines | IM187 | Retrofit | No insulation | Insulated water lines | RetroEven20 | 0 | TBD | employee | 1 | 1 | 0.2% | PGE Workpaper - SWWH017-01 | PGE Workpaper - SWWH017-01 | PGE Workpaper - SWWH017-01 | 20 | 1645.3172 | 0 | 0 | 0 | 0.98199 | 359.067 | 0 | 0 | 50% | 35% | 40% | 50% | NEM | Boiler | FALSE | FALSE | 1799.9184 | 352
Industrial_Primary Metals_Existing_Process_Natural Gas_Gas Boiler - Insulate Hot Water Lines_A | WA | Industrial | Primary Metals | Existing | Process | Natural Gas | Gas Boiler - Insulate Hot Water Lines | A | Insulated water lines | IM188 | Retrofit | No insulation | Insulated water lines | RetroEven20 | 0 | TBD | sqft | 1 | 1 | 0.2% | PGE Workpaper - SWWH017-01 | PGE Workpaper - SWWH017-01 | PGE Workpaper - SWWH017-01 | 20 | 1645.3172 | 0 | 0 | 0 | 0.98199 | 343.1401 | 0 | 0 | 50% | 35% | 40% | 50% | NEM | Process Boiler | FALSE | FALSE | 1799.9184 | 351
Industrial_Primary Metals_Existing_Process_Natural Gas_Process - Insulate Heated Process Fluids_A | WA | Industrial | Primary Metals | Existing | Process | Natural Gas | Process - Insulate Heated Process Fluids | A | Insulated process fluid lines | IM189 | Retrofit | No insulation | Insulated process fluid lines | Retro12Med | 0 | TBD | employee | 1 | 1 | 0.2% | PGE Workpaper - SWWH017-01 | PGE Workpaper - SWWH017-01 | PGE Workpaper - SWWH017-01 | 20 | 2317.3798 | 0 | 0 | 0 | 0.98199 | 1904.8967 | 0 | 0 | 50% | 35% | 5% | 10% | NEM | Process Heating | FALSE | FALSE | 467.266 | 190
Industrial_Primary Metals_Existing_Process_Natural Gas_Process Heat Recovery_A | WA | Industrial | Primary Metals | Existing | Process | Natural Gas | Process Heat Recovery | A | HR system installed | IM190 | Retrofit | No HR system | HR system installed | Retro12Med | 0 | TBD | cfm | 1 | 1 | 0.2% | MN TRM v3.1 - Exhaust Energy Recovery | WI TRM - Process Exhaust Filtration, 3244 | MN TRM v3.1 - Exhaust Energy Recovery | 15 | 687.243 | 0 | 0 | 0 | 1.0149 | 3.7787 | 0 | 0 | 50% | 35% | 5% | 50% | NEM | All | FALSE | FALSE | 71352.2369 | 674
Industrial_Primary Metals_Existing_Space Heating_Natural Gas_Building Automation System_A | WA | Industrial | Primary Metals | Existing | Space Heating | Natural Gas | Building Automation System | A | Automation system installed and programmed | IM191 | Retrofit | No control system | Automation system installed and programmed | Retro1Slow | 0 | TBD | sqft | 1 | 2452.2838 | 0.2% | COM_EMS-All-XCELCO-2017-18-3 | BEHAV_EIS-All-CPUC-2018_PG-10 | COM_EMS-All-XCELCO-2017-18-3 | 15 | 0.10449 | 0 | 0.034116 | 0 | 1.0386 | 0.015698 | 0 | 0 | 50% | 35% | 5% | 65% | NEM | All | FALSE | FALSE | 2611.5327 | 391
Industrial_Primary Metals_Existing_Space Heating_Natural Gas_Steam System Efficiency Improvements_A | WA | Industrial | Primary Metals | Existing | Space Heating | Natural Gas | Steam System Efficiency Improvements | A | Optimized system | IM192 | Retrofit | Average system efficiency | Optimized system | Retro1Slow | 0 | TBD | sqft | 1 | 1188.3862 | 0.2% | AEG Research | DOE - Improving Steam System Performance: A Sourcebook for Industry, Second Edition. October 2012. | DOE - Improving Steam System Performance: A Sourcebook for Industry, Second Edition. October 2012. | 5 | 0.11885 | 0 | 0 | 0 | 0.98199 | 0.14024 | 0 | 0 | 50% | 35% | 30% | 60% | NEM | Boiler | FALSE | FALSE | 236827.7843 | 675
Industrial_Primary Metals_Existing_Process_Natural Gas_Steam System Efficiency Improvements_A | WA | Industrial | Primary Metals | Existing | Process | Natural Gas | Steam System Efficiency Improvements | A | Optimized system | IM193 | Retrofit | Average system efficiency | Optimized system | Retro1Slow | 0 | TBD | sqft | 1 | 1 | 0.2% | AEG Research | DOE - Improving Steam System Performance: A Sourcebook for Industry, Second Edition. October 2012. | DOE - Improving Steam System Performance: A Sourcebook for Industry, Second Edition. October 2012. | 5 | 141.2365 | 0 | 0 | 0 | 0.98199 | 0.13402 | 0 | 0 | 50% | 35% | 30% | 60% | NEM | Process Boiler | FALSE | FALSE | 236827.7843 | 672
Industrial_Primary Metals_Existing_Space Heating_Natural Gas_Strategic Energy Management_A | WA | Industrial | Primary Metals | Existing | Space Heating | Natural Gas | Strategic Energy Management | A | Energy management system installed and programmed | IM194 | Retrofit | No energy management system | Energy management system installed and programmed | RetroEven20 | 0 | TBD | employee | 1 | 1 | 0.2% | BEHAV_SEM-All-CPUC-2018_PG-26 | BEHAV_SEM-All-CPUC-2018_PG-26 | AEG Research | 5 | 188.5854 | 4.4908 | 0 | 0 | 1.0386 | 16.5531 | 0 | 0 | 50% | 35% | 5% | 50% | NEM | All | FALSE | FALSE | 1395.8806 | 257
Industrial_Primary Metals_Existing_Process_Natural Gas_Strategic Energy Management_A | WA | Industrial | Primary Metals | Existing | Process | Natural Gas | Strategic Energy Management | A | Energy management system installed and programmed | IM195 | Retrofit | No energy management system | Energy management system installed and programmed | RetroEven20 | 0 | TBD | employee | 1 | 1 | 0.2% | BEHAV_SEM-All-CPUC-2018_PG-26 | BEHAV_SEM-All-CPUC-2018_PG-26 | AEG Research | 5 | 188.5854 | 4.4908 | 0 | 0 | 1.0386 | 100.7891 | 0 | 0 | 50% | 35% | 5% | 50% | NEM | All | FALSE | FALSE | 1395.8806 | 256
Industrial_Primary Metals_Existing_Miscellaneous_Natural Gas_Strategic Energy Management_A | WA | Industrial | Primary Metals | Existing | Miscellaneous | Natural Gas | Strategic Energy Management | A | Energy management system installed and programmed | IM196 | Retrofit | No energy management system | Energy management system installed and programmed | RetroEven20 | 0 | TBD | employee | 1 | 1 | 0.2% | BEHAV_SEM-All-CPUC-2018_PG-26 | BEHAV_SEM-All-CPUC-2018_PG-26 | AEG Research | 5 | 188.5854 | 4.4908 | 0 | 0 | 1.0386 | 17.014 | 0 | 0 | 50% | 35% | 5% | 50% | NEM | All | FALSE | FALSE | 1395.8806 | 258
Industrial_Primary Metals_Existing_Space Heating_Natural Gas_Commissioning_A | WA | Industrial | Primary Metals | Existing | Space Heating | Natural Gas | Commissioning | A | Optimized HVAC design and controls | IM197 | Retrofit | New construction code | Optimized HVAC design and controls | Retro12Med | 0 | TBD | employee | 1 | 1 | 0.2% | DL20_COM_CX-Refrig-2021PLN-V11-3 | 2018 AMIL BUS Retro-Commissioning Initiative | U.S. Department of Energy. Lawrence Berkeley National Labs and Building Commissioning Association. https://www.bcxa.org/wp-content/uploads/2020/09/1-s2.0- S0378778819319553-main.pdf | 10 | 0.2672 | 0 | 0 | 0 | 1.0277 | 21.8027 | 0 | 0 | 50% | 35% | 0% | 0% | NEM | Market | 10 | FALSE | 0.37404 | 53
Industrial_Primary Metals_Existing_Process_Natural Gas_Commissioning_A | WA | Industrial | Primary Metals | Existing | Process | Natural Gas | Commissioning | A | Optimized process design and controls | IM198 | Retrofit | New construction code | Optimized process design and controls | Retro12Med | 0 | TBD | employee | 1 | 1 | 0.2% | DL20_COM_CX-Refrig-2021PLN-V11-3 | 2018 AMIL BUS Retro-Commissioning Initiative | U.S. Department of Energy. Lawrence Berkeley National Labs and Building Commissioning Association. https://www.bcxa.org/wp-content/uploads/2020/09/1-s2.0- S0378778819319553-main.pdf | 10 | 0.2672 | 0 | 0 | 0 | 1.0277 | 562.5435 | 0 | 0 | 50% | 35% | 0% | 0% | NEM | Market | 11 | FALSE | 0.37404 | 58
Industrial_Primary Metals_Existing_Space Heating_Natural Gas_Retrocommissioning_A | WA | Industrial | Primary Metals | Existing | Space Heating | Natural Gas | Retrocommissioning | A | Optimized HVAC flow and controls | IM199 | Retrofit | Vintage/existing building | Optimized HVAC flow and controls | RetroEven20 | 0 | TBD | employee | 1 | 1 | 0.2% | COM_RCX-Heating-7PLN-v5-18 | COM_RCX-All-XCELCO-2017-18-1 | COM_RCX-All-XCELCO-2017-18-1 | 5 | 2.0567 | 0 | 0 | 0 | 1.0277 | 3.0282 | 0 | 0 | 50% | 35% | 15% | 50% | NEM | Market | FALSE | FALSE | 312.0908 | 175
Industrial_Primary Metals_Existing_Process_Natural Gas_Retrocommissioning_A | WA | Industrial | Primary Metals | Existing | Process | Natural Gas | Retrocommissioning | A | Optimized process design and controls | IM200 | Retrofit | Vintage/existing building | Optimized process design and controls | RetroEven20 | 0 | TBD | employee | 1 | 1 | 0.2% | COM_RCX-Heating-7PLN-v5-18 | COM_RCX-All-XCELCO-2017-18-1 | n/a | 5 | 2.0567 | 0 | 0 | 0 | 1.0277 | 0 | 0 | 0 | 50% | 35% | 15% | 50% | NEM | Market | FALSE | FALSE | 312.0908 | 174
Industrial_Primary Metals_New_Space Heating_Natural Gas_Insulation - Roof/Ceiling_A | WA | Industrial | Primary Metals | New | Space Heating | Natural Gas | Insulation - Roof/Ceiling | A | R-38 | IM201 | Retrofit | R-13 | R-38 | Retro3Slow | 2 | TBD | sqft | 1 | 2452.2838 | 0.2% | RTF Wkbk - ComWeatherizationSchool_v3_1 | RTF Wkbk - ComWeatherizationSchool_v3_1 | Building Energy Simulation Tool | 45 | 1.1095 | 0 | 0 | 0 | 1.1095 | 0.078976 | 0 | 0 | 50% | 35% | 0% | 0% | NEM | All | FALSE | FALSE | 5213.7298 | 512
Industrial_Primary Metals_New_Space Heating_Natural Gas_Insulation - Wall Cavity_A | WA | Industrial | Primary Metals | New | Space Heating | Natural Gas | Insulation - Wall Cavity | A | R-21 | IM202 | Retrofit | R-11 or less | R-21 | Retro3Slow | 2 | TBD | sqft | 1 | 2452.2838 | 0.2% | RTF Wkbk - ComWeatherizationSchool_v3_1 | N/A | Building Energy Simulation Tool | 45 | 0.24059 | 0 | 0 | 0 | 1.268 | 0.017277 | 0 | 0 | 50% | 35% | 0% | 0% | NEM | All | FALSE | FALSE | 5167.8806 | 505
Industrial_Primary Metals_New_Space Heating_Natural Gas_Insulation - Ducting_A | WA | Industrial | Primary Metals | New | Space Heating | Natural Gas | Insulation - Ducting | A | 50% reduction in thermal losses | IM203 | Retrofit | ~2°F thermal losses | 50% reduction in thermal losses | Retro5Med | 0 | TBD | sqft | 1 | 555.5479 | 0.2% | MA TRM - 2019-2021 - COM-HVAC-DI | MEMD - MMD8.25.01.FESH23.v01 | Building Energy Simulation Tool | 20 | 1.5221 | 0 | 0.00175 | 0 | 0.98199 | 0.0012737 | 0 | 0 | 50% | 35% | 0% | 0% | NEM | Furnace | FALSE | FALSE | 459012.7085 | 673
Industrial_Primary Metals_New_Space Heating_Natural Gas_HVAC - Duct Repair and Sealing_A | WA | Industrial | Primary Metals | New | Space Heating | Natural Gas | HVAC - Duct Repair and Sealing | A | 30% reduced duct leaking | IM204 | Retrofit | Poorly sealed/leaky ducts | 30% reduced duct leaking | RetroEven20 | 0 | TBD | sqft | 1 | 555.5479 | 0.2% | MA TRM - 2019-2021 - COM-HVAC-DS | N/A | Building Energy Simulation Tool | 20 | 0 | 0 | 0 | 0 | 1.268 | 0.0036023 | 0 | 0 | 50% | 35% | 0% | 0% | NEM | Furnace | FALSE | FALSE | 0 | 662
Industrial_Primary Metals_New_Space Heating_Natural Gas_Windows - High Efficiency_A | WA | Industrial | Primary Metals | New | Space Heating | Natural Gas | Windows - High Efficiency | A | U-.22 or better | IM205 | Retrofit | U-.5 or worse | U-.22 or better | Retro1Slow | 0 | TBD | sqft | 1 | 2452.2838 | 0.2% | RTF Wkbk - ComWeatherizationSchool_v3_1 | N/A | Building Energy Simulation Tool | 45 | 0 | 0 | 0 | 0 | 1.268 | 0.0073878 | 0 | 0 | 50% | 35% | 0% | 0% | NEM | All | FALSE | FALSE | 0 | 663
Industrial_Primary Metals_New_Space Heating_Natural Gas_Gas Boiler - Maintenance_A | WA | Industrial | Primary Metals | New | Space Heating | Natural Gas | Gas Boiler - Maintenance | A | General cleaning and maintenance | IM206 | Retrofit | Degrade performance | General cleaning and maintenance | Retro20Fast | 0 | TBD | sqft | 1 | 1 | 0.2% | IL TRM - 4.3.10 - CI-HWE-DBTU-V01-180101 | IL TRM - 4.3.10 - CI-HWE-DBTU-V01-180101 | IL TRM - 4.3.10 - CI-HWE-DBTU-V01-180101 | 3 | 0.17033 | 0 | 0 | 0 | 0.98199 | 27.8643 | 0 | 0 | 50% | 35% | 5% | 10% | NEM | Boiler | FALSE | FALSE | 3.2122 | 104
Industrial_Primary Metals_New_Process_Natural Gas_Gas Boiler - Maintenance_A | WA | Industrial | Primary Metals | New | Process | Natural Gas | Gas Boiler - Maintenance | A | General cleaning and maintenance | IM207 | Retrofit | Degrade performance | General cleaning and maintenance | Retro20Fast | 0 | TBD | sqft | 1 | 1 | 0.2% | IL TRM - 4.3.10 - CI-HWE-DBTU-V01-180101 | IL TRM - 4.3.10 - CI-HWE-DBTU-V01-180101 | IL TRM - 4.3.10 - CI-HWE-DBTU-V01-180101 | 3 | 0.17033 | 0 | 0 | 0 | 0.98199 | 28.0317 | 0 | 0 | 50% | 35% | 5% | 10% | NEM | Process Boiler | FALSE | FALSE | 3.2122 | 105
Industrial_Primary Metals_New_Space Heating_Natural Gas_Gas Furnace - Maintenance_A | WA | Industrial | Primary Metals | New | Space Heating | Natural Gas | Gas Furnace - Maintenance | A | General cleaning and maintenance | IM208 | Retrofit | Degrade performance | General cleaning and maintenance | Retro20Fast | 0 | TBD | sqft | 1 | 1 | 0.2% | IL TRM - 4.4.31 - CI-HVC-FTUN-V03-200101 | MN TRM 3.1 - Forced-Air Heating Maintenance v2.0 | MN TRM v3.1 - Forced-Air Heating Maintenance | 3 | 0.028918 | 0 | 0 | 0 | 1.1095 | 0.0083129 | 0 | 0 | 50% | 35% | 5% | 10% | NEM | Furnace | FALSE | FALSE | 1833.549 | 356
Industrial_Primary Metals_New_Space Heating_Natural Gas_Gas Boiler - Hot Water Reset_A | WA | Industrial | Primary Metals | New | Space Heating | Natural Gas | Gas Boiler - Hot Water Reset | A | Reset control installed | IM209 | Retrofit | No control | Reset control installed | Retro5Med | 0 | TBD | sqft | 1 | 1 | 0.2% | IL TRM - 4.4.4 - CI-HVC-BLRC-V04-210101 | IL TRM - 4.4.4 - CI-HVC-BLRC-V04-210101 | IL TRM - 4.4.4 - CI-HVC-BLRC-V04-210101 | 16 | 303.77 | 0 | 0 | 0 | 1.268 | 101.3247 | 0 | 0 | 50% | 35% | 20% | 45% | NEM | Boiler | FALSE | FALSE | 1556.8427 | 307
Industrial_Primary Metals_New_Process_Natural Gas_Gas Boiler - Hot Water Reset_A | WA | Industrial | Primary Metals | New | Process | Natural Gas | Gas Boiler - Hot Water Reset | A | Reset control installed | IM210 | Retrofit | No control | Reset control installed | Retro5Med | 0 | TBD | sqft | 1 | 1 | 0.2% | IL TRM - 4.4.4 - CI-HVC-BLRC-V04-210101 | IL TRM - 4.4.4 - CI-HVC-BLRC-V04-210101 | XCEL CO 2019-2020 DSM Plan | 16 | 303.77 | 0 | 0 | 0 | 1.268 | 50.9667 | 0 | 0 | 50% | 35% | 20% | 45% | NEM | Process Boiler | FALSE | FALSE | 1556.8427 | 308
Industrial_Primary Metals_New_Space Heating_Natural Gas_Steam Trap Maintenance_A | WA | Industrial | Primary Metals | New | Space Heating | Natural Gas | Steam Trap Maintenance | A | Cleaning and maintenance | IM211 | Retrofit | Degrade performance | Cleaning and maintenance | RetroEven20 | 0 | TBD | sqft | 1 | 1 | 0.2% | IL TRM - 4.4.16 - CI-HVC-STRE-V07-210101 | IL TRM - 4.4.16 - CI-HVC-STRE-V07-210101 | IL TRM - 4.4.16 - CI-HVC-STRE-V07-210101 | 6 | 39.5033 | 0 | 0 | 0 | 0.98199 | 35.7959 | 0 | 0 | 50% | 35% | 0% | 0% | NEM | Boiler | FALSE | FALSE | 487.0221 | 200
Industrial_Primary Metals_New_Process_Natural Gas_Steam Trap Maintenance_A | WA | Industrial | Primary Metals | New | Process | Natural Gas | Steam Trap Maintenance | A | Cleaning and maintenance | IM212 | Retrofit | Degrade performance | Cleaning and maintenance | RetroEven20 | 0 | TBD | sqft | 1 | 1 | 0.2% | IL TRM - 4.4.16 - CI-HVC-STRE-V07-210101 | IL TRM - 4.4.16 - CI-HVC-STRE-V07-210101 | IL TRM - 4.4.16 - CI-HVC-STRE-V07-210101 | 6 | 39.5033 | 0 | 0 | 0 | 0.98199 | 36.0109 | 0 | 0 | 50% | 35% | 0% | 0% | NEM | Process Boiler | FALSE | FALSE | 487.0221 | 196
Industrial_Primary Metals_New_Space Heating_Natural Gas_Gas Boiler - High Turndown_A | WA | Industrial | Primary Metals | New | Space Heating | Natural Gas | Gas Boiler - High Turndown | A | Turndown control installed | IM213 | Retrofit | No control | Turndown control installed | Retro12Med | 0 | TBD | sqft | 1 | 1 | 0.2% | MN TRM 3.1 - Boiler Modifications, Space Heating Only v4.0 | MN TRM 3.1 - Boiler Modifications, Space Heating Only v4.0 | MN TRM 3.1 - Boiler Modifications, Space Heating Only v4.0 | 15 | 565.1199 | 0 | 0 | 0 | 1.0689 | 37.9968 | 0 | 0 | 50% | 35% | 35% | 50% | NEM | Boiler | FALSE | FALSE | 5817.4353 | 548
Industrial_Primary Metals_New_Process_Natural Gas_Gas Boiler - High Turndown_A | WA | Industrial | Primary Metals | New | Process | Natural Gas | Gas Boiler - High Turndown | A | Turndown control installed | IM214 | Retrofit | No control | Turndown control installed | Retro12Med | 0 | TBD | sqft | 1 | 1 | 0.2% | MN TRM 3.1 - Boiler Modifications, Space Heating Only v4.0 | MN TRM 3.1 - Boiler Modifications, Space Heating Only v4.0 | MN TRM 3.1 - Boiler Modifications, Space Heating Only v4.0 | 15 | 565.1199 | 0 | 0 | 0 | 1.0689 | 38.225 | 0 | 0 | 50% | 35% | 35% | 50% | NEM | Process Boiler | FALSE | FALSE | 5817.4353 | 518
Industrial_Primary Metals_New_Space Heating_Natural Gas_Gas Boiler - Burner Control Optimization_A | WA | Industrial | Primary Metals | New | Space Heating | Natural Gas | Gas Boiler - Burner Control Optimization | A | Optimized burner controls | IM215 | Retrofit | Average performance | Optimized burner controls | Retro3Slow | 0 | TBD | sqft | 1 | 1 | 0.2% | IL TRM - 4.4.22 - CI-HVC-O2TC-V01-140601 | GBLR_O2TRM-Heating-MEMD-2018-1 | IL TRM - 4.4.22 - CI-HVC-O2TC-V01-140601 | 18 | 189.8624 | 0 | 0 | 0 | 1.0689 | 11.0191 | 0 | 0 | 50% | 35% | 5% | 85% | NEM | Boiler | FALSE | FALSE | 6645.1088 | 600
Industrial_Primary Metals_New_Process_Natural Gas_Gas Boiler - Burner Control Optimization_A | WA | Industrial | Primary Metals | New | Process | Natural Gas | Gas Boiler - Burner Control Optimization | A | Optimized burner controls | IM216 | Retrofit | Average performance | Optimized burner controls | Retro3Slow | 0 | TBD | sqft | 1 | 1 | 0.2% | IL TRM - 4.4.22 - CI-HVC-O2TC-V01-140601 | GBLR_O2TRM-Heating-MEMD-2018-1 | IL TRM - 4.4.22 - CI-HVC-O2TC-V01-140601 | 18 | 189.8624 | 0 | 0 | 0 | 1.0689 | 11.0853 | 0 | 0 | 50% | 35% | 5% | 85% | NEM | Process Boiler | FALSE | FALSE | 6645.1088 | 574
Industrial_Primary Metals_New_Space Heating_Natural Gas_HVAC - Demand Controlled Ventilation_A | WA | Industrial | Primary Metals | New | Space Heating | Natural Gas | HVAC - Demand Controlled Ventilation | A | DCV enabled | IM217 | Retrofit | Constant ventilation | DCV enabled | RetroEven20 | 0 | TBD | sqft | 1 | 555.5479 | 0.2% | VENT_DCV-Heating-7PLN-v5-8 | VENT_DCV-Heating-7PLN-v5-8 | VENT_DCV-Heating-7PLN-v5-8 | 15 | 0.16907 | 0 | 0.021181 | 0 | 1.268 | 0.067787 | 0 | 0 | 50% | 35% | 55% | 75% | NEM | Furnace | FALSE | FALSE | 978.5104 | 244
Industrial_Primary Metals_New_Space Heating_Natural Gas_Gas Boiler - Stack Economizer_A | WA | Industrial | Primary Metals | New | Space Heating | Natural Gas | Gas Boiler - Stack Economizer | A | Economizer installed | IM218 | Retrofit | None | Economizer installed | Retro12Med | 0 | TBD | sqft | 1 | 1 | 0.2% | IL TRM - 4.4.28 - CI-HVC-BECO-V02-210101 | XCEL CO 2019-2020 DSM Plan | IL TRM - 4.4.28 - CI-HVC-BECO-V02-210101 | 15 | 383.572 | 0 | 0 | 0 | 1.268 | 27.7376 | 0 | 0 | 50% | 35% | 15% | 55% | NEM | Boiler | FALSE | FALSE | 4670.9383 | 488
Industrial_Primary Metals_New_Process_Natural Gas_Gas Boiler - Stack Economizer_A | WA | Industrial | Primary Metals | New | Process | Natural Gas | Gas Boiler - Stack Economizer | A | Economizer installed | IM219 | Retrofit | None | Economizer installed | Retro12Med | 0 | TBD | sqft | 1 | 1 | 0.2% | IL TRM - 4.4.28 - CI-HVC-BECO-V02-210101 | XCEL CO 2019-2020 DSM Plan | IL TRM - 4.4.29 - CI-HVC-PECO-V01-150601 | 15 | 383.572 | 0 | 0 | 0 | 1.268 | 36.696 | 0 | 0 | 50% | 35% | 15% | 55% | NEM | Process Boiler | FALSE | FALSE | 4670.9383 | 475
Industrial_Primary Metals_New_Space Heating_Natural Gas_Gas Furnace Tube Inserts_A | WA | Industrial | Primary Metals | New | Space Heating | Natural Gas | Gas Furnace Tube Inserts | A | Tube inserts installed | IM220 | Retrofit | None | Tube inserts installed | Retro3Slow | 0 | TBD | sqft | 1 | 555.5479 | 0.2% | WI TRM - Radiant Tube Inserts, 2507 | WI TRM - Radiant Tube Inserts, 2507 | WI TRM - Radiant Tube Inserts, 2507 | 5 | 0.017226 | 0 | 0 | 0 | 1.0514 | 0.077933 | 0 | 0 | 50% | 35% | 0% | 0% | NEM | Furnace | FALSE | FALSE | 101.5682 | 137
Industrial_Primary Metals_New_Space Heating_Natural Gas_Space Heating - Heat Recovery Ventilator_A | WA | Industrial | Primary Metals | New | Space Heating | Natural Gas | Space Heating - Heat Recovery Ventilator | A | HRV installed | IM221 | Retrofit | None | HRV installed | RetroEven20 | 0 | TBD | sqft | 1 | 2452.2838 | 0.2% | IL TRM - 4.4.27 - CI-HVC-ERVE-V04-200101 | IL TRM - 4.4.27 - CI-HVC-ERVE-V04-200101 | IL TRM - 4.4.27 - CI-HVC-ERVE-V04-200101 | 15 | 0.27802 | 0 | 0 | 0 | 1.2356 | 0.012707 | 0 | 0 | 50% | 35% | 5% | 10% | NEM | All | FALSE | FALSE | 8583.3846 | 630
Industrial_Primary Metals_New_Space Heating_Natural Gas_Thermostat - Programmable_A | WA | Industrial | Primary Metals | New | Space Heating | Natural Gas | Thermostat - Programmable | A | Programmable thermostat installed | IM222 | Retrofit | Manual control | Programmable thermostat installed | RetroEven20 | 0 | TBD | sqft | 1 | 2452.2838 | 0.2% | IL TRM - 4.4.48 - CI-HVC-THST-V02-210101 | IL TRM - 4.4.48 - CI-HVC-THST-V02-210101 | BEST | 11 | 0.17185 | 0 | 0.0057728 | 0 | 0.98199 | 0.0061474 | 0 | 0 | 50% | 35% | 25% | 40% | NEM | All | FALSE | FALSE | 11305.8256 | 660
Industrial_Primary Metals_New_Space Heating_Natural Gas_ENERGY STAR Connected Thermostat_A | WA | Industrial | Primary Metals | New | Space Heating | Natural Gas | ENERGY STAR Connected Thermostat | A | Wi-Fi/interactive thermostat installed | IM223 | Retrofit | Manual control | Wi-Fi/interactive thermostat installed | RetroEven20 | 0 | TBD | sqft | 1 | 2452.2838 | 0.2% | ComConnectedThermostats_v1_1 | ComConnectedThermostats_v1_1 | ComConnectedThermostats_v1_1 | 5 | 0.38539 | 0 | 0.011319 | 0 | 1.0277 | 0.01486 | 0 | 0 | 50% | 35% | 5% | 20% | NEM | All | FALSE | FALSE | 11916.7749 | 661
Industrial_Primary Metals_New_Space Heating_Natural Gas_Destratification Fans (HVLS)_A | WA | Industrial | Primary Metals | New | Space Heating | Natural Gas | Destratification Fans (HVLS) | A | Fans installed | IM224 | Retrofit | None/Standard ventilation | Fans installed | RetroEven20 | 0 | TBD | sqft | 1 | 2452.2838 | 0.2% | IL TRM - 4.4.34 - CI-HVC-DSFN-V05-210101 | IL TRM - 4.4.34 - CI-HVC-DSFN-V05-210101 | IL TRM - 4.4.34 - CI-HVC-DSFN-V05-210101 | 10 | 0.59821 | 0 | 0.013955 | 0 | 1.0514 | 0.01486 | 0 | 0 | 50% | 35% | 15% | 30% | NEM | All | FALSE | FALSE | 16464.3917 | 666
Industrial_Primary Metals_New_Space Heating_Natural Gas_Gas Boiler - Insulate Steam Lines/Condensate Tank_A | WA | Industrial | Primary Metals | New | Space Heating | Natural Gas | Gas Boiler - Insulate Steam Lines/Condensate Tank | A | Lines and condenstate tank insulated | IM225 | Retrofit | No insulation | Lines and condenstate tank insulated | RetroEven20 | 0 | TBD | sqft | 1 | 1 | 0.2% | PGE Workpaper - SWWH017-01 | PGE Workpaper - SWWH017-01 | PGE Workpaper - SWWH017-01 | 20 | 2258.0556 | 0 | 0 | 0 | 0.98199 | 301.7662 | 0 | 0 | 50% | 35% | 30% | 35% | NEM | Boiler | FALSE | FALSE | 2865.4954 | 416
Industrial_Primary Metals_New_Process_Natural Gas_Gas Boiler - Insulate Steam Lines/Condensate Tank_A | WA | Industrial | Primary Metals | New | Process | Natural Gas | Gas Boiler - Insulate Steam Lines/Condensate Tank | A | Lines and condenstate tank insulated | IM226 | Retrofit | No insulation | Lines and condenstate tank insulated | RetroEven20 | 0 | TBD | sqft | 1 | 1 | 0.2% | PGE Workpaper - SWWH017-01 | PGE Workpaper - SWWH017-01 | PGE Workpaper - SWWH017-01 | 20 | 2258.0556 | 0 | 0 | 0 | 0.98199 | 303.5793 | 0 | 0 | 50% | 35% | 30% | 35% | NEM | Process Boiler | FALSE | FALSE | 2865.4954 | 423
Industrial_Primary Metals_New_Space Heating_Natural Gas_Gas Boiler - Insulate Hot Water Lines_A | WA | Industrial | Primary Metals | New | Space Heating | Natural Gas | Gas Boiler - Insulate Hot Water Lines | A | Insulated water lines | IM227 | Retrofit | No insulation | Insulated water lines | RetroEven20 | 0 | TBD | sqft | 1 | 1 | 0.2% | PGE Workpaper - SWWH017-01 | PGE Workpaper - SWWH017-01 | PGE Workpaper - SWWH017-01 | 20 | 1603.1976 | 0 | 0 | 0 | 0.98199 | 341.0907 | 0 | 0 | 50% | 35% | 45% | 50% | NEM | Boiler | FALSE | FALSE | 1799.9184 | 348
Industrial_Primary Metals_New_Process_Natural Gas_Gas Boiler - Insulate Hot Water Lines_A | WA | Industrial | Primary Metals | New | Process | Natural Gas | Gas Boiler - Insulate Hot Water Lines | A | Insulated water lines | IM228 | Retrofit | No insulation | Insulated water lines | RetroEven20 | 0 | TBD | sqft | 1 | 1 | 0.2% | PGE Workpaper - SWWH017-01 | PGE Workpaper - SWWH017-01 | PGE Workpaper - SWWH017-01 | 20 | 1603.1976 | 0 | 0 | 0 | 0.98199 | 343.1401 | 0 | 0 | 50% | 35% | 45% | 50% | NEM | Process Boiler | FALSE | FALSE | 1799.9184 | 345
Industrial_Primary Metals_New_Process_Natural Gas_Process - Insulate Heated Process Fluids_A | WA | Industrial | Primary Metals | New | Process | Natural Gas | Process - Insulate Heated Process Fluids | A | Insulated process fluid lines | IM229 | Retrofit | No insulation | Insulated process fluid lines | Retro12Med | 0 | TBD | employee | 1 | 1 | 0.2% | PGE Workpaper - SWWH017-01 | PGE Workpaper - SWWH017-01 | PGE Workpaper - SWWH017-01 | 20 | 2258.0556 | 0 | 0 | 0 | 0.98199 | 1904.8967 | 0 | 0 | 50% | 35% | 5% | 10% | NEM | Process Heating | FALSE | FALSE | 455.3041 | 189
Industrial_Primary Metals_New_Process_Natural Gas_Process Heat Recovery_A | WA | Industrial | Primary Metals | New | Process | Natural Gas | Process Heat Recovery | A | HR system installed | IM230 | Retrofit | No HR system | HR system installed | Retro12Med | 0 | TBD | cfm | 1 | 1 | 0.2% | MN TRM v3.1 - Exhaust Energy Recovery | WI TRM - Process Exhaust Filtration, 3244 | MN TRM v3.1 - Exhaust Energy Recovery | 15 | 687.243 | 0 | 0 | 0 | 1.0149 | 3.7787 | 0 | 0 | 50% | 35% | 5% | 50% | NEM | All | FALSE | FALSE | 71352.2369 | 667
Industrial_Primary Metals_New_Space Heating_Natural Gas_Building Automation System_A | WA | Industrial | Primary Metals | New | Space Heating | Natural Gas | Building Automation System | A | Automation system installed and programmed | IM231 | Retrofit | No control system | Automation system installed and programmed | Retro1Slow | 0 | TBD | sqft | 1 | 2452.2838 | 0.2% | COM_EMS-All-XCELCO-2017-18-3 | BEHAV_EIS-All-CPUC-2018_PG-10 | COM_EMS-All-XCELCO-2017-18-3 | 15 | 0.091917 | 0 | 0.03401 | 0 | 1.0386 | 0.01486 | 0 | 0 | 50% | 35% | 5% | 65% | NEM | All | FALSE | FALSE | 2426.6242 | 377
Industrial_Primary Metals_New_Space Heating_Natural Gas_Steam System Efficiency Improvements_A | WA | Industrial | Primary Metals | New | Space Heating | Natural Gas | Steam System Efficiency Improvements | A | Optimized system | IM232 | Retrofit | Average system efficiency | Optimized system | Retro1Slow | 0 | TBD | sqft | 1 | 1188.3862 | 0.2% | AEG Research | DOE - Improving Steam System Performance: A Sourcebook for Industry, Second Edition. October 2012. | DOE - Improving Steam System Performance: A Sourcebook for Industry, Second Edition. October 2012. | 5 | 0.1129 | 0 | 0 | 0 | 0.98199 | 0.13322 | 0 | 0 | 50% | 35% | 30% | 60% | NEM | Boiler | FALSE | FALSE | 230881.7704 | 664
Industrial_Primary Metals_New_Process_Natural Gas_Steam System Efficiency Improvements_A | WA | Industrial | Primary Metals | New | Process | Natural Gas | Steam System Efficiency Improvements | A | Optimized system | IM233 | Retrofit | Average system efficiency | Optimized system | Retro1Slow | 0 | TBD | sqft | 1 | 1 | 0.2% | AEG Research | DOE - Improving Steam System Performance: A Sourcebook for Industry, Second Edition. October 2012. | DOE - Improving Steam System Performance: A Sourcebook for Industry, Second Edition. October 2012. | 5 | 134.1657 | 0 | 0 | 0 | 0.98199 | 0.13402 | 0 | 0 | 50% | 35% | 30% | 60% | NEM | Process Boiler | FALSE | FALSE | 230881.7704 | 665
Industrial_Primary Metals_New_Space Heating_Natural Gas_Strategic Energy Management_A | WA | Industrial | Primary Metals | New | Space Heating | Natural Gas | Strategic Energy Management | A | Energy management system installed and programmed | IM234 | Retrofit | No energy management system | Energy management system installed and programmed | RetroEven20 | 0 | TBD | employee | 1 | 1 | 0.2% | BEHAV_SEM-All-CPUC-2018_PG-26 | BEHAV_SEM-All-CPUC-2018_PG-26 | AEG Research | 5 | 188.5854 | 4.4908 | 0 | 0 | 1.0386 | 15.6701 | 0 | 0 | 50% | 35% | 5% | 50% | NEM | All | FALSE | FALSE | 1399.4272 | 260
Industrial_Primary Metals_New_Process_Natural Gas_Strategic Energy Management_A | WA | Industrial | Primary Metals | New | Process | Natural Gas | Strategic Energy Management | A | Energy management system installed and programmed | IM235 | Retrofit | No energy management system | Energy management system installed and programmed | RetroEven20 | 0 | TBD | employee | 1 | 1 | 0.2% | BEHAV_SEM-All-CPUC-2018_PG-26 | BEHAV_SEM-All-CPUC-2018_PG-26 | AEG Research | 5 | 188.5854 | 4.4908 | 0 | 0 | 1.0386 | 100.7891 | 0 | 0 | 50% | 35% | 5% | 50% | NEM | All | FALSE | FALSE | 1399.4272 | 259
Industrial_Primary Metals_New_Miscellaneous_Natural Gas_Strategic Energy Management_A | WA | Industrial | Primary Metals | New | Miscellaneous | Natural Gas | Strategic Energy Management | A | Energy management system installed and programmed | IM236 | Retrofit | No energy management system | Energy management system installed and programmed | RetroEven20 | 0 | TBD | employee | 1 | 1 | 0.2% | BEHAV_SEM-All-CPUC-2018_PG-26 | BEHAV_SEM-All-CPUC-2018_PG-26 | AEG Research | 5 | 188.5854 | 4.4908 | 0 | 0 | 1.0386 | 17.014 | 0 | 0 | 50% | 35% | 5% | 50% | NEM | All | FALSE | FALSE | 1399.4272 | 261
Industrial_Primary Metals_New_Space Heating_Natural Gas_Commissioning_A | WA | Industrial | Primary Metals | New | Space Heating | Natural Gas | Commissioning | A | Optimized HVAC design and controls | IM237 | Retrofit | New construction code | Optimized HVAC design and controls | Retro12Med | 0 | TBD | employee | 1 | 1 | 0.2% | DL20_COM_CX-Refrig-2021PLN-V11-3 | 2018 AMIL BUS Retro-Commissioning Initiative | U.S. Department of Energy. Lawrence Berkeley National Labs and Building Commissioning Association. https://www.bcxa.org/wp-content/uploads/2020/09/1-s2.0- S0378778819319553-main.pdf | 10 | 0.2672 | 0 | 0 | 0 | 1.0277 | 20.6396 | 0 | 0 | 50% | 35% | 0% | 0% | NEM | Market | 12 | FALSE | 0.37479 | 57
Industrial_Primary Metals_New_Process_Natural Gas_Commissioning_A | WA | Industrial | Primary Metals | New | Process | Natural Gas | Commissioning | A | Optimized process design and controls | IM238 | Retrofit | New construction code | Optimized process design and controls | Retro12Med | 0 | TBD | employee | 1 | 1 | 0.2% | DL20_COM_CX-Refrig-2021PLN-V11-3 | 2018 AMIL BUS Retro-Commissioning Initiative | U.S. Department of Energy. Lawrence Berkeley National Labs and Building Commissioning Association. https://www.bcxa.org/wp-content/uploads/2020/09/1-s2.0- S0378778819319553-main.pdf | 10 | 0.2672 | 0 | 0 | 0 | 1.0277 | 562.5435 | 0 | 0 | 50% | 35% | 0% | 0% | NEM | Market | 13 | FALSE | 0.37479 | 56
Industrial_Primary Metals_New_Space Heating_Natural Gas_Retrocommissioning_A | WA | Industrial | Primary Metals | New | Space Heating | Natural Gas | Retrocommissioning | A | Optimized HVAC flow and controls | IM239 | Retrofit | Vintage/existing building | Optimized HVAC flow and controls | RetroEven20 | 0 | TBD | employee | 1 | 1 | 0.2% | COM_RCX-Heating-7PLN-v5-18 | COM_RCX-Heating-7PLN-v5-18 | n/a | 5 | 0 | 0 | 0 | 0 | 1.0277 | 0 | 0 | 0 | 50% | 35% | 0% | 0% | NEM | Market | FALSE | FALSE | 0 | 676
Industrial_Primary Metals_New_Process_Natural Gas_Retrocommissioning_A | WA | Industrial | Primary Metals | New | Process | Natural Gas | Retrocommissioning | A | Optimized process design and controls | IM240 | Retrofit | Vintage/existing building | Optimized process design and controls | RetroEven20 | 0 | TBD | employee | 1 | 1 | 0.2% | COM_RCX-Heating-7PLN-v5-18 | COM_RCX-Heating-7PLN-v5-18 | n/a | 5 | 0 | 0 | 0 | 0 | 1.0277 | 0 | 0 | 0 | 50% | 35% | 0% | 0% | NEM | Market | FALSE | FALSE | 0 | 687
Industrial_Stone, Clay, and Glass_Existing_Space Heating_Natural Gas_Insulation - Roof/Ceiling_A | WA | Industrial | Stone, Clay, and Glass | Existing | Space Heating | Natural Gas | Insulation - Roof/Ceiling | A | R-38 | IM241 | Retrofit | R-13 | R-38 | Retro3Slow | 2 | TBD | sqft | 1 | 2921.898 | 0.2% | RTF Wkbk - ComWeatherizationSchool_v3_1 | RTF Wkbk - ComWeatherizationSchool_v3_1 | Building Energy Simulation Tool | 45 | 1.1051 | 0 | 0.074728 | 0 | 1.1095 | 0.083426 | 0 | 0 | 50% | 35% | 60% | 100% | NEM | All | FALSE | FALSE | 4915.8056 | 493
Industrial_Stone, Clay, and Glass_Existing_Space Heating_Natural Gas_Insulation - Wall Cavity_A | WA | Industrial | Stone, Clay, and Glass | Existing | Space Heating | Natural Gas | Insulation - Wall Cavity | A | R-21 | IM242 | Retrofit | R-11 or less | R-21 | Retro3Slow | 2 | TBD | sqft | 1 | 2921.898 | 0.2% | RTF Wkbk - ComWeatherizationSchool_v3_1 | RTF Wkbk - ComWeatherizationSchool_v3_1 | Building Energy Simulation Tool | 45 | 0.33055 | 0 | 0.016348 | 0 | 1.1095 | 0.018251 | 0 | 0 | 50% | 35% | 60% | 100% | NEM | All | FALSE | FALSE | 6721.2844 | 602
Industrial_Stone, Clay, and Glass_Existing_Space Heating_Natural Gas_Insulation - Ducting_A | WA | Industrial | Stone, Clay, and Glass | Existing | Space Heating | Natural Gas | Insulation - Ducting | A | 50% reduction in thermal losses | IM243 | Retrofit | ~2°F thermal losses | 50% reduction in thermal losses | Retro5Med | 0 | TBD | sqft | 1 | 653.3386 | 0.2% | MA TRM - 2019-2021 - COM-HVAC-DI | MEMD - MMD8.25.01.FESH23.v01 | Building Energy Simulation Tool | 20 | 1.5221 | 0 | 0.00017326 | 0 | 0.98199 | 0.0014555 | 0 | 0 | 50% | 35% | 40% | 60% | NEM | Furnace | FALSE | FALSE | 401656.6336 | 688
Industrial_Stone, Clay, and Glass_Existing_Space Heating_Natural Gas_HVAC - Duct Repair and Sealing_A | WA | Industrial | Stone, Clay, and Glass | Existing | Space Heating | Natural Gas | HVAC - Duct Repair and Sealing | A | 30% reduced duct leaking | IM244 | Retrofit | Poorly sealed/leaky ducts | 30% reduced duct leaking | RetroEven20 | 0 | TBD | sqft | 1 | 653.3386 | 0.2% | MA TRM - 2019-2021 - COM-HVAC-DS | RS Means Cost Calculator 2019 IRP DSM TRM Extract | Building Energy Simulation Tool | 20 | 0.07 | 0 | 0.00098007 | 0 | 1 | 0.0041167 | 0 | 0 | 50% | 35% | 15% | 50% | NEM | Furnace | FALSE | FALSE | 6531.1355 | 558
Industrial_Stone, Clay, and Glass_Existing_Space Heating_Natural Gas_Windows - High Efficiency_A | WA | Industrial | Stone, Clay, and Glass | Existing | Space Heating | Natural Gas | Windows - High Efficiency | A | U-.22 or better | IM245 | Retrofit | U-.5 or worse | U-.22 or better | Retro1Slow | 0 | TBD | sqft | 1 | 2921.898 | 0.2% | RTF Wkbk - ComWeatherizationSchool_v3_1 | RTF Wkbk - ComWeatherizationSchool_v3_1 | Building Energy Simulation Tool | 45 | 0.22914 | 0 | 0.0069904 | 0 | 1.1095 | 0.0078041 | 0 | 0 | 50% | 35% | 45% | 100% | NEM | All | FALSE | FALSE | 10896.6109 | 685
Industrial_Stone, Clay, and Glass_Existing_Space Heating_Natural Gas_Gas Boiler - Maintenance_A | WA | Industrial | Stone, Clay, and Glass | Existing | Space Heating | Natural Gas | Gas Boiler - Maintenance | A | General cleaning and maintenance | IM246 | Retrofit | Degrade performance | General cleaning and maintenance | Retro20Fast | 0 | TBD | employee | 1 | 1 | 0.2% | IL TRM - 4.3.10 - CI-HWE-DBTU-V01-180101 | IL TRM - 4.3.10 - CI-HWE-DBTU-V01-180101 | IL TRM - 4.3.10 - CI-HWE-DBTU-V01-180101 | 3 | 0.034586 | 0 | 0 | 0 | 0.98199 | 7.1405 | 0 | 0 | 50% | 35% | 20% | 30% | NEM | Boiler | FALSE | FALSE | 3.2122 | 74
Industrial_Stone, Clay, and Glass_Existing_Process_Natural Gas_Gas Boiler - Maintenance_A | WA | Industrial | Stone, Clay, and Glass | Existing | Process | Natural Gas | Gas Boiler - Maintenance | A | General cleaning and maintenance | IM247 | Retrofit | Degrade performance | General cleaning and maintenance | Retro20Fast | 0 | TBD | sqft | 1 | 1 | 0.2% | IL TRM - 4.3.10 - CI-HWE-DBTU-V01-180101 | IL TRM - 4.3.10 - CI-HWE-DBTU-V01-180101 | IL TRM - 4.3.10 - CI-HWE-DBTU-V01-180101 | 3 | 0.034586 | 0 | 0 | 0 | 0.98199 | 4.2096 | 0 | 0 | 50% | 35% | 20% | 30% | NEM | Process Boiler | FALSE | FALSE | 3.2122 | 76
Industrial_Stone, Clay, and Glass_Existing_Space Heating_Natural Gas_Gas Furnace - Maintenance_A | WA | Industrial | Stone, Clay, and Glass | Existing | Space Heating | Natural Gas | Gas Furnace - Maintenance | A | General cleaning and maintenance | IM248 | Retrofit | Degrade performance | General cleaning and maintenance | Retro20Fast | 0 | TBD | sqft | 1 | 1 | 0.2% | IL TRM - 4.4.31 - CI-HVC-FTUN-V03-200101 | MN TRM 3.1 - Forced-Air Heating Maintenance v2.0 | MN TRM v3.1 - Forced-Air Heating Maintenance | 3 | 0.038865 | 0 | 0 | 0 | 1.1095 | 0.0095 | 0 | 0 | 50% | 35% | 20% | 30% | NEM | Furnace | FALSE | FALSE | 2156.3008 | 374
Industrial_Stone, Clay, and Glass_Existing_Space Heating_Natural Gas_Gas Boiler - Hot Water Reset_A | WA | Industrial | Stone, Clay, and Glass | Existing | Space Heating | Natural Gas | Gas Boiler - Hot Water Reset | A | Reset control installed | IM249 | Retrofit | No control | Reset control installed | Retro5Med | 0 | TBD | employee | 1 | 1 | 0.2% | IL TRM - 4.4.4 - CI-HVC-BLRC-V04-210101 | IL TRM - 4.4.4 - CI-HVC-BLRC-V04-210101 | IL TRM - 4.4.4 - CI-HVC-BLRC-V04-210101 | 16 | 67.0595 | 0 | 0 | 0 | 1.268 | 25.9656 | 0 | 0 | 50% | 35% | 20% | 45% | NEM | Boiler | FALSE | FALSE | 1556.8427 | 305
Industrial_Stone, Clay, and Glass_Existing_Process_Natural Gas_Gas Boiler - Hot Water Reset_A | WA | Industrial | Stone, Clay, and Glass | Existing | Process | Natural Gas | Gas Boiler - Hot Water Reset | A | Reset control installed | IM250 | Retrofit | No control | Reset control installed | Retro5Med | 0 | TBD | sqft | 1 | 1 | 0.2% | IL TRM - 4.4.4 - CI-HVC-BLRC-V04-210101 | IL TRM - 4.4.4 - CI-HVC-BLRC-V04-210101 | XCEL CO 2019-2020 DSM Plan | 16 | 67.0595 | 0 | 0 | 0 | 1.268 | 7.6538 | 0 | 0 | 50% | 35% | 20% | 45% | NEM | Process Boiler | FALSE | FALSE | 1556.8427 | 304
Industrial_Stone, Clay, and Glass_Existing_Space Heating_Natural Gas_Steam Trap Maintenance_A | WA | Industrial | Stone, Clay, and Glass | Existing | Space Heating | Natural Gas | Steam Trap Maintenance | A | Cleaning and maintenance | IM251 | Retrofit | Degrade performance | Cleaning and maintenance | RetroEven20 | 0 | TBD | employee | 1 | 1 | 0.2% | IL TRM - 4.4.16 - CI-HVC-STRE-V07-210101 | IL TRM - 4.4.16 - CI-HVC-STRE-V07-210101 | IL TRM - 4.4.16 - CI-HVC-STRE-V07-210101 | 6 | 8.0215 | 0 | 0 | 0 | 0.98199 | 9.1731 | 0 | 0 | 50% | 35% | 73% | 85% | NEM | Boiler | FALSE | FALSE | 487.0221 | 195
Industrial_Stone, Clay, and Glass_Existing_Process_Natural Gas_Steam Trap Maintenance_A | WA | Industrial | Stone, Clay, and Glass | Existing | Process | Natural Gas | Steam Trap Maintenance | A | Cleaning and maintenance | IM252 | Retrofit | Degrade performance | Cleaning and maintenance | RetroEven20 | 0 | TBD | sqft | 1 | 1 | 0.2% | IL TRM - 4.4.16 - CI-HVC-STRE-V07-210101 | IL TRM - 4.4.16 - CI-HVC-STRE-V07-210101 | IL TRM - 4.4.16 - CI-HVC-STRE-V07-210101 | 6 | 8.0215 | 0 | 0 | 0 | 0.98199 | 5.4079 | 0 | 0 | 50% | 35% | 73% | 85% | NEM | Process Boiler | FALSE | FALSE | 487.0221 | 191
Industrial_Stone, Clay, and Glass_Existing_Space Heating_Natural Gas_Gas Boiler - High Turndown_A | WA | Industrial | Stone, Clay, and Glass | Existing | Space Heating | Natural Gas | Gas Boiler - High Turndown | A | Turndown control installed | IM253 | Retrofit | No control | Turndown control installed | Retro12Med | 0 | TBD | employee | 1 | 1 | 0.2% | MN TRM 3.1 - Boiler Modifications, Space Heating Only v4.0 | MN TRM 3.1 - Boiler Modifications, Space Heating Only v4.0 | MN TRM 3.1 - Boiler Modifications, Space Heating Only v4.0 | 15 | 114.7523 | 0 | 0 | 0 | 1.0689 | 9.7371 | 0 | 0 | 50% | 35% | 35% | 50% | NEM | Boiler | FALSE | FALSE | 5817.4353 | 523
Industrial_Stone, Clay, and Glass_Existing_Process_Natural Gas_Gas Boiler - High Turndown_A | WA | Industrial | Stone, Clay, and Glass | Existing | Process | Natural Gas | Gas Boiler - High Turndown | A | Turndown control installed | IM254 | Retrofit | No control | Turndown control installed | Retro12Med | 0 | TBD | sqft | 1 | 1 | 0.2% | MN TRM 3.1 - Boiler Modifications, Space Heating Only v4.0 | MN TRM 3.1 - Boiler Modifications, Space Heating Only v4.0 | MN TRM 3.1 - Boiler Modifications, Space Heating Only v4.0 | 15 | 114.7523 | 0 | 0 | 0 | 1.0689 | 5.7404 | 0 | 0 | 50% | 35% | 35% | 50% | NEM | Process Boiler | FALSE | FALSE | 5817.4353 | 546
Industrial_Stone, Clay, and Glass_Existing_Space Heating_Natural Gas_Gas Boiler - Burner Control Optimization_A | WA | Industrial | Stone, Clay, and Glass | Existing | Space Heating | Natural Gas | Gas Boiler - Burner Control Optimization | A | Optimized burner controls | IM255 | Retrofit | Average performance | Optimized burner controls | Retro3Slow | 0 | TBD | employee | 1 | 1 | 0.2% | IL TRM - 4.4.22 - CI-HVC-O2TC-V01-140601 | GBLR_O2TRM-Heating-MEMD-2018-1 | IL TRM - 4.4.22 - CI-HVC-O2TC-V01-140601 | 18 | 38.5532 | 0 | 0 | 0 | 1.0689 | 2.8238 | 0 | 0 | 50% | 35% | 5% | 85% | NEM | Boiler | FALSE | FALSE | 6645.1088 | 587
Industrial_Stone, Clay, and Glass_Existing_Process_Natural Gas_Gas Boiler - Burner Control Optimization_A | WA | Industrial | Stone, Clay, and Glass | Existing | Process | Natural Gas | Gas Boiler - Burner Control Optimization | A | Optimized burner controls | IM256 | Retrofit | Average performance | Optimized burner controls | Retro3Slow | 0 | TBD | sqft | 1 | 1 | 0.2% | IL TRM - 4.4.22 - CI-HVC-O2TC-V01-140601 | GBLR_O2TRM-Heating-MEMD-2018-1 | IL TRM - 4.4.22 - CI-HVC-O2TC-V01-140601 | 18 | 38.5532 | 0 | 0 | 0 | 1.0689 | 1.6647 | 0 | 0 | 50% | 35% | 5% | 85% | NEM | Process Boiler | FALSE | FALSE | 6645.1088 | 593
Industrial_Stone, Clay, and Glass_Existing_Space Heating_Natural Gas_HVAC - Demand Controlled Ventilation_A | WA | Industrial | Stone, Clay, and Glass | Existing | Space Heating | Natural Gas | HVAC - Demand Controlled Ventilation | A | DCV enabled | IM257 | Retrofit | Constant ventilation | DCV enabled | RetroEven20 | 0 | TBD | sqft | 1 | 653.3386 | 0.2% | VENT_DCV-Heating-7PLN-v5-8 | VENT_DCV-Heating-7PLN-v5-8 | VENT_DCV-Heating-7PLN-v5-8 | 15 | 0.27474 | 0 | 0.018443 | 0 | 1.268 | 0.077467 | 0 | 0 | 50% | 35% | 55% | 75% | NEM | Furnace | FALSE | FALSE | 1391.3905 | 253
Industrial_Stone, Clay, and Glass_Existing_Space Heating_Natural Gas_Gas Boiler - Stack Economizer_A | WA | Industrial | Stone, Clay, and Glass | Existing | Space Heating | Natural Gas | Gas Boiler - Stack Economizer | A | Economizer installed | IM258 | Retrofit | None | Economizer installed | Retro12Med | 0 | TBD | employee | 1 | 1 | 0.2% | IL TRM - 4.4.28 - CI-HVC-BECO-V02-210101 | XCEL CO 2019-2020 DSM Plan | IL TRM - 4.4.28 - CI-HVC-BECO-V02-210101 | 15 | 75.1196 | 0 | 0 | 0 | 1.268 | 7.1081 | 0 | 0 | 50% | 35% | 15% | 55% | NEM | Boiler | FALSE | FALSE | 4670.9383 | 479
Industrial_Stone, Clay, and Glass_Existing_Process_Natural Gas_Gas Boiler - Stack Economizer_A | WA | Industrial | Stone, Clay, and Glass | Existing | Process | Natural Gas | Gas Boiler - Stack Economizer | A | Economizer installed | IM259 | Retrofit | None | Economizer installed | Retro12Med | 0 | TBD | sqft | 1 | 1 | 0.2% | IL TRM - 4.4.28 - CI-HVC-BECO-V02-210101 | XCEL CO 2019-2020 DSM Plan | IL TRM - 4.4.29 - CI-HVC-PECO-V01-150601 | 15 | 75.1196 | 0 | 0 | 0 | 1.268 | 5.5108 | 0 | 0 | 50% | 35% | 15% | 55% | NEM | Process Boiler | FALSE | FALSE | 4670.9383 | 478
Industrial_Stone, Clay, and Glass_Existing_Space Heating_Natural Gas_Gas Furnace Tube Inserts_A | WA | Industrial | Stone, Clay, and Glass | Existing | Space Heating | Natural Gas | Gas Furnace Tube Inserts | A | Tube inserts installed | IM260 | Retrofit | None | Tube inserts installed | Retro3Slow | 0 | TBD | sqft | 1 | 653.3386 | 0.2% | WI TRM - Radiant Tube Inserts, 2507 | WI TRM - Radiant Tube Inserts, 2507 | WI TRM - Radiant Tube Inserts, 2507 | 5 | 0.017226 | 0 | 0 | 0 | 1.0514 | 0.089062 | 0 | 0 | 50% | 35% | 0% | 0% | NEM | Furnace | FALSE | FALSE | 88.8767 | 132
Industrial_Stone, Clay, and Glass_Existing_Space Heating_Natural Gas_Space Heating - Heat Recovery Ventilator_A | WA | Industrial | Stone, Clay, and Glass | Existing | Space Heating | Natural Gas | Space Heating - Heat Recovery Ventilator | A | HRV installed | IM261 | Retrofit | None | HRV installed | RetroEven20 | 0 | TBD | sqft | 1 | 2921.898 | 0.2% | IL TRM - 4.4.27 - CI-HVC-ERVE-V04-200101 | IL TRM - 4.4.27 - CI-HVC-ERVE-V04-200101 | IL TRM - 4.4.27 - CI-HVC-ERVE-V04-200101 | 15 | 0.27802 | 0 | 0 | 0 | 1.2356 | 0.013423 | 0 | 0 | 50% | 35% | 5% | 10% | NEM | All | FALSE | FALSE | 8125.5155 | 622
Industrial_Stone, Clay, and Glass_Existing_Space Heating_Natural Gas_Thermostat - Programmable_A | WA | Industrial | Stone, Clay, and Glass | Existing | Space Heating | Natural Gas | Thermostat - Programmable | A | Programmable thermostat installed | IM262 | Retrofit | Manual control | Programmable thermostat installed | RetroEven20 | 0 | TBD | sqft | 1 | 2921.898 | 0.2% | IL TRM - 4.4.48 - CI-HVC-THST-V02-210101 | IL TRM - 4.4.48 - CI-HVC-THST-V02-210101 | BEST | 11 | 0.17185 | 0 | 0.0058168 | 0 | 0.98199 | 0.0064938 | 0 | 0 | 50% | 35% | 25% | 40% | NEM | All | FALSE | FALSE | 10702.7316 | 686
Industrial_Stone, Clay, and Glass_Existing_Space Heating_Natural Gas_ENERGY STAR Connected Thermostat_A | WA | Industrial | Stone, Clay, and Glass | Existing | Space Heating | Natural Gas | ENERGY STAR Connected Thermostat | A | Wi-Fi/interactive thermostat installed | IM263 | Retrofit | Manual control | Wi-Fi/interactive thermostat installed | RetroEven20 | 0 | TBD | sqft | 1 | 2921.898 | 0.2% | ComConnectedThermostats_v1_1 | ComConnectedThermostats_v1_1 | ComConnectedThermostats_v1_1 | 5 | 0.38539 | 0 | 0.011319 | 0 | 1.0277 | 0.015698 | 0 | 0 | 50% | 35% | 5% | 20% | NEM | All | FALSE | FALSE | 11281.0906 | 691
Industrial_Stone, Clay, and Glass_Existing_Space Heating_Natural Gas_Destratification Fans (HVLS)_A | WA | Industrial | Stone, Clay, and Glass | Existing | Space Heating | Natural Gas | Destratification Fans (HVLS) | A | Fans installed | IM264 | Retrofit | None/Standard ventilation | Fans installed | RetroEven20 | 0 | TBD | sqft | 1 | 2921.898 | 0.2% | IL TRM - 4.4.34 - CI-HVC-DSFN-V05-210101 | IL TRM - 4.4.34 - CI-HVC-DSFN-V05-210101 | IL TRM - 4.4.34 - CI-HVC-DSFN-V05-210101 | 10 | 0.59821 | 0 | 0.014061 | 0 | 1.0514 | 0.015698 | 0 | 0 | 50% | 35% | 15% | 30% | NEM | All | FALSE | FALSE | 15586.1209 | 692
Industrial_Stone, Clay, and Glass_Existing_Space Heating_Natural Gas_Gas Boiler - Insulate Steam Lines/Condensate Tank_A | WA | Industrial | Stone, Clay, and Glass | Existing | Space Heating | Natural Gas | Gas Boiler - Insulate Steam Lines/Condensate Tank | A | Lines and condenstate tank insulated | IM265 | Retrofit | No insulation | Lines and condenstate tank insulated | RetroEven20 | 0 | TBD | employee | 1 | 1 | 0.2% | PGE Workpaper - SWWH017-01 | PGE Workpaper - SWWH017-01 | PGE Workpaper - SWWH017-01 | 20 | 458.5171 | 0 | 0 | 0 | 0.98199 | 77.3311 | 0 | 0 | 50% | 35% | 30% | 35% | NEM | Boiler | FALSE | FALSE | 2865.4954 | 428
Industrial_Stone, Clay, and Glass_Existing_Process_Natural Gas_Gas Boiler - Insulate Steam Lines/Condensate Tank_A | WA | Industrial | Stone, Clay, and Glass | Existing | Process | Natural Gas | Gas Boiler - Insulate Steam Lines/Condensate Tank | A | Lines and condenstate tank insulated | IM266 | Retrofit | No insulation | Lines and condenstate tank insulated | RetroEven20 | 0 | TBD | sqft | 1 | 1 | 0.2% | PGE Workpaper - SWWH017-01 | PGE Workpaper - SWWH017-01 | PGE Workpaper - SWWH017-01 | 20 | 458.5171 | 0 | 0 | 0 | 0.98199 | 45.5894 | 0 | 0 | 50% | 35% | 30% | 35% | NEM | Process Boiler | FALSE | FALSE | 2865.4954 | 427
Industrial_Stone, Clay, and Glass_Existing_Space Heating_Natural Gas_Gas Boiler - Insulate Hot Water Lines_A | WA | Industrial | Stone, Clay, and Glass | Existing | Space Heating | Natural Gas | Gas Boiler - Insulate Hot Water Lines | A | Insulated water lines | IM267 | Retrofit | No insulation | Insulated water lines | RetroEven20 | 0 | TBD | employee | 1 | 1 | 0.2% | PGE Workpaper - SWWH017-01 | PGE Workpaper - SWWH017-01 | PGE Workpaper - SWWH017-01 | 20 | 325.5427 | 0 | 0 | 0 | 0.98199 | 87.4085 | 0 | 0 | 50% | 35% | 40% | 50% | NEM | Boiler | FALSE | FALSE | 1799.9184 | 353
Industrial_Stone, Clay, and Glass_Existing_Process_Natural Gas_Gas Boiler - Insulate Hot Water Lines_A | WA | Industrial | Stone, Clay, and Glass | Existing | Process | Natural Gas | Gas Boiler - Insulate Hot Water Lines | A | Insulated water lines | IM268 | Retrofit | No insulation | Insulated water lines | RetroEven20 | 0 | TBD | sqft | 1 | 1 | 0.2% | PGE Workpaper - SWWH017-01 | PGE Workpaper - SWWH017-01 | PGE Workpaper - SWWH017-01 | 20 | 325.5427 | 0 | 0 | 0 | 0.98199 | 51.5303 | 0 | 0 | 50% | 35% | 40% | 50% | NEM | Process Boiler | FALSE | FALSE | 1799.9184 | 350
Industrial_Stone, Clay, and Glass_Existing_Process_Natural Gas_Process - Insulate Heated Process Fluids_A | WA | Industrial | Stone, Clay, and Glass | Existing | Process | Natural Gas | Process - Insulate Heated Process Fluids | A | Insulated process fluid lines | IM269 | Retrofit | No insulation | Insulated process fluid lines | Retro12Med | 0 | TBD | employee | 1 | 1 | 0.2% | PGE Workpaper - SWWH017-01 | PGE Workpaper - SWWH017-01 | PGE Workpaper - SWWH017-01 | 20 | 458.5171 | 0 | 0 | 0 | 0.98199 | 1280.913 | 0 | 0 | 50% | 35% | 5% | 10% | NEM | Process Heating | FALSE | FALSE | 137.491 | 144
Industrial_Stone, Clay, and Glass_Existing_Process_Natural Gas_Process Heat Recovery_A | WA | Industrial | Stone, Clay, and Glass | Existing | Process | Natural Gas | Process Heat Recovery | A | HR system installed | IM270 | Retrofit | No HR system | HR system installed | Retro12Med | 0 | TBD | hp air | 1 | 1 | 0.2% | MN TRM v3.1 - Exhaust Energy Recovery | WI TRM - Compressed Air and Vacuum Pump Heat Recovery, 2257, 4494, 3928, 4629 | WI TRM - Compressed Air and Vacuum Pump Heat Recovery, 2257, 4494, 3928, 4629 | 15 | 171.4484 | 0 | 0 | 0 | 1.0386 | 73.39 | 0 | 0 | 50% | 35% | 5% | 50% | NEM | All | FALSE | FALSE | 916.5088 | 235
Industrial_Stone, Clay, and Glass_Existing_Space Heating_Natural Gas_Building Automation System_A | WA | Industrial | Stone, Clay, and Glass | Existing | Space Heating | Natural Gas | Building Automation System | A | Automation system installed and programmed | IM271 | Retrofit | No control system | Automation system installed and programmed | Retro1Slow | 0 | TBD | sqft | 1 | 2921.898 | 0.2% | COM_EMS-All-XCELCO-2017-18-3 | BEHAV_EIS-All-CPUC-2018_PG-10 | COM_EMS-All-XCELCO-2017-18-3 | 15 | 0.10449 | 0 | 0.034116 | 0 | 1.0386 | 0.015698 | 0 | 0 | 50% | 35% | 5% | 65% | NEM | All | FALSE | FALSE | 2611.5327 | 392
Industrial_Stone, Clay, and Glass_Existing_Space Heating_Natural Gas_Steam System Efficiency Improvements_A | WA | Industrial | Stone, Clay, and Glass | Existing | Space Heating | Natural Gas | Steam System Efficiency Improvements | A | Optimized system | IM272 | Retrofit | Average system efficiency | Optimized system | Retro1Slow | 0 | TBD | sqft | 1 | 289.2914 | 0.2% | AEG Research | DOE - Improving Steam System Performance: A Sourcebook for Industry, Second Edition. October 2012. | DOE - Improving Steam System Performance: A Sourcebook for Industry, Second Edition. October 2012. | 5 | 0.11885 | 0 | 0 | 0 | 0.98199 | 0.14024 | 0 | 0 | 50% | 35% | 30% | 60% | NEM | Boiler | FALSE | FALSE | 71115.3835 | 689
Industrial_Stone, Clay, and Glass_Existing_Process_Natural Gas_Steam System Efficiency Improvements_A | WA | Industrial | Stone, Clay, and Glass | Existing | Process | Natural Gas | Steam System Efficiency Improvements | A | Optimized system | IM273 | Retrofit | Average system efficiency | Optimized system | Retro1Slow | 0 | TBD | sqft | 1 | 1 | 0.2% | AEG Research | DOE - Improving Steam System Performance: A Sourcebook for Industry, Second Edition. October 2012. | DOE - Improving Steam System Performance: A Sourcebook for Industry, Second Edition. October 2012. | 5 | 34.3815 | 0 | 0 | 0 | 0.98199 | 0.082679 | 0 | 0 | 50% | 35% | 30% | 60% | NEM | Process Boiler | FALSE | FALSE | 71115.3835 | 690
Industrial_Stone, Clay, and Glass_Existing_Space Heating_Natural Gas_Strategic Energy Management_A | WA | Industrial | Stone, Clay, and Glass | Existing | Space Heating | Natural Gas | Strategic Energy Management | A | Energy management system installed and programmed | IM274 | Retrofit | No energy management system | Energy management system installed and programmed | RetroEven20 | 0 | TBD | employee | 1 | 1 | 0.2% | BEHAV_SEM-All-CPUC-2018_PG-26 | BEHAV_SEM-All-CPUC-2018_PG-26 | AEG Research | 5 | 135.4751 | 3.2261 | 0 | 0 | 1.0386 | 19.723 | 0 | 0 | 50% | 35% | 5% | 50% | NEM | All | FALSE | FALSE | 1500.0967 | 268
Industrial_Stone, Clay, and Glass_Existing_Process_Natural Gas_Strategic Energy Management_A | WA | Industrial | Stone, Clay, and Glass | Existing | Process | Natural Gas | Strategic Energy Management | A | Energy management system installed and programmed | IM275 | Retrofit | No energy management system | Energy management system installed and programmed | RetroEven20 | 0 | TBD | employee | 1 | 1 | 0.2% | BEHAV_SEM-All-CPUC-2018_PG-26 | BEHAV_SEM-All-CPUC-2018_PG-26 | AEG Research | 5 | 135.4751 | 3.2261 | 0 | 0 | 1.0386 | 60.5342 | 0 | 0 | 50% | 35% | 5% | 50% | NEM | All | FALSE | FALSE | 1500.0967 | 270
Industrial_Stone, Clay, and Glass_Existing_Miscellaneous_Natural Gas_Strategic Energy Management_A | WA | Industrial | Stone, Clay, and Glass | Existing | Miscellaneous | Natural Gas | Strategic Energy Management | A | Energy management system installed and programmed | IM276 | Retrofit | No energy management system | Energy management system installed and programmed | RetroEven20 | 0 | TBD | employee | 1 | 1 | 0.2% | BEHAV_SEM-All-CPUC-2018_PG-26 | BEHAV_SEM-All-CPUC-2018_PG-26 | AEG Research | 5 | 135.4751 | 3.2261 | 0 | 0 | 1.0386 | 16.2609 | 0 | 0 | 50% | 35% | 5% | 50% | NEM | All | FALSE | FALSE | 1500.0967 | 269
Industrial_Stone, Clay, and Glass_Existing_Space Heating_Natural Gas_Commissioning_A | WA | Industrial | Stone, Clay, and Glass | Existing | Space Heating | Natural Gas | Commissioning | A | Optimized HVAC design and controls | IM277 | Retrofit | New construction code | Optimized HVAC design and controls | Retro12Med | 0 | TBD | employee | 1 | 1 | 0.2% | DL20_COM_CX-Refrig-2021PLN-V11-3 | 2018 AMIL BUS Retro-Commissioning Initiative | U.S. Department of Energy. Lawrence Berkeley National Labs and Building Commissioning Association. https://www.bcxa.org/wp-content/uploads/2020/09/1-s2.0- S0378778819319553-main.pdf | 10 | 0.2672 | 0 | 0 | 0 | 1.0277 | 17.3385 | 0 | 0 | 50% | 35% | 0% | 0% | NEM | Market | 14 | FALSE | 0.61534 | 63
Industrial_Stone, Clay, and Glass_Existing_Process_Natural Gas_Commissioning_A | WA | Industrial | Stone, Clay, and Glass | Existing | Process | Natural Gas | Commissioning | A | Optimized process design and controls | IM278 | Retrofit | New construction code | Optimized process design and controls | Retro12Med | 0 | TBD | employee | 1 | 1 | 0.2% | DL20_COM_CX-Refrig-2021PLN-V11-3 | 2018 AMIL BUS Retro-Commissioning Initiative | U.S. Department of Energy. Lawrence Berkeley National Labs and Building Commissioning Association. https://www.bcxa.org/wp-content/uploads/2020/09/1-s2.0- S0378778819319553-main.pdf | 10 | 0.2672 | 0 | 0 | 0 | 1.0277 | 337.8652 | 0 | 0 | 50% | 35% | 0% | 0% | NEM | Market | 15 | FALSE | 0.61534 | 62
Industrial_Stone, Clay, and Glass_Existing_Space Heating_Natural Gas_Retrocommissioning_A | WA | Industrial | Stone, Clay, and Glass | Existing | Space Heating | Natural Gas | Retrocommissioning | A | Optimized HVAC flow and controls | IM279 | Retrofit | Vintage/existing building | Optimized HVAC flow and controls | RetroEven20 | 0 | TBD | employee | 1 | 1 | 0.2% | COM_RCX-Heating-7PLN-v5-18 | COM_RCX-All-XCELCO-2017-18-1 | COM_RCX-All-XCELCO-2017-18-1 | 5 | 1.6356 | 0 | 0 | 0 | 1.0277 | 2.4082 | 0 | 0 | 50% | 35% | 15% | 50% | NEM | Market | FALSE | FALSE | 312.0908 | 172
Industrial_Stone, Clay, and Glass_Existing_Process_Natural Gas_Retrocommissioning_A | WA | Industrial | Stone, Clay, and Glass | Existing | Process | Natural Gas | Retrocommissioning | A | Optimized process design and controls | IM280 | Retrofit | Vintage/existing building | Optimized process design and controls | RetroEven20 | 0 | TBD | employee | 1 | 1 | 0.2% | COM_RCX-Heating-7PLN-v5-18 | COM_RCX-All-XCELCO-2017-18-1 | n/a | 5 | 1.6356 | 0 | 0 | 0 | 1.0277 | 0 | 0 | 0 | 50% | 35% | 15% | 50% | NEM | Market | FALSE | FALSE | 312.0908 | 171
Industrial_Stone, Clay, and Glass_New_Space Heating_Natural Gas_Insulation - Roof/Ceiling_A | WA | Industrial | Stone, Clay, and Glass | New | Space Heating | Natural Gas | Insulation - Roof/Ceiling | A | R-38 | IM281 | Retrofit | R-13 | R-38 | Retro3Slow | 2 | TBD | sqft | 1 | 2921.898 | 0.2% | RTF Wkbk - ComWeatherizationSchool_v3_1 | RTF Wkbk - ComWeatherizationSchool_v3_1 | Building Energy Simulation Tool | 45 | 1.1095 | 0 | 0 | 0 | 1.1095 | 0.078976 | 0 | 0 | 50% | 35% | 0% | 0% | NEM | All | FALSE | FALSE | 5213.7298 | 513
Industrial_Stone, Clay, and Glass_New_Space Heating_Natural Gas_Insulation - Wall Cavity_A | WA | Industrial | Stone, Clay, and Glass | New | Space Heating | Natural Gas | Insulation - Wall Cavity | A | R-21 | IM282 | Retrofit | R-11 or less | R-21 | Retro3Slow | 2 | TBD | sqft | 1 | 2921.898 | 0.2% | RTF Wkbk - ComWeatherizationSchool_v3_1 | N/A | Building Energy Simulation Tool | 45 | 0.24059 | 0 | 0 | 0 | 1.268 | 0.017277 | 0 | 0 | 50% | 35% | 0% | 0% | NEM | All | FALSE | FALSE | 5167.8806 | 503
Industrial_Stone, Clay, and Glass_New_Space Heating_Natural Gas_Insulation - Ducting_A | WA | Industrial | Stone, Clay, and Glass | New | Space Heating | Natural Gas | Insulation - Ducting | A | 50% reduction in thermal losses | IM283 | Retrofit | ~2°F thermal losses | 50% reduction in thermal losses | Retro5Med | 0 | TBD | sqft | 1 | 653.3386 | 0.2% | MA TRM - 2019-2021 - COM-HVAC-DI | MEMD - MMD8.25.01.FESH23.v01 | Building Energy Simulation Tool | 20 | 1.5221 | 0 | 0.00175 | 0 | 0.98199 | 0.0012737 | 0 | 0 | 50% | 35% | 0% | 0% | NEM | Furnace | FALSE | FALSE | 459012.7085 | 679
Industrial_Stone, Clay, and Glass_New_Space Heating_Natural Gas_HVAC - Duct Repair and Sealing_A | WA | Industrial | Stone, Clay, and Glass | New | Space Heating | Natural Gas | HVAC - Duct Repair and Sealing | A | 30% reduced duct leaking | IM284 | Retrofit | Poorly sealed/leaky ducts | 30% reduced duct leaking | RetroEven20 | 0 | TBD | sqft | 1 | 653.3386 | 0.2% | MA TRM - 2019-2021 - COM-HVAC-DS | N/A | Building Energy Simulation Tool | 20 | 0 | 0 | 0 | 0 | 1.268 | 0.0036023 | 0 | 0 | 50% | 35% | 0% | 0% | NEM | Furnace | FALSE | FALSE | 0 | 680
Industrial_Stone, Clay, and Glass_New_Space Heating_Natural Gas_Windows - High Efficiency_A | WA | Industrial | Stone, Clay, and Glass | New | Space Heating | Natural Gas | Windows - High Efficiency | A | U-.22 or better | IM285 | Retrofit | U-.5 or worse | U-.22 or better | Retro1Slow | 0 | TBD | sqft | 1 | 2921.898 | 0.2% | RTF Wkbk - ComWeatherizationSchool_v3_1 | N/A | Building Energy Simulation Tool | 45 | 0 | 0 | 0 | 0 | 1.268 | 0.0073878 | 0 | 0 | 50% | 35% | 0% | 0% | NEM | All | FALSE | FALSE | 0 | 677
Industrial_Stone, Clay, and Glass_New_Space Heating_Natural Gas_Gas Boiler - Maintenance_A | WA | Industrial | Stone, Clay, and Glass | New | Space Heating | Natural Gas | Gas Boiler - Maintenance | A | General cleaning and maintenance | IM286 | Retrofit | Degrade performance | General cleaning and maintenance | Retro20Fast | 0 | TBD | sqft | 1 | 1 | 0.2% | IL TRM - 4.3.10 - CI-HWE-DBTU-V01-180101 | IL TRM - 4.3.10 - CI-HWE-DBTU-V01-180101 | IL TRM - 4.3.10 - CI-HWE-DBTU-V01-180101 | 3 | 0.033497 | 0 | 0 | 0 | 0.98199 | 6.7831 | 0 | 0 | 50% | 35% | 5% | 10% | NEM | Boiler | FALSE | FALSE | 3.2122 | 97
Industrial_Stone, Clay, and Glass_New_Process_Natural Gas_Gas Boiler - Maintenance_A | WA | Industrial | Stone, Clay, and Glass | New | Process | Natural Gas | Gas Boiler - Maintenance | A | General cleaning and maintenance | IM287 | Retrofit | Degrade performance | General cleaning and maintenance | Retro20Fast | 0 | TBD | sqft | 1 | 1 | 0.2% | IL TRM - 4.3.10 - CI-HWE-DBTU-V01-180101 | IL TRM - 4.3.10 - CI-HWE-DBTU-V01-180101 | IL TRM - 4.3.10 - CI-HWE-DBTU-V01-180101 | 3 | 0.033497 | 0 | 0 | 0 | 0.98199 | 4.2096 | 0 | 0 | 50% | 35% | 5% | 10% | NEM | Process Boiler | FALSE | FALSE | 3.2122 | 91
Industrial_Stone, Clay, and Glass_New_Space Heating_Natural Gas_Gas Furnace - Maintenance_A | WA | Industrial | Stone, Clay, and Glass | New | Space Heating | Natural Gas | Gas Furnace - Maintenance | A | General cleaning and maintenance | IM288 | Retrofit | Degrade performance | General cleaning and maintenance | Retro20Fast | 0 | TBD | sqft | 1 | 1 | 0.2% | IL TRM - 4.4.31 - CI-HVC-FTUN-V03-200101 | MN TRM 3.1 - Forced-Air Heating Maintenance v2.0 | MN TRM v3.1 - Forced-Air Heating Maintenance | 3 | 0.034009 | 0 | 0 | 0 | 1.1095 | 0.0083129 | 0 | 0 | 50% | 35% | 5% | 10% | NEM | Furnace | FALSE | FALSE | 2156.3008 | 373
Industrial_Stone, Clay, and Glass_New_Space Heating_Natural Gas_Gas Boiler - Hot Water Reset_A | WA | Industrial | Stone, Clay, and Glass | New | Space Heating | Natural Gas | Gas Boiler - Hot Water Reset | A | Reset control installed | IM289 | Retrofit | No control | Reset control installed | Retro5Med | 0 | TBD | sqft | 1 | 1 | 0.2% | IL TRM - 4.4.4 - CI-HVC-BLRC-V04-210101 | IL TRM - 4.4.4 - CI-HVC-BLRC-V04-210101 | IL TRM - 4.4.4 - CI-HVC-BLRC-V04-210101 | 16 | 64.4665 | 0 | 0 | 0 | 1.268 | 24.6657 | 0 | 0 | 50% | 35% | 20% | 45% | NEM | Boiler | FALSE | FALSE | 1556.8427 | 281
Industrial_Stone, Clay, and Glass_New_Process_Natural Gas_Gas Boiler - Hot Water Reset_A | WA | Industrial | Stone, Clay, and Glass | New | Process | Natural Gas | Gas Boiler - Hot Water Reset | A | Reset control installed | IM290 | Retrofit | No control | Reset control installed | Retro5Med | 0 | TBD | sqft | 1 | 1 | 0.2% | IL TRM - 4.4.4 - CI-HVC-BLRC-V04-210101 | IL TRM - 4.4.4 - CI-HVC-BLRC-V04-210101 | XCEL CO 2019-2020 DSM Plan | 16 | 64.4665 | 0 | 0 | 0 | 1.268 | 7.6538 | 0 | 0 | 50% | 35% | 20% | 45% | NEM | Process Boiler | FALSE | FALSE | 1556.8427 | 286
Industrial_Stone, Clay, and Glass_New_Space Heating_Natural Gas_Steam Trap Maintenance_A | WA | Industrial | Stone, Clay, and Glass | New | Space Heating | Natural Gas | Steam Trap Maintenance | A | Cleaning and maintenance | IM291 | Retrofit | Degrade performance | Cleaning and maintenance | RetroEven20 | 0 | TBD | sqft | 1 | 1 | 0.2% | IL TRM - 4.4.16 - CI-HVC-STRE-V07-210101 | IL TRM - 4.4.16 - CI-HVC-STRE-V07-210101 | IL TRM - 4.4.16 - CI-HVC-STRE-V07-210101 | 6 | 7.7688 | 0 | 0 | 0 | 0.98199 | 8.7139 | 0 | 0 | 50% | 35% | 0% | 0% | NEM | Boiler | FALSE | FALSE | 487.0221 | 192
Industrial_Stone, Clay, and Glass_New_Process_Natural Gas_Steam Trap Maintenance_A | WA | Industrial | Stone, Clay, and Glass | New | Process | Natural Gas | Steam Trap Maintenance | A | Cleaning and maintenance | IM292 | Retrofit | Degrade performance | Cleaning and maintenance | RetroEven20 | 0 | TBD | sqft | 1 | 1 | 0.2% | IL TRM - 4.4.16 - CI-HVC-STRE-V07-210101 | IL TRM - 4.4.16 - CI-HVC-STRE-V07-210101 | IL TRM - 4.4.16 - CI-HVC-STRE-V07-210101 | 6 | 7.7688 | 0 | 0 | 0 | 0.98199 | 5.4079 | 0 | 0 | 50% | 35% | 0% | 0% | NEM | Process Boiler | FALSE | FALSE | 487.0221 | 198
Industrial_Stone, Clay, and Glass_New_Space Heating_Natural Gas_Gas Boiler - High Turndown_A | WA | Industrial | Stone, Clay, and Glass | New | Space Heating | Natural Gas | Gas Boiler - High Turndown | A | Turndown control installed | IM293 | Retrofit | No control | Turndown control installed | Retro12Med | 0 | TBD | sqft | 1 | 1 | 0.2% | MN TRM 3.1 - Boiler Modifications, Space Heating Only v4.0 | MN TRM 3.1 - Boiler Modifications, Space Heating Only v4.0 | MN TRM 3.1 - Boiler Modifications, Space Heating Only v4.0 | 15 | 111.1381 | 0 | 0 | 0 | 1.0689 | 9.2496 | 0 | 0 | 50% | 35% | 35% | 50% | NEM | Boiler | FALSE | FALSE | 5817.4353 | 549
Industrial_Stone, Clay, and Glass_New_Process_Natural Gas_Gas Boiler - High Turndown_A | WA | Industrial | Stone, Clay, and Glass | New | Process | Natural Gas | Gas Boiler - High Turndown | A | Turndown control installed | IM294 | Retrofit | No control | Turndown control installed | Retro12Med | 0 | TBD | sqft | 1 | 1 | 0.2% | MN TRM 3.1 - Boiler Modifications, Space Heating Only v4.0 | MN TRM 3.1 - Boiler Modifications, Space Heating Only v4.0 | MN TRM 3.1 - Boiler Modifications, Space Heating Only v4.0 | 15 | 111.1381 | 0 | 0 | 0 | 1.0689 | 5.7404 | 0 | 0 | 50% | 35% | 35% | 50% | NEM | Process Boiler | FALSE | FALSE | 5817.4353 | 530
Industrial_Stone, Clay, and Glass_New_Space Heating_Natural Gas_Gas Boiler - Burner Control Optimization_A | WA | Industrial | Stone, Clay, and Glass | New | Space Heating | Natural Gas | Gas Boiler - Burner Control Optimization | A | Optimized burner controls | IM295 | Retrofit | Average performance | Optimized burner controls | Retro3Slow | 0 | TBD | sqft | 1 | 1 | 0.2% | IL TRM - 4.4.22 - CI-HVC-O2TC-V01-140601 | GBLR_O2TRM-Heating-MEMD-2018-1 | IL TRM - 4.4.22 - CI-HVC-O2TC-V01-140601 | 18 | 37.3389 | 0 | 0 | 0 | 1.0689 | 2.6824 | 0 | 0 | 50% | 35% | 5% | 85% | NEM | Boiler | FALSE | FALSE | 6645.1088 | 567
Industrial_Stone, Clay, and Glass_New_Process_Natural Gas_Gas Boiler - Burner Control Optimization_A | WA | Industrial | Stone, Clay, and Glass | New | Process | Natural Gas | Gas Boiler - Burner Control Optimization | A | Optimized burner controls | IM296 | Retrofit | Average performance | Optimized burner controls | Retro3Slow | 0 | TBD | sqft | 1 | 1 | 0.2% | IL TRM - 4.4.22 - CI-HVC-O2TC-V01-140601 | GBLR_O2TRM-Heating-MEMD-2018-1 | IL TRM - 4.4.22 - CI-HVC-O2TC-V01-140601 | 18 | 37.3389 | 0 | 0 | 0 | 1.0689 | 1.6647 | 0 | 0 | 50% | 35% | 5% | 85% | NEM | Process Boiler | FALSE | FALSE | 6645.1088 | 579
Industrial_Stone, Clay, and Glass_New_Space Heating_Natural Gas_HVAC - Demand Controlled Ventilation_A | WA | Industrial | Stone, Clay, and Glass | New | Space Heating | Natural Gas | HVAC - Demand Controlled Ventilation | A | DCV enabled | IM297 | Retrofit | Constant ventilation | DCV enabled | RetroEven20 | 0 | TBD | sqft | 1 | 653.3386 | 0.2% | VENT_DCV-Heating-7PLN-v5-8 | VENT_DCV-Heating-7PLN-v5-8 | VENT_DCV-Heating-7PLN-v5-8 | 15 | 0.16907 | 0 | 0.021181 | 0 | 1.268 | 0.067787 | 0 | 0 | 50% | 35% | 55% | 75% | NEM | Furnace | FALSE | FALSE | 978.5104 | 240
Industrial_Stone, Clay, and Glass_New_Space Heating_Natural Gas_Gas Boiler - Stack Economizer_A | WA | Industrial | Stone, Clay, and Glass | New | Space Heating | Natural Gas | Gas Boiler - Stack Economizer | A | Economizer installed | IM298 | Retrofit | None | Economizer installed | Retro12Med | 0 | TBD | sqft | 1 | 1 | 0.2% | IL TRM - 4.4.28 - CI-HVC-BECO-V02-210101 | XCEL CO 2019-2020 DSM Plan | IL TRM - 4.4.28 - CI-HVC-BECO-V02-210101 | 15 | 73.0012 | 0 | 0 | 0 | 1.268 | 6.7522 | 0 | 0 | 50% | 35% | 15% | 55% | NEM | Boiler | FALSE | FALSE | 4670.9383 | 460
Industrial_Stone, Clay, and Glass_New_Process_Natural Gas_Gas Boiler - Stack Economizer_A | WA | Industrial | Stone, Clay, and Glass | New | Process | Natural Gas | Gas Boiler - Stack Economizer | A | Economizer installed | IM299 | Retrofit | None | Economizer installed | Retro12Med | 0 | TBD | sqft | 1 | 1 | 0.2% | IL TRM - 4.4.28 - CI-HVC-BECO-V02-210101 | XCEL CO 2019-2020 DSM Plan | IL TRM - 4.4.29 - CI-HVC-PECO-V01-150601 | 15 | 73.0012 | 0 | 0 | 0 | 1.268 | 5.5108 | 0 | 0 | 50% | 35% | 15% | 55% | NEM | Process Boiler | FALSE | FALSE | 4670.9383 | 461
Industrial_Stone, Clay, and Glass_New_Space Heating_Natural Gas_Gas Furnace Tube Inserts_A | WA | Industrial | Stone, Clay, and Glass | New | Space Heating | Natural Gas | Gas Furnace Tube Inserts | A | Tube inserts installed | IM300 | Retrofit | None | Tube inserts installed | Retro3Slow | 0 | TBD | sqft | 1 | 653.3386 | 0.2% | WI TRM - Radiant Tube Inserts, 2507 | WI TRM - Radiant Tube Inserts, 2507 | WI TRM - Radiant Tube Inserts, 2507 | 5 | 0.017226 | 0 | 0 | 0 | 1.0514 | 0.077933 | 0 | 0 | 50% | 35% | 0% | 0% | NEM | Furnace | FALSE | FALSE | 101.5682 | 142
Industrial_Stone, Clay, and Glass_New_Space Heating_Natural Gas_Space Heating - Heat Recovery Ventilator_A | WA | Industrial | Stone, Clay, and Glass | New | Space Heating | Natural Gas | Space Heating - Heat Recovery Ventilator | A | HRV installed | IM301 | Retrofit | None | HRV installed | RetroEven20 | 0 | TBD | sqft | 1 | 2921.898 | 0.2% | IL TRM - 4.4.27 - CI-HVC-ERVE-V04-200101 | IL TRM - 4.4.27 - CI-HVC-ERVE-V04-200101 | IL TRM - 4.4.27 - CI-HVC-ERVE-V04-200101 | 15 | 0.27802 | 0 | 0 | 0 | 1.2356 | 0.012707 | 0 | 0 | 50% | 35% | 5% | 10% | NEM | All | FALSE | FALSE | 8583.3846 | 632
Industrial_Stone, Clay, and Glass_New_Space Heating_Natural Gas_Thermostat - Programmable_A | WA | Industrial | Stone, Clay, and Glass | New | Space Heating | Natural Gas | Thermostat - Programmable | A | Programmable thermostat installed | IM302 | Retrofit | Manual control | Programmable thermostat installed | RetroEven20 | 0 | TBD | sqft | 1 | 2921.898 | 0.2% | IL TRM - 4.4.48 - CI-HVC-THST-V02-210101 | IL TRM - 4.4.48 - CI-HVC-THST-V02-210101 | BEST | 11 | 0.17185 | 0 | 0.0057728 | 0 | 0.98199 | 0.0061474 | 0 | 0 | 50% | 35% | 25% | 40% | NEM | All | FALSE | FALSE | 11305.8256 | 678
Industrial_Stone, Clay, and Glass_New_Space Heating_Natural Gas_ENERGY STAR Connected Thermostat_A | WA | Industrial | Stone, Clay, and Glass | New | Space Heating | Natural Gas | ENERGY STAR Connected Thermostat | A | Wi-Fi/interactive thermostat installed | IM303 | Retrofit | Manual control | Wi-Fi/interactive thermostat installed | RetroEven20 | 0 | TBD | sqft | 1 | 2921.898 | 0.2% | ComConnectedThermostats_v1_1 | ComConnectedThermostats_v1_1 | ComConnectedThermostats_v1_1 | 5 | 0.38539 | 0 | 0.011319 | 0 | 1.0277 | 0.01486 | 0 | 0 | 50% | 35% | 5% | 20% | NEM | All | FALSE | FALSE | 11916.7749 | 683
Industrial_Stone, Clay, and Glass_New_Space Heating_Natural Gas_Destratification Fans (HVLS)_A | WA | Industrial | Stone, Clay, and Glass | New | Space Heating | Natural Gas | Destratification Fans (HVLS) | A | Fans installed | IM304 | Retrofit | None/Standard ventilation | Fans installed | RetroEven20 | 0 | TBD | sqft | 1 | 2921.898 | 0.2% | IL TRM - 4.4.34 - CI-HVC-DSFN-V05-210101 | IL TRM - 4.4.34 - CI-HVC-DSFN-V05-210101 | IL TRM - 4.4.34 - CI-HVC-DSFN-V05-210101 | 10 | 0.59821 | 0 | 0.013955 | 0 | 1.0514 | 0.01486 | 0 | 0 | 50% | 35% | 15% | 30% | NEM | All | FALSE | FALSE | 16464.3917 | 684
Industrial_Stone, Clay, and Glass_New_Space Heating_Natural Gas_Gas Boiler - Insulate Steam Lines/Condensate Tank_A | WA | Industrial | Stone, Clay, and Glass | New | Space Heating | Natural Gas | Gas Boiler - Insulate Steam Lines/Condensate Tank | A | Lines and condenstate tank insulated | IM305 | Retrofit | No insulation | Lines and condenstate tank insulated | RetroEven20 | 0 | TBD | sqft | 1 | 1 | 0.2% | PGE Workpaper - SWWH017-01 | PGE Workpaper - SWWH017-01 | PGE Workpaper - SWWH017-01 | 20 | 444.0757 | 0 | 0 | 0 | 0.98199 | 73.4596 | 0 | 0 | 50% | 35% | 30% | 35% | NEM | Boiler | FALSE | FALSE | 2865.4954 | 426
Industrial_Stone, Clay, and Glass_New_Process_Natural Gas_Gas Boiler - Insulate Steam Lines/Condensate Tank_A | WA | Industrial | Stone, Clay, and Glass | New | Process | Natural Gas | Gas Boiler - Insulate Steam Lines/Condensate Tank | A | Lines and condenstate tank insulated | IM306 | Retrofit | No insulation | Lines and condenstate tank insulated | RetroEven20 | 0 | TBD | sqft | 1 | 1 | 0.2% | PGE Workpaper - SWWH017-01 | PGE Workpaper - SWWH017-01 | PGE Workpaper - SWWH017-01 | 20 | 444.0757 | 0 | 0 | 0 | 0.98199 | 45.5894 | 0 | 0 | 50% | 35% | 30% | 35% | NEM | Process Boiler | FALSE | FALSE | 2865.4954 | 406
Industrial_Stone, Clay, and Glass_New_Space Heating_Natural Gas_Gas Boiler - Insulate Hot Water Lines_A | WA | Industrial | Stone, Clay, and Glass | New | Space Heating | Natural Gas | Gas Boiler - Insulate Hot Water Lines | A | Insulated water lines | IM307 | Retrofit | No insulation | Insulated water lines | RetroEven20 | 0 | TBD | sqft | 1 | 1 | 0.2% | PGE Workpaper - SWWH017-01 | PGE Workpaper - SWWH017-01 | PGE Workpaper - SWWH017-01 | 20 | 315.2894 | 0 | 0 | 0 | 0.98199 | 83.0325 | 0 | 0 | 50% | 35% | 45% | 50% | NEM | Boiler | FALSE | FALSE | 1799.9184 | 324
Industrial_Stone, Clay, and Glass_New_Process_Natural Gas_Gas Boiler - Insulate Hot Water Lines_A | WA | Industrial | Stone, Clay, and Glass | New | Process | Natural Gas | Gas Boiler - Insulate Hot Water Lines | A | Insulated water lines | IM308 | Retrofit | No insulation | Insulated water lines | RetroEven20 | 0 | TBD | sqft | 1 | 1 | 0.2% | PGE Workpaper - SWWH017-01 | PGE Workpaper - SWWH017-01 | PGE Workpaper - SWWH017-01 | 20 | 315.2894 | 0 | 0 | 0 | 0.98199 | 51.5303 | 0 | 0 | 50% | 35% | 45% | 50% | NEM | Process Boiler | FALSE | FALSE | 1799.9184 | 321
Industrial_Stone, Clay, and Glass_New_Process_Natural Gas_Process - Insulate Heated Process Fluids_A | WA | Industrial | Stone, Clay, and Glass | New | Process | Natural Gas | Process - Insulate Heated Process Fluids | A | Insulated process fluid lines | IM309 | Retrofit | No insulation | Insulated process fluid lines | Retro12Med | 0 | TBD | employee | 1 | 1 | 0.2% | PGE Workpaper - SWWH017-01 | PGE Workpaper - SWWH017-01 | PGE Workpaper - SWWH017-01 | 20 | 444.0757 | 0 | 0 | 0 | 0.98199 | 1280.913 | 0 | 0 | 50% | 35% | 5% | 10% | NEM | Process Heating | FALSE | FALSE | 133.1606 | 143
Industrial_Stone, Clay, and Glass_New_Process_Natural Gas_Process Heat Recovery_A | WA | Industrial | Stone, Clay, and Glass | New | Process | Natural Gas | Process Heat Recovery | A | HR system installed | IM310 | Retrofit | No HR system | HR system installed | Retro12Med | 0 | TBD | hp air | 1 | 1 | 0.2% | MN TRM v3.1 - Exhaust Energy Recovery | WI TRM - Process Exhaust Filtration, 3244 | WI TRM - Compressed Air and Vacuum Pump Heat Recovery, 2257, 4494, 3928, 4629 | 15 | 687.243 | 0 | 0 | 0 | 1.0149 | 73.39 | 0 | 0 | 50% | 35% | 5% | 50% | NEM | All | FALSE | FALSE | 3673.7836 | 449
Industrial_Stone, Clay, and Glass_New_Space Heating_Natural Gas_Building Automation System_A | WA | Industrial | Stone, Clay, and Glass | New | Space Heating | Natural Gas | Building Automation System | A | Automation system installed and programmed | IM311 | Retrofit | No control system | Automation system installed and programmed | Retro1Slow | 0 | TBD | sqft | 1 | 2921.898 | 0.2% | COM_EMS-All-XCELCO-2017-18-3 | BEHAV_EIS-All-CPUC-2018_PG-10 | COM_EMS-All-XCELCO-2017-18-3 | 15 | 0.091917 | 0 | 0.03401 | 0 | 1.0386 | 0.01486 | 0 | 0 | 50% | 35% | 5% | 65% | NEM | All | FALSE | FALSE | 2426.6242 | 382
Industrial_Stone, Clay, and Glass_New_Space Heating_Natural Gas_Steam System Efficiency Improvements_A | WA | Industrial | Stone, Clay, and Glass | New | Space Heating | Natural Gas | Steam System Efficiency Improvements | A | Optimized system | IM312 | Retrofit | Average system efficiency | Optimized system | Retro1Slow | 0 | TBD | sqft | 1 | 289.2914 | 0.2% | AEG Research | DOE - Improving Steam System Performance: A Sourcebook for Industry, Second Edition. October 2012. | DOE - Improving Steam System Performance: A Sourcebook for Industry, Second Edition. October 2012. | 5 | 0.1129 | 0 | 0 | 0 | 0.98199 | 0.13322 | 0 | 0 | 50% | 35% | 30% | 60% | NEM | Boiler | FALSE | FALSE | 69751.9749 | 681
Industrial_Stone, Clay, and Glass_New_Process_Natural Gas_Steam System Efficiency Improvements_A | WA | Industrial | Stone, Clay, and Glass | New | Process | Natural Gas | Steam System Efficiency Improvements | A | Optimized system | IM313 | Retrofit | Average system efficiency | Optimized system | Retro1Slow | 0 | TBD | sqft | 1 | 1 | 0.2% | AEG Research | DOE - Improving Steam System Performance: A Sourcebook for Industry, Second Edition. October 2012. | DOE - Improving Steam System Performance: A Sourcebook for Industry, Second Edition. October 2012. | 5 | 32.6602 | 0 | 0 | 0 | 0.98199 | 0.082679 | 0 | 0 | 50% | 35% | 30% | 60% | NEM | Process Boiler | FALSE | FALSE | 69751.9749 | 682
Industrial_Stone, Clay, and Glass_New_Space Heating_Natural Gas_Strategic Energy Management_A | WA | Industrial | Stone, Clay, and Glass | New | Space Heating | Natural Gas | Strategic Energy Management | A | Energy management system installed and programmed | IM314 | Retrofit | No energy management system | Energy management system installed and programmed | RetroEven20 | 0 | TBD | employee | 1 | 1 | 0.2% | BEHAV_SEM-All-CPUC-2018_PG-26 | BEHAV_SEM-All-CPUC-2018_PG-26 | AEG Research | 5 | 135.4751 | 3.2261 | 0 | 0 | 1.0386 | 18.6709 | 0 | 0 | 50% | 35% | 5% | 50% | NEM | All | FALSE | FALSE | 1505.2954 | 271
Industrial_Stone, Clay, and Glass_New_Process_Natural Gas_Strategic Energy Management_A | WA | Industrial | Stone, Clay, and Glass | New | Process | Natural Gas | Strategic Energy Management | A | Energy management system installed and programmed | IM315 | Retrofit | No energy management system | Energy management system installed and programmed | RetroEven20 | 0 | TBD | employee | 1 | 1 | 0.2% | BEHAV_SEM-All-CPUC-2018_PG-26 | BEHAV_SEM-All-CPUC-2018_PG-26 | AEG Research | 5 | 135.4751 | 3.2261 | 0 | 0 | 1.0386 | 60.5342 | 0 | 0 | 50% | 35% | 5% | 50% | NEM | All | FALSE | FALSE | 1505.2954 | 272
Industrial_Stone, Clay, and Glass_New_Miscellaneous_Natural Gas_Strategic Energy Management_A | WA | Industrial | Stone, Clay, and Glass | New | Miscellaneous | Natural Gas | Strategic Energy Management | A | Energy management system installed and programmed | IM316 | Retrofit | No energy management system | Energy management system installed and programmed | RetroEven20 | 0 | TBD | employee | 1 | 1 | 0.2% | BEHAV_SEM-All-CPUC-2018_PG-26 | BEHAV_SEM-All-CPUC-2018_PG-26 | AEG Research | 5 | 135.4751 | 3.2261 | 0 | 0 | 1.0386 | 16.2609 | 0 | 0 | 50% | 35% | 5% | 50% | NEM | All | FALSE | FALSE | 1505.2954 | 273
Industrial_Stone, Clay, and Glass_New_Space Heating_Natural Gas_Commissioning_A | WA | Industrial | Stone, Clay, and Glass | New | Space Heating | Natural Gas | Commissioning | A | Optimized HVAC design and controls | IM317 | Retrofit | New construction code | Optimized HVAC design and controls | Retro12Med | 0 | TBD | employee | 1 | 1 | 0.2% | DL20_COM_CX-Refrig-2021PLN-V11-3 | 2018 AMIL BUS Retro-Commissioning Initiative | U.S. Department of Energy. Lawrence Berkeley National Labs and Building Commissioning Association. https://www.bcxa.org/wp-content/uploads/2020/09/1-s2.0- S0378778819319553-main.pdf | 10 | 0.2672 | 0 | 0 | 0 | 1.0277 | 16.4136 | 0 | 0 | 50% | 35% | 0% | 0% | NEM | Market | 16 | FALSE | 0.61695 | 70
Industrial_Stone, Clay, and Glass_New_Process_Natural Gas_Commissioning_A | WA | Industrial | Stone, Clay, and Glass | New | Process | Natural Gas | Commissioning | A | Optimized process design and controls | IM318 | Retrofit | New construction code | Optimized process design and controls | Retro12Med | 0 | TBD | employee | 1 | 1 | 0.2% | DL20_COM_CX-Refrig-2021PLN-V11-3 | 2018 AMIL BUS Retro-Commissioning Initiative | U.S. Department of Energy. Lawrence Berkeley National Labs and Building Commissioning Association. https://www.bcxa.org/wp-content/uploads/2020/09/1-s2.0- S0378778819319553-main.pdf | 10 | 0.2672 | 0 | 0 | 0 | 1.0277 | 337.8652 | 0 | 0 | 50% | 35% | 0% | 0% | NEM | Market | 17 | FALSE | 0.61695 | 72
Industrial_Stone, Clay, and Glass_New_Space Heating_Natural Gas_Retrocommissioning_A | WA | Industrial | Stone, Clay, and Glass | New | Space Heating | Natural Gas | Retrocommissioning | A | Optimized HVAC flow and controls | IM319 | Retrofit | Vintage/existing building | Optimized HVAC flow and controls | RetroEven20 | 0 | TBD | employee | 1 | 1 | 0.2% | COM_RCX-Heating-7PLN-v5-18 | COM_RCX-Heating-7PLN-v5-18 | n/a | 5 | 0 | 0 | 0 | 0 | 1.0277 | 0 | 0 | 0 | 50% | 35% | 0% | 0% | NEM | Market | FALSE | FALSE | 0 | 726
Industrial_Stone, Clay, and Glass_New_Process_Natural Gas_Retrocommissioning_A | WA | Industrial | Stone, Clay, and Glass | New | Process | Natural Gas | Retrocommissioning | A | Optimized process design and controls | IM320 | Retrofit | Vintage/existing building | Optimized process design and controls | RetroEven20 | 0 | TBD | employee | 1 | 1 | 0.2% | COM_RCX-Heating-7PLN-v5-18 | COM_RCX-Heating-7PLN-v5-18 | n/a | 5 | 0 | 0 | 0 | 0 | 1.0277 | 0 | 0 | 0 | 50% | 35% | 0% | 0% | NEM | Market | FALSE | FALSE | 0 | 770
Industrial_Petroleum_Existing_Space Heating_Natural Gas_Insulation - Roof/Ceiling_A | WA | Industrial | Petroleum | Existing | Space Heating | Natural Gas | Insulation - Roof/Ceiling | A | R-38 | IM321 | Retrofit | R-13 | R-38 | Retro3Slow | 2 | TBD | sqft | 1 | 121724.3653 | 0.2% | RTF Wkbk - ComWeatherizationSchool_v3_1 | RTF Wkbk - ComWeatherizationSchool_v3_1 | Building Energy Simulation Tool | 45 | 1.1051 | 0 | 0.074728 | 0 | 1.1095 | 0.083426 | 0 | 0 | 50% | 35% | 60% | 100% | NEM | All | FALSE | FALSE | 4915.8056 | 494
Industrial_Petroleum_Existing_Space Heating_Natural Gas_Insulation - Wall Cavity_A | WA | Industrial | Petroleum | Existing | Space Heating | Natural Gas | Insulation - Wall Cavity | A | R-21 | IM322 | Retrofit | R-11 or less | R-21 | Retro3Slow | 2 | TBD | sqft | 1 | 121724.3653 | 0.2% | RTF Wkbk - ComWeatherizationSchool_v3_1 | RTF Wkbk - ComWeatherizationSchool_v3_1 | Building Energy Simulation Tool | 45 | 0.33055 | 0 | 0.016348 | 0 | 1.1095 | 0.018251 | 0 | 0 | 50% | 35% | 60% | 100% | NEM | All | FALSE | FALSE | 6721.2844 | 604
Industrial_Petroleum_Existing_Space Heating_Natural Gas_Insulation - Ducting_A | WA | Industrial | Petroleum | Existing | Space Heating | Natural Gas | Insulation - Ducting | A | 50% reduction in thermal losses | IM323 | Retrofit | ~2°F thermal losses | 50% reduction in thermal losses | Retro5Med | 0 | TBD | sqft | 1 | 138003.2959 | 0.2% | MA TRM - 2019-2021 - COM-HVAC-DI | MEMD - MMD8.25.01.FESH23.v01 | Building Energy Simulation Tool | 20 | 1.5221 | 0 | 0.00017326 | 0 | 0.98199 | 0.0014555 | 0 | 0 | 50% | 35% | 40% | 60% | NEM | Furnace | FALSE | FALSE | 401656.6336 | 771
Industrial_Petroleum_Existing_Space Heating_Natural Gas_HVAC - Duct Repair and Sealing_A | WA | Industrial | Petroleum | Existing | Space Heating | Natural Gas | HVAC - Duct Repair and Sealing | A | 30% reduced duct leaking | IM324 | Retrofit | Poorly sealed/leaky ducts | 30% reduced duct leaking | RetroEven20 | 0 | TBD | sqft | 1 | 138003.2959 | 0.2% | MA TRM - 2019-2021 - COM-HVAC-DS | RS Means Cost Calculator 2019 IRP DSM TRM Extract | Building Energy Simulation Tool | 20 | 0.07 | 0 | 0.00098007 | 0 | 1 | 0.0041167 | 0 | 0 | 50% | 35% | 15% | 50% | NEM | Furnace | FALSE | FALSE | 6531.1355 | 563
Industrial_Petroleum_Existing_Space Heating_Natural Gas_Windows - High Efficiency_A | WA | Industrial | Petroleum | Existing | Space Heating | Natural Gas | Windows - High Efficiency | A | U-.22 or better | IM325 | Retrofit | U-.5 or worse | U-.22 or better | Retro1Slow | 0 | TBD | sqft | 1 | 121724.3653 | 0.2% | RTF Wkbk - ComWeatherizationSchool_v3_1 | RTF Wkbk - ComWeatherizationSchool_v3_1 | Building Energy Simulation Tool | 45 | 0.22914 | 0 | 0.0069904 | 0 | 1.1095 | 0.0078041 | 0 | 0 | 50% | 35% | 45% | 100% | NEM | All | FALSE | FALSE | 10896.6109 | 768
Industrial_Petroleum_Existing_Space Heating_Natural Gas_Gas Boiler - Maintenance_A | WA | Industrial | Petroleum | Existing | Space Heating | Natural Gas | Gas Boiler - Maintenance | A | General cleaning and maintenance | IM326 | Retrofit | Degrade performance | General cleaning and maintenance | Retro20Fast | 0 | TBD | employee | 1 | 1 | 0.2% | IL TRM - 4.3.10 - CI-HWE-DBTU-V01-180101 | IL TRM - 4.3.10 - CI-HWE-DBTU-V01-180101 | IL TRM - 4.3.10 - CI-HWE-DBTU-V01-180101 | 3 | 1.9621 | 0 | 0 | 0 | 0.98199 | 107.1278 | 0 | 0 | 50% | 35% | 20% | 30% | NEM | Boiler | FALSE | FALSE | 3.2122 | 89
Industrial_Petroleum_Existing_Process_Natural Gas_Gas Boiler - Maintenance_A | WA | Industrial | Petroleum | Existing | Process | Natural Gas | Gas Boiler - Maintenance | A | General cleaning and maintenance | IM327 | Retrofit | Degrade performance | General cleaning and maintenance | Retro20Fast | 0 | TBD | sqft | 1 | 1 | 0.2% | IL TRM - 4.3.10 - CI-HWE-DBTU-V01-180101 | IL TRM - 4.3.10 - CI-HWE-DBTU-V01-180101 | IL TRM - 4.3.10 - CI-HWE-DBTU-V01-180101 | 3 | 1.9621 | 0 | 0 | 0 | 0.98199 | 536.7637 | 0 | 0 | 50% | 35% | 20% | 30% | NEM | Process Boiler | FALSE | FALSE | 3.2122 | 90
Industrial_Petroleum_Existing_Space Heating_Natural Gas_Gas Furnace - Maintenance_A | WA | Industrial | Petroleum | Existing | Space Heating | Natural Gas | Gas Furnace - Maintenance | A | General cleaning and maintenance | IM328 | Retrofit | Degrade performance | General cleaning and maintenance | Retro20Fast | 0 | TBD | sqft | 1 | 1 | 0.2% | IL TRM - 4.4.31 - CI-HVC-FTUN-V03-200101 | MN TRM 3.1 - Forced-Air Heating Maintenance v2.0 | MN TRM v3.1 - Forced-Air Heating Maintenance | 3 | 8.2094 | 0 | 0 | 0 | 1.1095 | 0.0095 | 0 | 0 | 50% | 35% | 20% | 30% | NEM | Furnace | FALSE | FALSE | 455470.7328 | 769
Industrial_Petroleum_Existing_Space Heating_Natural Gas_Gas Boiler - Hot Water Reset_A | WA | Industrial | Petroleum | Existing | Space Heating | Natural Gas | Gas Boiler - Hot Water Reset | A | Reset control installed | IM329 | Retrofit | No control | Reset control installed | Retro5Med | 0 | TBD | employee | 1 | 1 | 0.2% | IL TRM - 4.4.4 - CI-HVC-BLRC-V04-210101 | IL TRM - 4.4.4 - CI-HVC-BLRC-V04-210101 | IL TRM - 4.4.4 - CI-HVC-BLRC-V04-210101 | 16 | 2723.6914 | 0 | 0 | 0 | 1.268 | 389.5556 | 0 | 0 | 50% | 35% | 20% | 45% | NEM | Boiler | FALSE | FALSE | 1556.8427 | 285
Industrial_Petroleum_Existing_Process_Natural Gas_Gas Boiler - Hot Water Reset_A | WA | Industrial | Petroleum | Existing | Process | Natural Gas | Gas Boiler - Hot Water Reset | A | Reset control installed | IM330 | Retrofit | No control | Reset control installed | Retro5Med | 0 | TBD | sqft | 1 | 1 | 0.2% | IL TRM - 4.4.4 - CI-HVC-BLRC-V04-210101 | IL TRM - 4.4.4 - CI-HVC-BLRC-V04-210101 | XCEL CO 2019-2020 DSM Plan | 16 | 2723.6914 | 0 | 0 | 0 | 1.268 | 975.934 | 0 | 0 | 50% | 35% | 20% | 45% | NEM | Process Boiler | FALSE | FALSE | 1556.8427 | 284
Industrial_Petroleum_Existing_Space Heating_Natural Gas_Steam Trap Maintenance_A | WA | Industrial | Petroleum | Existing | Space Heating | Natural Gas | Steam Trap Maintenance | A | Cleaning and maintenance | IM331 | Retrofit | Degrade performance | Cleaning and maintenance | RetroEven20 | 0 | TBD | employee | 1 | 1 | 0.2% | IL TRM - 4.4.16 - CI-HVC-STRE-V07-210101 | IL TRM - 4.4.16 - CI-HVC-STRE-V07-210101 | IL TRM - 4.4.16 - CI-HVC-STRE-V07-210101 | 6 | 455.0561 | 0 | 0 | 0 | 0.98199 | 137.6218 | 0 | 0 | 50% | 35% | 73% | 85% | NEM | Boiler | FALSE | FALSE | 487.0221 | 197
Industrial_Petroleum_Existing_Process_Natural Gas_Steam Trap Maintenance_A | WA | Industrial | Petroleum | Existing | Process | Natural Gas | Steam Trap Maintenance | A | Cleaning and maintenance | IM332 | Retrofit | Degrade performance | Cleaning and maintenance | RetroEven20 | 0 | TBD | sqft | 1 | 1 | 0.2% | IL TRM - 4.4.16 - CI-HVC-STRE-V07-210101 | IL TRM - 4.4.16 - CI-HVC-STRE-V07-210101 | IL TRM - 4.4.16 - CI-HVC-STRE-V07-210101 | 6 | 455.0561 | 0 | 0 | 0 | 0.98199 | 689.554 | 0 | 0 | 50% | 35% | 73% | 85% | NEM | Process Boiler | FALSE | FALSE | 487.0221 | 194
Industrial_Petroleum_Existing_Space Heating_Natural Gas_Gas Boiler - High Turndown_A | WA | Industrial | Petroleum | Existing | Space Heating | Natural Gas | Gas Boiler - High Turndown | A | Turndown control installed | IM333 | Retrofit | No control | Turndown control installed | Retro12Med | 0 | TBD | employee | 1 | 1 | 0.2% | MN TRM 3.1 - Boiler Modifications, Space Heating Only v4.0 | MN TRM 3.1 - Boiler Modifications, Space Heating Only v4.0 | MN TRM 3.1 - Boiler Modifications, Space Heating Only v4.0 | 15 | 6509.875 | 0 | 0 | 0 | 1.0689 | 146.0833 | 0 | 0 | 50% | 35% | 35% | 50% | NEM | Boiler | FALSE | FALSE | 5817.4353 | 544
Industrial_Petroleum_Existing_Process_Natural Gas_Gas Boiler - High Turndown_A | WA | Industrial | Petroleum | Existing | Process | Natural Gas | Gas Boiler - High Turndown | A | Turndown control installed | IM334 | Retrofit | No control | Turndown control installed | Retro12Med | 0 | TBD | sqft | 1 | 1 | 0.2% | MN TRM 3.1 - Boiler Modifications, Space Heating Only v4.0 | MN TRM 3.1 - Boiler Modifications, Space Heating Only v4.0 | MN TRM 3.1 - Boiler Modifications, Space Heating Only v4.0 | 15 | 6509.875 | 0 | 0 | 0 | 1.0689 | 731.9505 | 0 | 0 | 50% | 35% | 35% | 50% | NEM | Process Boiler | FALSE | FALSE | 5817.4353 | 552
Industrial_Petroleum_Existing_Space Heating_Natural Gas_Gas Boiler - Burner Control Optimization_A | WA | Industrial | Petroleum | Existing | Space Heating | Natural Gas | Gas Boiler - Burner Control Optimization | A | Optimized burner controls | IM335 | Retrofit | Average performance | Optimized burner controls | Retro3Slow | 0 | TBD | employee | 1 | 1 | 0.2% | IL TRM - 4.4.22 - CI-HVC-O2TC-V01-140601 | GBLR_O2TRM-Heating-MEMD-2018-1 | IL TRM - 4.4.22 - CI-HVC-O2TC-V01-140601 | 18 | 2187.1121 | 0 | 0 | 0 | 1.0689 | 42.3642 | 0 | 0 | 50% | 35% | 5% | 85% | NEM | Boiler | FALSE | FALSE | 6645.1088 | 568
Industrial_Petroleum_Existing_Process_Natural Gas_Gas Boiler - Burner Control Optimization_A | WA | Industrial | Petroleum | Existing | Process | Natural Gas | Gas Boiler - Burner Control Optimization | A | Optimized burner controls | IM336 | Retrofit | Average performance | Optimized burner controls | Retro3Slow | 0 | TBD | sqft | 1 | 1 | 0.2% | IL TRM - 4.4.22 - CI-HVC-O2TC-V01-140601 | GBLR_O2TRM-Heating-MEMD-2018-1 | IL TRM - 4.4.22 - CI-HVC-O2TC-V01-140601 | 18 | 2187.1121 | 0 | 0 | 0 | 1.0689 | 212.2656 | 0 | 0 | 50% | 35% | 5% | 85% | NEM | Process Boiler | FALSE | FALSE | 6645.1088 | 566
Industrial_Petroleum_Existing_Space Heating_Natural Gas_HVAC - Demand Controlled Ventilation_A | WA | Industrial | Petroleum | Existing | Space Heating | Natural Gas | HVAC - Demand Controlled Ventilation | A | DCV enabled | IM337 | Retrofit | Constant ventilation | DCV enabled | RetroEven20 | 0 | TBD | sqft | 1 | 138003.2959 | 0.2% | VENT_DCV-Heating-7PLN-v5-8 | VENT_DCV-Heating-7PLN-v5-8 | VENT_DCV-Heating-7PLN-v5-8 | 15 | 0.27474 | 0 | 0.018443 | 0 | 1.268 | 0.077467 | 0 | 0 | 50% | 35% | 55% | 75% | NEM | Furnace | FALSE | FALSE | 1391.3905 | 252
Industrial_Petroleum_Existing_Space Heating_Natural Gas_Gas Boiler - Stack Economizer_A | WA | Industrial | Petroleum | Existing | Space Heating | Natural Gas | Gas Boiler - Stack Economizer | A | Economizer installed | IM338 | Retrofit | None | Economizer installed | Retro12Med | 0 | TBD | employee | 1 | 1 | 0.2% | IL TRM - 4.4.28 - CI-HVC-BECO-V02-210101 | XCEL CO 2019-2020 DSM Plan | IL TRM - 4.4.28 - CI-HVC-BECO-V02-210101 | 15 | 4817.8209 | 0 | 0 | 0 | 1.268 | 106.6408 | 0 | 0 | 50% | 35% | 15% | 55% | NEM | Boiler | FALSE | FALSE | 4670.9383 | 476
Industrial_Petroleum_Existing_Process_Natural Gas_Gas Boiler - Stack Economizer_A | WA | Industrial | Petroleum | Existing | Process | Natural Gas | Gas Boiler - Stack Economizer | A | Economizer installed | IM339 | Retrofit | None | Economizer installed | Retro12Med | 0 | TBD | sqft | 1 | 1 | 0.2% | IL TRM - 4.4.28 - CI-HVC-BECO-V02-210101 | XCEL CO 2019-2020 DSM Plan | IL TRM - 4.4.29 - CI-HVC-PECO-V01-150601 | 15 | 4817.8209 | 0 | 0 | 0 | 1.268 | 702.6725 | 0 | 0 | 50% | 35% | 15% | 55% | NEM | Process Boiler | FALSE | FALSE | 4670.9383 | 481
Industrial_Petroleum_Existing_Space Heating_Natural Gas_Gas Furnace Tube Inserts_A | WA | Industrial | Petroleum | Existing | Space Heating | Natural Gas | Gas Furnace Tube Inserts | A | Tube inserts installed | IM340 | Retrofit | None | Tube inserts installed | Retro3Slow | 0 | TBD | sqft | 1 | 138003.2959 | 0.2% | WI TRM - Radiant Tube Inserts, 2507 | WI TRM - Radiant Tube Inserts, 2507 | WI TRM - Radiant Tube Inserts, 2507 | 5 | 0.017226 | 0 | 0 | 0 | 1.0514 | 0.089062 | 0 | 0 | 50% | 35% | 0% | 0% | NEM | Furnace | FALSE | FALSE | 88.8767 | 128
Industrial_Petroleum_Existing_Space Heating_Natural Gas_Space Heating - Heat Recovery Ventilator_A | WA | Industrial | Petroleum | Existing | Space Heating | Natural Gas | Space Heating - Heat Recovery Ventilator | A | HRV installed | IM341 | Retrofit | None | HRV installed | RetroEven20 | 0 | TBD | sqft | 1 | 121724.3653 | 0.2% | IL TRM - 4.4.27 - CI-HVC-ERVE-V04-200101 | IL TRM - 4.4.27 - CI-HVC-ERVE-V04-200101 | IL TRM - 4.4.27 - CI-HVC-ERVE-V04-200101 | 15 | 0.27802 | 0 | 0 | 0 | 1.2356 | 0.013423 | 0 | 0 | 50% | 35% | 5% | 10% | NEM | All | FALSE | FALSE | 8125.5155 | 618
Industrial_Petroleum_Existing_Space Heating_Natural Gas_Thermostat - Programmable_A | WA | Industrial | Petroleum | Existing | Space Heating | Natural Gas | Thermostat - Programmable | A | Programmable thermostat installed | IM342 | Retrofit | Manual control | Programmable thermostat installed | RetroEven20 | 0 | TBD | sqft | 1 | 121724.3653 | 0.2% | IL TRM - 4.4.48 - CI-HVC-THST-V02-210101 | IL TRM - 4.4.48 - CI-HVC-THST-V02-210101 | BEST | 11 | 0.17185 | 0 | 0.0058168 | 0 | 0.98199 | 0.0064938 | 0 | 0 | 50% | 35% | 25% | 40% | NEM | All | FALSE | FALSE | 10702.7316 | 774
Industrial_Petroleum_Existing_Space Heating_Natural Gas_ENERGY STAR Connected Thermostat_A | WA | Industrial | Petroleum | Existing | Space Heating | Natural Gas | ENERGY STAR Connected Thermostat | A | Wi-Fi/interactive thermostat installed | IM343 | Retrofit | Manual control | Wi-Fi/interactive thermostat installed | RetroEven20 | 0 | TBD | sqft | 1 | 121724.3653 | 0.2% | ComConnectedThermostats_v1_1 | ComConnectedThermostats_v1_1 | ComConnectedThermostats_v1_1 | 5 | 0.38539 | 0 | 0.011319 | 0 | 1.0277 | 0.015698 | 0 | 0 | 50% | 35% | 5% | 20% | NEM | All | FALSE | FALSE | 11281.0906 | 775
Industrial_Petroleum_Existing_Space Heating_Natural Gas_Destratification Fans (HVLS)_A | WA | Industrial | Petroleum | Existing | Space Heating | Natural Gas | Destratification Fans (HVLS) | A | Fans installed | IM344 | Retrofit | None/Standard ventilation | Fans installed | RetroEven20 | 0 | TBD | sqft | 1 | 121724.3653 | 0.2% | IL TRM - 4.4.34 - CI-HVC-DSFN-V05-210101 | IL TRM - 4.4.34 - CI-HVC-DSFN-V05-210101 | IL TRM - 4.4.34 - CI-HVC-DSFN-V05-210101 | 10 | 0.59821 | 0 | 0.014061 | 0 | 1.0514 | 0.015698 | 0 | 0 | 50% | 35% | 15% | 30% | NEM | All | FALSE | FALSE | 15586.1209 | 772
Industrial_Petroleum_Existing_Space Heating_Natural Gas_Gas Boiler - Insulate Steam Lines/Condensate Tank_A | WA | Industrial | Petroleum | Existing | Space Heating | Natural Gas | Gas Boiler - Insulate Steam Lines/Condensate Tank | A | Lines and condenstate tank insulated | IM345 | Retrofit | No insulation | Lines and condenstate tank insulated | RetroEven20 | 0 | TBD | employee | 1 | 1 | 0.2% | PGE Workpaper - SWWH017-01 | PGE Workpaper - SWWH017-01 | PGE Workpaper - SWWH017-01 | 20 | 26011.5771 | 0 | 0 | 0 | 0.98199 | 1160.1785 | 0 | 0 | 50% | 35% | 30% | 35% | NEM | Boiler | FALSE | FALSE | 2865.4954 | 436
Industrial_Petroleum_Existing_Process_Natural Gas_Gas Boiler - Insulate Steam Lines/Condensate Tank_A | WA | Industrial | Petroleum | Existing | Process | Natural Gas | Gas Boiler - Insulate Steam Lines/Condensate Tank | A | Lines and condenstate tank insulated | IM346 | Retrofit | No insulation | Lines and condenstate tank insulated | RetroEven20 | 0 | TBD | sqft | 1 | 1 | 0.2% | PGE Workpaper - SWWH017-01 | PGE Workpaper - SWWH017-01 | PGE Workpaper - SWWH017-01 | 20 | 26011.5771 | 0 | 0 | 0 | 0.98199 | 5813.0737 | 0 | 0 | 50% | 35% | 30% | 35% | NEM | Process Boiler | FALSE | FALSE | 2865.4954 | 434
Industrial_Petroleum_Existing_Space Heating_Natural Gas_Gas Boiler - Insulate Hot Water Lines_A | WA | Industrial | Petroleum | Existing | Space Heating | Natural Gas | Gas Boiler - Insulate Hot Water Lines | A | Insulated water lines | IM347 | Retrofit | No insulation | Insulated water lines | RetroEven20 | 0 | TBD | employee | 1 | 1 | 0.2% | PGE Workpaper - SWWH017-01 | PGE Workpaper - SWWH017-01 | PGE Workpaper - SWWH017-01 | 20 | 18467.9675 | 0 | 0 | 0 | 0.98199 | 1311.3666 | 0 | 0 | 50% | 35% | 40% | 50% | NEM | Boiler | FALSE | FALSE | 1799.9184 | 329
Industrial_Petroleum_Existing_Process_Natural Gas_Gas Boiler - Insulate Hot Water Lines_A | WA | Industrial | Petroleum | Existing | Process | Natural Gas | Gas Boiler - Insulate Hot Water Lines | A | Insulated water lines | IM348 | Retrofit | No insulation | Insulated water lines | RetroEven20 | 0 | TBD | sqft | 1 | 1 | 0.2% | PGE Workpaper - SWWH017-01 | PGE Workpaper - SWWH017-01 | PGE Workpaper - SWWH017-01 | 20 | 18467.9675 | 0 | 0 | 0 | 0.98199 | 6570.6015 | 0 | 0 | 50% | 35% | 40% | 50% | NEM | Process Boiler | FALSE | FALSE | 1799.9184 | 330
Industrial_Petroleum_Existing_Process_Natural Gas_Process - Insulate Heated Process Fluids_A | WA | Industrial | Petroleum | Existing | Process | Natural Gas | Process - Insulate Heated Process Fluids | A | Insulated process fluid lines | IM349 | Retrofit | No insulation | Insulated process fluid lines | Retro12Med | 0 | TBD | employee | 1 | 1 | 0.2% | PGE Workpaper - SWWH017-01 | PGE Workpaper - SWWH017-01 | PGE Workpaper - SWWH017-01 | 20 | 26011.5771 | 0 | 0 | 0 | 0.98199 | 11059.7224 | 0 | 0 | 50% | 35% | 5% | 10% | NEM | Process Heating | FALSE | FALSE | 903.36 | 234
Industrial_Petroleum_Existing_Process_Natural Gas_Process Heat Recovery_A | WA | Industrial | Petroleum | Existing | Process | Natural Gas | Process Heat Recovery | A | HR system installed | IM350 | Retrofit | No HR system | HR system installed | Retro12Med | 0 | TBD | cfm | 1 | 1 | 0.2% | MN TRM v3.1 - Exhaust Energy Recovery | WI TRM - Process Exhaust Filtration, 3244 | MN TRM v3.1 - Exhaust Energy Recovery | 15 | 586.6708 | 0 | 0 | 0 | 1.0149 | 33.7751 | 0 | 0 | 50% | 35% | 5% | 50% | NEM | All | FALSE | FALSE | 6814.5718 | 611
Industrial_Petroleum_Existing_Space Heating_Natural Gas_Building Automation System_A | WA | Industrial | Petroleum | Existing | Space Heating | Natural Gas | Building Automation System | A | Automation system installed and programmed | IM351 | Retrofit | No control system | Automation system installed and programmed | Retro1Slow | 0 | TBD | sqft | 1 | 121724.3653 | 0.2% | COM_EMS-All-XCELCO-2017-18-3 | BEHAV_EIS-All-CPUC-2018_PG-10 | COM_EMS-All-XCELCO-2017-18-3 | 15 | 0.10449 | 0 | 0.034116 | 0 | 1.0386 | 0.015698 | 0 | 0 | 50% | 35% | 5% | 65% | NEM | All | FALSE | FALSE | 2611.5327 | 393
Industrial_Petroleum_Existing_Space Heating_Natural Gas_Steam System Efficiency Improvements_A | WA | Industrial | Petroleum | Existing | Space Heating | Natural Gas | Steam System Efficiency Improvements | A | Optimized system | IM352 | Retrofit | Average system efficiency | Optimized system | Retro1Slow | 0 | TBD | sqft | 1 | 4340.1644 | 0.2% | AEG Research | DOE - Improving Steam System Performance: A Sourcebook for Industry, Second Edition. October 2012. | DOE - Improving Steam System Performance: A Sourcebook for Industry, Second Edition. October 2012. | 5 | 0.11885 | 0 | 0 | 0 | 0.98199 | 0.14024 | 0 | 0 | 50% | 35% | 30% | 60% | NEM | Boiler | FALSE | FALSE | 281251.6736 | 773
Industrial_Petroleum_Existing_Process_Natural Gas_Steam System Efficiency Improvements_A | WA | Industrial | Petroleum | Existing | Process | Natural Gas | Steam System Efficiency Improvements | A | Optimized system | IM353 | Retrofit | Average system efficiency | Optimized system | Retro1Slow | 0 | TBD | sqft | 1 | 1 | 0.2% | AEG Research | DOE - Improving Steam System Performance: A Sourcebook for Industry, Second Edition. October 2012. | DOE - Improving Steam System Performance: A Sourcebook for Industry, Second Edition. October 2012. | 5 | 515.8169 | 0 | 0 | 0 | 0.98199 | 0.70269 | 0 | 0 | 50% | 35% | 30% | 60% | NEM | Process Boiler | FALSE | FALSE | 281251.6736 | 762
Industrial_Petroleum_Existing_Space Heating_Natural Gas_Strategic Energy Management_A | WA | Industrial | Petroleum | Existing | Space Heating | Natural Gas | Strategic Energy Management | A | Energy management system installed and programmed | IM354 | Retrofit | No energy management system | Energy management system installed and programmed | RetroEven20 | 0 | TBD | employee | 1 | 1 | 0.2% | BEHAV_SEM-All-CPUC-2018_PG-26 | BEHAV_SEM-All-CPUC-2018_PG-26 | AEG Research | 5 | 2458.3952 | 58.5414 | 0 | 0 | 1.0386 | 821.6482 | 0 | 0 | 50% | 35% | 5% | 50% | NEM | All | FALSE | FALSE | 1979.0477 | 365
Industrial_Petroleum_Existing_Process_Natural Gas_Strategic Energy Management_A | WA | Industrial | Petroleum | Existing | Process | Natural Gas | Strategic Energy Management | A | Energy management system installed and programmed | IM355 | Retrofit | No energy management system | Energy management system installed and programmed | RetroEven20 | 0 | TBD | employee | 1 | 1 | 0.2% | BEHAV_SEM-All-CPUC-2018_PG-26 | BEHAV_SEM-All-CPUC-2018_PG-26 | AEG Research | 5 | 2458.3952 | 58.5414 | 0 | 0 | 1.0386 | 769.0432 | 0 | 0 | 50% | 35% | 5% | 50% | NEM | All | FALSE | FALSE | 1979.0477 | 366
Industrial_Petroleum_Existing_Miscellaneous_Natural Gas_Strategic Energy Management_A | WA | Industrial | Petroleum | Existing | Miscellaneous | Natural Gas | Strategic Energy Management | A | Energy management system installed and programmed | IM356 | Retrofit | No energy management system | Energy management system installed and programmed | RetroEven20 | 0 | TBD | employee | 1 | 1 | 0.2% | BEHAV_SEM-All-CPUC-2018_PG-26 | BEHAV_SEM-All-CPUC-2018_PG-26 | AEG Research | 5 | 2458.3952 | 58.5414 | 0 | 0 | 1.0386 | 160.7723 | 0 | 0 | 50% | 35% | 5% | 50% | NEM | All | FALSE | FALSE | 1979.0477 | 364
Industrial_Petroleum_Existing_Space Heating_Natural Gas_Commissioning_A | WA | Industrial | Petroleum | Existing | Space Heating | Natural Gas | Commissioning | A | Optimized HVAC design and controls | IM357 | Retrofit | New construction code | Optimized HVAC design and controls | Retro12Med | 0 | TBD | employee | 1 | 1 | 0.2% | DL20_COM_CX-Refrig-2021PLN-V11-3 | 2018 AMIL BUS Retro-Commissioning Initiative | U.S. Department of Energy. Lawrence Berkeley National Labs and Building Commissioning Association. https://www.bcxa.org/wp-content/uploads/2020/09/1-s2.0- S0378778819319553-main.pdf | 10 | 0.2672 | 0 | 0 | 0 | 1.0277 | 17.7087 | 0 | 0 | 50% | 35% | 0% | 0% | NEM | Market | 18 | FALSE | 0.050712 | 59
Industrial_Petroleum_Existing_Process_Natural Gas_Commissioning_A | WA | Industrial | Petroleum | Existing | Process | Natural Gas | Commissioning | A | Optimized process design and controls | IM358 | Retrofit | New construction code | Optimized process design and controls | Retro12Med | 0 | TBD | employee | 1 | 1 | 0.2% | DL20_COM_CX-Refrig-2021PLN-V11-3 | 2018 AMIL BUS Retro-Commissioning Initiative | U.S. Department of Energy. Lawrence Berkeley National Labs and Building Commissioning Association. https://www.bcxa.org/wp-content/uploads/2020/09/1-s2.0- S0378778819319553-main.pdf | 10 | 0.2672 | 0 | 0 | 0 | 1.0277 | 4292.3343 | 0 | 0 | 50% | 35% | 0% | 0% | NEM | Market | 19 | FALSE | 0.050712 | 60
Industrial_Petroleum_Existing_Space Heating_Natural Gas_Retrocommissioning_A | WA | Industrial | Petroleum | Existing | Space Heating | Natural Gas | Retrocommissioning | A | Optimized HVAC flow and controls | IM359 | Retrofit | Vintage/existing building | Optimized HVAC flow and controls | RetroEven20 | 0 | TBD | employee | 1 | 1 | 0.2% | COM_RCX-Heating-7PLN-v5-18 | COM_RCX-All-XCELCO-2017-18-1 | COM_RCX-All-XCELCO-2017-18-1 | 5 | 1.6705 | 0 | 0 | 0 | 1.0277 | 2.4596 | 0 | 0 | 50% | 35% | 15% | 50% | NEM | Market | FALSE | FALSE | 312.0908 | 166
Industrial_Petroleum_Existing_Process_Natural Gas_Retrocommissioning_A | WA | Industrial | Petroleum | Existing | Process | Natural Gas | Retrocommissioning | A | Optimized process design and controls | IM360 | Retrofit | Vintage/existing building | Optimized process design and controls | RetroEven20 | 0 | TBD | employee | 1 | 1 | 0.2% | COM_RCX-Heating-7PLN-v5-18 | COM_RCX-All-XCELCO-2017-18-1 | n/a | 5 | 1.6705 | 0 | 0 | 0 | 1.0277 | 0 | 0 | 0 | 50% | 35% | 15% | 50% | NEM | Market | FALSE | FALSE | 312.0908 | 165
Industrial_Petroleum_New_Space Heating_Natural Gas_Insulation - Roof/Ceiling_A | WA | Industrial | Petroleum | New | Space Heating | Natural Gas | Insulation - Roof/Ceiling | A | R-38 | IM361 | Retrofit | R-13 | R-38 | Retro3Slow | 2 | TBD | sqft | 1 | 121724.3653 | 0.2% | RTF Wkbk - ComWeatherizationSchool_v3_1 | RTF Wkbk - ComWeatherizationSchool_v3_1 | Building Energy Simulation Tool | 45 | 1.1095 | 0 | 0 | 0 | 1.1095 | 0.0743 | 0 | 0 | 50% | 35% | 0% | 0% | NEM | All | FALSE | FALSE | 5541.8699 | 517
Industrial_Petroleum_New_Space Heating_Natural Gas_Insulation - Wall Cavity_A | WA | Industrial | Petroleum | New | Space Heating | Natural Gas | Insulation - Wall Cavity | A | R-21 | IM362 | Retrofit | R-11 or less | R-21 | Retro3Slow | 2 | TBD | sqft | 1 | 121724.3653 | 0.2% | RTF Wkbk - ComWeatherizationSchool_v3_1 | N/A | Building Energy Simulation Tool | 45 | 0.24059 | 0 | 0 | 0 | 1.268 | 0.016254 | 0 | 0 | 50% | 35% | 0% | 0% | NEM | All | FALSE | FALSE | 5493.1351 | 516
Industrial_Petroleum_New_Space Heating_Natural Gas_Insulation - Ducting_A | WA | Industrial | Petroleum | New | Space Heating | Natural Gas | Insulation - Ducting | A | 50% reduction in thermal losses | IM363 | Retrofit | ~2°F thermal losses | 50% reduction in thermal losses | Retro5Med | 0 | TBD | sqft | 1 | 138003.2959 | 0.2% | MA TRM - 2019-2021 - COM-HVAC-DI | MEMD - MMD8.25.01.FESH23.v01 | Building Energy Simulation Tool | 20 | 1.5221 | 0 | 0.00175 | 0 | 0.98199 | 0.0012737 | 0 | 0 | 50% | 35% | 0% | 0% | NEM | Furnace | FALSE | FALSE | 459012.7085 | 763
Industrial_Petroleum_New_Space Heating_Natural Gas_HVAC - Duct Repair and Sealing_A | WA | Industrial | Petroleum | New | Space Heating | Natural Gas | HVAC - Duct Repair and Sealing | A | 30% reduced duct leaking | IM364 | Retrofit | Poorly sealed/leaky ducts | 30% reduced duct leaking | RetroEven20 | 0 | TBD | sqft | 1 | 138003.2959 | 0.2% | MA TRM - 2019-2021 - COM-HVAC-DS | N/A | Building Energy Simulation Tool | 20 | 0 | 0 | 0 | 0 | 1.268 | 0.0036023 | 0 | 0 | 50% | 35% | 0% | 0% | NEM | Furnace | FALSE | FALSE | 0 | 760
Industrial_Petroleum_New_Space Heating_Natural Gas_Windows - High Efficiency_A | WA | Industrial | Petroleum | New | Space Heating | Natural Gas | Windows - High Efficiency | A | U-.22 or better | IM365 | Retrofit | U-.5 or worse | U-.22 or better | Retro1Slow | 0 | TBD | sqft | 1 | 121724.3653 | 0.2% | RTF Wkbk - ComWeatherizationSchool_v3_1 | N/A | Building Energy Simulation Tool | 45 | 0 | 0 | 0 | 0 | 1.268 | 0.0069504 | 0 | 0 | 50% | 35% | 0% | 0% | NEM | All | FALSE | FALSE | 0 | 761
Industrial_Petroleum_New_Space Heating_Natural Gas_Gas Boiler - Maintenance_A | WA | Industrial | Petroleum | New | Space Heating | Natural Gas | Gas Boiler - Maintenance | A | General cleaning and maintenance | IM366 | Retrofit | Degrade performance | General cleaning and maintenance | Retro20Fast | 0 | TBD | sqft | 1 | 1 | 0.2% | IL TRM - 4.3.10 - CI-HWE-DBTU-V01-180101 | IL TRM - 4.3.10 - CI-HWE-DBTU-V01-180101 | IL TRM - 4.3.10 - CI-HWE-DBTU-V01-180101 | 3 | 1.9457 | 0 | 0 | 0 | 0.98199 | 101.7645 | 0 | 0 | 50% | 35% | 5% | 10% | NEM | Boiler | FALSE | FALSE | 3.2122 | 88
Industrial_Petroleum_New_Process_Natural Gas_Gas Boiler - Maintenance_A | WA | Industrial | Petroleum | New | Process | Natural Gas | Gas Boiler - Maintenance | A | General cleaning and maintenance | IM367 | Retrofit | Degrade performance | General cleaning and maintenance | Retro20Fast | 0 | TBD | sqft | 1 | 1 | 0.2% | IL TRM - 4.3.10 - CI-HWE-DBTU-V01-180101 | IL TRM - 4.3.10 - CI-HWE-DBTU-V01-180101 | IL TRM - 4.3.10 - CI-HWE-DBTU-V01-180101 | 3 | 1.9457 | 0 | 0 | 0 | 0.98199 | 536.7637 | 0 | 0 | 50% | 35% | 5% | 10% | NEM | Process Boiler | FALSE | FALSE | 3.2122 | 87
Industrial_Petroleum_New_Space Heating_Natural Gas_Gas Furnace - Maintenance_A | WA | Industrial | Petroleum | New | Space Heating | Natural Gas | Gas Furnace - Maintenance | A | General cleaning and maintenance | IM368 | Retrofit | Degrade performance | General cleaning and maintenance | Retro20Fast | 0 | TBD | sqft | 1 | 1 | 0.2% | IL TRM - 4.4.31 - CI-HVC-FTUN-V03-200101 | MN TRM 3.1 - Forced-Air Heating Maintenance v2.0 | MN TRM v3.1 - Forced-Air Heating Maintenance | 3 | 7.1836 | 0 | 0 | 0 | 1.1095 | 0.0083129 | 0 | 0 | 50% | 35% | 5% | 10% | NEM | Furnace | FALSE | FALSE | 455470.7328 | 766
Industrial_Petroleum_New_Space Heating_Natural Gas_Gas Boiler - Hot Water Reset_A | WA | Industrial | Petroleum | New | Space Heating | Natural Gas | Gas Boiler - Hot Water Reset | A | Reset control installed | IM369 | Retrofit | No control | Reset control installed | Retro5Med | 0 | TBD | sqft | 1 | 1 | 0.2% | IL TRM - 4.4.4 - CI-HVC-BLRC-V04-210101 | IL TRM - 4.4.4 - CI-HVC-BLRC-V04-210101 | IL TRM - 4.4.4 - CI-HVC-BLRC-V04-210101 | 16 | 2684.7902 | 0 | 0 | 0 | 1.268 | 370.0529 | 0 | 0 | 50% | 35% | 20% | 45% | NEM | Boiler | FALSE | FALSE | 1556.8427 | 280
Industrial_Petroleum_New_Process_Natural Gas_Gas Boiler - Hot Water Reset_A | WA | Industrial | Petroleum | New | Process | Natural Gas | Gas Boiler - Hot Water Reset | A | Reset control installed | IM370 | Retrofit | No control | Reset control installed | Retro5Med | 0 | TBD | sqft | 1 | 1 | 0.2% | IL TRM - 4.4.4 - CI-HVC-BLRC-V04-210101 | IL TRM - 4.4.4 - CI-HVC-BLRC-V04-210101 | XCEL CO 2019-2020 DSM Plan | 16 | 2684.7902 | 0 | 0 | 0 | 1.268 | 975.934 | 0 | 0 | 50% | 35% | 20% | 45% | NEM | Process Boiler | FALSE | FALSE | 1556.8427 | 276
Industrial_Petroleum_New_Space Heating_Natural Gas_Steam Trap Maintenance_A | WA | Industrial | Petroleum | New | Space Heating | Natural Gas | Steam Trap Maintenance | A | Cleaning and maintenance | IM371 | Retrofit | Degrade performance | Cleaning and maintenance | RetroEven20 | 0 | TBD | sqft | 1 | 1 | 0.2% | IL TRM - 4.4.16 - CI-HVC-STRE-V07-210101 | IL TRM - 4.4.16 - CI-HVC-STRE-V07-210101 | IL TRM - 4.4.16 - CI-HVC-STRE-V07-210101 | 6 | 451.2658 | 0 | 0 | 0 | 0.98199 | 130.7319 | 0 | 0 | 50% | 35% | 0% | 0% | NEM | Boiler | FALSE | FALSE | 487.0221 | 222
Industrial_Petroleum_New_Process_Natural Gas_Steam Trap Maintenance_A | WA | Industrial | Petroleum | New | Process | Natural Gas | Steam Trap Maintenance | A | Cleaning and maintenance | IM372 | Retrofit | Degrade performance | Cleaning and maintenance | RetroEven20 | 0 | TBD | sqft | 1 | 1 | 0.2% | IL TRM - 4.4.16 - CI-HVC-STRE-V07-210101 | IL TRM - 4.4.16 - CI-HVC-STRE-V07-210101 | IL TRM - 4.4.16 - CI-HVC-STRE-V07-210101 | 6 | 451.2658 | 0 | 0 | 0 | 0.98199 | 689.554 | 0 | 0 | 50% | 35% | 0% | 0% | NEM | Process Boiler | FALSE | FALSE | 487.0221 | 220
Industrial_Petroleum_New_Space Heating_Natural Gas_Gas Boiler - High Turndown_A | WA | Industrial | Petroleum | New | Space Heating | Natural Gas | Gas Boiler - High Turndown | A | Turndown control installed | IM373 | Retrofit | No control | Turndown control installed | Retro12Med | 0 | TBD | sqft | 1 | 1 | 0.2% | MN TRM 3.1 - Boiler Modifications, Space Heating Only v4.0 | MN TRM 3.1 - Boiler Modifications, Space Heating Only v4.0 | MN TRM 3.1 - Boiler Modifications, Space Heating Only v4.0 | 15 | 6455.6516 | 0 | 0 | 0 | 1.0689 | 138.7698 | 0 | 0 | 50% | 35% | 35% | 50% | NEM | Boiler | FALSE | FALSE | 5817.4353 | 524
Industrial_Petroleum_New_Process_Natural Gas_Gas Boiler - High Turndown_A | WA | Industrial | Petroleum | New | Process | Natural Gas | Gas Boiler - High Turndown | A | Turndown control installed | IM374 | Retrofit | No control | Turndown control installed | Retro12Med | 0 | TBD | sqft | 1 | 1 | 0.2% | MN TRM 3.1 - Boiler Modifications, Space Heating Only v4.0 | MN TRM 3.1 - Boiler Modifications, Space Heating Only v4.0 | MN TRM 3.1 - Boiler Modifications, Space Heating Only v4.0 | 15 | 6455.6516 | 0 | 0 | 0 | 1.0689 | 731.9505 | 0 | 0 | 50% | 35% | 35% | 50% | NEM | Process Boiler | FALSE | FALSE | 5817.4353 | 535
Industrial_Petroleum_New_Space Heating_Natural Gas_Gas Boiler - Burner Control Optimization_A | WA | Industrial | Petroleum | New | Space Heating | Natural Gas | Gas Boiler - Burner Control Optimization | A | Optimized burner controls | IM375 | Retrofit | Average performance | Optimized burner controls | Retro3Slow | 0 | TBD | sqft | 1 | 1 | 0.2% | IL TRM - 4.4.22 - CI-HVC-O2TC-V01-140601 | GBLR_O2TRM-Heating-MEMD-2018-1 | IL TRM - 4.4.22 - CI-HVC-O2TC-V01-140601 | 18 | 2168.8948 | 0 | 0 | 0 | 1.0689 | 40.2433 | 0 | 0 | 50% | 35% | 5% | 85% | NEM | Boiler | FALSE | FALSE | 6645.1088 | 586
Industrial_Petroleum_New_Process_Natural Gas_Gas Boiler - Burner Control Optimization_A | WA | Industrial | Petroleum | New | Process | Natural Gas | Gas Boiler - Burner Control Optimization | A | Optimized burner controls | IM376 | Retrofit | Average performance | Optimized burner controls | Retro3Slow | 0 | TBD | sqft | 1 | 1 | 0.2% | IL TRM - 4.4.22 - CI-HVC-O2TC-V01-140601 | GBLR_O2TRM-Heating-MEMD-2018-1 | IL TRM - 4.4.22 - CI-HVC-O2TC-V01-140601 | 18 | 2168.8948 | 0 | 0 | 0 | 1.0689 | 212.2656 | 0 | 0 | 50% | 35% | 5% | 85% | NEM | Process Boiler | FALSE | FALSE | 6645.1088 | 580
Industrial_Petroleum_New_Space Heating_Natural Gas_HVAC - Demand Controlled Ventilation_A | WA | Industrial | Petroleum | New | Space Heating | Natural Gas | HVAC - Demand Controlled Ventilation | A | DCV enabled | IM377 | Retrofit | Constant ventilation | DCV enabled | RetroEven20 | 0 | TBD | sqft | 1 | 138003.2959 | 0.2% | VENT_DCV-Heating-7PLN-v5-8 | VENT_DCV-Heating-7PLN-v5-8 | VENT_DCV-Heating-7PLN-v5-8 | 15 | 0.16907 | 0 | 0.021181 | 0 | 1.268 | 0.067787 | 0 | 0 | 50% | 35% | 55% | 75% | NEM | Furnace | FALSE | FALSE | 978.5104 | 237
Industrial_Petroleum_New_Space Heating_Natural Gas_Gas Boiler - Stack Economizer_A | WA | Industrial | Petroleum | New | Space Heating | Natural Gas | Gas Boiler - Stack Economizer | A | Economizer installed | IM378 | Retrofit | None | Economizer installed | Retro12Med | 0 | TBD | sqft | 1 | 1 | 0.2% | IL TRM - 4.4.28 - CI-HVC-BECO-V02-210101 | XCEL CO 2019-2020 DSM Plan | IL TRM - 4.4.28 - CI-HVC-BECO-V02-210101 | 15 | 4786.0389 | 0 | 0 | 0 | 1.268 | 101.302 | 0 | 0 | 50% | 35% | 15% | 55% | NEM | Boiler | FALSE | FALSE | 4670.9383 | 490
Industrial_Petroleum_New_Process_Natural Gas_Gas Boiler - Stack Economizer_A | WA | Industrial | Petroleum | New | Process | Natural Gas | Gas Boiler - Stack Economizer | A | Economizer installed | IM379 | Retrofit | None | Economizer installed | Retro12Med | 0 | TBD | sqft | 1 | 1 | 0.2% | IL TRM - 4.4.28 - CI-HVC-BECO-V02-210101 | XCEL CO 2019-2020 DSM Plan | IL TRM - 4.4.29 - CI-HVC-PECO-V01-150601 | 15 | 4786.0389 | 0 | 0 | 0 | 1.268 | 702.6725 | 0 | 0 | 50% | 35% | 15% | 55% | NEM | Process Boiler | FALSE | FALSE | 4670.9383 | 487
Industrial_Petroleum_New_Space Heating_Natural Gas_Gas Furnace Tube Inserts_A | WA | Industrial | Petroleum | New | Space Heating | Natural Gas | Gas Furnace Tube Inserts | A | Tube inserts installed | IM380 | Retrofit | None | Tube inserts installed | Retro3Slow | 0 | TBD | sqft | 1 | 138003.2959 | 0.2% | WI TRM - Radiant Tube Inserts, 2507 | WI TRM - Radiant Tube Inserts, 2507 | WI TRM - Radiant Tube Inserts, 2507 | 5 | 0.017226 | 0 | 0 | 0 | 1.0514 | 0.077933 | 0 | 0 | 50% | 35% | 0% | 0% | NEM | Furnace | FALSE | FALSE | 101.5682 | 141
Industrial_Petroleum_New_Space Heating_Natural Gas_Space Heating - Heat Recovery Ventilator_A | WA | Industrial | Petroleum | New | Space Heating | Natural Gas | Space Heating - Heat Recovery Ventilator | A | HRV installed | IM381 | Retrofit | None | HRV installed | RetroEven20 | 0 | TBD | sqft | 1 | 121724.3653 | 0.2% | IL TRM - 4.4.27 - CI-HVC-ERVE-V04-200101 | IL TRM - 4.4.27 - CI-HVC-ERVE-V04-200101 | IL TRM - 4.4.27 - CI-HVC-ERVE-V04-200101 | 15 | 0.27802 | 0 | 0 | 0 | 1.2356 | 0.011955 | 0 | 0 | 50% | 35% | 5% | 10% | NEM | All | FALSE | FALSE | 9123.603 | 633
Industrial_Petroleum_New_Space Heating_Natural Gas_Thermostat - Programmable_A | WA | Industrial | Petroleum | New | Space Heating | Natural Gas | Thermostat - Programmable | A | Programmable thermostat installed | IM382 | Retrofit | Manual control | Programmable thermostat installed | RetroEven20 | 0 | TBD | sqft | 1 | 121724.3653 | 0.2% | IL TRM - 4.4.48 - CI-HVC-THST-V02-210101 | IL TRM - 4.4.48 - CI-HVC-THST-V02-210101 | BEST | 11 | 0.17185 | 0 | 0.0057728 | 0 | 0.98199 | 0.0057834 | 0 | 0 | 50% | 35% | 25% | 40% | NEM | All | FALSE | FALSE | 12017.3882 | 767
Industrial_Petroleum_New_Space Heating_Natural Gas_ENERGY STAR Connected Thermostat_A | WA | Industrial | Petroleum | New | Space Heating | Natural Gas | ENERGY STAR Connected Thermostat | A | Wi-Fi/interactive thermostat installed | IM383 | Retrofit | Manual control | Wi-Fi/interactive thermostat installed | RetroEven20 | 0 | TBD | sqft | 1 | 121724.3653 | 0.2% | ComConnectedThermostats_v1_1 | ComConnectedThermostats_v1_1 | ComConnectedThermostats_v1_1 | 5 | 0.38539 | 0 | 0.011319 | 0 | 1.0277 | 0.013981 | 0 | 0 | 50% | 35% | 5% | 20% | NEM | All | FALSE | FALSE | 12666.7892 | 764
Industrial_Petroleum_New_Space Heating_Natural Gas_Destratification Fans (HVLS)_A | WA | Industrial | Petroleum | New | Space Heating | Natural Gas | Destratification Fans (HVLS) | A | Fans installed | IM384 | Retrofit | None/Standard ventilation | Fans installed | RetroEven20 | 0 | TBD | sqft | 1 | 121724.3653 | 0.2% | IL TRM - 4.4.34 - CI-HVC-DSFN-V05-210101 | IL TRM - 4.4.34 - CI-HVC-DSFN-V05-210101 | IL TRM - 4.4.34 - CI-HVC-DSFN-V05-210101 | 10 | 0.59821 | 0 | 0.013955 | 0 | 1.0514 | 0.013981 | 0 | 0 | 50% | 35% | 15% | 30% | NEM | All | FALSE | FALSE | 17500.6225 | 765
Industrial_Petroleum_New_Space Heating_Natural Gas_Gas Boiler - Insulate Steam Lines/Condensate Tank_A | WA | Industrial | Petroleum | New | Space Heating | Natural Gas | Gas Boiler - Insulate Steam Lines/Condensate Tank | A | Lines and condenstate tank insulated | IM385 | Retrofit | No insulation | Lines and condenstate tank insulated | RetroEven20 | 0 | TBD | sqft | 1 | 1 | 0.2% | PGE Workpaper - SWWH017-01 | PGE Workpaper - SWWH017-01 | PGE Workpaper - SWWH017-01 | 20 | 25794.9162 | 0 | 0 | 0 | 0.98199 | 1102.0954 | 0 | 0 | 50% | 35% | 30% | 35% | NEM | Boiler | FALSE | FALSE | 2865.4954 | 407
Industrial_Petroleum_New_Process_Natural Gas_Gas Boiler - Insulate Steam Lines/Condensate Tank_A | WA | Industrial | Petroleum | New | Process | Natural Gas | Gas Boiler - Insulate Steam Lines/Condensate Tank | A | Lines and condenstate tank insulated | IM386 | Retrofit | No insulation | Lines and condenstate tank insulated | RetroEven20 | 0 | TBD | sqft | 1 | 1 | 0.2% | PGE Workpaper - SWWH017-01 | PGE Workpaper - SWWH017-01 | PGE Workpaper - SWWH017-01 | 20 | 25794.9162 | 0 | 0 | 0 | 0.98199 | 5813.0737 | 0 | 0 | 50% | 35% | 30% | 35% | NEM | Process Boiler | FALSE | FALSE | 2865.4954 | 411
Industrial_Petroleum_New_Space Heating_Natural Gas_Gas Boiler - Insulate Hot Water Lines_A | WA | Industrial | Petroleum | New | Space Heating | Natural Gas | Gas Boiler - Insulate Hot Water Lines | A | Insulated water lines | IM387 | Retrofit | No insulation | Insulated water lines | RetroEven20 | 0 | TBD | sqft | 1 | 1 | 0.2% | PGE Workpaper - SWWH017-01 | PGE Workpaper - SWWH017-01 | PGE Workpaper - SWWH017-01 | 20 | 18314.1403 | 0 | 0 | 0 | 0.98199 | 1245.7145 | 0 | 0 | 50% | 35% | 45% | 50% | NEM | Boiler | FALSE | FALSE | 1799.9184 | 326
Industrial_Petroleum_New_Process_Natural Gas_Gas Boiler - Insulate Hot Water Lines_A | WA | Industrial | Petroleum | New | Process | Natural Gas | Gas Boiler - Insulate Hot Water Lines | A | Insulated water lines | IM388 | Retrofit | No insulation | Insulated water lines | RetroEven20 | 0 | TBD | sqft | 1 | 1 | 0.2% | PGE Workpaper - SWWH017-01 | PGE Workpaper - SWWH017-01 | PGE Workpaper - SWWH017-01 | 20 | 18314.1403 | 0 | 0 | 0 | 0.98199 | 6570.6015 | 0 | 0 | 50% | 35% | 45% | 50% | NEM | Process Boiler | FALSE | FALSE | 1799.9184 | 331
Industrial_Petroleum_New_Process_Natural Gas_Process - Insulate Heated Process Fluids_A | WA | Industrial | Petroleum | New | Process | Natural Gas | Process - Insulate Heated Process Fluids | A | Insulated process fluid lines | IM389 | Retrofit | No insulation | Insulated process fluid lines | Retro12Med | 0 | TBD | employee | 1 | 1 | 0.2% | PGE Workpaper - SWWH017-01 | PGE Workpaper - SWWH017-01 | PGE Workpaper - SWWH017-01 | 20 | 25794.9162 | 0 | 0 | 0 | 0.98199 | 11059.7224 | 0 | 0 | 50% | 35% | 5% | 10% | NEM | Process Heating | FALSE | FALSE | 895.8356 | 233
Industrial_Petroleum_New_Process_Natural Gas_Process Heat Recovery_A | WA | Industrial | Petroleum | New | Process | Natural Gas | Process Heat Recovery | A | HR system installed | IM390 | Retrofit | No HR system | HR system installed | Retro12Med | 0 | TBD | cfm | 1 | 1 | 0.2% | MN TRM v3.1 - Exhaust Energy Recovery | WI TRM - Process Exhaust Filtration, 3244 | MN TRM v3.1 - Exhaust Energy Recovery | 15 | 586.6708 | 0 | 0 | 0 | 1.0149 | 33.7751 | 0 | 0 | 50% | 35% | 5% | 50% | NEM | All | FALSE | FALSE | 6814.5718 | 610
Industrial_Petroleum_New_Space Heating_Natural Gas_Building Automation System_A | WA | Industrial | Petroleum | New | Space Heating | Natural Gas | Building Automation System | A | Automation system installed and programmed | IM391 | Retrofit | No control system | Automation system installed and programmed | Retro1Slow | 0 | TBD | sqft | 1 | 121724.3653 | 0.2% | COM_EMS-All-XCELCO-2017-18-3 | BEHAV_EIS-All-CPUC-2018_PG-10 | COM_EMS-All-XCELCO-2017-18-3 | 15 | 0.091917 | 0 | 0.03401 | 0 | 1.0386 | 0.013981 | 0 | 0 | 50% | 35% | 5% | 65% | NEM | All | FALSE | FALSE | 2579.3503 | 389
Industrial_Petroleum_New_Space Heating_Natural Gas_Steam System Efficiency Improvements_A | WA | Industrial | Petroleum | New | Space Heating | Natural Gas | Steam System Efficiency Improvements | A | Optimized system | IM392 | Retrofit | Average system efficiency | Optimized system | Retro1Slow | 0 | TBD | sqft | 1 | 4340.1644 | 0.2% | AEG Research | DOE - Improving Steam System Performance: A Sourcebook for Industry, Second Edition. October 2012. | DOE - Improving Steam System Performance: A Sourcebook for Industry, Second Edition. October 2012. | 5 | 0.1129 | 0 | 0 | 0 | 0.98199 | 0.13322 | 0 | 0 | 50% | 35% | 30% | 60% | NEM | Boiler | FALSE | FALSE | 269415.193 | 776
Industrial_Petroleum_New_Process_Natural Gas_Steam System Efficiency Improvements_A | WA | Industrial | Petroleum | New | Process | Natural Gas | Steam System Efficiency Improvements | A | Optimized system | IM393 | Retrofit | Average system efficiency | Optimized system | Retro1Slow | 0 | TBD | sqft | 1 | 1 | 0.2% | AEG Research | DOE - Improving Steam System Performance: A Sourcebook for Industry, Second Edition. October 2012. | DOE - Improving Steam System Performance: A Sourcebook for Industry, Second Edition. October 2012. | 5 | 489.9931 | 0 | 0 | 0 | 0.98199 | 0.70269 | 0 | 0 | 50% | 35% | 30% | 60% | NEM | Process Boiler | FALSE | FALSE | 269415.193 | 787
Industrial_Petroleum_New_Space Heating_Natural Gas_Strategic Energy Management_A | WA | Industrial | Petroleum | New | Space Heating | Natural Gas | Strategic Energy Management | A | Energy management system installed and programmed | IM394 | Retrofit | No energy management system | Energy management system installed and programmed | RetroEven20 | 0 | TBD | employee | 1 | 1 | 0.2% | BEHAV_SEM-All-CPUC-2018_PG-26 | BEHAV_SEM-All-CPUC-2018_PG-26 | AEG Research | 5 | 2458.3952 | 58.5414 | 0 | 0 | 1.0386 | 731.763 | 0 | 0 | 50% | 35% | 5% | 50% | NEM | All | FALSE | FALSE | 2006.6444 | 369
Industrial_Petroleum_New_Process_Natural Gas_Strategic Energy Management_A | WA | Industrial | Petroleum | New | Process | Natural Gas | Strategic Energy Management | A | Energy management system installed and programmed | IM395 | Retrofit | No energy management system | Energy management system installed and programmed | RetroEven20 | 0 | TBD | employee | 1 | 1 | 0.2% | BEHAV_SEM-All-CPUC-2018_PG-26 | BEHAV_SEM-All-CPUC-2018_PG-26 | AEG Research | 5 | 2458.3952 | 58.5414 | 0 | 0 | 1.0386 | 769.0432 | 0 | 0 | 50% | 35% | 5% | 50% | NEM | All | FALSE | FALSE | 2006.6444 | 368
Industrial_Petroleum_New_Miscellaneous_Natural Gas_Strategic Energy Management_A | WA | Industrial | Petroleum | New | Miscellaneous | Natural Gas | Strategic Energy Management | A | Energy management system installed and programmed | IM396 | Retrofit | No energy management system | Energy management system installed and programmed | RetroEven20 | 0 | TBD | employee | 1 | 1 | 0.2% | BEHAV_SEM-All-CPUC-2018_PG-26 | BEHAV_SEM-All-CPUC-2018_PG-26 | AEG Research | 5 | 2458.3952 | 58.5414 | 0 | 0 | 1.0386 | 160.7723 | 0 | 0 | 50% | 35% | 5% | 50% | NEM | All | FALSE | FALSE | 2006.6444 | 367
Industrial_Petroleum_New_Space Heating_Natural Gas_Commissioning_A | WA | Industrial | Petroleum | New | Space Heating | Natural Gas | Commissioning | A | Optimized HVAC design and controls | IM397 | Retrofit | New construction code | Optimized HVAC design and controls | Retro12Med | 0 | TBD | employee | 1 | 1 | 0.2% | DL20_COM_CX-Refrig-2021PLN-V11-3 | 2018 AMIL BUS Retro-Commissioning Initiative | U.S. Department of Energy. Lawrence Berkeley National Labs and Building Commissioning Association. https://www.bcxa.org/wp-content/uploads/2020/09/1-s2.0- S0378778819319553-main.pdf | 10 | 0.2672 | 0 | 0 | 0 | 1.0277 | 15.7714 | 0 | 0 | 50% | 35% | 0% | 0% | NEM | Market | 20 | FALSE | 0.050735 | 55
Industrial_Petroleum_New_Process_Natural Gas_Commissioning_A | WA | Industrial | Petroleum | New | Process | Natural Gas | Commissioning | A | Optimized process design and controls | IM398 | Retrofit | New construction code | Optimized process design and controls | Retro12Med | 0 | TBD | employee | 1 | 1 | 0.2% | DL20_COM_CX-Refrig-2021PLN-V11-3 | 2018 AMIL BUS Retro-Commissioning Initiative | U.S. Department of Energy. Lawrence Berkeley National Labs and Building Commissioning Association. https://www.bcxa.org/wp-content/uploads/2020/09/1-s2.0- S0378778819319553-main.pdf | 10 | 0.2672 | 0 | 0 | 0 | 1.0277 | 4292.3343 | 0 | 0 | 50% | 35% | 0% | 0% | NEM | Market | 21 | FALSE | 0.050735 | 54
Industrial_Petroleum_New_Space Heating_Natural Gas_Retrocommissioning_A | WA | Industrial | Petroleum | New | Space Heating | Natural Gas | Retrocommissioning | A | Optimized HVAC flow and controls | IM399 | Retrofit | Vintage/existing building | Optimized HVAC flow and controls | RetroEven20 | 0 | TBD | employee | 1 | 1 | 0.2% | COM_RCX-Heating-7PLN-v5-18 | COM_RCX-Heating-7PLN-v5-18 | n/a | 5 | 0 | 0 | 0 | 0 | 1.0277 | 0 | 0 | 0 | 50% | 35% | 0% | 0% | NEM | Market | FALSE | FALSE | 0 | 788
Industrial_Petroleum_New_Process_Natural Gas_Retrocommissioning_A | WA | Industrial | Petroleum | New | Process | Natural Gas | Retrocommissioning | A | Optimized process design and controls | IM400 | Retrofit | Vintage/existing building | Optimized process design and controls | RetroEven20 | 0 | TBD | employee | 1 | 1 | 0.2% | COM_RCX-Heating-7PLN-v5-18 | COM_RCX-Heating-7PLN-v5-18 | n/a | 5 | 0 | 0 | 0 | 0 | 1.0277 | 0 | 0 | 0 | 50% | 35% | 0% | 0% | NEM | Market | FALSE | FALSE | 0 | 785
Industrial_Paper and Printing_Existing_Space Heating_Natural Gas_Insulation - Roof/Ceiling_A | WA | Industrial | Paper and Printing | Existing | Space Heating | Natural Gas | Insulation - Roof/Ceiling | A | R-38 | IM401 | Retrofit | R-13 | R-38 | Retro3Slow | 2 | TBD | sqft | 1 | 8442.3897 | 0.2% | RTF Wkbk - ComWeatherizationSchool_v3_1 | RTF Wkbk - ComWeatherizationSchool_v3_1 | Building Energy Simulation Tool | 45 | 1.1051 | 0 | 0.074728 | 0 | 1.1095 | 0.083426 | 0 | 0 | 50% | 35% | 60% | 100% | NEM | All | FALSE | FALSE | 4915.8056 | 491
Industrial_Paper and Printing_Existing_Space Heating_Natural Gas_Insulation - Wall Cavity_A | WA | Industrial | Paper and Printing | Existing | Space Heating | Natural Gas | Insulation - Wall Cavity | A | R-21 | IM402 | Retrofit | R-11 or less | R-21 | Retro3Slow | 2 | TBD | sqft | 1 | 8442.3897 | 0.2% | RTF Wkbk - ComWeatherizationSchool_v3_1 | RTF Wkbk - ComWeatherizationSchool_v3_1 | Building Energy Simulation Tool | 45 | 0.33055 | 0 | 0.016348 | 0 | 1.1095 | 0.018251 | 0 | 0 | 50% | 35% | 60% | 100% | NEM | All | FALSE | FALSE | 6721.2844 | 608
Industrial_Paper and Printing_Existing_Space Heating_Natural Gas_Insulation - Ducting_A | WA | Industrial | Paper and Printing | Existing | Space Heating | Natural Gas | Insulation - Ducting | A | 50% reduction in thermal losses | IM403 | Retrofit | ~2°F thermal losses | 50% reduction in thermal losses | Retro5Med | 0 | TBD | sqft | 1 | 1956.9179 | 0.2% | MA TRM - 2019-2021 - COM-HVAC-DI | MEMD - MMD8.25.01.FESH23.v01 | Building Energy Simulation Tool | 20 | 1.5221 | 0 | 0.00017326 | 0 | 0.98199 | 0.0014555 | 0 | 0 | 50% | 35% | 40% | 60% | NEM | Furnace | FALSE | FALSE | 401656.6336 | 786
Industrial_Paper and Printing_Existing_Space Heating_Natural Gas_HVAC - Duct Repair and Sealing_A | WA | Industrial | Paper and Printing | Existing | Space Heating | Natural Gas | HVAC - Duct Repair and Sealing | A | 30% reduced duct leaking | IM404 | Retrofit | Poorly sealed/leaky ducts | 30% reduced duct leaking | RetroEven20 | 0 | TBD | sqft | 1 | 1956.9179 | 0.2% | MA TRM - 2019-2021 - COM-HVAC-DS | RS Means Cost Calculator 2019 IRP DSM TRM Extract | Building Energy Simulation Tool | 20 | 0.07 | 0 | 0.00098007 | 0 | 1 | 0.0041167 | 0 | 0 | 50% | 35% | 15% | 50% | NEM | Furnace | FALSE | FALSE | 6531.1355 | 560
Industrial_Paper and Printing_Existing_Space Heating_Natural Gas_Windows - High Efficiency_A | WA | Industrial | Paper and Printing | Existing | Space Heating | Natural Gas | Windows - High Efficiency | A | U-.22 or better | IM405 | Retrofit | U-.5 or worse | U-.22 or better | Retro1Slow | 0 | TBD | sqft | 1 | 8442.3897 | 0.2% | RTF Wkbk - ComWeatherizationSchool_v3_1 | RTF Wkbk - ComWeatherizationSchool_v3_1 | Building Energy Simulation Tool | 45 | 0.22914 | 0 | 0.0069904 | 0 | 1.1095 | 0.0078041 | 0 | 0 | 50% | 35% | 45% | 100% | NEM | All | FALSE | FALSE | 10896.6109 | 791
Industrial_Paper and Printing_Existing_Space Heating_Natural Gas_Gas Boiler - Maintenance_A | WA | Industrial | Paper and Printing | Existing | Space Heating | Natural Gas | Gas Boiler - Maintenance | A | General cleaning and maintenance | IM406 | Retrofit | Degrade performance | General cleaning and maintenance | Retro20Fast | 0 | TBD | employee | 1 | 1 | 0.2% | IL TRM - 4.3.10 - CI-HWE-DBTU-V01-180101 | IL TRM - 4.3.10 - CI-HWE-DBTU-V01-180101 | IL TRM - 4.3.10 - CI-HWE-DBTU-V01-180101 | 3 | 0.47978 | 0 | 0 | 0 | 0.98199 | 101.6493 | 0 | 0 | 50% | 35% | 20% | 30% | NEM | Boiler | FALSE | FALSE | 3.2122 | 86
Industrial_Paper and Printing_Existing_Process_Natural Gas_Gas Boiler - Maintenance_A | WA | Industrial | Paper and Printing | Existing | Process | Natural Gas | Gas Boiler - Maintenance | A | General cleaning and maintenance | IM407 | Retrofit | Degrade performance | General cleaning and maintenance | Retro20Fast | 0 | TBD | sqft | 1 | 1 | 0.2% | IL TRM - 4.3.10 - CI-HWE-DBTU-V01-180101 | IL TRM - 4.3.10 - CI-HWE-DBTU-V01-180101 | IL TRM - 4.3.10 - CI-HWE-DBTU-V01-180101 | 3 | 0.47978 | 0 | 0 | 0 | 0.98199 | 55.8015 | 0 | 0 | 50% | 35% | 20% | 30% | NEM | Process Boiler | FALSE | FALSE | 3.2122 | 85
Industrial_Paper and Printing_Existing_Space Heating_Natural Gas_Gas Furnace - Maintenance_A | WA | Industrial | Paper and Printing | Existing | Space Heating | Natural Gas | Gas Furnace - Maintenance | A | General cleaning and maintenance | IM408 | Retrofit | Degrade performance | General cleaning and maintenance | Retro20Fast | 0 | TBD | sqft | 1 | 1 | 0.2% | IL TRM - 4.4.31 - CI-HVC-FTUN-V03-200101 | MN TRM 3.1 - Forced-Air Heating Maintenance v2.0 | MN TRM v3.1 - Forced-Air Heating Maintenance | 3 | 0.11641 | 0 | 0 | 0 | 1.1095 | 0.0095 | 0 | 0 | 50% | 35% | 20% | 30% | NEM | Furnace | FALSE | FALSE | 6458.6778 | 554
Industrial_Paper and Printing_Existing_Space Heating_Natural Gas_Gas Boiler - Hot Water Reset_A | WA | Industrial | Paper and Printing | Existing | Space Heating | Natural Gas | Gas Boiler - Hot Water Reset | A | Reset control installed | IM409 | Retrofit | No control | Reset control installed | Retro5Med | 0 | TBD | employee | 1 | 1 | 0.2% | IL TRM - 4.4.4 - CI-HVC-BLRC-V04-210101 | IL TRM - 4.4.4 - CI-HVC-BLRC-V04-210101 | IL TRM - 4.4.4 - CI-HVC-BLRC-V04-210101 | 16 | 939.6677 | 0 | 0 | 0 | 1.268 | 369.6336 | 0 | 0 | 50% | 35% | 20% | 45% | NEM | Boiler | FALSE | FALSE | 1556.8427 | 279
Industrial_Paper and Printing_Existing_Process_Natural Gas_Gas Boiler - Hot Water Reset_A | WA | Industrial | Paper and Printing | Existing | Process | Natural Gas | Gas Boiler - Hot Water Reset | A | Reset control installed | IM410 | Retrofit | No control | Reset control installed | Retro5Med | 0 | TBD | sqft | 1 | 1 | 0.2% | IL TRM - 4.4.4 - CI-HVC-BLRC-V04-210101 | IL TRM - 4.4.4 - CI-HVC-BLRC-V04-210101 | XCEL CO 2019-2020 DSM Plan | 16 | 939.6677 | 0 | 0 | 0 | 1.268 | 101.4573 | 0 | 0 | 50% | 35% | 20% | 45% | NEM | Process Boiler | FALSE | FALSE | 1556.8427 | 274
Industrial_Paper and Printing_Existing_Space Heating_Natural Gas_Steam Trap Maintenance_A | WA | Industrial | Paper and Printing | Existing | Space Heating | Natural Gas | Steam Trap Maintenance | A | Cleaning and maintenance | IM411 | Retrofit | Degrade performance | Cleaning and maintenance | RetroEven20 | 0 | TBD | employee | 1 | 1 | 0.2% | IL TRM - 4.4.16 - CI-HVC-STRE-V07-210101 | IL TRM - 4.4.16 - CI-HVC-STRE-V07-210101 | IL TRM - 4.4.16 - CI-HVC-STRE-V07-210101 | 6 | 111.2749 | 0 | 0 | 0 | 0.98199 | 130.5838 | 0 | 0 | 50% | 35% | 73% | 85% | NEM | Boiler | FALSE | FALSE | 487.0221 | 217
Industrial_Paper and Printing_Existing_Process_Natural Gas_Steam Trap Maintenance_A | WA | Industrial | Paper and Printing | Existing | Process | Natural Gas | Steam Trap Maintenance | A | Cleaning and maintenance | IM412 | Retrofit | Degrade performance | Cleaning and maintenance | RetroEven20 | 0 | TBD | sqft | 1 | 1 | 0.2% | IL TRM - 4.4.16 - CI-HVC-STRE-V07-210101 | IL TRM - 4.4.16 - CI-HVC-STRE-V07-210101 | IL TRM - 4.4.16 - CI-HVC-STRE-V07-210101 | 6 | 111.2749 | 0 | 0 | 0 | 0.98199 | 71.6855 | 0 | 0 | 50% | 35% | 73% | 85% | NEM | Process Boiler | FALSE | FALSE | 487.0221 | 207
Industrial_Paper and Printing_Existing_Space Heating_Natural Gas_Gas Boiler - High Turndown_A | WA | Industrial | Paper and Printing | Existing | Space Heating | Natural Gas | Gas Boiler - High Turndown | A | Turndown control installed | IM413 | Retrofit | No control | Turndown control installed | Retro12Med | 0 | TBD | employee | 1 | 1 | 0.2% | MN TRM 3.1 - Boiler Modifications, Space Heating Only v4.0 | MN TRM 3.1 - Boiler Modifications, Space Heating Only v4.0 | MN TRM 3.1 - Boiler Modifications, Space Heating Only v4.0 | 15 | 1591.8596 | 0 | 0 | 0 | 1.0689 | 138.6126 | 0 | 0 | 50% | 35% | 35% | 50% | NEM | Boiler | FALSE | FALSE | 5817.4353 | 538
Industrial_Paper and Printing_Existing_Process_Natural Gas_Gas Boiler - High Turndown_A | WA | Industrial | Paper and Printing | Existing | Process | Natural Gas | Gas Boiler - High Turndown | A | Turndown control installed | IM414 | Retrofit | No control | Turndown control installed | Retro12Med | 0 | TBD | sqft | 1 | 1 | 0.2% | MN TRM 3.1 - Boiler Modifications, Space Heating Only v4.0 | MN TRM 3.1 - Boiler Modifications, Space Heating Only v4.0 | MN TRM 3.1 - Boiler Modifications, Space Heating Only v4.0 | 15 | 1591.8596 | 0 | 0 | 0 | 1.0689 | 76.093 | 0 | 0 | 50% | 35% | 35% | 50% | NEM | Process Boiler | FALSE | FALSE | 5817.4353 | 537
Industrial_Paper and Printing_Existing_Space Heating_Natural Gas_Gas Boiler - Burner Control Optimization_A | WA | Industrial | Paper and Printing | Existing | Space Heating | Natural Gas | Gas Boiler - Burner Control Optimization | A | Optimized burner controls | IM415 | Retrofit | Average performance | Optimized burner controls | Retro3Slow | 0 | TBD | employee | 1 | 1 | 0.2% | IL TRM - 4.4.22 - CI-HVC-O2TC-V01-140601 | GBLR_O2TRM-Heating-MEMD-2018-1 | IL TRM - 4.4.22 - CI-HVC-O2TC-V01-140601 | 18 | 534.8145 | 0 | 0 | 0 | 1.0689 | 40.1977 | 0 | 0 | 50% | 35% | 5% | 85% | NEM | Boiler | FALSE | FALSE | 6645.1088 | 584
Industrial_Paper and Printing_Existing_Process_Natural Gas_Gas Boiler - Burner Control Optimization_A | WA | Industrial | Paper and Printing | Existing | Process | Natural Gas | Gas Boiler - Burner Control Optimization | A | Optimized burner controls | IM416 | Retrofit | Average performance | Optimized burner controls | Retro3Slow | 0 | TBD | sqft | 1 | 1 | 0.2% | IL TRM - 4.4.22 - CI-HVC-O2TC-V01-140601 | GBLR_O2TRM-Heating-MEMD-2018-1 | IL TRM - 4.4.22 - CI-HVC-O2TC-V01-140601 | 18 | 534.8145 | 0 | 0 | 0 | 1.0689 | 22.067 | 0 | 0 | 50% | 35% | 5% | 85% | NEM | Process Boiler | FALSE | FALSE | 6645.1088 | 575
Industrial_Paper and Printing_Existing_Space Heating_Natural Gas_HVAC - Demand Controlled Ventilation_A | WA | Industrial | Paper and Printing | Existing | Space Heating | Natural Gas | HVAC - Demand Controlled Ventilation | A | DCV enabled | IM417 | Retrofit | Constant ventilation | DCV enabled | RetroEven20 | 0 | TBD | sqft | 1 | 1956.9179 | 0.2% | VENT_DCV-Heating-7PLN-v5-8 | VENT_DCV-Heating-7PLN-v5-8 | VENT_DCV-Heating-7PLN-v5-8 | 15 | 0.27474 | 0 | 0.018443 | 0 | 1.268 | 0.077467 | 0 | 0 | 50% | 35% | 55% | 75% | NEM | Furnace | FALSE | FALSE | 1391.3905 | 249
Industrial_Paper and Printing_Existing_Space Heating_Natural Gas_Gas Boiler - Stack Economizer_A | WA | Industrial | Paper and Printing | Existing | Space Heating | Natural Gas | Gas Boiler - Stack Economizer | A | Economizer installed | IM418 | Retrofit | None | Economizer installed | Retro12Med | 0 | TBD | employee | 1 | 1 | 0.2% | IL TRM - 4.4.28 - CI-HVC-BECO-V02-210101 | XCEL CO 2019-2020 DSM Plan | IL TRM - 4.4.28 - CI-HVC-BECO-V02-210101 | 15 | 1037.2251 | 0 | 0 | 0 | 1.268 | 101.1872 | 0 | 0 | 50% | 35% | 15% | 55% | NEM | Boiler | FALSE | FALSE | 4670.9383 | 480
Industrial_Paper and Printing_Existing_Process_Natural Gas_Gas Boiler - Stack Economizer_A | WA | Industrial | Paper and Printing | Existing | Process | Natural Gas | Gas Boiler - Stack Economizer | A | Economizer installed | IM419 | Retrofit | None | Economizer installed | Retro12Med | 0 | TBD | sqft | 1 | 1 | 0.2% | IL TRM - 4.4.28 - CI-HVC-BECO-V02-210101 | XCEL CO 2019-2020 DSM Plan | IL TRM - 4.4.29 - CI-HVC-PECO-V01-150601 | 15 | 1037.2251 | 0 | 0 | 0 | 1.268 | 73.0493 | 0 | 0 | 50% | 35% | 15% | 55% | NEM | Process Boiler | FALSE | FALSE | 4670.9383 | 485
Industrial_Paper and Printing_Existing_Space Heating_Natural Gas_Gas Furnace Tube Inserts_A | WA | Industrial | Paper and Printing | Existing | Space Heating | Natural Gas | Gas Furnace Tube Inserts | A | Tube inserts installed | IM420 | Retrofit | None | Tube inserts installed | Retro3Slow | 0 | TBD | sqft | 1 | 1956.9179 | 0.2% | WI TRM - Radiant Tube Inserts, 2507 | WI TRM - Radiant Tube Inserts, 2507 | WI TRM - Radiant Tube Inserts, 2507 | 5 | 0.017226 | 0 | 0 | 0 | 1.0514 | 0.089062 | 0 | 0 | 50% | 35% | 0% | 0% | NEM | Furnace | FALSE | FALSE | 88.8767 | 130
Industrial_Paper and Printing_Existing_Space Heating_Natural Gas_Space Heating - Heat Recovery Ventilator_A | WA | Industrial | Paper and Printing | Existing | Space Heating | Natural Gas | Space Heating - Heat Recovery Ventilator | A | HRV installed | IM421 | Retrofit | None | HRV installed | RetroEven20 | 0 | TBD | sqft | 1 | 8442.3897 | 0.2% | IL TRM - 4.4.27 - CI-HVC-ERVE-V04-200101 | IL TRM - 4.4.27 - CI-HVC-ERVE-V04-200101 | IL TRM - 4.4.27 - CI-HVC-ERVE-V04-200101 | 15 | 0.27802 | 0 | 0 | 0 | 1.2356 | 0.013423 | 0 | 0 | 50% | 35% | 5% | 10% | NEM | All | FALSE | FALSE | 8125.5155 | 614
Industrial_Paper and Printing_Existing_Space Heating_Natural Gas_Thermostat - Programmable_A | WA | Industrial | Paper and Printing | Existing | Space Heating | Natural Gas | Thermostat - Programmable | A | Programmable thermostat installed | IM422 | Retrofit | Manual control | Programmable thermostat installed | RetroEven20 | 0 | TBD | sqft | 1 | 8442.3897 | 0.2% | IL TRM - 4.4.48 - CI-HVC-THST-V02-210101 | IL TRM - 4.4.48 - CI-HVC-THST-V02-210101 | BEST | 11 | 0.17185 | 0 | 0.0058168 | 0 | 0.98199 | 0.0064938 | 0 | 0 | 50% | 35% | 25% | 40% | NEM | All | FALSE | FALSE | 10702.7316 | 792
Industrial_Paper and Printing_Existing_Space Heating_Natural Gas_ENERGY STAR Connected Thermostat_A | WA | Industrial | Paper and Printing | Existing | Space Heating | Natural Gas | ENERGY STAR Connected Thermostat | A | Wi-Fi/interactive thermostat installed | IM423 | Retrofit | Manual control | Wi-Fi/interactive thermostat installed | RetroEven20 | 0 | TBD | sqft | 1 | 8442.3897 | 0.2% | ComConnectedThermostats_v1_1 | ComConnectedThermostats_v1_1 | ComConnectedThermostats_v1_1 | 5 | 0.38539 | 0 | 0.011319 | 0 | 1.0277 | 0.015698 | 0 | 0 | 50% | 35% | 5% | 20% | NEM | All | FALSE | FALSE | 11281.0906 | 789
Industrial_Paper and Printing_Existing_Space Heating_Natural Gas_Destratification Fans (HVLS)_A | WA | Industrial | Paper and Printing | Existing | Space Heating | Natural Gas | Destratification Fans (HVLS) | A | Fans installed | IM424 | Retrofit | None/Standard ventilation | Fans installed | RetroEven20 | 0 | TBD | sqft | 1 | 8442.3897 | 0.2% | IL TRM - 4.4.34 - CI-HVC-DSFN-V05-210101 | IL TRM - 4.4.34 - CI-HVC-DSFN-V05-210101 | IL TRM - 4.4.34 - CI-HVC-DSFN-V05-210101 | 10 | 0.59821 | 0 | 0.014061 | 0 | 1.0514 | 0.015698 | 0 | 0 | 50% | 35% | 15% | 30% | NEM | All | FALSE | FALSE | 15586.1209 | 790
Industrial_Paper and Printing_Existing_Space Heating_Natural Gas_Gas Boiler - Insulate Steam Lines/Condensate Tank_A | WA | Industrial | Paper and Printing | Existing | Space Heating | Natural Gas | Gas Boiler - Insulate Steam Lines/Condensate Tank | A | Lines and condenstate tank insulated | IM425 | Retrofit | No insulation | Lines and condenstate tank insulated | RetroEven20 | 0 | TBD | employee | 1 | 1 | 0.2% | PGE Workpaper - SWWH017-01 | PGE Workpaper - SWWH017-01 | PGE Workpaper - SWWH017-01 | 20 | 6360.6104 | 0 | 0 | 0 | 0.98199 | 1100.8468 | 0 | 0 | 50% | 35% | 30% | 35% | NEM | Boiler | FALSE | FALSE | 2865.4954 | 409
Industrial_Paper and Printing_Existing_Process_Natural Gas_Gas Boiler - Insulate Steam Lines/Condensate Tank_A | WA | Industrial | Paper and Printing | Existing | Process | Natural Gas | Gas Boiler - Insulate Steam Lines/Condensate Tank | A | Lines and condenstate tank insulated | IM426 | Retrofit | No insulation | Lines and condenstate tank insulated | RetroEven20 | 0 | TBD | sqft | 1 | 1 | 0.2% | PGE Workpaper - SWWH017-01 | PGE Workpaper - SWWH017-01 | PGE Workpaper - SWWH017-01 | 20 | 6360.6104 | 0 | 0 | 0 | 0.98199 | 604.3224 | 0 | 0 | 50% | 35% | 30% | 35% | NEM | Process Boiler | FALSE | FALSE | 2865.4954 | 410
Industrial_Paper and Printing_Existing_Space Heating_Natural Gas_Gas Boiler - Insulate Hot Water Lines_A | WA | Industrial | Paper and Printing | Existing | Space Heating | Natural Gas | Gas Boiler - Insulate Hot Water Lines | A | Insulated water lines | IM427 | Retrofit | No insulation | Insulated water lines | RetroEven20 | 0 | TBD | employee | 1 | 1 | 0.2% | PGE Workpaper - SWWH017-01 | PGE Workpaper - SWWH017-01 | PGE Workpaper - SWWH017-01 | 20 | 4515.9717 | 0 | 0 | 0 | 0.98199 | 1244.3031 | 0 | 0 | 50% | 35% | 40% | 50% | NEM | Boiler | FALSE | FALSE | 1799.9184 | 323
Industrial_Paper and Printing_Existing_Process_Natural Gas_Gas Boiler - Insulate Hot Water Lines_A | WA | Industrial | Paper and Printing | Existing | Process | Natural Gas | Gas Boiler - Insulate Hot Water Lines | A | Insulated water lines | IM428 | Retrofit | No insulation | Insulated water lines | RetroEven20 | 0 | TBD | sqft | 1 | 1 | 0.2% | PGE Workpaper - SWWH017-01 | PGE Workpaper - SWWH017-01 | PGE Workpaper - SWWH017-01 | 20 | 4515.9717 | 0 | 0 | 0 | 0.98199 | 683.0744 | 0 | 0 | 50% | 35% | 40% | 50% | NEM | Process Boiler | FALSE | FALSE | 1799.9184 | 322
Industrial_Paper and Printing_Existing_Process_Natural Gas_Process - Insulate Heated Process Fluids_A | WA | Industrial | Paper and Printing | Existing | Process | Natural Gas | Process - Insulate Heated Process Fluids | A | Insulated process fluid lines | IM429 | Retrofit | No insulation | Insulated process fluid lines | Retro12Med | 0 | TBD | employee | 1 | 1 | 0.2% | PGE Workpaper - SWWH017-01 | PGE Workpaper - SWWH017-01 | PGE Workpaper - SWWH017-01 | 20 | 6360.6104 | 0 | 0 | 0 | 0.98199 | 559.2448 | 0 | 0 | 50% | 35% | 5% | 10% | NEM | Process Heating | FALSE | FALSE | 4368.5294 | 454
Industrial_Paper and Printing_Existing_Process_Natural Gas_Process Heat Recovery_A | WA | Industrial | Paper and Printing | Existing | Process | Natural Gas | Process Heat Recovery | A | HR system installed | IM430 | Retrofit | No HR system | HR system installed | Retro12Med | 0 | TBD | hp air | 1 | 1 | 0.2% | MN TRM v3.1 - Exhaust Energy Recovery | WI TRM - Compressed Air and Vacuum Pump Heat Recovery, 2257, 4494, 3928, 4629 | WI TRM - Compressed Air and Vacuum Pump Heat Recovery, 2257, 4494, 3928, 4629 | 15 | 400.7433 | 0 | 0 | 0 | 1.0386 | 73.39 | 0 | 0 | 50% | 35% | 5% | 50% | NEM | All | FALSE | FALSE | 2142.2467 | 372
Industrial_Paper and Printing_Existing_Space Heating_Natural Gas_Building Automation System_A | WA | Industrial | Paper and Printing | Existing | Space Heating | Natural Gas | Building Automation System | A | Automation system installed and programmed | IM431 | Retrofit | No control system | Automation system installed and programmed | Retro1Slow | 0 | TBD | sqft | 1 | 8442.3897 | 0.2% | COM_EMS-All-XCELCO-2017-18-3 | BEHAV_EIS-All-CPUC-2018_PG-10 | COM_EMS-All-XCELCO-2017-18-3 | 15 | 0.10449 | 0 | 0.034116 | 0 | 1.0386 | 0.015698 | 0 | 0 | 50% | 35% | 5% | 65% | NEM | All | FALSE | FALSE | 2611.5327 | 390
Industrial_Paper and Printing_Existing_Space Heating_Natural Gas_Steam System Efficiency Improvements_A | WA | Industrial | Paper and Printing | Existing | Space Heating | Natural Gas | Steam System Efficiency Improvements | A | Optimized system | IM432 | Retrofit | Average system efficiency | Optimized system | Retro1Slow | 0 | TBD | sqft | 1 | 4118.208 | 0.2% | AEG Research | DOE - Improving Steam System Performance: A Sourcebook for Industry, Second Edition. October 2012. | DOE - Improving Steam System Performance: A Sourcebook for Industry, Second Edition. October 2012. | 5 | 0.11885 | 0 | 0 | 0 | 0.98199 | 0.14024 | 0 | 0 | 50% | 35% | 30% | 60% | NEM | Boiler | FALSE | FALSE | 1035553.6042 | 779
Industrial_Paper and Printing_Existing_Process_Natural Gas_Steam System Efficiency Improvements_A | WA | Industrial | Paper and Printing | Existing | Process | Natural Gas | Steam System Efficiency Improvements | A | Optimized system | IM433 | Retrofit | Average system efficiency | Optimized system | Retro1Slow | 0 | TBD | sqft | 1 | 1 | 0.2% | AEG Research | DOE - Improving Steam System Performance: A Sourcebook for Industry, Second Edition. October 2012. | DOE - Improving Steam System Performance: A Sourcebook for Industry, Second Edition. October 2012. | 5 | 489.438 | 0 | 0 | 0 | 0.98199 | 0.076988 | 0 | 0 | 50% | 35% | 30% | 60% | NEM | Process Boiler | FALSE | FALSE | 1035553.6042 | 780
Industrial_Paper and Printing_Existing_Space Heating_Natural Gas_Strategic Energy Management_A | WA | Industrial | Paper and Printing | Existing | Space Heating | Natural Gas | Strategic Energy Management | A | Energy management system installed and programmed | IM434 | Retrofit | No energy management system | Energy management system installed and programmed | RetroEven20 | 0 | TBD | employee | 1 | 1 | 0.2% | BEHAV_SEM-All-CPUC-2018_PG-26 | BEHAV_SEM-All-CPUC-2018_PG-26 | AEG Research | 5 | 185.129 | 4.4085 | 0 | 0 | 1.0386 | 56.9867 | 0 | 0 | 50% | 35% | 5% | 50% | NEM | All | FALSE | FALSE | 1936.0519 | 359
Industrial_Paper and Printing_Existing_Process_Natural Gas_Strategic Energy Management_A | WA | Industrial | Paper and Printing | Existing | Process | Natural Gas | Strategic Energy Management | A | Energy management system installed and programmed | IM435 | Retrofit | No energy management system | Energy management system installed and programmed | RetroEven20 | 0 | TBD | employee | 1 | 1 | 0.2% | BEHAV_SEM-All-CPUC-2018_PG-26 | BEHAV_SEM-All-CPUC-2018_PG-26 | AEG Research | 5 | 185.129 | 4.4085 | 0 | 0 | 1.0386 | 56.8877 | 0 | 0 | 50% | 35% | 5% | 50% | NEM | All | FALSE | FALSE | 1936.0519 | 360
Industrial_Paper and Printing_Existing_Miscellaneous_Natural Gas_Strategic Energy Management_A | WA | Industrial | Paper and Printing | Existing | Miscellaneous | Natural Gas | Strategic Energy Management | A | Energy management system installed and programmed | IM436 | Retrofit | No energy management system | Energy management system installed and programmed | RetroEven20 | 0 | TBD | employee | 1 | 1 | 0.2% | BEHAV_SEM-All-CPUC-2018_PG-26 | BEHAV_SEM-All-CPUC-2018_PG-26 | AEG Research | 5 | 185.129 | 4.4085 | 0 | 0 | 1.0386 | 18.0192 | 0 | 0 | 50% | 35% | 5% | 50% | NEM | All | FALSE | FALSE | 1936.0519 | 358
Industrial_Paper and Printing_Existing_Space Heating_Natural Gas_Commissioning_A | WA | Industrial | Paper and Printing | Existing | Space Heating | Natural Gas | Commissioning | A | Optimized HVAC design and controls | IM437 | Retrofit | New construction code | Optimized HVAC design and controls | Retro12Med | 0 | TBD | employee | 1 | 1 | 0.2% | DL20_COM_CX-Refrig-2021PLN-V11-3 | 2018 AMIL BUS Retro-Commissioning Initiative | U.S. Department of Energy. Lawrence Berkeley National Labs and Building Commissioning Association. https://www.bcxa.org/wp-content/uploads/2020/09/1-s2.0- S0378778819319553-main.pdf | 10 | 0.2672 | 0 | 0 | 0 | 1.0277 | 68.5796 | 0 | 0 | 50% | 35% | 0% | 0% | NEM | Market | 22 | FALSE | 0.56611 | 64
Industrial_Paper and Printing_Existing_Process_Natural Gas_Commissioning_A | WA | Industrial | Paper and Printing | Existing | Process | Natural Gas | Commissioning | A | Optimized process design and controls | IM438 | Retrofit | New construction code | Optimized process design and controls | Retro12Med | 0 | TBD | employee | 1 | 1 | 0.2% | DL20_COM_CX-Refrig-2021PLN-V11-3 | 2018 AMIL BUS Retro-Commissioning Initiative | U.S. Department of Energy. Lawrence Berkeley National Labs and Building Commissioning Association. https://www.bcxa.org/wp-content/uploads/2020/09/1-s2.0- S0378778819319553-main.pdf | 10 | 0.2672 | 0 | 0 | 0 | 1.0277 | 317.5129 | 0 | 0 | 50% | 35% | 0% | 0% | NEM | Market | 23 | FALSE | 0.56611 | 61
Industrial_Paper and Printing_Existing_Space Heating_Natural Gas_Retrocommissioning_A | WA | Industrial | Paper and Printing | Existing | Space Heating | Natural Gas | Retrocommissioning | A | Optimized HVAC flow and controls | IM439 | Retrofit | Vintage/existing building | Optimized HVAC flow and controls | RetroEven20 | 0 | TBD | employee | 1 | 1 | 0.2% | COM_RCX-Heating-7PLN-v5-18 | COM_RCX-All-XCELCO-2017-18-1 | COM_RCX-All-XCELCO-2017-18-1 | 5 | 6.4694 | 0 | 0 | 0 | 1.0277 | 9.5252 | 0 | 0 | 50% | 35% | 15% | 50% | NEM | Market | FALSE | FALSE | 312.0908 | 181
Industrial_Paper and Printing_Existing_Process_Natural Gas_Retrocommissioning_A | WA | Industrial | Paper and Printing | Existing | Process | Natural Gas | Retrocommissioning | A | Optimized process design and controls | IM440 | Retrofit | Vintage/existing building | Optimized process design and controls | RetroEven20 | 0 | TBD | employee | 1 | 1 | 0.2% | COM_RCX-Heating-7PLN-v5-18 | COM_RCX-All-XCELCO-2017-18-1 | n/a | 5 | 6.4694 | 0 | 0 | 0 | 1.0277 | 0 | 0 | 0 | 50% | 35% | 15% | 50% | NEM | Market | FALSE | FALSE | 312.0908 | 182
Industrial_Paper and Printing_New_Space Heating_Natural Gas_Insulation - Roof/Ceiling_A | WA | Industrial | Paper and Printing | New | Space Heating | Natural Gas | Insulation - Roof/Ceiling | A | R-38 | IM441 | Retrofit | R-13 | R-38 | Retro3Slow | 2 | TBD | sqft | 1 | 8442.3897 | 0.2% | RTF Wkbk - ComWeatherizationSchool_v3_1 | RTF Wkbk - ComWeatherizationSchool_v3_1 | Building Energy Simulation Tool | 45 | 1.1095 | 0 | 0 | 0 | 1.1095 | 0.078976 | 0 | 0 | 50% | 35% | 0% | 0% | NEM | All | FALSE | FALSE | 5213.7298 | 510
Industrial_Paper and Printing_New_Space Heating_Natural Gas_Insulation - Wall Cavity_A | WA | Industrial | Paper and Printing | New | Space Heating | Natural Gas | Insulation - Wall Cavity | A | R-21 | IM442 | Retrofit | R-11 or less | R-21 | Retro3Slow | 2 | TBD | sqft | 1 | 8442.3897 | 0.2% | RTF Wkbk - ComWeatherizationSchool_v3_1 | N/A | Building Energy Simulation Tool | 45 | 0.24059 | 0 | 0 | 0 | 1.268 | 0.017277 | 0 | 0 | 50% | 35% | 0% | 0% | NEM | All | FALSE | FALSE | 5167.8806 | 501
Industrial_Paper and Printing_New_Space Heating_Natural Gas_Insulation - Ducting_A | WA | Industrial | Paper and Printing | New | Space Heating | Natural Gas | Insulation - Ducting | A | 50% reduction in thermal losses | IM443 | Retrofit | ~2°F thermal losses | 50% reduction in thermal losses | Retro5Med | 0 | TBD | sqft | 1 | 1956.9179 | 0.2% | MA TRM - 2019-2021 - COM-HVAC-DI | MEMD - MMD8.25.01.FESH23.v01 | Building Energy Simulation Tool | 20 | 1.5221 | 0 | 0.00175 | 0 | 0.98199 | 0.0012737 | 0 | 0 | 50% | 35% | 0% | 0% | NEM | Furnace | FALSE | FALSE | 459012.7085 | 777
Industrial_Paper and Printing_New_Space Heating_Natural Gas_HVAC - Duct Repair and Sealing_A | WA | Industrial | Paper and Printing | New | Space Heating | Natural Gas | HVAC - Duct Repair and Sealing | A | 30% reduced duct leaking | IM444 | Retrofit | Poorly sealed/leaky ducts | 30% reduced duct leaking | RetroEven20 | 0 | TBD | sqft | 1 | 1956.9179 | 0.2% | MA TRM - 2019-2021 - COM-HVAC-DS | N/A | Building Energy Simulation Tool | 20 | 0 | 0 | 0 | 0 | 1.268 | 0.0036023 | 0 | 0 | 50% | 35% | 0% | 0% | NEM | Furnace | FALSE | FALSE | 0 | 778
Industrial_Paper and Printing_New_Space Heating_Natural Gas_Windows - High Efficiency_A | WA | Industrial | Paper and Printing | New | Space Heating | Natural Gas | Windows - High Efficiency | A | U-.22 or better | IM445 | Retrofit | U-.5 or worse | U-.22 or better | Retro1Slow | 0 | TBD | sqft | 1 | 8442.3897 | 0.2% | RTF Wkbk - ComWeatherizationSchool_v3_1 | N/A | Building Energy Simulation Tool | 45 | 0 | 0 | 0 | 0 | 1.268 | 0.0073878 | 0 | 0 | 50% | 35% | 0% | 0% | NEM | All | FALSE | FALSE | 0 | 783
Industrial_Paper and Printing_New_Space Heating_Natural Gas_Gas Boiler - Maintenance_A | WA | Industrial | Paper and Printing | New | Space Heating | Natural Gas | Gas Boiler - Maintenance | A | General cleaning and maintenance | IM446 | Retrofit | Degrade performance | General cleaning and maintenance | Retro20Fast | 0 | TBD | sqft | 1 | 1 | 0.2% | IL TRM - 4.3.10 - CI-HWE-DBTU-V01-180101 | IL TRM - 4.3.10 - CI-HWE-DBTU-V01-180101 | IL TRM - 4.3.10 - CI-HWE-DBTU-V01-180101 | 3 | 0.46428 | 0 | 0 | 0 | 0.98199 | 96.5603 | 0 | 0 | 50% | 35% | 5% | 10% | NEM | Boiler | FALSE | FALSE | 3.2122 | 98
Industrial_Paper and Printing_New_Process_Natural Gas_Gas Boiler - Maintenance_A | WA | Industrial | Paper and Printing | New | Process | Natural Gas | Gas Boiler - Maintenance | A | General cleaning and maintenance | IM447 | Retrofit | Degrade performance | General cleaning and maintenance | Retro20Fast | 0 | TBD | sqft | 1 | 1 | 0.2% | IL TRM - 4.3.10 - CI-HWE-DBTU-V01-180101 | IL TRM - 4.3.10 - CI-HWE-DBTU-V01-180101 | IL TRM - 4.3.10 - CI-HWE-DBTU-V01-180101 | 3 | 0.46428 | 0 | 0 | 0 | 0.98199 | 55.8015 | 0 | 0 | 50% | 35% | 5% | 10% | NEM | Process Boiler | FALSE | FALSE | 3.2122 | 93
Industrial_Paper and Printing_New_Space Heating_Natural Gas_Gas Furnace - Maintenance_A | WA | Industrial | Paper and Printing | New | Space Heating | Natural Gas | Gas Furnace - Maintenance | A | General cleaning and maintenance | IM448 | Retrofit | Degrade performance | General cleaning and maintenance | Retro20Fast | 0 | TBD | sqft | 1 | 1 | 0.2% | IL TRM - 4.4.31 - CI-HVC-FTUN-V03-200101 | MN TRM 3.1 - Forced-Air Heating Maintenance v2.0 | MN TRM v3.1 - Forced-Air Heating Maintenance | 3 | 0.10187 | 0 | 0 | 0 | 1.1095 | 0.0083129 | 0 | 0 | 50% | 35% | 5% | 10% | NEM | Furnace | FALSE | FALSE | 6458.6778 | 555
Industrial_Paper and Printing_New_Space Heating_Natural Gas_Gas Boiler - Hot Water Reset_A | WA | Industrial | Paper and Printing | New | Space Heating | Natural Gas | Gas Boiler - Hot Water Reset | A | Reset control installed | IM449 | Retrofit | No control | Reset control installed | Retro5Med | 0 | TBD | sqft | 1 | 1 | 0.2% | IL TRM - 4.4.4 - CI-HVC-BLRC-V04-210101 | IL TRM - 4.4.4 - CI-HVC-BLRC-V04-210101 | IL TRM - 4.4.4 - CI-HVC-BLRC-V04-210101 | 16 | 902.7558 | 0 | 0 | 0 | 1.268 | 351.1284 | 0 | 0 | 50% | 35% | 20% | 45% | NEM | Boiler | FALSE | FALSE | 1556.8427 | 298
Industrial_Paper and Printing_New_Process_Natural Gas_Gas Boiler - Hot Water Reset_A | WA | Industrial | Paper and Printing | New | Process | Natural Gas | Gas Boiler - Hot Water Reset | A | Reset control installed | IM450 | Retrofit | No control | Reset control installed | Retro5Med | 0 | TBD | sqft | 1 | 1 | 0.2% | IL TRM - 4.4.4 - CI-HVC-BLRC-V04-210101 | IL TRM - 4.4.4 - CI-HVC-BLRC-V04-210101 | XCEL CO 2019-2020 DSM Plan | 16 | 902.7558 | 0 | 0 | 0 | 1.268 | 101.4573 | 0 | 0 | 50% | 35% | 20% | 45% | NEM | Process Boiler | FALSE | FALSE | 1556.8427 | 299
Industrial_Paper and Printing_New_Space Heating_Natural Gas_Steam Trap Maintenance_A | WA | Industrial | Paper and Printing | New | Space Heating | Natural Gas | Steam Trap Maintenance | A | Cleaning and maintenance | IM451 | Retrofit | Degrade performance | Cleaning and maintenance | RetroEven20 | 0 | TBD | sqft | 1 | 1 | 0.2% | IL TRM - 4.4.16 - CI-HVC-STRE-V07-210101 | IL TRM - 4.4.16 - CI-HVC-STRE-V07-210101 | IL TRM - 4.4.16 - CI-HVC-STRE-V07-210101 | 6 | 107.6784 | 0 | 0 | 0 | 0.98199 | 124.0463 | 0 | 0 | 50% | 35% | 0% | 0% | NEM | Boiler | FALSE | FALSE | 487.0221 | 209
Industrial_Paper and Printing_New_Process_Natural Gas_Steam Trap Maintenance_A | WA | Industrial | Paper and Printing | New | Process | Natural Gas | Steam Trap Maintenance | A | Cleaning and maintenance | IM452 | Retrofit | Degrade performance | Cleaning and maintenance | RetroEven20 | 0 | TBD | sqft | 1 | 1 | 0.2% | IL TRM - 4.4.16 - CI-HVC-STRE-V07-210101 | IL TRM - 4.4.16 - CI-HVC-STRE-V07-210101 | IL TRM - 4.4.16 - CI-HVC-STRE-V07-210101 | 6 | 107.6784 | 0 | 0 | 0 | 0.98199 | 71.6855 | 0 | 0 | 50% | 35% | 0% | 0% | NEM | Process Boiler | FALSE | FALSE | 487.0221 | 206
Industrial_Paper and Printing_New_Space Heating_Natural Gas_Gas Boiler - High Turndown_A | WA | Industrial | Paper and Printing | New | Space Heating | Natural Gas | Gas Boiler - High Turndown | A | Turndown control installed | IM453 | Retrofit | No control | Turndown control installed | Retro12Med | 0 | TBD | sqft | 1 | 1 | 0.2% | MN TRM 3.1 - Boiler Modifications, Space Heating Only v4.0 | MN TRM 3.1 - Boiler Modifications, Space Heating Only v4.0 | MN TRM 3.1 - Boiler Modifications, Space Heating Only v4.0 | 15 | 1540.4092 | 0 | 0 | 0 | 1.0689 | 131.6731 | 0 | 0 | 50% | 35% | 35% | 50% | NEM | Boiler | FALSE | FALSE | 5817.4353 | 541
Industrial_Paper and Printing_New_Process_Natural Gas_Gas Boiler - High Turndown_A | WA | Industrial | Paper and Printing | New | Process | Natural Gas | Gas Boiler - High Turndown | A | Turndown control installed | IM454 | Retrofit | No control | Turndown control installed | Retro12Med | 0 | TBD | sqft | 1 | 1 | 0.2% | MN TRM 3.1 - Boiler Modifications, Space Heating Only v4.0 | MN TRM 3.1 - Boiler Modifications, Space Heating Only v4.0 | MN TRM 3.1 - Boiler Modifications, Space Heating Only v4.0 | 15 | 1540.4092 | 0 | 0 | 0 | 1.0689 | 76.093 | 0 | 0 | 50% | 35% | 35% | 50% | NEM | Process Boiler | FALSE | FALSE | 5817.4353 | 540
Industrial_Paper and Printing_New_Space Heating_Natural Gas_Gas Boiler - Burner Control Optimization_A | WA | Industrial | Paper and Printing | New | Space Heating | Natural Gas | Gas Boiler - Burner Control Optimization | A | Optimized burner controls | IM455 | Retrofit | Average performance | Optimized burner controls | Retro3Slow | 0 | TBD | sqft | 1 | 1 | 0.2% | IL TRM - 4.4.22 - CI-HVC-O2TC-V01-140601 | GBLR_O2TRM-Heating-MEMD-2018-1 | IL TRM - 4.4.22 - CI-HVC-O2TC-V01-140601 | 18 | 517.5288 | 0 | 0 | 0 | 1.0689 | 38.1852 | 0 | 0 | 50% | 35% | 5% | 85% | NEM | Boiler | FALSE | FALSE | 6645.1088 | 597
Industrial_Paper and Printing_New_Process_Natural Gas_Gas Boiler - Burner Control Optimization_A | WA | Industrial | Paper and Printing | New | Process | Natural Gas | Gas Boiler - Burner Control Optimization | A | Optimized burner controls | IM456 | Retrofit | Average performance | Optimized burner controls | Retro3Slow | 0 | TBD | sqft | 1 | 1 | 0.2% | IL TRM - 4.4.22 - CI-HVC-O2TC-V01-140601 | GBLR_O2TRM-Heating-MEMD-2018-1 | IL TRM - 4.4.22 - CI-HVC-O2TC-V01-140601 | 18 | 517.5288 | 0 | 0 | 0 | 1.0689 | 22.067 | 0 | 0 | 50% | 35% | 5% | 85% | NEM | Process Boiler | FALSE | FALSE | 6645.1088 | 596
Industrial_Paper and Printing_New_Space Heating_Natural Gas_HVAC - Demand Controlled Ventilation_A | WA | Industrial | Paper and Printing | New | Space Heating | Natural Gas | HVAC - Demand Controlled Ventilation | A | DCV enabled | IM457 | Retrofit | Constant ventilation | DCV enabled | RetroEven20 | 0 | TBD | sqft | 1 | 1956.9179 | 0.2% | VENT_DCV-Heating-7PLN-v5-8 | VENT_DCV-Heating-7PLN-v5-8 | VENT_DCV-Heating-7PLN-v5-8 | 15 | 0.16907 | 0 | 0.021181 | 0 | 1.268 | 0.067787 | 0 | 0 | 50% | 35% | 55% | 75% | NEM | Furnace | FALSE | FALSE | 978.5104 | 239
Industrial_Paper and Printing_New_Space Heating_Natural Gas_Gas Boiler - Stack Economizer_A | WA | Industrial | Paper and Printing | New | Space Heating | Natural Gas | Gas Boiler - Stack Economizer | A | Economizer installed | IM458 | Retrofit | None | Economizer installed | Retro12Med | 0 | TBD | sqft | 1 | 1 | 0.2% | IL TRM - 4.4.28 - CI-HVC-BECO-V02-210101 | XCEL CO 2019-2020 DSM Plan | IL TRM - 4.4.28 - CI-HVC-BECO-V02-210101 | 15 | 1007.0684 | 0 | 0 | 0 | 1.268 | 96.1214 | 0 | 0 | 50% | 35% | 15% | 55% | NEM | Boiler | FALSE | FALSE | 4670.9383 | 474
Industrial_Paper and Printing_New_Process_Natural Gas_Gas Boiler - Stack Economizer_A | WA | Industrial | Paper and Printing | New | Process | Natural Gas | Gas Boiler - Stack Economizer | A | Economizer installed | IM459 | Retrofit | None | Economizer installed | Retro12Med | 0 | TBD | sqft | 1 | 1 | 0.2% | IL TRM - 4.4.28 - CI-HVC-BECO-V02-210101 | XCEL CO 2019-2020 DSM Plan | IL TRM - 4.4.29 - CI-HVC-PECO-V01-150601 | 15 | 1007.0684 | 0 | 0 | 0 | 1.268 | 73.0493 | 0 | 0 | 50% | 35% | 15% | 55% | NEM | Process Boiler | FALSE | FALSE | 4670.9383 | 477
Industrial_Paper and Printing_New_Space Heating_Natural Gas_Gas Furnace Tube Inserts_A | WA | Industrial | Paper and Printing | New | Space Heating | Natural Gas | Gas Furnace Tube Inserts | A | Tube inserts installed | IM460 | Retrofit | None | Tube inserts installed | Retro3Slow | 0 | TBD | sqft | 1 | 1956.9179 | 0.2% | WI TRM - Radiant Tube Inserts, 2507 | WI TRM - Radiant Tube Inserts, 2507 | WI TRM - Radiant Tube Inserts, 2507 | 5 | 0.017226 | 0 | 0 | 0 | 1.0514 | 0.077933 | 0 | 0 | 50% | 35% | 0% | 0% | NEM | Furnace | FALSE | FALSE | 101.5682 | 139
Industrial_Paper and Printing_New_Space Heating_Natural Gas_Space Heating - Heat Recovery Ventilator_A | WA | Industrial | Paper and Printing | New | Space Heating | Natural Gas | Space Heating - Heat Recovery Ventilator | A | HRV installed | IM461 | Retrofit | None | HRV installed | RetroEven20 | 0 | TBD | sqft | 1 | 8442.3897 | 0.2% | IL TRM - 4.4.27 - CI-HVC-ERVE-V04-200101 | IL TRM - 4.4.27 - CI-HVC-ERVE-V04-200101 | IL TRM - 4.4.27 - CI-HVC-ERVE-V04-200101 | 15 | 0.27802 | 0 | 0 | 0 | 1.2356 | 0.012707 | 0 | 0 | 50% | 35% | 5% | 10% | NEM | All | FALSE | FALSE | 8583.3846 | 625
Industrial_Paper and Printing_New_Space Heating_Natural Gas_Thermostat - Programmable_A | WA | Industrial | Paper and Printing | New | Space Heating | Natural Gas | Thermostat - Programmable | A | Programmable thermostat installed | IM462 | Retrofit | Manual control | Programmable thermostat installed | RetroEven20 | 0 | TBD | sqft | 1 | 8442.3897 | 0.2% | IL TRM - 4.4.48 - CI-HVC-THST-V02-210101 | IL TRM - 4.4.48 - CI-HVC-THST-V02-210101 | BEST | 11 | 0.17185 | 0 | 0.0057728 | 0 | 0.98199 | 0.0061474 | 0 | 0 | 50% | 35% | 25% | 40% | NEM | All | FALSE | FALSE | 11305.8256 | 784
Industrial_Paper and Printing_New_Space Heating_Natural Gas_ENERGY STAR Connected Thermostat_A | WA | Industrial | Paper and Printing | New | Space Heating | Natural Gas | ENERGY STAR Connected Thermostat | A | Wi-Fi/interactive thermostat installed | IM463 | Retrofit | Manual control | Wi-Fi/interactive thermostat installed | RetroEven20 | 0 | TBD | sqft | 1 | 8442.3897 | 0.2% | ComConnectedThermostats_v1_1 | ComConnectedThermostats_v1_1 | ComConnectedThermostats_v1_1 | 5 | 0.38539 | 0 | 0.011319 | 0 | 1.0277 | 0.01486 | 0 | 0 | 50% | 35% | 5% | 20% | NEM | All | FALSE | FALSE | 11916.7749 | 781
Industrial_Paper and Printing_New_Space Heating_Natural Gas_Destratification Fans (HVLS)_A | WA | Industrial | Paper and Printing | New | Space Heating | Natural Gas | Destratification Fans (HVLS) | A | Fans installed | IM464 | Retrofit | None/Standard ventilation | Fans installed | RetroEven20 | 0 | TBD | sqft | 1 | 8442.3897 | 0.2% | IL TRM - 4.4.34 - CI-HVC-DSFN-V05-210101 | IL TRM - 4.4.34 - CI-HVC-DSFN-V05-210101 | IL TRM - 4.4.34 - CI-HVC-DSFN-V05-210101 | 10 | 0.59821 | 0 | 0.013955 | 0 | 1.0514 | 0.01486 | 0 | 0 | 50% | 35% | 15% | 30% | NEM | All | FALSE | FALSE | 16464.3917 | 782
Industrial_Paper and Printing_New_Space Heating_Natural Gas_Gas Boiler - Insulate Steam Lines/Condensate Tank_A | WA | Industrial | Paper and Printing | New | Space Heating | Natural Gas | Gas Boiler - Insulate Steam Lines/Condensate Tank | A | Lines and condenstate tank insulated | IM465 | Retrofit | No insulation | Lines and condenstate tank insulated | RetroEven20 | 0 | TBD | sqft | 1 | 1 | 0.2% | PGE Workpaper - SWWH017-01 | PGE Workpaper - SWWH017-01 | PGE Workpaper - SWWH017-01 | 20 | 6155.0296 | 0 | 0 | 0 | 0.98199 | 1045.7342 | 0 | 0 | 50% | 35% | 30% | 35% | NEM | Boiler | FALSE | FALSE | 2865.4954 | 408
Industrial_Paper and Printing_New_Process_Natural Gas_Gas Boiler - Insulate Steam Lines/Condensate Tank_A | WA | Industrial | Paper and Printing | New | Process | Natural Gas | Gas Boiler - Insulate Steam Lines/Condensate Tank | A | Lines and condenstate tank insulated | IM466 | Retrofit | No insulation | Lines and condenstate tank insulated | RetroEven20 | 0 | TBD | sqft | 1 | 1 | 0.2% | PGE Workpaper - SWWH017-01 | PGE Workpaper - SWWH017-01 | PGE Workpaper - SWWH017-01 | 20 | 6155.0296 | 0 | 0 | 0 | 0.98199 | 604.3224 | 0 | 0 | 50% | 35% | 30% | 35% | NEM | Process Boiler | FALSE | FALSE | 2865.4954 | 405
Industrial_Paper and Printing_New_Space Heating_Natural Gas_Gas Boiler - Insulate Hot Water Lines_A | WA | Industrial | Paper and Printing | New | Space Heating | Natural Gas | Gas Boiler - Insulate Hot Water Lines | A | Insulated water lines | IM467 | Retrofit | No insulation | Insulated water lines | RetroEven20 | 0 | TBD | sqft | 1 | 1 | 0.2% | PGE Workpaper - SWWH017-01 | PGE Workpaper - SWWH017-01 | PGE Workpaper - SWWH017-01 | 20 | 4370.0113 | 0 | 0 | 0 | 0.98199 | 1182.0085 | 0 | 0 | 50% | 35% | 45% | 50% | NEM | Boiler | FALSE | FALSE | 1799.9184 | 341
Industrial_Paper and Printing_New_Process_Natural Gas_Gas Boiler - Insulate Hot Water Lines_A | WA | Industrial | Paper and Printing | New | Process | Natural Gas | Gas Boiler - Insulate Hot Water Lines | A | Insulated water lines | IM468 | Retrofit | No insulation | Insulated water lines | RetroEven20 | 0 | TBD | sqft | 1 | 1 | 0.2% | PGE Workpaper - SWWH017-01 | PGE Workpaper - SWWH017-01 | PGE Workpaper - SWWH017-01 | 20 | 4370.0113 | 0 | 0 | 0 | 0.98199 | 683.0744 | 0 | 0 | 50% | 35% | 45% | 50% | NEM | Process Boiler | FALSE | FALSE | 1799.9184 | 342
Industrial_Paper and Printing_New_Process_Natural Gas_Process - Insulate Heated Process Fluids_A | WA | Industrial | Paper and Printing | New | Process | Natural Gas | Process - Insulate Heated Process Fluids | A | Insulated process fluid lines | IM469 | Retrofit | No insulation | Insulated process fluid lines | Retro12Med | 0 | TBD | employee | 1 | 1 | 0.2% | PGE Workpaper - SWWH017-01 | PGE Workpaper - SWWH017-01 | PGE Workpaper - SWWH017-01 | 20 | 6155.0296 | 0 | 0 | 0 | 0.98199 | 559.2448 | 0 | 0 | 50% | 35% | 5% | 10% | NEM | Process Heating | FALSE | FALSE | 4227.3344 | 453
Industrial_Paper and Printing_New_Process_Natural Gas_Process Heat Recovery_A | WA | Industrial | Paper and Printing | New | Process | Natural Gas | Process Heat Recovery | A | HR system installed | IM470 | Retrofit | No HR system | HR system installed | Retro12Med | 0 | TBD | hp air | 1 | 1 | 0.2% | MN TRM v3.1 - Exhaust Energy Recovery | WI TRM - Process Exhaust Filtration, 3244 | WI TRM - Compressed Air and Vacuum Pump Heat Recovery, 2257, 4494, 3928, 4629 | 15 | 687.243 | 0 | 0 | 0 | 1.0149 | 73.39 | 0 | 0 | 50% | 35% | 5% | 50% | NEM | All | FALSE | FALSE | 3673.7836 | 450
Industrial_Paper and Printing_New_Space Heating_Natural Gas_Building Automation System_A | WA | Industrial | Paper and Printing | New | Space Heating | Natural Gas | Building Automation System | A | Automation system installed and programmed | IM471 | Retrofit | No control system | Automation system installed and programmed | Retro1Slow | 0 | TBD | sqft | 1 | 8442.3897 | 0.2% | COM_EMS-All-XCELCO-2017-18-3 | BEHAV_EIS-All-CPUC-2018_PG-10 | COM_EMS-All-XCELCO-2017-18-3 | 15 | 0.091917 | 0 | 0.03401 | 0 | 1.0386 | 0.01486 | 0 | 0 | 50% | 35% | 5% | 65% | NEM | All | FALSE | FALSE | 2426.6242 | 375
Industrial_Paper and Printing_New_Space Heating_Natural Gas_Steam System Efficiency Improvements_A | WA | Industrial | Paper and Printing | New | Space Heating | Natural Gas | Steam System Efficiency Improvements | A | Optimized system | IM472 | Retrofit | Average system efficiency | Optimized system | Retro1Slow | 0 | TBD | sqft | 1 | 4118.208 | 0.2% | AEG Research | DOE - Improving Steam System Performance: A Sourcebook for Industry, Second Edition. October 2012. | DOE - Improving Steam System Performance: A Sourcebook for Industry, Second Edition. October 2012. | 5 | 0.1129 | 0 | 0 | 0 | 0.98199 | 0.13322 | 0 | 0 | 50% | 35% | 30% | 60% | NEM | Boiler | FALSE | FALSE | 1016566.1434 | 737
Industrial_Paper and Printing_New_Process_Natural Gas_Steam System Efficiency Improvements_A | WA | Industrial | Paper and Printing | New | Process | Natural Gas | Steam System Efficiency Improvements | A | Optimized system | IM473 | Retrofit | Average system efficiency | Optimized system | Retro1Slow | 0 | TBD | sqft | 1 | 1 | 0.2% | AEG Research | DOE - Improving Steam System Performance: A Sourcebook for Industry, Second Edition. October 2012. | DOE - Improving Steam System Performance: A Sourcebook for Industry, Second Edition. October 2012. | 5 | 464.9348 | 0 | 0 | 0 | 0.98199 | 0.076988 | 0 | 0 | 50% | 35% | 30% | 60% | NEM | Process Boiler | FALSE | FALSE | 1016566.1434 | 738
Industrial_Paper and Printing_New_Space Heating_Natural Gas_Strategic Energy Management_A | WA | Industrial | Paper and Printing | New | Space Heating | Natural Gas | Strategic Energy Management | A | Energy management system installed and programmed | IM474 | Retrofit | No energy management system | Energy management system installed and programmed | RetroEven20 | 0 | TBD | employee | 1 | 1 | 0.2% | BEHAV_SEM-All-CPUC-2018_PG-26 | BEHAV_SEM-All-CPUC-2018_PG-26 | AEG Research | 5 | 185.129 | 4.4085 | 0 | 0 | 1.0386 | 53.9469 | 0 | 0 | 50% | 35% | 5% | 50% | NEM | All | FALSE | FALSE | 1946.4483 | 362
Industrial_Paper and Printing_New_Process_Natural Gas_Strategic Energy Management_A | WA | Industrial | Paper and Printing | New | Process | Natural Gas | Strategic Energy Management | A | Energy management system installed and programmed | IM475 | Retrofit | No energy management system | Energy management system installed and programmed | RetroEven20 | 0 | TBD | employee | 1 | 1 | 0.2% | BEHAV_SEM-All-CPUC-2018_PG-26 | BEHAV_SEM-All-CPUC-2018_PG-26 | AEG Research | 5 | 185.129 | 4.4085 | 0 | 0 | 1.0386 | 56.8877 | 0 | 0 | 50% | 35% | 5% | 50% | NEM | All | FALSE | FALSE | 1946.4483 | 363
Industrial_Paper and Printing_New_Miscellaneous_Natural Gas_Strategic Energy Management_A | WA | Industrial | Paper and Printing | New | Miscellaneous | Natural Gas | Strategic Energy Management | A | Energy management system installed and programmed | IM476 | Retrofit | No energy management system | Energy management system installed and programmed | RetroEven20 | 0 | TBD | employee | 1 | 1 | 0.2% | BEHAV_SEM-All-CPUC-2018_PG-26 | BEHAV_SEM-All-CPUC-2018_PG-26 | AEG Research | 5 | 185.129 | 4.4085 | 0 | 0 | 1.0386 | 18.0192 | 0 | 0 | 50% | 35% | 5% | 50% | NEM | All | FALSE | FALSE | 1946.4483 | 361
Industrial_Paper and Printing_New_Space Heating_Natural Gas_Commissioning_A | WA | Industrial | Paper and Printing | New | Space Heating | Natural Gas | Commissioning | A | Optimized HVAC design and controls | IM477 | Retrofit | New construction code | Optimized HVAC design and controls | Retro12Med | 0 | TBD | employee | 1 | 1 | 0.2% | DL20_COM_CX-Refrig-2021PLN-V11-3 | 2018 AMIL BUS Retro-Commissioning Initiative | U.S. Department of Energy. Lawrence Berkeley National Labs and Building Commissioning Association. https://www.bcxa.org/wp-content/uploads/2020/09/1-s2.0- S0378778819319553-main.pdf | 10 | 0.2672 | 0 | 0 | 0 | 1.0277 | 64.9213 | 0 | 0 | 50% | 35% | 0% | 0% | NEM | Market | 24 | FALSE | 0.57153 | 66
Industrial_Paper and Printing_New_Process_Natural Gas_Commissioning_A | WA | Industrial | Paper and Printing | New | Process | Natural Gas | Commissioning | A | Optimized process design and controls | IM478 | Retrofit | New construction code | Optimized process design and controls | Retro12Med | 0 | TBD | employee | 1 | 1 | 0.2% | DL20_COM_CX-Refrig-2021PLN-V11-3 | 2018 AMIL BUS Retro-Commissioning Initiative | U.S. Department of Energy. Lawrence Berkeley National Labs and Building Commissioning Association. https://www.bcxa.org/wp-content/uploads/2020/09/1-s2.0- S0378778819319553-main.pdf | 10 | 0.2672 | 0 | 0 | 0 | 1.0277 | 317.5129 | 0 | 0 | 50% | 35% | 0% | 0% | NEM | Market | 25 | FALSE | 0.57153 | 68
Industrial_Paper and Printing_New_Space Heating_Natural Gas_Retrocommissioning_A | WA | Industrial | Paper and Printing | New | Space Heating | Natural Gas | Retrocommissioning | A | Optimized HVAC flow and controls | IM479 | Retrofit | Vintage/existing building | Optimized HVAC flow and controls | RetroEven20 | 0 | TBD | employee | 1 | 1 | 0.2% | COM_RCX-Heating-7PLN-v5-18 | COM_RCX-Heating-7PLN-v5-18 | n/a | 5 | 0 | 0 | 0 | 0 | 1.0277 | 0 | 0 | 0 | 50% | 35% | 0% | 0% | NEM | Market | FALSE | FALSE | 0 | 735
Industrial_Paper and Printing_New_Process_Natural Gas_Retrocommissioning_A | WA | Industrial | Paper and Printing | New | Process | Natural Gas | Retrocommissioning | A | Optimized process design and controls | IM480 | Retrofit | Vintage/existing building | Optimized process design and controls | RetroEven20 | 0 | TBD | employee | 1 | 1 | 0.2% | COM_RCX-Heating-7PLN-v5-18 | COM_RCX-Heating-7PLN-v5-18 | n/a | 5 | 0 | 0 | 0 | 0 | 1.0277 | 0 | 0 | 0 | 50% | 35% | 0% | 0% | NEM | Market | FALSE | FALSE | 0 | 736
Industrial_Instruments_Existing_Space Heating_Natural Gas_Insulation - Roof/Ceiling_A | WA | Industrial | Instruments | Existing | Space Heating | Natural Gas | Insulation - Roof/Ceiling | A | R-38 | IM481 | Retrofit | R-13 | R-38 | Retro3Slow | 2 | TBD | sqft | 1 | 477.8274 | 0.2% | RTF Wkbk - ComWeatherizationSchool_v3_1 | RTF Wkbk - ComWeatherizationSchool_v3_1 | Building Energy Simulation Tool | 45 | 1.1051 | 0 | 0.074728 | 0 | 1.1095 | 0.083426 | 0 | 0 | 50% | 35% | 60% | 100% | NEM | All | FALSE | FALSE | 4915.8056 | 495
Industrial_Instruments_Existing_Space Heating_Natural Gas_Insulation - Wall Cavity_A | WA | Industrial | Instruments | Existing | Space Heating | Natural Gas | Insulation - Wall Cavity | A | R-21 | IM482 | Retrofit | R-11 or less | R-21 | Retro3Slow | 2 | TBD | sqft | 1 | 477.8274 | 0.2% | RTF Wkbk - ComWeatherizationSchool_v3_1 | RTF Wkbk - ComWeatherizationSchool_v3_1 | Building Energy Simulation Tool | 45 | 0.33055 | 0 | 0.016348 | 0 | 1.1095 | 0.018251 | 0 | 0 | 50% | 35% | 60% | 100% | NEM | All | FALSE | FALSE | 6721.2844 | 607
Industrial_Instruments_Existing_Space Heating_Natural Gas_Insulation - Ducting_A | WA | Industrial | Instruments | Existing | Space Heating | Natural Gas | Insulation - Ducting | A | 50% reduction in thermal losses | IM483 | Retrofit | ~2°F thermal losses | 50% reduction in thermal losses | Retro5Med | 0 | TBD | sqft | 1 | 100.6045 | 0.2% | MA TRM - 2019-2021 - COM-HVAC-DI | MEMD - MMD8.25.01.FESH23.v01 | Building Energy Simulation Tool | 20 | 1.5221 | 0 | 0.00017326 | 0 | 0.98199 | 0.0014555 | 0 | 0 | 50% | 35% | 40% | 60% | NEM | Furnace | FALSE | FALSE | 401656.6336 | 741
Industrial_Instruments_Existing_Space Heating_Natural Gas_HVAC - Duct Repair and Sealing_A | WA | Industrial | Instruments | Existing | Space Heating | Natural Gas | HVAC - Duct Repair and Sealing | A | 30% reduced duct leaking | IM484 | Retrofit | Poorly sealed/leaky ducts | 30% reduced duct leaking | RetroEven20 | 0 | TBD | sqft | 1 | 100.6045 | 0.2% | MA TRM - 2019-2021 - COM-HVAC-DS | RS Means Cost Calculator 2019 IRP DSM TRM Extract | Building Energy Simulation Tool | 20 | 0.07 | 0 | 0.00098007 | 0 | 1 | 0.0041167 | 0 | 0 | 50% | 35% | 15% | 50% | NEM | Furnace | FALSE | FALSE | 6531.1355 | 562
Industrial_Instruments_Existing_Space Heating_Natural Gas_Windows - High Efficiency_A | WA | Industrial | Instruments | Existing | Space Heating | Natural Gas | Windows - High Efficiency | A | U-.22 or better | IM485 | Retrofit | U-.5 or worse | U-.22 or better | Retro1Slow | 0 | TBD | sqft | 1 | 477.8274 | 0.2% | RTF Wkbk - ComWeatherizationSchool_v3_1 | RTF Wkbk - ComWeatherizationSchool_v3_1 | Building Energy Simulation Tool | 45 | 0.22914 | 0 | 0.0069904 | 0 | 1.1095 | 0.0078041 | 0 | 0 | 50% | 35% | 45% | 100% | NEM | All | FALSE | FALSE | 10896.6109 | 742
Industrial_Instruments_Existing_Space Heating_Natural Gas_Gas Boiler - Maintenance_A | WA | Industrial | Instruments | Existing | Space Heating | Natural Gas | Gas Boiler - Maintenance | A | General cleaning and maintenance | IM486 | Retrofit | Degrade performance | General cleaning and maintenance | Retro20Fast | 0 | TBD | employee | 1 | 1 | 0.2% | IL TRM - 4.3.10 - CI-HWE-DBTU-V01-180101 | IL TRM - 4.3.10 - CI-HWE-DBTU-V01-180101 | IL TRM - 4.3.10 - CI-HWE-DBTU-V01-180101 | 3 | 0.020519 | 0 | 0 | 0 | 0.98199 | 4.1538 | 0 | 0 | 50% | 35% | 20% | 30% | NEM | Boiler | FALSE | FALSE | 3.2122 | 94
Industrial_Instruments_Existing_Process_Natural Gas_Gas Boiler - Maintenance_A | WA | Industrial | Instruments | Existing | Process | Natural Gas | Gas Boiler - Maintenance | A | General cleaning and maintenance | IM487 | Retrofit | Degrade performance | General cleaning and maintenance | Retro20Fast | 0 | TBD | sqft | 1 | 1 | 0.2% | IL TRM - 4.3.10 - CI-HWE-DBTU-V01-180101 | IL TRM - 4.3.10 - CI-HWE-DBTU-V01-180101 | IL TRM - 4.3.10 - CI-HWE-DBTU-V01-180101 | 3 | 0.020519 | 0 | 0 | 0 | 0.98199 | 2.58 | 0 | 0 | 50% | 35% | 20% | 30% | NEM | Process Boiler | FALSE | FALSE | 3.2122 | 73
Industrial_Instruments_Existing_Space Heating_Natural Gas_Gas Furnace - Maintenance_A | WA | Industrial | Instruments | Existing | Space Heating | Natural Gas | Gas Furnace - Maintenance | A | General cleaning and maintenance | IM488 | Retrofit | Degrade performance | General cleaning and maintenance | Retro20Fast | 0 | TBD | sqft | 1 | 1 | 0.2% | IL TRM - 4.4.31 - CI-HVC-FTUN-V03-200101 | MN TRM 3.1 - Forced-Air Heating Maintenance v2.0 | MN TRM v3.1 - Forced-Air Heating Maintenance | 3 | 0.0059847 | 0 | 0 | 0 | 1.1095 | 0.0095 | 0 | 0 | 50% | 35% | 20% | 30% | NEM | Furnace | FALSE | FALSE | 332.0385 | 183
Industrial_Instruments_Existing_Space Heating_Natural Gas_Gas Boiler - Hot Water Reset_A | WA | Industrial | Instruments | Existing | Space Heating | Natural Gas | Gas Boiler - Hot Water Reset | A | Reset control installed | IM489 | Retrofit | No control | Reset control installed | Retro5Med | 0 | TBD | employee | 1 | 1 | 0.2% | IL TRM - 4.4.4 - CI-HVC-BLRC-V04-210101 | IL TRM - 4.4.4 - CI-HVC-BLRC-V04-210101 | IL TRM - 4.4.4 - CI-HVC-BLRC-V04-210101 | 16 | 39.4856 | 0 | 0 | 0 | 1.268 | 15.1047 | 0 | 0 | 50% | 35% | 20% | 45% | NEM | Boiler | FALSE | FALSE | 1556.8427 | 302
Industrial_Instruments_Existing_Process_Natural Gas_Gas Boiler - Hot Water Reset_A | WA | Industrial | Instruments | Existing | Process | Natural Gas | Gas Boiler - Hot Water Reset | A | Reset control installed | IM490 | Retrofit | No control | Reset control installed | Retro5Med | 0 | TBD | sqft | 1 | 1 | 0.2% | IL TRM - 4.4.4 - CI-HVC-BLRC-V04-210101 | IL TRM - 4.4.4 - CI-HVC-BLRC-V04-210101 | XCEL CO 2019-2020 DSM Plan | 16 | 39.4856 | 0 | 0 | 0 | 1.268 | 4.6909 | 0 | 0 | 50% | 35% | 20% | 45% | NEM | Process Boiler | FALSE | FALSE | 1556.8427 | 303
Industrial_Instruments_Existing_Space Heating_Natural Gas_Steam Trap Maintenance_A | WA | Industrial | Instruments | Existing | Space Heating | Natural Gas | Steam Trap Maintenance | A | Cleaning and maintenance | IM491 | Retrofit | Degrade performance | Cleaning and maintenance | RetroEven20 | 0 | TBD | employee | 1 | 1 | 0.2% | IL TRM - 4.4.16 - CI-HVC-STRE-V07-210101 | IL TRM - 4.4.16 - CI-HVC-STRE-V07-210101 | IL TRM - 4.4.16 - CI-HVC-STRE-V07-210101 | 6 | 4.759 | 0 | 0 | 0 | 0.98199 | 5.3362 | 0 | 0 | 50% | 35% | 73% | 85% | NEM | Boiler | FALSE | FALSE | 487.0221 | 214
Industrial_Instruments_Existing_Process_Natural Gas_Steam Trap Maintenance_A | WA | Industrial | Instruments | Existing | Process | Natural Gas | Steam Trap Maintenance | A | Cleaning and maintenance | IM492 | Retrofit | Degrade performance | Cleaning and maintenance | RetroEven20 | 0 | TBD | sqft | 1 | 1 | 0.2% | IL TRM - 4.4.16 - CI-HVC-STRE-V07-210101 | IL TRM - 4.4.16 - CI-HVC-STRE-V07-210101 | IL TRM - 4.4.16 - CI-HVC-STRE-V07-210101 | 6 | 4.759 | 0 | 0 | 0 | 0.98199 | 3.3144 | 0 | 0 | 50% | 35% | 73% | 85% | NEM | Process Boiler | FALSE | FALSE | 487.0221 | 215
Industrial_Instruments_Existing_Space Heating_Natural Gas_Gas Boiler - High Turndown_A | WA | Industrial | Instruments | Existing | Space Heating | Natural Gas | Gas Boiler - High Turndown | A | Turndown control installed | IM493 | Retrofit | No control | Turndown control installed | Retro12Med | 0 | TBD | employee | 1 | 1 | 0.2% | MN TRM 3.1 - Boiler Modifications, Space Heating Only v4.0 | MN TRM 3.1 - Boiler Modifications, Space Heating Only v4.0 | MN TRM 3.1 - Boiler Modifications, Space Heating Only v4.0 | 15 | 68.0802 | 0 | 0 | 0 | 1.0689 | 5.6643 | 0 | 0 | 50% | 35% | 35% | 50% | NEM | Boiler | FALSE | FALSE | 5817.4353 | 526
Industrial_Instruments_Existing_Process_Natural Gas_Gas Boiler - High Turndown_A | WA | Industrial | Instruments | Existing | Process | Natural Gas | Gas Boiler - High Turndown | A | Turndown control installed | IM494 | Retrofit | No control | Turndown control installed | Retro12Med | 0 | TBD | sqft | 1 | 1 | 0.2% | MN TRM 3.1 - Boiler Modifications, Space Heating Only v4.0 | MN TRM 3.1 - Boiler Modifications, Space Heating Only v4.0 | MN TRM 3.1 - Boiler Modifications, Space Heating Only v4.0 | 15 | 68.0802 | 0 | 0 | 0 | 1.0689 | 3.5182 | 0 | 0 | 50% | 35% | 35% | 50% | NEM | Process Boiler | FALSE | FALSE | 5817.4353 | 532
Industrial_Instruments_Existing_Space Heating_Natural Gas_Gas Boiler - Burner Control Optimization_A | WA | Industrial | Instruments | Existing | Space Heating | Natural Gas | Gas Boiler - Burner Control Optimization | A | Optimized burner controls | IM495 | Retrofit | Average performance | Optimized burner controls | Retro3Slow | 0 | TBD | employee | 1 | 1 | 0.2% | IL TRM - 4.4.22 - CI-HVC-O2TC-V01-140601 | GBLR_O2TRM-Heating-MEMD-2018-1 | IL TRM - 4.4.22 - CI-HVC-O2TC-V01-140601 | 18 | 22.8728 | 0 | 0 | 0 | 1.0689 | 1.6426 | 0 | 0 | 50% | 35% | 5% | 85% | NEM | Boiler | FALSE | FALSE | 6645.1088 | 588
Industrial_Instruments_Existing_Process_Natural Gas_Gas Boiler - Burner Control Optimization_A | WA | Industrial | Instruments | Existing | Process | Natural Gas | Gas Boiler - Burner Control Optimization | A | Optimized burner controls | IM496 | Retrofit | Average performance | Optimized burner controls | Retro3Slow | 0 | TBD | sqft | 1 | 1 | 0.2% | IL TRM - 4.4.22 - CI-HVC-O2TC-V01-140601 | GBLR_O2TRM-Heating-MEMD-2018-1 | IL TRM - 4.4.22 - CI-HVC-O2TC-V01-140601 | 18 | 22.8728 | 0 | 0 | 0 | 1.0689 | 1.0203 | 0 | 0 | 50% | 35% | 5% | 85% | NEM | Process Boiler | FALSE | FALSE | 6645.1088 | 591
Industrial_Instruments_Existing_Space Heating_Natural Gas_HVAC - Demand Controlled Ventilation_A | WA | Industrial | Instruments | Existing | Space Heating | Natural Gas | HVAC - Demand Controlled Ventilation | A | DCV enabled | IM497 | Retrofit | Constant ventilation | DCV enabled | RetroEven20 | 0 | TBD | sqft | 1 | 100.6045 | 0.2% | VENT_DCV-Heating-7PLN-v5-8 | VENT_DCV-Heating-7PLN-v5-8 | VENT_DCV-Heating-7PLN-v5-8 | 15 | 0.27474 | 0 | 0.018443 | 0 | 1.268 | 0.077467 | 0 | 0 | 50% | 35% | 55% | 75% | NEM | Furnace | FALSE | FALSE | 1391.3905 | 250
Industrial_Instruments_Existing_Space Heating_Natural Gas_Gas Boiler - Stack Economizer_A | WA | Industrial | Instruments | Existing | Space Heating | Natural Gas | Gas Boiler - Stack Economizer | A | Economizer installed | IM498 | Retrofit | None | Economizer installed | Retro12Med | 0 | TBD | employee | 1 | 1 | 0.2% | IL TRM - 4.4.28 - CI-HVC-BECO-V02-210101 | XCEL CO 2019-2020 DSM Plan | IL TRM - 4.4.28 - CI-HVC-BECO-V02-210101 | 15 | 44.721 | 0 | 0 | 0 | 1.268 | 4.1349 | 0 | 0 | 50% | 35% | 15% | 55% | NEM | Boiler | FALSE | FALSE | 4670.9383 | 468
Industrial_Instruments_Existing_Process_Natural Gas_Gas Boiler - Stack Economizer_A | WA | Industrial | Instruments | Existing | Process | Natural Gas | Gas Boiler - Stack Economizer | A | Economizer installed | IM499 | Retrofit | None | Economizer installed | Retro12Med | 0 | TBD | sqft | 1 | 1 | 0.2% | IL TRM - 4.4.28 - CI-HVC-BECO-V02-210101 | XCEL CO 2019-2020 DSM Plan | IL TRM - 4.4.29 - CI-HVC-PECO-V01-150601 | 15 | 44.721 | 0 | 0 | 0 | 1.268 | 3.3775 | 0 | 0 | 50% | 35% | 15% | 55% | NEM | Process Boiler | FALSE | FALSE | 4670.9383 | 467
Industrial_Instruments_Existing_Space Heating_Natural Gas_Gas Furnace Tube Inserts_A | WA | Industrial | Instruments | Existing | Space Heating | Natural Gas | Gas Furnace Tube Inserts | A | Tube inserts installed | IM500 | Retrofit | None | Tube inserts installed | Retro3Slow | 0 | TBD | sqft | 1 | 100.6045 | 0.2% | WI TRM - Radiant Tube Inserts, 2507 | WI TRM - Radiant Tube Inserts, 2507 | WI TRM - Radiant Tube Inserts, 2507 | 5 | 0.017226 | 0 | 0 | 0 | 1.0514 | 0.089062 | 0 | 0 | 50% | 35% | 0% | 0% | NEM | Furnace | FALSE | FALSE | 88.8767 | 133
Industrial_Instruments_Existing_Space Heating_Natural Gas_Space Heating - Heat Recovery Ventilator_A | WA | Industrial | Instruments | Existing | Space Heating | Natural Gas | Space Heating - Heat Recovery Ventilator | A | HRV installed | IM501 | Retrofit | None | HRV installed | RetroEven20 | 0 | TBD | sqft | 1 | 477.8274 | 0.2% | IL TRM - 4.4.27 - CI-HVC-ERVE-V04-200101 | IL TRM - 4.4.27 - CI-HVC-ERVE-V04-200101 | IL TRM - 4.4.27 - CI-HVC-ERVE-V04-200101 | 15 | 0.27802 | 0 | 0 | 0 | 1.2356 | 0.013423 | 0 | 0 | 50% | 35% | 5% | 10% | NEM | All | FALSE | FALSE | 8125.5155 | 615
Industrial_Instruments_Existing_Space Heating_Natural Gas_Thermostat - Programmable_A | WA | Industrial | Instruments | Existing | Space Heating | Natural Gas | Thermostat - Programmable | A | Programmable thermostat installed | IM502 | Retrofit | Manual control | Programmable thermostat installed | RetroEven20 | 0 | TBD | sqft | 1 | 477.8274 | 0.2% | IL TRM - 4.4.48 - CI-HVC-THST-V02-210101 | IL TRM - 4.4.48 - CI-HVC-THST-V02-210101 | BEST | 11 | 0.17185 | 0 | 0.0058168 | 0 | 0.98199 | 0.0064938 | 0 | 0 | 50% | 35% | 25% | 40% | NEM | All | FALSE | FALSE | 10702.7316 | 739
Industrial_Instruments_Existing_Space Heating_Natural Gas_ENERGY STAR Connected Thermostat_A | WA | Industrial | Instruments | Existing | Space Heating | Natural Gas | ENERGY STAR Connected Thermostat | A | Wi-Fi/interactive thermostat installed | IM503 | Retrofit | Manual control | Wi-Fi/interactive thermostat installed | RetroEven20 | 0 | TBD | sqft | 1 | 477.8274 | 0.2% | ComConnectedThermostats_v1_1 | ComConnectedThermostats_v1_1 | ComConnectedThermostats_v1_1 | 5 | 0.38539 | 0 | 0.011319 | 0 | 1.0277 | 0.015698 | 0 | 0 | 50% | 35% | 5% | 20% | NEM | All | FALSE | FALSE | 11281.0906 | 740
Industrial_Instruments_Existing_Space Heating_Natural Gas_Destratification Fans (HVLS)_A | WA | Industrial | Instruments | Existing | Space Heating | Natural Gas | Destratification Fans (HVLS) | A | Fans installed | IM504 | Retrofit | None/Standard ventilation | Fans installed | RetroEven20 | 0 | TBD | sqft | 1 | 477.8274 | 0.2% | IL TRM - 4.4.34 - CI-HVC-DSFN-V05-210101 | IL TRM - 4.4.34 - CI-HVC-DSFN-V05-210101 | IL TRM - 4.4.34 - CI-HVC-DSFN-V05-210101 | 10 | 0.59821 | 0 | 0.014061 | 0 | 1.0514 | 0.015698 | 0 | 0 | 50% | 35% | 15% | 30% | NEM | All | FALSE | FALSE | 15586.1209 | 729
Industrial_Instruments_Existing_Space Heating_Natural Gas_Gas Boiler - Insulate Steam Lines/Condensate Tank_A | WA | Industrial | Instruments | Existing | Space Heating | Natural Gas | Gas Boiler - Insulate Steam Lines/Condensate Tank | A | Lines and condenstate tank insulated | IM505 | Retrofit | No insulation | Lines and condenstate tank insulated | RetroEven20 | 0 | TBD | employee | 1 | 1 | 0.2% | PGE Workpaper - SWWH017-01 | PGE Workpaper - SWWH017-01 | PGE Workpaper - SWWH017-01 | 20 | 272.0287 | 0 | 0 | 0 | 0.98199 | 44.985 | 0 | 0 | 50% | 35% | 30% | 35% | NEM | Boiler | FALSE | FALSE | 2865.4954 | 424
Industrial_Instruments_Existing_Process_Natural Gas_Gas Boiler - Insulate Steam Lines/Condensate Tank_A | WA | Industrial | Instruments | Existing | Process | Natural Gas | Gas Boiler - Insulate Steam Lines/Condensate Tank | A | Lines and condenstate tank insulated | IM506 | Retrofit | No insulation | Lines and condenstate tank insulated | RetroEven20 | 0 | TBD | sqft | 1 | 1 | 0.2% | PGE Workpaper - SWWH017-01 | PGE Workpaper - SWWH017-01 | PGE Workpaper - SWWH017-01 | 20 | 272.0287 | 0 | 0 | 0 | 0.98199 | 27.9412 | 0 | 0 | 50% | 35% | 30% | 35% | NEM | Process Boiler | FALSE | FALSE | 2865.4954 | 425
Industrial_Instruments_Existing_Space Heating_Natural Gas_Gas Boiler - Insulate Hot Water Lines_A | WA | Industrial | Instruments | Existing | Space Heating | Natural Gas | Gas Boiler - Insulate Hot Water Lines | A | Insulated water lines | IM507 | Retrofit | No insulation | Insulated water lines | RetroEven20 | 0 | TBD | employee | 1 | 1 | 0.2% | PGE Workpaper - SWWH017-01 | PGE Workpaper - SWWH017-01 | PGE Workpaper - SWWH017-01 | 20 | 193.1378 | 0 | 0 | 0 | 0.98199 | 50.8472 | 0 | 0 | 50% | 35% | 40% | 50% | NEM | Boiler | FALSE | FALSE | 1799.9184 | 349
Industrial_Instruments_Existing_Process_Natural Gas_Gas Boiler - Insulate Hot Water Lines_A | WA | Industrial | Instruments | Existing | Process | Natural Gas | Gas Boiler - Insulate Hot Water Lines | A | Insulated water lines | IM508 | Retrofit | No insulation | Insulated water lines | RetroEven20 | 0 | TBD | sqft | 1 | 1 | 0.2% | PGE Workpaper - SWWH017-01 | PGE Workpaper - SWWH017-01 | PGE Workpaper - SWWH017-01 | 20 | 193.1378 | 0 | 0 | 0 | 0.98199 | 31.5823 | 0 | 0 | 50% | 35% | 40% | 50% | NEM | Process Boiler | FALSE | FALSE | 1799.9184 | 346
Industrial_Instruments_Existing_Process_Natural Gas_Process - Insulate Heated Process Fluids_A | WA | Industrial | Instruments | Existing | Process | Natural Gas | Process - Insulate Heated Process Fluids | A | Insulated process fluid lines | IM509 | Retrofit | No insulation | Insulated process fluid lines | Retro12Med | 0 | TBD | employee | 1 | 1 | 0.2% | PGE Workpaper - SWWH017-01 | PGE Workpaper - SWWH017-01 | PGE Workpaper - SWWH017-01 | 20 | 272.0287 | 0 | 0 | 0 | 0.98199 | 9.2315 | 0 | 0 | 50% | 35% | 5% | 10% | NEM | Process Heating | FALSE | FALSE | 11318.2851 | 730
Industrial_Instruments_Existing_Process_Natural Gas_Process Heat Recovery_A | WA | Industrial | Instruments | Existing | Process | Natural Gas | Process Heat Recovery | A | HR system installed | IM510 | Retrofit | No HR system | HR system installed | Retro12Med | 0 | TBD | cfm | 1 | 1 | 0.2% | MN TRM v3.1 - Exhaust Energy Recovery | WI TRM - Process Exhaust Filtration, 3244 | MN TRM v3.1 - Exhaust Energy Recovery | 15 | 312.3832 | 0 | 0 | 0 | 1.0149 | 0.14017 | 0 | 0 | 50% | 35% | 5% | 50% | NEM | All | FALSE | FALSE | 874354.7799 | 727
Industrial_Instruments_Existing_Space Heating_Natural Gas_Building Automation System_A | WA | Industrial | Instruments | Existing | Space Heating | Natural Gas | Building Automation System | A | Automation system installed and programmed | IM511 | Retrofit | No control system | Automation system installed and programmed | Retro1Slow | 0 | TBD | sqft | 1 | 477.8274 | 0.2% | COM_EMS-All-XCELCO-2017-18-3 | BEHAV_EIS-All-CPUC-2018_PG-10 | COM_EMS-All-XCELCO-2017-18-3 | 15 | 0.10449 | 0 | 0.034116 | 0 | 1.0386 | 0.015698 | 0 | 0 | 50% | 35% | 5% | 65% | NEM | All | FALSE | FALSE | 2611.5327 | 394
Industrial_Instruments_Existing_Space Heating_Natural Gas_Steam System Efficiency Improvements_A | WA | Industrial | Instruments | Existing | Space Heating | Natural Gas | Steam System Efficiency Improvements | A | Optimized system | IM512 | Retrofit | Average system efficiency | Optimized system | Retro1Slow | 0 | TBD | sqft | 1 | 168.2863 | 0.2% | AEG Research | DOE - Improving Steam System Performance: A Sourcebook for Industry, Second Edition. October 2012. | DOE - Improving Steam System Performance: A Sourcebook for Industry, Second Edition. October 2012. | 5 | 0.11885 | 0 | 0 | 0 | 0.98199 | 0.14024 | 0 | 0 | 50% | 35% | 30% | 60% | NEM | Boiler | FALSE | FALSE | 40663.5538 | 728
Industrial_Instruments_Existing_Process_Natural Gas_Steam System Efficiency Improvements_A | WA | Industrial | Instruments | Existing | Process | Natural Gas | Steam System Efficiency Improvements | A | Optimized system | IM513 | Retrofit | Average system efficiency | Optimized system | Retro1Slow | 0 | TBD | sqft | 1 | 1 | 0.2% | AEG Research | DOE - Improving Steam System Performance: A Sourcebook for Industry, Second Edition. October 2012. | DOE - Improving Steam System Performance: A Sourcebook for Industry, Second Edition. October 2012. | 5 | 20.0004 | 0 | 0 | 0 | 0.98199 | 0.087109 | 0 | 0 | 50% | 35% | 30% | 60% | NEM | Process Boiler | FALSE | FALSE | 40663.5538 | 733
Industrial_Instruments_Existing_Space Heating_Natural Gas_Strategic Energy Management_A | WA | Industrial | Instruments | Existing | Space Heating | Natural Gas | Strategic Energy Management | A | Energy management system installed and programmed | IM514 | Retrofit | No energy management system | Energy management system installed and programmed | RetroEven20 | 0 | TBD | employee | 1 | 1 | 0.2% | BEHAV_SEM-All-CPUC-2018_PG-26 | BEHAV_SEM-All-CPUC-2018_PG-26 | AEG Research | 5 | 8.4779 | 0.20188 | 0 | 0 | 1.0386 | 3.2254 | 0 | 0 | 50% | 35% | 5% | 50% | NEM | All | FALSE | FALSE | 2514.1051 | 383
Industrial_Instruments_Existing_Process_Natural Gas_Strategic Energy Management_A | WA | Industrial | Instruments | Existing | Process | Natural Gas | Strategic Energy Management | A | Energy management system installed and programmed | IM515 | Retrofit | No energy management system | Energy management system installed and programmed | RetroEven20 | 0 | TBD | employee | 1 | 1 | 0.2% | BEHAV_SEM-All-CPUC-2018_PG-26 | BEHAV_SEM-All-CPUC-2018_PG-26 | AEG Research | 5 | 8.4779 | 0.20188 | 0 | 0 | 1.0386 | 1.6994 | 0 | 0 | 50% | 35% | 5% | 50% | NEM | All | FALSE | FALSE | 2514.1051 | 385
Industrial_Instruments_Existing_Miscellaneous_Natural Gas_Strategic Energy Management_A | WA | Industrial | Instruments | Existing | Miscellaneous | Natural Gas | Strategic Energy Management | A | Energy management system installed and programmed | IM516 | Retrofit | No energy management system | Energy management system installed and programmed | RetroEven20 | 0 | TBD | employee | 1 | 1 | 0.2% | BEHAV_SEM-All-CPUC-2018_PG-26 | BEHAV_SEM-All-CPUC-2018_PG-26 | AEG Research | 5 | 8.4779 | 0.20188 | 0 | 0 | 1.0386 | 1.1153 | 0 | 0 | 50% | 35% | 5% | 50% | NEM | All | FALSE | FALSE | 2514.1051 | 384
Industrial_Instruments_Existing_Space Heating_Natural Gas_Commissioning_A | WA | Industrial | Instruments | Existing | Space Heating | Natural Gas | Commissioning | A | Optimized HVAC design and controls | IM517 | Retrofit | New construction code | Optimized HVAC design and controls | Retro12Med | 0 | TBD | employee | 1 | 1 | 0.2% | DL20_COM_CX-Refrig-2021PLN-V11-3 | 2018 AMIL BUS Retro-Commissioning Initiative | U.S. Department of Energy. Lawrence Berkeley National Labs and Building Commissioning Association. https://www.bcxa.org/wp-content/uploads/2020/09/1-s2.0- S0378778819319553-main.pdf | 10 | 0.2672 | 0 | 0 | 0 | 1.0277 | 3.6864 | 0 | 0 | 50% | 35% | 0% | 0% | NEM | Market | 26 | FALSE | 16.5946 | 113
Industrial_Instruments_Existing_Process_Natural Gas_Commissioning_A | WA | Industrial | Instruments | Existing | Process | Natural Gas | Commissioning | A | Optimized process design and controls | IM518 | Retrofit | New construction code | Optimized process design and controls | Retro12Med | 0 | TBD | employee | 1 | 1 | 0.2% | DL20_COM_CX-Refrig-2021PLN-V11-3 | 2018 AMIL BUS Retro-Commissioning Initiative | U.S. Department of Energy. Lawrence Berkeley National Labs and Building Commissioning Association. https://www.bcxa.org/wp-content/uploads/2020/09/1-s2.0- S0378778819319553-main.pdf | 10 | 0.2672 | 0 | 0 | 0 | 1.0277 | 9.4849 | 0 | 0 | 50% | 35% | 0% | 0% | NEM | Market | 27 | FALSE | 16.5946 | 115
Industrial_Instruments_Existing_Space Heating_Natural Gas_Retrocommissioning_A | WA | Industrial | Instruments | Existing | Space Heating | Natural Gas | Retrocommissioning | A | Optimized HVAC flow and controls | IM519 | Retrofit | Vintage/existing building | Optimized HVAC flow and controls | RetroEven20 | 0 | TBD | employee | 1 | 1 | 0.2% | COM_RCX-Heating-7PLN-v5-18 | COM_RCX-All-XCELCO-2017-18-1 | COM_RCX-All-XCELCO-2017-18-1 | 5 | 0.34775 | 0 | 0 | 0 | 1.0277 | 0.51201 | 0 | 0 | 50% | 35% | 15% | 50% | NEM | Market | FALSE | FALSE | 312.0908 | 178
Industrial_Instruments_Existing_Process_Natural Gas_Retrocommissioning_A | WA | Industrial | Instruments | Existing | Process | Natural Gas | Retrocommissioning | A | Optimized process design and controls | IM520 | Retrofit | Vintage/existing building | Optimized process design and controls | RetroEven20 | 0 | TBD | employee | 1 | 1 | 0.2% | COM_RCX-Heating-7PLN-v5-18 | COM_RCX-All-XCELCO-2017-18-1 | n/a | 5 | 0.34775 | 0 | 0 | 0 | 1.0277 | 0 | 0 | 0 | 50% | 35% | 15% | 50% | NEM | Market | FALSE | FALSE | 312.0908 | 179
Industrial_Instruments_New_Space Heating_Natural Gas_Insulation - Roof/Ceiling_A | WA | Industrial | Instruments | New | Space Heating | Natural Gas | Insulation - Roof/Ceiling | A | R-38 | IM521 | Retrofit | R-13 | R-38 | Retro3Slow | 2 | TBD | sqft | 1 | 477.8274 | 0.2% | RTF Wkbk - ComWeatherizationSchool_v3_1 | RTF Wkbk - ComWeatherizationSchool_v3_1 | Building Energy Simulation Tool | 45 | 1.1095 | 0 | 0 | 0 | 1.1095 | 0.078976 | 0 | 0 | 50% | 35% | 0% | 0% | NEM | All | FALSE | FALSE | 5213.7298 | 514
Industrial_Instruments_New_Space Heating_Natural Gas_Insulation - Wall Cavity_A | WA | Industrial | Instruments | New | Space Heating | Natural Gas | Insulation - Wall Cavity | A | R-21 | IM522 | Retrofit | R-11 or less | R-21 | Retro3Slow | 2 | TBD | sqft | 1 | 477.8274 | 0.2% | RTF Wkbk - ComWeatherizationSchool_v3_1 | N/A | Building Energy Simulation Tool | 45 | 0.24059 | 0 | 0 | 0 | 1.268 | 0.017277 | 0 | 0 | 50% | 35% | 0% | 0% | NEM | All | FALSE | FALSE | 5167.8806 | 504
Industrial_Instruments_New_Space Heating_Natural Gas_Insulation - Ducting_A | WA | Industrial | Instruments | New | Space Heating | Natural Gas | Insulation - Ducting | A | 50% reduction in thermal losses | IM523 | Retrofit | ~2°F thermal losses | 50% reduction in thermal losses | Retro5Med | 0 | TBD | sqft | 1 | 100.6045 | 0.2% | MA TRM - 2019-2021 - COM-HVAC-DI | MEMD - MMD8.25.01.FESH23.v01 | Building Energy Simulation Tool | 20 | 1.5221 | 0 | 0.00175 | 0 | 0.98199 | 0.0012737 | 0 | 0 | 50% | 35% | 0% | 0% | NEM | Furnace | FALSE | FALSE | 459012.7085 | 734
Industrial_Instruments_New_Space Heating_Natural Gas_HVAC - Duct Repair and Sealing_A | WA | Industrial | Instruments | New | Space Heating | Natural Gas | HVAC - Duct Repair and Sealing | A | 30% reduced duct leaking | IM524 | Retrofit | Poorly sealed/leaky ducts | 30% reduced duct leaking | RetroEven20 | 0 | TBD | sqft | 1 | 100.6045 | 0.2% | MA TRM - 2019-2021 - COM-HVAC-DS | N/A | Building Energy Simulation Tool | 20 | 0 | 0 | 0 | 0 | 1.268 | 0.0036023 | 0 | 0 | 50% | 35% | 0% | 0% | NEM | Furnace | FALSE | FALSE | 0 | 731
Industrial_Instruments_New_Space Heating_Natural Gas_Windows - High Efficiency_A | WA | Industrial | Instruments | New | Space Heating | Natural Gas | Windows - High Efficiency | A | U-.22 or better | IM525 | Retrofit | U-.5 or worse | U-.22 or better | Retro1Slow | 0 | TBD | sqft | 1 | 477.8274 | 0.2% | RTF Wkbk - ComWeatherizationSchool_v3_1 | N/A | Building Energy Simulation Tool | 45 | 0 | 0 | 0 | 0 | 1.268 | 0.0073878 | 0 | 0 | 50% | 35% | 0% | 0% | NEM | All | FALSE | FALSE | 0 | 732
Industrial_Instruments_New_Space Heating_Natural Gas_Gas Boiler - Maintenance_A | WA | Industrial | Instruments | New | Space Heating | Natural Gas | Gas Boiler - Maintenance | A | General cleaning and maintenance | IM526 | Retrofit | Degrade performance | General cleaning and maintenance | Retro20Fast | 0 | TBD | sqft | 1 | 1 | 0.2% | IL TRM - 4.3.10 - CI-HWE-DBTU-V01-180101 | IL TRM - 4.3.10 - CI-HWE-DBTU-V01-180101 | IL TRM - 4.3.10 - CI-HWE-DBTU-V01-180101 | 3 | 0.019886 | 0 | 0 | 0 | 0.98199 | 3.9458 | 0 | 0 | 50% | 35% | 5% | 10% | NEM | Boiler | FALSE | FALSE | 3.2122 | 79
Industrial_Instruments_New_Process_Natural Gas_Gas Boiler - Maintenance_A | WA | Industrial | Instruments | New | Process | Natural Gas | Gas Boiler - Maintenance | A | General cleaning and maintenance | IM527 | Retrofit | Degrade performance | General cleaning and maintenance | Retro20Fast | 0 | TBD | sqft | 1 | 1 | 0.2% | IL TRM - 4.3.10 - CI-HWE-DBTU-V01-180101 | IL TRM - 4.3.10 - CI-HWE-DBTU-V01-180101 | IL TRM - 4.3.10 - CI-HWE-DBTU-V01-180101 | 3 | 0.019886 | 0 | 0 | 0 | 0.98199 | 2.58 | 0 | 0 | 50% | 35% | 5% | 10% | NEM | Process Boiler | FALSE | FALSE | 3.2122 | 80
Industrial_Instruments_New_Space Heating_Natural Gas_Gas Furnace - Maintenance_A | WA | Industrial | Instruments | New | Space Heating | Natural Gas | Gas Furnace - Maintenance | A | General cleaning and maintenance | IM528 | Retrofit | Degrade performance | General cleaning and maintenance | Retro20Fast | 0 | TBD | sqft | 1 | 1 | 0.2% | IL TRM - 4.4.31 - CI-HVC-FTUN-V03-200101 | MN TRM 3.1 - Forced-Air Heating Maintenance v2.0 | MN TRM v3.1 - Forced-Air Heating Maintenance | 3 | 0.0052369 | 0 | 0 | 0 | 1.1095 | 0.0083129 | 0 | 0 | 50% | 35% | 5% | 10% | NEM | Furnace | FALSE | FALSE | 332.0385 | 184
Industrial_Instruments_New_Space Heating_Natural Gas_Gas Boiler - Hot Water Reset_A | WA | Industrial | Instruments | New | Space Heating | Natural Gas | Gas Boiler - Hot Water Reset | A | Reset control installed | IM529 | Retrofit | No control | Reset control installed | Retro5Med | 0 | TBD | sqft | 1 | 1 | 0.2% | IL TRM - 4.4.4 - CI-HVC-BLRC-V04-210101 | IL TRM - 4.4.4 - CI-HVC-BLRC-V04-210101 | IL TRM - 4.4.4 - CI-HVC-BLRC-V04-210101 | 16 | 37.9773 | 0 | 0 | 0 | 1.268 | 14.3485 | 0 | 0 | 50% | 35% | 20% | 45% | NEM | Boiler | FALSE | FALSE | 1556.8427 | 300
Industrial_Instruments_New_Process_Natural Gas_Gas Boiler - Hot Water Reset_A | WA | Industrial | Instruments | New | Process | Natural Gas | Gas Boiler - Hot Water Reset | A | Reset control installed | IM530 | Retrofit | No control | Reset control installed | Retro5Med | 0 | TBD | sqft | 1 | 1 | 0.2% | IL TRM - 4.4.4 - CI-HVC-BLRC-V04-210101 | IL TRM - 4.4.4 - CI-HVC-BLRC-V04-210101 | XCEL CO 2019-2020 DSM Plan | 16 | 37.9773 | 0 | 0 | 0 | 1.268 | 4.6909 | 0 | 0 | 50% | 35% | 20% | 45% | NEM | Process Boiler | FALSE | FALSE | 1556.8427 | 301
Industrial_Instruments_New_Space Heating_Natural Gas_Steam Trap Maintenance_A | WA | Industrial | Instruments | New | Space Heating | Natural Gas | Steam Trap Maintenance | A | Cleaning and maintenance | IM531 | Retrofit | Degrade performance | Cleaning and maintenance | RetroEven20 | 0 | TBD | sqft | 1 | 1 | 0.2% | IL TRM - 4.4.16 - CI-HVC-STRE-V07-210101 | IL TRM - 4.4.16 - CI-HVC-STRE-V07-210101 | IL TRM - 4.4.16 - CI-HVC-STRE-V07-210101 | 6 | 4.612 | 0 | 0 | 0 | 0.98199 | 5.069 | 0 | 0 | 50% | 35% | 0% | 0% | NEM | Boiler | FALSE | FALSE | 487.0221 | 212
Industrial_Instruments_New_Process_Natural Gas_Steam Trap Maintenance_A | WA | Industrial | Instruments | New | Process | Natural Gas | Steam Trap Maintenance | A | Cleaning and maintenance | IM532 | Retrofit | Degrade performance | Cleaning and maintenance | RetroEven20 | 0 | TBD | sqft | 1 | 1 | 0.2% | IL TRM - 4.4.16 - CI-HVC-STRE-V07-210101 | IL TRM - 4.4.16 - CI-HVC-STRE-V07-210101 | IL TRM - 4.4.16 - CI-HVC-STRE-V07-210101 | 6 | 4.612 | 0 | 0 | 0 | 0.98199 | 3.3144 | 0 | 0 | 50% | 35% | 0% | 0% | NEM | Process Boiler | FALSE | FALSE | 487.0221 | 211
Industrial_Instruments_New_Space Heating_Natural Gas_Gas Boiler - High Turndown_A | WA | Industrial | Instruments | New | Space Heating | Natural Gas | Gas Boiler - High Turndown | A | Turndown control installed | IM533 | Retrofit | No control | Turndown control installed | Retro12Med | 0 | TBD | sqft | 1 | 1 | 0.2% | MN TRM 3.1 - Boiler Modifications, Space Heating Only v4.0 | MN TRM 3.1 - Boiler Modifications, Space Heating Only v4.0 | MN TRM 3.1 - Boiler Modifications, Space Heating Only v4.0 | 15 | 65.9777 | 0 | 0 | 0 | 1.0689 | 5.3807 | 0 | 0 | 50% | 35% | 35% | 50% | NEM | Boiler | FALSE | FALSE | 5817.4353 | 550
Industrial_Instruments_New_Process_Natural Gas_Gas Boiler - High Turndown_A | WA | Industrial | Instruments | New | Process | Natural Gas | Gas Boiler - High Turndown | A | Turndown control installed | IM534 | Retrofit | No control | Turndown control installed | Retro12Med | 0 | TBD | sqft | 1 | 1 | 0.2% | MN TRM 3.1 - Boiler Modifications, Space Heating Only v4.0 | MN TRM 3.1 - Boiler Modifications, Space Heating Only v4.0 | MN TRM 3.1 - Boiler Modifications, Space Heating Only v4.0 | 15 | 65.9777 | 0 | 0 | 0 | 1.0689 | 3.5182 | 0 | 0 | 50% | 35% | 35% | 50% | NEM | Process Boiler | FALSE | FALSE | 5817.4353 | 547
Industrial_Instruments_New_Space Heating_Natural Gas_Gas Boiler - Burner Control Optimization_A | WA | Industrial | Instruments | New | Space Heating | Natural Gas | Gas Boiler - Burner Control Optimization | A | Optimized burner controls | IM535 | Retrofit | Average performance | Optimized burner controls | Retro3Slow | 0 | TBD | sqft | 1 | 1 | 0.2% | IL TRM - 4.4.22 - CI-HVC-O2TC-V01-140601 | GBLR_O2TRM-Heating-MEMD-2018-1 | IL TRM - 4.4.22 - CI-HVC-O2TC-V01-140601 | 18 | 22.1664 | 0 | 0 | 0 | 1.0689 | 1.5604 | 0 | 0 | 50% | 35% | 5% | 85% | NEM | Boiler | FALSE | FALSE | 6645.1088 | 569
Industrial_Instruments_New_Process_Natural Gas_Gas Boiler - Burner Control Optimization_A | WA | Industrial | Instruments | New | Process | Natural Gas | Gas Boiler - Burner Control Optimization | A | Optimized burner controls | IM536 | Retrofit | Average performance | Optimized burner controls | Retro3Slow | 0 | TBD | sqft | 1 | 1 | 0.2% | IL TRM - 4.4.22 - CI-HVC-O2TC-V01-140601 | GBLR_O2TRM-Heating-MEMD-2018-1 | IL TRM - 4.4.22 - CI-HVC-O2TC-V01-140601 | 18 | 22.1664 | 0 | 0 | 0 | 1.0689 | 1.0203 | 0 | 0 | 50% | 35% | 5% | 85% | NEM | Process Boiler | FALSE | FALSE | 6645.1088 | 570
Industrial_Instruments_New_Space Heating_Natural Gas_HVAC - Demand Controlled Ventilation_A | WA | Industrial | Instruments | New | Space Heating | Natural Gas | HVAC - Demand Controlled Ventilation | A | DCV enabled | IM537 | Retrofit | Constant ventilation | DCV enabled | RetroEven20 | 0 | TBD | sqft | 1 | 100.6045 | 0.2% | VENT_DCV-Heating-7PLN-v5-8 | VENT_DCV-Heating-7PLN-v5-8 | VENT_DCV-Heating-7PLN-v5-8 | 15 | 0.16907 | 0 | 0.021181 | 0 | 1.268 | 0.067787 | 0 | 0 | 50% | 35% | 55% | 75% | NEM | Furnace | FALSE | FALSE | 978.5104 | 238
Industrial_Instruments_New_Space Heating_Natural Gas_Gas Boiler - Stack Economizer_A | WA | Industrial | Instruments | New | Space Heating | Natural Gas | Gas Boiler - Stack Economizer | A | Economizer installed | IM538 | Retrofit | None | Economizer installed | Retro12Med | 0 | TBD | sqft | 1 | 1 | 0.2% | IL TRM - 4.4.28 - CI-HVC-BECO-V02-210101 | XCEL CO 2019-2020 DSM Plan | IL TRM - 4.4.28 - CI-HVC-BECO-V02-210101 | 15 | 43.4887 | 0 | 0 | 0 | 1.268 | 3.9279 | 0 | 0 | 50% | 35% | 15% | 55% | NEM | Boiler | FALSE | FALSE | 4670.9383 | 455
Industrial_Instruments_New_Process_Natural Gas_Gas Boiler - Stack Economizer_A | WA | Industrial | Instruments | New | Process | Natural Gas | Gas Boiler - Stack Economizer | A | Economizer installed | IM539 | Retrofit | None | Economizer installed | Retro12Med | 0 | TBD | sqft | 1 | 1 | 0.2% | IL TRM - 4.4.28 - CI-HVC-BECO-V02-210101 | XCEL CO 2019-2020 DSM Plan | IL TRM - 4.4.29 - CI-HVC-PECO-V01-150601 | 15 | 43.4887 | 0 | 0 | 0 | 1.268 | 3.3775 | 0 | 0 | 50% | 35% | 15% | 55% | NEM | Process Boiler | FALSE | FALSE | 4670.9383 | 457
Industrial_Instruments_New_Space Heating_Natural Gas_Gas Furnace Tube Inserts_A | WA | Industrial | Instruments | New | Space Heating | Natural Gas | Gas Furnace Tube Inserts | A | Tube inserts installed | IM540 | Retrofit | None | Tube inserts installed | Retro3Slow | 0 | TBD | sqft | 1 | 100.6045 | 0.2% | WI TRM - Radiant Tube Inserts, 2507 | WI TRM - Radiant Tube Inserts, 2507 | WI TRM - Radiant Tube Inserts, 2507 | 5 | 0.017226 | 0 | 0 | 0 | 1.0514 | 0.077933 | 0 | 0 | 50% | 35% | 0% | 0% | NEM | Furnace | FALSE | FALSE | 101.5682 | 136
Industrial_Instruments_New_Space Heating_Natural Gas_Space Heating - Heat Recovery Ventilator_A | WA | Industrial | Instruments | New | Space Heating | Natural Gas | Space Heating - Heat Recovery Ventilator | A | HRV installed | IM541 | Retrofit | None | HRV installed | RetroEven20 | 0 | TBD | sqft | 1 | 477.8274 | 0.2% | IL TRM - 4.4.27 - CI-HVC-ERVE-V04-200101 | IL TRM - 4.4.27 - CI-HVC-ERVE-V04-200101 | IL TRM - 4.4.27 - CI-HVC-ERVE-V04-200101 | 15 | 0.27802 | 0 | 0 | 0 | 1.2356 | 0.012707 | 0 | 0 | 50% | 35% | 5% | 10% | NEM | All | FALSE | FALSE | 8583.3846 | 628
Industrial_Instruments_New_Space Heating_Natural Gas_Thermostat - Programmable_A | WA | Industrial | Instruments | New | Space Heating | Natural Gas | Thermostat - Programmable | A | Programmable thermostat installed | IM542 | Retrofit | Manual control | Programmable thermostat installed | RetroEven20 | 0 | TBD | sqft | 1 | 477.8274 | 0.2% | IL TRM - 4.4.48 - CI-HVC-THST-V02-210101 | IL TRM - 4.4.48 - CI-HVC-THST-V02-210101 | BEST | 11 | 0.17185 | 0 | 0.0057728 | 0 | 0.98199 | 0.0061474 | 0 | 0 | 50% | 35% | 25% | 40% | NEM | All | FALSE | FALSE | 11305.8256 | 743
Industrial_Instruments_New_Space Heating_Natural Gas_ENERGY STAR Connected Thermostat_A | WA | Industrial | Instruments | New | Space Heating | Natural Gas | ENERGY STAR Connected Thermostat | A | Wi-Fi/interactive thermostat installed | IM543 | Retrofit | Manual control | Wi-Fi/interactive thermostat installed | RetroEven20 | 0 | TBD | sqft | 1 | 477.8274 | 0.2% | ComConnectedThermostats_v1_1 | ComConnectedThermostats_v1_1 | ComConnectedThermostats_v1_1 | 5 | 0.38539 | 0 | 0.011319 | 0 | 1.0277 | 0.01486 | 0 | 0 | 50% | 35% | 5% | 20% | NEM | All | FALSE | FALSE | 11916.7749 | 754
Industrial_Instruments_New_Space Heating_Natural Gas_Destratification Fans (HVLS)_A | WA | Industrial | Instruments | New | Space Heating | Natural Gas | Destratification Fans (HVLS) | A | Fans installed | IM544 | Retrofit | None/Standard ventilation | Fans installed | RetroEven20 | 0 | TBD | sqft | 1 | 477.8274 | 0.2% | IL TRM - 4.4.34 - CI-HVC-DSFN-V05-210101 | IL TRM - 4.4.34 - CI-HVC-DSFN-V05-210101 | IL TRM - 4.4.34 - CI-HVC-DSFN-V05-210101 | 10 | 0.59821 | 0 | 0.013955 | 0 | 1.0514 | 0.01486 | 0 | 0 | 50% | 35% | 15% | 30% | NEM | All | FALSE | FALSE | 16464.3917 | 755
Industrial_Instruments_New_Space Heating_Natural Gas_Gas Boiler - Insulate Steam Lines/Condensate Tank_A | WA | Industrial | Instruments | New | Space Heating | Natural Gas | Gas Boiler - Insulate Steam Lines/Condensate Tank | A | Lines and condenstate tank insulated | IM545 | Retrofit | No insulation | Lines and condenstate tank insulated | RetroEven20 | 0 | TBD | sqft | 1 | 1 | 0.2% | PGE Workpaper - SWWH017-01 | PGE Workpaper - SWWH017-01 | PGE Workpaper - SWWH017-01 | 20 | 263.6279 | 0 | 0 | 0 | 0.98199 | 42.7328 | 0 | 0 | 50% | 35% | 30% | 35% | NEM | Boiler | FALSE | FALSE | 2865.4954 | 417
Industrial_Instruments_New_Process_Natural Gas_Gas Boiler - Insulate Steam Lines/Condensate Tank_A | WA | Industrial | Instruments | New | Process | Natural Gas | Gas Boiler - Insulate Steam Lines/Condensate Tank | A | Lines and condenstate tank insulated | IM546 | Retrofit | No insulation | Lines and condenstate tank insulated | RetroEven20 | 0 | TBD | sqft | 1 | 1 | 0.2% | PGE Workpaper - SWWH017-01 | PGE Workpaper - SWWH017-01 | PGE Workpaper - SWWH017-01 | 20 | 263.6279 | 0 | 0 | 0 | 0.98199 | 27.9412 | 0 | 0 | 50% | 35% | 30% | 35% | NEM | Process Boiler | FALSE | FALSE | 2865.4954 | 414
Industrial_Instruments_New_Space Heating_Natural Gas_Gas Boiler - Insulate Hot Water Lines_A | WA | Industrial | Instruments | New | Space Heating | Natural Gas | Gas Boiler - Insulate Hot Water Lines | A | Insulated water lines | IM547 | Retrofit | No insulation | Insulated water lines | RetroEven20 | 0 | TBD | sqft | 1 | 1 | 0.2% | PGE Workpaper - SWWH017-01 | PGE Workpaper - SWWH017-01 | PGE Workpaper - SWWH017-01 | 20 | 187.1732 | 0 | 0 | 0 | 0.98199 | 48.3016 | 0 | 0 | 50% | 35% | 45% | 50% | NEM | Boiler | FALSE | FALSE | 1799.9184 | 333
Industrial_Instruments_New_Process_Natural Gas_Gas Boiler - Insulate Hot Water Lines_A | WA | Industrial | Instruments | New | Process | Natural Gas | Gas Boiler - Insulate Hot Water Lines | A | Insulated water lines | IM548 | Retrofit | No insulation | Insulated water lines | RetroEven20 | 0 | TBD | sqft | 1 | 1 | 0.2% | PGE Workpaper - SWWH017-01 | PGE Workpaper - SWWH017-01 | PGE Workpaper - SWWH017-01 | 20 | 187.1732 | 0 | 0 | 0 | 0.98199 | 31.5823 | 0 | 0 | 50% | 35% | 45% | 50% | NEM | Process Boiler | FALSE | FALSE | 1799.9184 | 336
Industrial_Instruments_New_Process_Natural Gas_Process - Insulate Heated Process Fluids_A | WA | Industrial | Instruments | New | Process | Natural Gas | Process - Insulate Heated Process Fluids | A | Insulated process fluid lines | IM549 | Retrofit | No insulation | Insulated process fluid lines | Retro12Med | 0 | TBD | employee | 1 | 1 | 0.2% | PGE Workpaper - SWWH017-01 | PGE Workpaper - SWWH017-01 | PGE Workpaper - SWWH017-01 | 20 | 263.6279 | 0 | 0 | 0 | 0.98199 | 9.2315 | 0 | 0 | 50% | 35% | 5% | 10% | NEM | Process Heating | FALSE | FALSE | 10968.7514 | 752
Industrial_Instruments_New_Process_Natural Gas_Process Heat Recovery_A | WA | Industrial | Instruments | New | Process | Natural Gas | Process Heat Recovery | A | HR system installed | IM550 | Retrofit | No HR system | HR system installed | Retro12Med | 0 | TBD | cfm | 1 | 1 | 0.2% | MN TRM v3.1 - Exhaust Energy Recovery | WI TRM - Process Exhaust Filtration, 3244 | MN TRM v3.1 - Exhaust Energy Recovery | 15 | 312.3832 | 0 | 0 | 0 | 1.0149 | 0.14017 | 0 | 0 | 50% | 35% | 5% | 50% | NEM | All | FALSE | FALSE | 874354.7799 | 753
Industrial_Instruments_New_Space Heating_Natural Gas_Building Automation System_A | WA | Industrial | Instruments | New | Space Heating | Natural Gas | Building Automation System | A | Automation system installed and programmed | IM551 | Retrofit | No control system | Automation system installed and programmed | Retro1Slow | 0 | TBD | sqft | 1 | 477.8274 | 0.2% | COM_EMS-All-XCELCO-2017-18-3 | BEHAV_EIS-All-CPUC-2018_PG-10 | COM_EMS-All-XCELCO-2017-18-3 | 15 | 0.091917 | 0 | 0.03401 | 0 | 1.0386 | 0.01486 | 0 | 0 | 50% | 35% | 5% | 65% | NEM | All | FALSE | FALSE | 2426.6242 | 378
Industrial_Instruments_New_Space Heating_Natural Gas_Steam System Efficiency Improvements_A | WA | Industrial | Instruments | New | Space Heating | Natural Gas | Steam System Efficiency Improvements | A | Optimized system | IM552 | Retrofit | Average system efficiency | Optimized system | Retro1Slow | 0 | TBD | sqft | 1 | 168.2863 | 0.2% | AEG Research | DOE - Improving Steam System Performance: A Sourcebook for Industry, Second Edition. October 2012. | DOE - Improving Steam System Performance: A Sourcebook for Industry, Second Edition. October 2012. | 5 | 0.1129 | 0 | 0 | 0 | 0.98199 | 0.13322 | 0 | 0 | 50% | 35% | 30% | 60% | NEM | Boiler | FALSE | FALSE | 39858.7038 | 758
Industrial_Instruments_New_Process_Natural Gas_Steam System Efficiency Improvements_A | WA | Industrial | Instruments | New | Process | Natural Gas | Steam System Efficiency Improvements | A | Optimized system | IM553 | Retrofit | Average system efficiency | Optimized system | Retro1Slow | 0 | TBD | sqft | 1 | 1 | 0.2% | AEG Research | DOE - Improving Steam System Performance: A Sourcebook for Industry, Second Edition. October 2012. | DOE - Improving Steam System Performance: A Sourcebook for Industry, Second Edition. October 2012. | 5 | 18.9991 | 0 | 0 | 0 | 0.98199 | 0.087109 | 0 | 0 | 50% | 35% | 30% | 60% | NEM | Process Boiler | FALSE | FALSE | 39858.7038 | 759
Industrial_Instruments_New_Space Heating_Natural Gas_Strategic Energy Management_A | WA | Industrial | Instruments | New | Space Heating | Natural Gas | Strategic Energy Management | A | Energy management system installed and programmed | IM554 | Retrofit | No energy management system | Energy management system installed and programmed | RetroEven20 | 0 | TBD | employee | 1 | 1 | 0.2% | BEHAV_SEM-All-CPUC-2018_PG-26 | BEHAV_SEM-All-CPUC-2018_PG-26 | AEG Research | 5 | 8.4779 | 0.20188 | 0 | 0 | 1.0386 | 3.0533 | 0 | 0 | 50% | 35% | 5% | 50% | NEM | All | FALSE | FALSE | 2520.6051 | 388
Industrial_Instruments_New_Process_Natural Gas_Strategic Energy Management_A | WA | Industrial | Instruments | New | Process | Natural Gas | Strategic Energy Management | A | Energy management system installed and programmed | IM555 | Retrofit | No energy management system | Energy management system installed and programmed | RetroEven20 | 0 | TBD | employee | 1 | 1 | 0.2% | BEHAV_SEM-All-CPUC-2018_PG-26 | BEHAV_SEM-All-CPUC-2018_PG-26 | AEG Research | 5 | 8.4779 | 0.20188 | 0 | 0 | 1.0386 | 1.6994 | 0 | 0 | 50% | 35% | 5% | 50% | NEM | All | FALSE | FALSE | 2520.6051 | 387
Industrial_Instruments_New_Miscellaneous_Natural Gas_Strategic Energy Management_A | WA | Industrial | Instruments | New | Miscellaneous | Natural Gas | Strategic Energy Management | A | Energy management system installed and programmed | IM556 | Retrofit | No energy management system | Energy management system installed and programmed | RetroEven20 | 0 | TBD | employee | 1 | 1 | 0.2% | BEHAV_SEM-All-CPUC-2018_PG-26 | BEHAV_SEM-All-CPUC-2018_PG-26 | AEG Research | 5 | 8.4779 | 0.20188 | 0 | 0 | 1.0386 | 1.1153 | 0 | 0 | 50% | 35% | 5% | 50% | NEM | All | FALSE | FALSE | 2520.6051 | 386
Industrial_Instruments_New_Space Heating_Natural Gas_Commissioning_A | WA | Industrial | Instruments | New | Space Heating | Natural Gas | Commissioning | A | Optimized HVAC design and controls | IM557 | Retrofit | New construction code | Optimized HVAC design and controls | Retro12Med | 0 | TBD | employee | 1 | 1 | 0.2% | DL20_COM_CX-Refrig-2021PLN-V11-3 | 2018 AMIL BUS Retro-Commissioning Initiative | U.S. Department of Energy. Lawrence Berkeley National Labs and Building Commissioning Association. https://www.bcxa.org/wp-content/uploads/2020/09/1-s2.0- S0378778819319553-main.pdf | 10 | 0.2672 | 0 | 0 | 0 | 1.0277 | 3.4897 | 0 | 0 | 50% | 35% | 0% | 0% | NEM | Market | 28 | FALSE | 16.8461 | 116
Industrial_Instruments_New_Process_Natural Gas_Commissioning_A | WA | Industrial | Instruments | New | Process | Natural Gas | Commissioning | A | Optimized process design and controls | IM558 | Retrofit | New construction code | Optimized process design and controls | Retro12Med | 0 | TBD | employee | 1 | 1 | 0.2% | DL20_COM_CX-Refrig-2021PLN-V11-3 | 2018 AMIL BUS Retro-Commissioning Initiative | U.S. Department of Energy. Lawrence Berkeley National Labs and Building Commissioning Association. https://www.bcxa.org/wp-content/uploads/2020/09/1-s2.0- S0378778819319553-main.pdf | 10 | 0.2672 | 0 | 0 | 0 | 1.0277 | 9.4849 | 0 | 0 | 50% | 35% | 0% | 0% | NEM | Market | 29 | FALSE | 16.8461 | 114
Industrial_Instruments_New_Space Heating_Natural Gas_Retrocommissioning_A | WA | Industrial | Instruments | New | Space Heating | Natural Gas | Retrocommissioning | A | Optimized HVAC flow and controls | IM559 | Retrofit | Vintage/existing building | Optimized HVAC flow and controls | RetroEven20 | 0 | TBD | employee | 1 | 1 | 0.2% | COM_RCX-Heating-7PLN-v5-18 | COM_RCX-Heating-7PLN-v5-18 | n/a | 5 | 0 | 0 | 0 | 0 | 1.0277 | 0 | 0 | 0 | 50% | 35% | 0% | 0% | NEM | Market | FALSE | FALSE | 0 | 756
Industrial_Instruments_New_Process_Natural Gas_Retrocommissioning_A | WA | Industrial | Instruments | New | Process | Natural Gas | Retrocommissioning | A | Optimized process design and controls | IM560 | Retrofit | Vintage/existing building | Optimized process design and controls | RetroEven20 | 0 | TBD | employee | 1 | 1 | 0.2% | COM_RCX-Heating-7PLN-v5-18 | COM_RCX-Heating-7PLN-v5-18 | n/a | 5 | 0 | 0 | 0 | 0 | 1.0277 | 0 | 0 | 0 | 50% | 35% | 0% | 0% | NEM | Market | FALSE | FALSE | 0 | 757
Industrial_Wood and Lumber Products_Existing_Space Heating_Natural Gas_Insulation - Roof/Ceiling_A | WA | Industrial | Wood and Lumber Products | Existing | Space Heating | Natural Gas | Insulation - Roof/Ceiling | A | R-38 | IM561 | Retrofit | R-13 | R-38 | Retro3Slow | 2 | TBD | sqft | 1 | 836.1849 | 0.2% | RTF Wkbk - ComWeatherizationSchool_v3_1 | RTF Wkbk - ComWeatherizationSchool_v3_1 | Building Energy Simulation Tool | 45 | 1.1051 | 0 | 0.074728 | 0 | 1.1095 | 0.083426 | 0 | 0 | 50% | 35% | 60% | 100% | NEM | All | FALSE | FALSE | 4915.8056 | 499
Industrial_Wood and Lumber Products_Existing_Space Heating_Natural Gas_Insulation - Wall Cavity_A | WA | Industrial | Wood and Lumber Products | Existing | Space Heating | Natural Gas | Insulation - Wall Cavity | A | R-21 | IM562 | Retrofit | R-11 or less | R-21 | Retro3Slow | 2 | TBD | sqft | 1 | 836.1849 | 0.2% | RTF Wkbk - ComWeatherizationSchool_v3_1 | RTF Wkbk - ComWeatherizationSchool_v3_1 | Building Energy Simulation Tool | 45 | 0.33055 | 0 | 0.016348 | 0 | 1.1095 | 0.018251 | 0 | 0 | 50% | 35% | 60% | 100% | NEM | All | FALSE | FALSE | 6721.2844 | 601
Industrial_Wood and Lumber Products_Existing_Space Heating_Natural Gas_Insulation - Ducting_A | WA | Industrial | Wood and Lumber Products | Existing | Space Heating | Natural Gas | Insulation - Ducting | A | 50% reduction in thermal losses | IM563 | Retrofit | ~2°F thermal losses | 50% reduction in thermal losses | Retro5Med | 0 | TBD | sqft | 1 | 155.6711 | 0.2% | MA TRM - 2019-2021 - COM-HVAC-DI | MEMD - MMD8.25.01.FESH23.v01 | Building Energy Simulation Tool | 20 | 1.5221 | 0 | 0.00017326 | 0 | 0.98199 | 0.0014555 | 0 | 0 | 50% | 35% | 40% | 60% | NEM | Furnace | FALSE | FALSE | 401656.6336 | 746
Industrial_Wood and Lumber Products_Existing_Space Heating_Natural Gas_HVAC - Duct Repair and Sealing_A | WA | Industrial | Wood and Lumber Products | Existing | Space Heating | Natural Gas | HVAC - Duct Repair and Sealing | A | 30% reduced duct leaking | IM564 | Retrofit | Poorly sealed/leaky ducts | 30% reduced duct leaking | RetroEven20 | 0 | TBD | sqft | 1 | 155.6711 | 0.2% | MA TRM - 2019-2021 - COM-HVAC-DS | RS Means Cost Calculator 2019 IRP DSM TRM Extract | Building Energy Simulation Tool | 20 | 0.07 | 0 | 0.00098007 | 0 | 1 | 0.0041167 | 0 | 0 | 50% | 35% | 15% | 50% | NEM | Furnace | FALSE | FALSE | 6531.1355 | 557
Industrial_Wood and Lumber Products_Existing_Space Heating_Natural Gas_Windows - High Efficiency_A | WA | Industrial | Wood and Lumber Products | Existing | Space Heating | Natural Gas | Windows - High Efficiency | A | U-.22 or better | IM565 | Retrofit | U-.5 or worse | U-.22 or better | Retro1Slow | 0 | TBD | sqft | 1 | 836.1849 | 0.2% | RTF Wkbk - ComWeatherizationSchool_v3_1 | RTF Wkbk - ComWeatherizationSchool_v3_1 | Building Energy Simulation Tool | 45 | 0.22914 | 0 | 0.0069904 | 0 | 1.1095 | 0.0078041 | 0 | 0 | 50% | 35% | 45% | 100% | NEM | All | FALSE | FALSE | 10896.6109 | 747
Industrial_Wood and Lumber Products_Existing_Space Heating_Natural Gas_Gas Boiler - Maintenance_A | WA | Industrial | Wood and Lumber Products | Existing | Space Heating | Natural Gas | Gas Boiler - Maintenance | A | General cleaning and maintenance | IM566 | Retrofit | Degrade performance | General cleaning and maintenance | Retro20Fast | 0 | TBD | employee | 1 | 1 | 0.2% | IL TRM - 4.3.10 - CI-HWE-DBTU-V01-180101 | IL TRM - 4.3.10 - CI-HWE-DBTU-V01-180101 | IL TRM - 4.3.10 - CI-HWE-DBTU-V01-180101 | 3 | 0.022022 | 0 | 0 | 0 | 0.98199 | 0.90069 | 0 | 0 | 50% | 35% | 20% | 30% | NEM | Boiler | FALSE | FALSE | 3.2122 | 101
Industrial_Wood and Lumber Products_Existing_Process_Natural Gas_Gas Boiler - Maintenance_A | WA | Industrial | Wood and Lumber Products | Existing | Process | Natural Gas | Gas Boiler - Maintenance | A | General cleaning and maintenance | IM567 | Retrofit | Degrade performance | General cleaning and maintenance | Retro20Fast | 0 | TBD | sqft | 1 | 1 | 0.2% | IL TRM - 4.3.10 - CI-HWE-DBTU-V01-180101 | IL TRM - 4.3.10 - CI-HWE-DBTU-V01-180101 | IL TRM - 4.3.10 - CI-HWE-DBTU-V01-180101 | 3 | 0.022022 | 0 | 0 | 0 | 0.98199 | 6.3264 | 0 | 0 | 50% | 35% | 20% | 30% | NEM | Process Boiler | FALSE | FALSE | 3.2122 | 107
Industrial_Wood and Lumber Products_Existing_Space Heating_Natural Gas_Gas Furnace - Maintenance_A | WA | Industrial | Wood and Lumber Products | Existing | Space Heating | Natural Gas | Gas Furnace - Maintenance | A | General cleaning and maintenance | IM568 | Retrofit | Degrade performance | General cleaning and maintenance | Retro20Fast | 0 | TBD | sqft | 1 | 1 | 0.2% | IL TRM - 4.4.31 - CI-HVC-FTUN-V03-200101 | MN TRM 3.1 - Forced-Air Heating Maintenance v2.0 | MN TRM v3.1 - Forced-Air Heating Maintenance | 3 | 0.0092604 | 0 | 0 | 0 | 1.1095 | 0.0095 | 0 | 0 | 50% | 35% | 20% | 30% | NEM | Furnace | FALSE | FALSE | 513.7821 | 228
Industrial_Wood and Lumber Products_Existing_Space Heating_Natural Gas_Gas Boiler - Hot Water Reset_A | WA | Industrial | Wood and Lumber Products | Existing | Space Heating | Natural Gas | Gas Boiler - Hot Water Reset | A | Reset control installed | IM569 | Retrofit | No control | Reset control installed | Retro5Med | 0 | TBD | employee | 1 | 1 | 0.2% | IL TRM - 4.4.4 - CI-HVC-BLRC-V04-210101 | IL TRM - 4.4.4 - CI-HVC-BLRC-V04-210101 | IL TRM - 4.4.4 - CI-HVC-BLRC-V04-210101 | 16 | 29.4766 | 0 | 0 | 0 | 1.268 | 3.2752 | 0 | 0 | 50% | 35% | 20% | 45% | NEM | Boiler | FALSE | FALSE | 1556.8427 | 288
Industrial_Wood and Lumber Products_Existing_Process_Natural Gas_Gas Boiler - Hot Water Reset_A | WA | Industrial | Wood and Lumber Products | Existing | Process | Natural Gas | Gas Boiler - Hot Water Reset | A | Reset control installed | IM570 | Retrofit | No control | Reset control installed | Retro5Med | 0 | TBD | sqft | 1 | 1 | 0.2% | IL TRM - 4.4.4 - CI-HVC-BLRC-V04-210101 | IL TRM - 4.4.4 - CI-HVC-BLRC-V04-210101 | XCEL CO 2019-2020 DSM Plan | 16 | 29.4766 | 0 | 0 | 0 | 1.268 | 11.5025 | 0 | 0 | 50% | 35% | 20% | 45% | NEM | Process Boiler | FALSE | FALSE | 1556.8427 | 289
Industrial_Wood and Lumber Products_Existing_Space Heating_Natural Gas_Steam Trap Maintenance_A | WA | Industrial | Wood and Lumber Products | Existing | Space Heating | Natural Gas | Steam Trap Maintenance | A | Cleaning and maintenance | IM571 | Retrofit | Degrade performance | Cleaning and maintenance | RetroEven20 | 0 | TBD | employee | 1 | 1 | 0.2% | IL TRM - 4.4.16 - CI-HVC-STRE-V07-210101 | IL TRM - 4.4.16 - CI-HVC-STRE-V07-210101 | IL TRM - 4.4.16 - CI-HVC-STRE-V07-210101 | 6 | 5.1076 | 0 | 0 | 0 | 0.98199 | 1.1571 | 0 | 0 | 50% | 35% | 73% | 85% | NEM | Boiler | FALSE | FALSE | 487.0221 | 203
Industrial_Wood and Lumber Products_Existing_Process_Natural Gas_Steam Trap Maintenance_A | WA | Industrial | Wood and Lumber Products | Existing | Process | Natural Gas | Steam Trap Maintenance | A | Cleaning and maintenance | IM572 | Retrofit | Degrade performance | Cleaning and maintenance | RetroEven20 | 0 | TBD | sqft | 1 | 1 | 0.2% | IL TRM - 4.4.16 - CI-HVC-STRE-V07-210101 | IL TRM - 4.4.16 - CI-HVC-STRE-V07-210101 | IL TRM - 4.4.16 - CI-HVC-STRE-V07-210101 | 6 | 5.1076 | 0 | 0 | 0 | 0.98199 | 8.1272 | 0 | 0 | 50% | 35% | 73% | 85% | NEM | Process Boiler | FALSE | FALSE | 487.0221 | 208
Industrial_Wood and Lumber Products_Existing_Space Heating_Natural Gas_Gas Boiler - High Turndown_A | WA | Industrial | Wood and Lumber Products | Existing | Space Heating | Natural Gas | Gas Boiler - High Turndown | A | Turndown control installed | IM573 | Retrofit | No control | Turndown control installed | Retro12Med | 0 | TBD | employee | 1 | 1 | 0.2% | MN TRM 3.1 - Boiler Modifications, Space Heating Only v4.0 | MN TRM 3.1 - Boiler Modifications, Space Heating Only v4.0 | MN TRM 3.1 - Boiler Modifications, Space Heating Only v4.0 | 15 | 73.0672 | 0 | 0 | 0 | 1.0689 | 1.2282 | 0 | 0 | 50% | 35% | 35% | 50% | NEM | Boiler | FALSE | FALSE | 5817.4353 | 520
Industrial_Wood and Lumber Products_Existing_Process_Natural Gas_Gas Boiler - High Turndown_A | WA | Industrial | Wood and Lumber Products | Existing | Process | Natural Gas | Gas Boiler - High Turndown | A | Turndown control installed | IM574 | Retrofit | No control | Turndown control installed | Retro12Med | 0 | TBD | sqft | 1 | 1 | 0.2% | MN TRM 3.1 - Boiler Modifications, Space Heating Only v4.0 | MN TRM 3.1 - Boiler Modifications, Space Heating Only v4.0 | MN TRM 3.1 - Boiler Modifications, Space Heating Only v4.0 | 15 | 73.0672 | 0 | 0 | 0 | 1.0689 | 8.6269 | 0 | 0 | 50% | 35% | 35% | 50% | NEM | Process Boiler | FALSE | FALSE | 5817.4353 | 528
Industrial_Wood and Lumber Products_Existing_Space Heating_Natural Gas_Gas Boiler - Burner Control Optimization_A | WA | Industrial | Wood and Lumber Products | Existing | Space Heating | Natural Gas | Gas Boiler - Burner Control Optimization | A | Optimized burner controls | IM575 | Retrofit | Average performance | Optimized burner controls | Retro3Slow | 0 | TBD | employee | 1 | 1 | 0.2% | IL TRM - 4.4.22 - CI-HVC-O2TC-V01-140601 | GBLR_O2TRM-Heating-MEMD-2018-1 | IL TRM - 4.4.22 - CI-HVC-O2TC-V01-140601 | 18 | 24.5483 | 0 | 0 | 0 | 1.0689 | 0.35618 | 0 | 0 | 50% | 35% | 5% | 85% | NEM | Boiler | FALSE | FALSE | 6645.1088 | 589
Industrial_Wood and Lumber Products_Existing_Process_Natural Gas_Gas Boiler - Burner Control Optimization_A | WA | Industrial | Wood and Lumber Products | Existing | Process | Natural Gas | Gas Boiler - Burner Control Optimization | A | Optimized burner controls | IM576 | Retrofit | Average performance | Optimized burner controls | Retro3Slow | 0 | TBD | sqft | 1 | 1 | 0.2% | IL TRM - 4.4.22 - CI-HVC-O2TC-V01-140601 | GBLR_O2TRM-Heating-MEMD-2018-1 | IL TRM - 4.4.22 - CI-HVC-O2TC-V01-140601 | 18 | 24.5483 | 0 | 0 | 0 | 1.0689 | 2.5018 | 0 | 0 | 50% | 35% | 5% | 85% | NEM | Process Boiler | FALSE | FALSE | 6645.1088 | 590
Industrial_Wood and Lumber Products_Existing_Space Heating_Natural Gas_HVAC - Demand Controlled Ventilation_A | WA | Industrial | Wood and Lumber Products | Existing | Space Heating | Natural Gas | HVAC - Demand Controlled Ventilation | A | DCV enabled | IM577 | Retrofit | Constant ventilation | DCV enabled | RetroEven20 | 0 | TBD | sqft | 1 | 155.6711 | 0.2% | VENT_DCV-Heating-7PLN-v5-8 | VENT_DCV-Heating-7PLN-v5-8 | VENT_DCV-Heating-7PLN-v5-8 | 15 | 0.27474 | 0 | 0.018443 | 0 | 1.268 | 0.077467 | 0 | 0 | 50% | 35% | 55% | 75% | NEM | Furnace | FALSE | FALSE | 1391.3905 | 254
Industrial_Wood and Lumber Products_Existing_Space Heating_Natural Gas_Gas Boiler - Stack Economizer_A | WA | Industrial | Wood and Lumber Products | Existing | Space Heating | Natural Gas | Gas Boiler - Stack Economizer | A | Economizer installed | IM578 | Retrofit | None | Economizer installed | Retro12Med | 0 | TBD | employee | 1 | 1 | 0.2% | IL TRM - 4.4.28 - CI-HVC-BECO-V02-210101 | XCEL CO 2019-2020 DSM Plan | IL TRM - 4.4.28 - CI-HVC-BECO-V02-210101 | 15 | 54.6388 | 0 | 0 | 0 | 1.268 | 0.8966 | 0 | 0 | 50% | 35% | 15% | 55% | NEM | Boiler | FALSE | FALSE | 4670.9383 | 463
Industrial_Wood and Lumber Products_Existing_Process_Natural Gas_Gas Boiler - Stack Economizer_A | WA | Industrial | Wood and Lumber Products | Existing | Process | Natural Gas | Gas Boiler - Stack Economizer | A | Economizer installed | IM579 | Retrofit | None | Economizer installed | Retro12Med | 0 | TBD | sqft | 1 | 1 | 0.2% | IL TRM - 4.4.28 - CI-HVC-BECO-V02-210101 | XCEL CO 2019-2020 DSM Plan | IL TRM - 4.4.29 - CI-HVC-PECO-V01-150601 | 15 | 54.6388 | 0 | 0 | 0 | 1.268 | 8.2818 | 0 | 0 | 50% | 35% | 15% | 55% | NEM | Process Boiler | FALSE | FALSE | 4670.9383 | 464
Industrial_Wood and Lumber Products_Existing_Space Heating_Natural Gas_Gas Furnace Tube Inserts_A | WA | Industrial | Wood and Lumber Products | Existing | Space Heating | Natural Gas | Gas Furnace Tube Inserts | A | Tube inserts installed | IM580 | Retrofit | None | Tube inserts installed | Retro3Slow | 0 | TBD | sqft | 1 | 155.6711 | 0.2% | WI TRM - Radiant Tube Inserts, 2507 | WI TRM - Radiant Tube Inserts, 2507 | WI TRM - Radiant Tube Inserts, 2507 | 5 | 0.017226 | 0 | 0 | 0 | 1.0514 | 0.089062 | 0 | 0 | 50% | 35% | 0% | 0% | NEM | Furnace | FALSE | FALSE | 88.8767 | 129
Industrial_Wood and Lumber Products_Existing_Space Heating_Natural Gas_Space Heating - Heat Recovery Ventilator_A | WA | Industrial | Wood and Lumber Products | Existing | Space Heating | Natural Gas | Space Heating - Heat Recovery Ventilator | A | HRV installed | IM581 | Retrofit | None | HRV installed | RetroEven20 | 0 | TBD | sqft | 1 | 836.1849 | 0.2% | IL TRM - 4.4.27 - CI-HVC-ERVE-V04-200101 | IL TRM - 4.4.27 - CI-HVC-ERVE-V04-200101 | IL TRM - 4.4.27 - CI-HVC-ERVE-V04-200101 | 15 | 0.27802 | 0 | 0 | 0 | 1.2356 | 0.013423 | 0 | 0 | 50% | 35% | 5% | 10% | NEM | All | FALSE | FALSE | 8125.5155 | 621
Industrial_Wood and Lumber Products_Existing_Space Heating_Natural Gas_Thermostat - Programmable_A | WA | Industrial | Wood and Lumber Products | Existing | Space Heating | Natural Gas | Thermostat - Programmable | A | Programmable thermostat installed | IM582 | Retrofit | Manual control | Programmable thermostat installed | RetroEven20 | 0 | TBD | sqft | 1 | 836.1849 | 0.2% | IL TRM - 4.4.48 - CI-HVC-THST-V02-210101 | IL TRM - 4.4.48 - CI-HVC-THST-V02-210101 | BEST | 11 | 0.17185 | 0 | 0.0058168 | 0 | 0.98199 | 0.0064938 | 0 | 0 | 50% | 35% | 25% | 40% | NEM | All | FALSE | FALSE | 10702.7316 | 744
Industrial_Wood and Lumber Products_Existing_Space Heating_Natural Gas_ENERGY STAR Connected Thermostat_A | WA | Industrial | Wood and Lumber Products | Existing | Space Heating | Natural Gas | ENERGY STAR Connected Thermostat | A | Wi-Fi/interactive thermostat installed | IM583 | Retrofit | Manual control | Wi-Fi/interactive thermostat installed | RetroEven20 | 0 | TBD | sqft | 1 | 836.1849 | 0.2% | ComConnectedThermostats_v1_1 | ComConnectedThermostats_v1_1 | ComConnectedThermostats_v1_1 | 5 | 0.38539 | 0 | 0.011319 | 0 | 1.0277 | 0.015698 | 0 | 0 | 50% | 35% | 5% | 20% | NEM | All | FALSE | FALSE | 11281.0906 | 745
Industrial_Wood and Lumber Products_Existing_Space Heating_Natural Gas_Destratification Fans (HVLS)_A | WA | Industrial | Wood and Lumber Products | Existing | Space Heating | Natural Gas | Destratification Fans (HVLS) | A | Fans installed | IM584 | Retrofit | None/Standard ventilation | Fans installed | RetroEven20 | 0 | TBD | sqft | 1 | 836.1849 | 0.2% | IL TRM - 4.4.34 - CI-HVC-DSFN-V05-210101 | IL TRM - 4.4.34 - CI-HVC-DSFN-V05-210101 | IL TRM - 4.4.34 - CI-HVC-DSFN-V05-210101 | 10 | 0.59821 | 0 | 0.014061 | 0 | 1.0514 | 0.015698 | 0 | 0 | 50% | 35% | 15% | 75% | NEM | All | FALSE | FALSE | 15586.1209 | 750
Industrial_Wood and Lumber Products_Existing_Space Heating_Natural Gas_Gas Boiler - Insulate Steam Lines/Condensate Tank_A | WA | Industrial | Wood and Lumber Products | Existing | Space Heating | Natural Gas | Gas Boiler - Insulate Steam Lines/Condensate Tank | A | Lines and condenstate tank insulated | IM585 | Retrofit | No insulation | Lines and condenstate tank insulated | RetroEven20 | 0 | TBD | employee | 1 | 1 | 0.2% | PGE Workpaper - SWWH017-01 | PGE Workpaper - SWWH017-01 | PGE Workpaper - SWWH017-01 | 20 | 291.9553 | 0 | 0 | 0 | 0.98199 | 9.7544 | 0 | 0 | 50% | 35% | 30% | 35% | NEM | Boiler | FALSE | FALSE | 2865.4954 | 422
Industrial_Wood and Lumber Products_Existing_Process_Natural Gas_Gas Boiler - Insulate Steam Lines/Condensate Tank_A | WA | Industrial | Wood and Lumber Products | Existing | Process | Natural Gas | Gas Boiler - Insulate Steam Lines/Condensate Tank | A | Lines and condenstate tank insulated | IM586 | Retrofit | No insulation | Lines and condenstate tank insulated | RetroEven20 | 0 | TBD | sqft | 1 | 1 | 0.2% | PGE Workpaper - SWWH017-01 | PGE Workpaper - SWWH017-01 | PGE Workpaper - SWWH017-01 | 20 | 291.9553 | 0 | 0 | 0 | 0.98199 | 68.5138 | 0 | 0 | 50% | 35% | 30% | 35% | NEM | Process Boiler | FALSE | FALSE | 2865.4954 | 419
Industrial_Wood and Lumber Products_Existing_Space Heating_Natural Gas_Gas Boiler - Insulate Hot Water Lines_A | WA | Industrial | Wood and Lumber Products | Existing | Space Heating | Natural Gas | Gas Boiler - Insulate Hot Water Lines | A | Insulated water lines | IM587 | Retrofit | No insulation | Insulated water lines | RetroEven20 | 0 | TBD | employee | 1 | 1 | 0.2% | PGE Workpaper - SWWH017-01 | PGE Workpaper - SWWH017-01 | PGE Workpaper - SWWH017-01 | 20 | 207.2855 | 0 | 0 | 0 | 0.98199 | 11.0255 | 0 | 0 | 50% | 35% | 40% | 50% | NEM | Boiler | FALSE | FALSE | 1799.9184 | 337
Industrial_Wood and Lumber Products_Existing_Process_Natural Gas_Gas Boiler - Insulate Hot Water Lines_A | WA | Industrial | Wood and Lumber Products | Existing | Process | Natural Gas | Gas Boiler - Insulate Hot Water Lines | A | Insulated water lines | IM588 | Retrofit | No insulation | Insulated water lines | RetroEven20 | 0 | TBD | sqft | 1 | 1 | 0.2% | PGE Workpaper - SWWH017-01 | PGE Workpaper - SWWH017-01 | PGE Workpaper - SWWH017-01 | 20 | 207.2855 | 0 | 0 | 0 | 0.98199 | 77.4421 | 0 | 0 | 50% | 35% | 40% | 50% | NEM | Process Boiler | FALSE | FALSE | 1799.9184 | 338
Industrial_Wood and Lumber Products_Existing_Process_Natural Gas_Process - Insulate Heated Process Fluids_A | WA | Industrial | Wood and Lumber Products | Existing | Process | Natural Gas | Process - Insulate Heated Process Fluids | A | Insulated process fluid lines | IM589 | Retrofit | No insulation | Insulated process fluid lines | Retro12Med | 0 | TBD | employee | 1 | 1 | 0.2% | PGE Workpaper - SWWH017-01 | PGE Workpaper - SWWH017-01 | PGE Workpaper - SWWH017-01 | 20 | 291.9553 | 0 | 0 | 0 | 0.98199 | 125.8253 | 0 | 0 | 50% | 35% | 5% | 10% | NEM | Process Heating | FALSE | FALSE | 891.2238 | 232
Industrial_Wood and Lumber Products_Existing_Process_Natural Gas_Process Heat Recovery_A | WA | Industrial | Wood and Lumber Products | Existing | Process | Natural Gas | Process Heat Recovery | A | HR system installed | IM590 | Retrofit | No HR system | HR system installed | Retro12Med | 0 | TBD | cfm | 1 | 1 | 0.2% | MN TRM v3.1 - Exhaust Energy Recovery | WI TRM - Process Exhaust Filtration, 3244 | MN TRM v3.1 - Exhaust Energy Recovery | 15 | 1093.3411 | 0 | 0 | 0 | 1.0149 | 0.21081 | 0 | 0 | 50% | 35% | 5% | 50% | NEM | All | FALSE | FALSE | 2034747.6731 | 751
Industrial_Wood and Lumber Products_Existing_Space Heating_Natural Gas_Building Automation System_A | WA | Industrial | Wood and Lumber Products | Existing | Space Heating | Natural Gas | Building Automation System | A | Automation system installed and programmed | IM591 | Retrofit | No control system | Automation system installed and programmed | Retro1Slow | 0 | TBD | sqft | 1 | 836.1849 | 0.2% | COM_EMS-All-XCELCO-2017-18-3 | BEHAV_EIS-All-CPUC-2018_PG-10 | COM_EMS-All-XCELCO-2017-18-3 | 15 | 0.10449 | 0 | 0.034116 | 0 | 1.0386 | 0.015698 | 0 | 0 | 50% | 35% | 5% | 65% | NEM | All | FALSE | FALSE | 2611.5327 | 398
Industrial_Wood and Lumber Products_Existing_Space Heating_Natural Gas_Steam System Efficiency Improvements_A | WA | Industrial | Wood and Lumber Products | Existing | Space Heating | Natural Gas | Steam System Efficiency Improvements | A | Optimized system | IM592 | Retrofit | Average system efficiency | Optimized system | Retro1Slow | 0 | TBD | sqft | 1 | 36.4906 | 0.2% | AEG Research | DOE - Improving Steam System Performance: A Sourcebook for Industry, Second Edition. October 2012. | DOE - Improving Steam System Performance: A Sourcebook for Industry, Second Edition. October 2012. | 5 | 0.11885 | 0 | 0 | 0 | 0.98199 | 0.14024 | 0 | 0 | 50% | 35% | 30% | 60% | NEM | Boiler | FALSE | FALSE | 1819.4316 | 355
Industrial_Wood and Lumber Products_Existing_Process_Natural Gas_Steam System Efficiency Improvements_A | WA | Industrial | Wood and Lumber Products | Existing | Process | Natural Gas | Steam System Efficiency Improvements | A | Optimized system | IM593 | Retrofit | Average system efficiency | Optimized system | Retro1Slow | 0 | TBD | sqft | 1 | 1 | 0.2% | AEG Research | DOE - Improving Steam System Performance: A Sourcebook for Industry, Second Edition. October 2012. | DOE - Improving Steam System Performance: A Sourcebook for Industry, Second Edition. October 2012. | 5 | 4.3368 | 0 | 0 | 0 | 0.98199 | 0.98506 | 0 | 0 | 50% | 35% | 30% | 60% | NEM | Process Boiler | FALSE | FALSE | 1819.4316 | 354
Industrial_Wood and Lumber Products_Existing_Space Heating_Natural Gas_Strategic Energy Management_A | WA | Industrial | Wood and Lumber Products | Existing | Space Heating | Natural Gas | Strategic Energy Management | A | Energy management system installed and programmed | IM594 | Retrofit | No energy management system | Energy management system installed and programmed | RetroEven20 | 0 | TBD | employee | 1 | 1 | 0.2% | BEHAV_SEM-All-CPUC-2018_PG-26 | BEHAV_SEM-All-CPUC-2018_PG-26 | AEG Research | 5 | 25.2514 | 0.60131 | 0 | 0 | 1.0386 | 5.6443 | 0 | 0 | 50% | 35% | 5% | 50% | NEM | All | FALSE | FALSE | 1696.9145 | 310
Industrial_Wood and Lumber Products_Existing_Process_Natural Gas_Strategic Energy Management_A | WA | Industrial | Wood and Lumber Products | Existing | Process | Natural Gas | Strategic Energy Management | A | Energy management system installed and programmed | IM595 | Retrofit | No energy management system | Energy management system installed and programmed | RetroEven20 | 0 | TBD | employee | 1 | 1 | 0.2% | BEHAV_SEM-All-CPUC-2018_PG-26 | BEHAV_SEM-All-CPUC-2018_PG-26 | AEG Research | 5 | 25.2514 | 0.60131 | 0 | 0 | 1.0386 | 8.9454 | 0 | 0 | 50% | 35% | 5% | 50% | NEM | All | FALSE | FALSE | 1696.9145 | 311
Industrial_Wood and Lumber Products_Existing_Miscellaneous_Natural Gas_Strategic Energy Management_A | WA | Industrial | Wood and Lumber Products | Existing | Miscellaneous | Natural Gas | Strategic Energy Management | A | Energy management system installed and programmed | IM596 | Retrofit | No energy management system | Energy management system installed and programmed | RetroEven20 | 0 | TBD | employee | 1 | 1 | 0.2% | BEHAV_SEM-All-CPUC-2018_PG-26 | BEHAV_SEM-All-CPUC-2018_PG-26 | AEG Research | 5 | 25.2514 | 0.60131 | 0 | 0 | 1.0386 | 3.4004 | 0 | 0 | 50% | 35% | 5% | 50% | NEM | All | FALSE | FALSE | 1696.9145 | 312
Industrial_Wood and Lumber Products_Existing_Space Heating_Natural Gas_Commissioning_A | WA | Industrial | Wood and Lumber Products | Existing | Space Heating | Natural Gas | Commissioning | A | Optimized HVAC design and controls | IM597 | Retrofit | New construction code | Optimized HVAC design and controls | Retro12Med | 0 | TBD | employee | 1 | 1 | 0.2% | DL20_COM_CX-Refrig-2021PLN-V11-3 | 2018 AMIL BUS Retro-Commissioning Initiative | U.S. Department of Energy. Lawrence Berkeley National Labs and Building Commissioning Association. https://www.bcxa.org/wp-content/uploads/2020/09/1-s2.0- S0378778819319553-main.pdf | 10 | 0.2672 | 0 | 0 | 0 | 1.0277 | 7.0446 | 0 | 0 | 50% | 35% | 0% | 0% | NEM | Market | 30 | FALSE | 3.8364 | 112
Industrial_Wood and Lumber Products_Existing_Process_Natural Gas_Commissioning_A | WA | Industrial | Wood and Lumber Products | Existing | Process | Natural Gas | Commissioning | A | Optimized process design and controls | IM598 | Retrofit | New construction code | Optimized process design and controls | Retro12Med | 0 | TBD | employee | 1 | 1 | 0.2% | DL20_COM_CX-Refrig-2021PLN-V11-3 | 2018 AMIL BUS Retro-Commissioning Initiative | U.S. Department of Energy. Lawrence Berkeley National Labs and Building Commissioning Association. https://www.bcxa.org/wp-content/uploads/2020/09/1-s2.0- S0378778819319553-main.pdf | 10 | 0.2672 | 0 | 0 | 0 | 1.0277 | 49.928 | 0 | 0 | 50% | 35% | 0% | 0% | NEM | Market | 31 | FALSE | 3.8364 | 111
Industrial_Wood and Lumber Products_Existing_Space Heating_Natural Gas_Retrocommissioning_A | WA | Industrial | Wood and Lumber Products | Existing | Space Heating | Natural Gas | Retrocommissioning | A | Optimized HVAC flow and controls | IM599 | Retrofit | Vintage/existing building | Optimized HVAC flow and controls | RetroEven20 | 0 | TBD | employee | 1 | 1 | 0.2% | COM_RCX-Heating-7PLN-v5-18 | COM_RCX-All-XCELCO-2017-18-1 | COM_RCX-All-XCELCO-2017-18-1 | 5 | 0.66454 | 0 | 0 | 0 | 1.0277 | 0.97844 | 0 | 0 | 50% | 35% | 15% | 50% | NEM | Market | FALSE | FALSE | 312.0908 | 167
Industrial_Wood and Lumber Products_Existing_Process_Natural Gas_Retrocommissioning_A | WA | Industrial | Wood and Lumber Products | Existing | Process | Natural Gas | Retrocommissioning | A | Optimized process design and controls | IM600 | Retrofit | Vintage/existing building | Optimized process design and controls | RetroEven20 | 0 | TBD | employee | 1 | 1 | 0.2% | COM_RCX-Heating-7PLN-v5-18 | COM_RCX-All-XCELCO-2017-18-1 | n/a | 5 | 0.66454 | 0 | 0 | 0 | 1.0277 | 0 | 0 | 0 | 50% | 35% | 15% | 50% | NEM | Market | FALSE | FALSE | 312.0908 | 168
Industrial_Wood and Lumber Products_New_Space Heating_Natural Gas_Insulation - Roof/Ceiling_A | WA | Industrial | Wood and Lumber Products | New | Space Heating | Natural Gas | Insulation - Roof/Ceiling | A | R-38 | IM601 | Retrofit | R-13 | R-38 | Retro3Slow | 2 | TBD | sqft | 1 | 836.1849 | 0.2% | RTF Wkbk - ComWeatherizationSchool_v3_1 | RTF Wkbk - ComWeatherizationSchool_v3_1 | Building Energy Simulation Tool | 45 | 1.1095 | 0 | 0 | 0 | 1.1095 | 0.078976 | 0 | 0 | 50% | 35% | 0% | 0% | NEM | All | FALSE | FALSE | 5213.7298 | 511
Industrial_Wood and Lumber Products_New_Space Heating_Natural Gas_Insulation - Wall Cavity_A | WA | Industrial | Wood and Lumber Products | New | Space Heating | Natural Gas | Insulation - Wall Cavity | A | R-21 | IM602 | Retrofit | R-11 or less | R-21 | Retro3Slow | 2 | TBD | sqft | 1 | 836.1849 | 0.2% | RTF Wkbk - ComWeatherizationSchool_v3_1 | N/A | Building Energy Simulation Tool | 45 | 0.24059 | 0 | 0 | 0 | 1.268 | 0.017277 | 0 | 0 | 50% | 35% | 0% | 0% | NEM | All | FALSE | FALSE | 5167.8806 | 500
Industrial_Wood and Lumber Products_New_Space Heating_Natural Gas_Insulation - Ducting_A | WA | Industrial | Wood and Lumber Products | New | Space Heating | Natural Gas | Insulation - Ducting | A | 50% reduction in thermal losses | IM603 | Retrofit | ~2°F thermal losses | 50% reduction in thermal losses | Retro5Med | 0 | TBD | sqft | 1 | 155.6711 | 0.2% | MA TRM - 2019-2021 - COM-HVAC-DI | MEMD - MMD8.25.01.FESH23.v01 | Building Energy Simulation Tool | 20 | 1.5221 | 0 | 0.00175 | 0 | 0.98199 | 0.0012737 | 0 | 0 | 50% | 35% | 0% | 0% | NEM | Furnace | FALSE | FALSE | 459012.7085 | 748
Industrial_Wood and Lumber Products_New_Space Heating_Natural Gas_HVAC - Duct Repair and Sealing_A | WA | Industrial | Wood and Lumber Products | New | Space Heating | Natural Gas | HVAC - Duct Repair and Sealing | A | 30% reduced duct leaking | IM604 | Retrofit | Poorly sealed/leaky ducts | 30% reduced duct leaking | RetroEven20 | 0 | TBD | sqft | 1 | 155.6711 | 0.2% | MA TRM - 2019-2021 - COM-HVAC-DS | N/A | Building Energy Simulation Tool | 20 | 0 | 0 | 0 | 0 | 1.268 | 0.0036023 | 0 | 0 | 50% | 35% | 0% | 0% | NEM | Furnace | FALSE | FALSE | 0 | 749
Industrial_Wood and Lumber Products_New_Space Heating_Natural Gas_Windows - High Efficiency_A | WA | Industrial | Wood and Lumber Products | New | Space Heating | Natural Gas | Windows - High Efficiency | A | U-.22 or better | IM605 | Retrofit | U-.5 or worse | U-.22 or better | Retro1Slow | 0 | TBD | sqft | 1 | 836.1849 | 0.2% | RTF Wkbk - ComWeatherizationSchool_v3_1 | N/A | Building Energy Simulation Tool | 45 | 0 | 0 | 0 | 0 | 1.268 | 0.0073878 | 0 | 0 | 50% | 35% | 0% | 0% | NEM | All | FALSE | FALSE | 0 | 659
Industrial_Wood and Lumber Products_New_Space Heating_Natural Gas_Gas Boiler - Maintenance_A | WA | Industrial | Wood and Lumber Products | New | Space Heating | Natural Gas | Gas Boiler - Maintenance | A | General cleaning and maintenance | IM606 | Retrofit | Degrade performance | General cleaning and maintenance | Retro20Fast | 0 | TBD | sqft | 1 | 1 | 0.2% | IL TRM - 4.3.10 - CI-HWE-DBTU-V01-180101 | IL TRM - 4.3.10 - CI-HWE-DBTU-V01-180101 | IL TRM - 4.3.10 - CI-HWE-DBTU-V01-180101 | 3 | 0.021885 | 0 | 0 | 0 | 0.98199 | 0.8556 | 0 | 0 | 50% | 35% | 5% | 10% | NEM | Boiler | FALSE | FALSE | 3.2122 | 102
Industrial_Wood and Lumber Products_New_Process_Natural Gas_Gas Boiler - Maintenance_A | WA | Industrial | Wood and Lumber Products | New | Process | Natural Gas | Gas Boiler - Maintenance | A | General cleaning and maintenance | IM607 | Retrofit | Degrade performance | General cleaning and maintenance | Retro20Fast | 0 | TBD | sqft | 1 | 1 | 0.2% | IL TRM - 4.3.10 - CI-HWE-DBTU-V01-180101 | IL TRM - 4.3.10 - CI-HWE-DBTU-V01-180101 | IL TRM - 4.3.10 - CI-HWE-DBTU-V01-180101 | 3 | 0.021885 | 0 | 0 | 0 | 0.98199 | 6.3264 | 0 | 0 | 50% | 35% | 5% | 10% | NEM | Process Boiler | FALSE | FALSE | 3.2122 | 103
Industrial_Wood and Lumber Products_New_Space Heating_Natural Gas_Gas Furnace - Maintenance_A | WA | Industrial | Wood and Lumber Products | New | Space Heating | Natural Gas | Gas Furnace - Maintenance | A | General cleaning and maintenance | IM608 | Retrofit | Degrade performance | General cleaning and maintenance | Retro20Fast | 0 | TBD | sqft | 1 | 1 | 0.2% | IL TRM - 4.4.31 - CI-HVC-FTUN-V03-200101 | MN TRM 3.1 - Forced-Air Heating Maintenance v2.0 | MN TRM v3.1 - Forced-Air Heating Maintenance | 3 | 0.0081033 | 0 | 0 | 0 | 1.1095 | 0.0083129 | 0 | 0 | 50% | 35% | 5% | 10% | NEM | Furnace | FALSE | FALSE | 513.7821 | 227
Industrial_Wood and Lumber Products_New_Space Heating_Natural Gas_Gas Boiler - Hot Water Reset_A | WA | Industrial | Wood and Lumber Products | New | Space Heating | Natural Gas | Gas Boiler - Hot Water Reset | A | Reset control installed | IM609 | Retrofit | No control | Reset control installed | Retro5Med | 0 | TBD | sqft | 1 | 1 | 0.2% | IL TRM - 4.4.4 - CI-HVC-BLRC-V04-210101 | IL TRM - 4.4.4 - CI-HVC-BLRC-V04-210101 | IL TRM - 4.4.4 - CI-HVC-BLRC-V04-210101 | 16 | 29.1496 | 0 | 0 | 0 | 1.268 | 3.1113 | 0 | 0 | 50% | 35% | 20% | 45% | NEM | Boiler | FALSE | FALSE | 1556.8427 | 295
Industrial_Wood and Lumber Products_New_Process_Natural Gas_Gas Boiler - Hot Water Reset_A | WA | Industrial | Wood and Lumber Products | New | Process | Natural Gas | Gas Boiler - Hot Water Reset | A | Reset control installed | IM610 | Retrofit | No control | Reset control installed | Retro5Med | 0 | TBD | sqft | 1 | 1 | 0.2% | IL TRM - 4.4.4 - CI-HVC-BLRC-V04-210101 | IL TRM - 4.4.4 - CI-HVC-BLRC-V04-210101 | XCEL CO 2019-2020 DSM Plan | 16 | 29.1496 | 0 | 0 | 0 | 1.268 | 11.5025 | 0 | 0 | 50% | 35% | 20% | 45% | NEM | Process Boiler | FALSE | FALSE | 1556.8427 | 294
Industrial_Wood and Lumber Products_New_Space Heating_Natural Gas_Steam Trap Maintenance_A | WA | Industrial | Wood and Lumber Products | New | Space Heating | Natural Gas | Steam Trap Maintenance | A | Cleaning and maintenance | IM611 | Retrofit | Degrade performance | Cleaning and maintenance | RetroEven20 | 0 | TBD | sqft | 1 | 1 | 0.2% | IL TRM - 4.4.16 - CI-HVC-STRE-V07-210101 | IL TRM - 4.4.16 - CI-HVC-STRE-V07-210101 | IL TRM - 4.4.16 - CI-HVC-STRE-V07-210101 | 6 | 5.0757 | 0 | 0 | 0 | 0.98199 | 1.0991 | 0 | 0 | 50% | 35% | 0% | 0% | NEM | Boiler | FALSE | FALSE | 487.0221 | 223
Industrial_Wood and Lumber Products_New_Process_Natural Gas_Steam Trap Maintenance_A | WA | Industrial | Wood and Lumber Products | New | Process | Natural Gas | Steam Trap Maintenance | A | Cleaning and maintenance | IM612 | Retrofit | Degrade performance | Cleaning and maintenance | RetroEven20 | 0 | TBD | sqft | 1 | 1 | 0.2% | IL TRM - 4.4.16 - CI-HVC-STRE-V07-210101 | IL TRM - 4.4.16 - CI-HVC-STRE-V07-210101 | IL TRM - 4.4.16 - CI-HVC-STRE-V07-210101 | 6 | 5.0757 | 0 | 0 | 0 | 0.98199 | 8.1272 | 0 | 0 | 50% | 35% | 0% | 0% | NEM | Process Boiler | FALSE | FALSE | 487.0221 | 216
Industrial_Wood and Lumber Products_New_Space Heating_Natural Gas_Gas Boiler - High Turndown_A | WA | Industrial | Wood and Lumber Products | New | Space Heating | Natural Gas | Gas Boiler - High Turndown | A | Turndown control installed | IM613 | Retrofit | No control | Turndown control installed | Retro12Med | 0 | TBD | sqft | 1 | 1 | 0.2% | MN TRM 3.1 - Boiler Modifications, Space Heating Only v4.0 | MN TRM 3.1 - Boiler Modifications, Space Heating Only v4.0 | MN TRM 3.1 - Boiler Modifications, Space Heating Only v4.0 | 15 | 72.6113 | 0 | 0 | 0 | 1.0689 | 1.1667 | 0 | 0 | 50% | 35% | 35% | 50% | NEM | Boiler | FALSE | FALSE | 5817.4353 | 542
Industrial_Wood and Lumber Products_New_Process_Natural Gas_Gas Boiler - High Turndown_A | WA | Industrial | Wood and Lumber Products | New | Process | Natural Gas | Gas Boiler - High Turndown | A | Turndown control installed | IM614 | Retrofit | No control | Turndown control installed | Retro12Med | 0 | TBD | sqft | 1 | 1 | 0.2% | MN TRM 3.1 - Boiler Modifications, Space Heating Only v4.0 | MN TRM 3.1 - Boiler Modifications, Space Heating Only v4.0 | MN TRM 3.1 - Boiler Modifications, Space Heating Only v4.0 | 15 | 72.6113 | 0 | 0 | 0 | 1.0689 | 8.6269 | 0 | 0 | 50% | 35% | 35% | 50% | NEM | Process Boiler | FALSE | FALSE | 5817.4353 | 522
Industrial_Wood and Lumber Products_New_Space Heating_Natural Gas_Gas Boiler - Burner Control Optimization_A | WA | Industrial | Wood and Lumber Products | New | Space Heating | Natural Gas | Gas Boiler - Burner Control Optimization | A | Optimized burner controls | IM615 | Retrofit | Average performance | Optimized burner controls | Retro3Slow | 0 | TBD | sqft | 1 | 1 | 0.2% | IL TRM - 4.4.22 - CI-HVC-O2TC-V01-140601 | GBLR_O2TRM-Heating-MEMD-2018-1 | IL TRM - 4.4.22 - CI-HVC-O2TC-V01-140601 | 18 | 24.3951 | 0 | 0 | 0 | 1.0689 | 0.33835 | 0 | 0 | 50% | 35% | 5% | 85% | NEM | Boiler | FALSE | FALSE | 6645.1088 | 592
Industrial_Wood and Lumber Products_New_Process_Natural Gas_Gas Boiler - Burner Control Optimization_A | WA | Industrial | Wood and Lumber Products | New | Process | Natural Gas | Gas Boiler - Burner Control Optimization | A | Optimized burner controls | IM616 | Retrofit | Average performance | Optimized burner controls | Retro3Slow | 0 | TBD | sqft | 1 | 1 | 0.2% | IL TRM - 4.4.22 - CI-HVC-O2TC-V01-140601 | GBLR_O2TRM-Heating-MEMD-2018-1 | IL TRM - 4.4.22 - CI-HVC-O2TC-V01-140601 | 18 | 24.3951 | 0 | 0 | 0 | 1.0689 | 2.5018 | 0 | 0 | 50% | 35% | 5% | 85% | NEM | Process Boiler | FALSE | FALSE | 6645.1088 | 572
Industrial_Wood and Lumber Products_New_Space Heating_Natural Gas_HVAC - Demand Controlled Ventilation_A | WA | Industrial | Wood and Lumber Products | New | Space Heating | Natural Gas | HVAC - Demand Controlled Ventilation | A | DCV enabled | IM617 | Retrofit | Constant ventilation | DCV enabled | RetroEven20 | 0 | TBD | sqft | 1 | 155.6711 | 0.2% | VENT_DCV-Heating-7PLN-v5-8 | VENT_DCV-Heating-7PLN-v5-8 | VENT_DCV-Heating-7PLN-v5-8 | 15 | 0.16907 | 0 | 0.021181 | 0 | 1.268 | 0.067787 | 0 | 0 | 50% | 35% | 55% | 75% | NEM | Furnace | FALSE | FALSE | 978.5104 | 236
Industrial_Wood and Lumber Products_New_Space Heating_Natural Gas_Gas Boiler - Stack Economizer_A | WA | Industrial | Wood and Lumber Products | New | Space Heating | Natural Gas | Gas Boiler - Stack Economizer | A | Economizer installed | IM618 | Retrofit | None | Economizer installed | Retro12Med | 0 | TBD | sqft | 1 | 1 | 0.2% | IL TRM - 4.4.28 - CI-HVC-BECO-V02-210101 | XCEL CO 2019-2020 DSM Plan | IL TRM - 4.4.28 - CI-HVC-BECO-V02-210101 | 15 | 54.3716 | 0 | 0 | 0 | 1.268 | 0.85171 | 0 | 0 | 50% | 35% | 15% | 55% | NEM | Boiler | FALSE | FALSE | 4670.9383 | 484
Industrial_Wood and Lumber Products_New_Process_Natural Gas_Gas Boiler - Stack Economizer_A | WA | Industrial | Wood and Lumber Products | New | Process | Natural Gas | Gas Boiler - Stack Economizer | A | Economizer installed | IM619 | Retrofit | None | Economizer installed | Retro12Med | 0 | TBD | sqft | 1 | 1 | 0.2% | IL TRM - 4.4.28 - CI-HVC-BECO-V02-210101 | XCEL CO 2019-2020 DSM Plan | IL TRM - 4.4.29 - CI-HVC-PECO-V01-150601 | 15 | 54.3716 | 0 | 0 | 0 | 1.268 | 8.2818 | 0 | 0 | 50% | 35% | 15% | 55% | NEM | Process Boiler | FALSE | FALSE | 4670.9383 | 489
Industrial_Wood and Lumber Products_New_Space Heating_Natural Gas_Gas Furnace Tube Inserts_A | WA | Industrial | Wood and Lumber Products | New | Space Heating | Natural Gas | Gas Furnace Tube Inserts | A | Tube inserts installed | IM620 | Retrofit | None | Tube inserts installed | Retro3Slow | 0 | TBD | sqft | 1 | 155.6711 | 0.2% | WI TRM - Radiant Tube Inserts, 2507 | WI TRM - Radiant Tube Inserts, 2507 | WI TRM - Radiant Tube Inserts, 2507 | 5 | 0.017226 | 0 | 0 | 0 | 1.0514 | 0.077933 | 0 | 0 | 50% | 35% | 0% | 0% | NEM | Furnace | FALSE | FALSE | 101.5682 | 135
Industrial_Wood and Lumber Products_New_Space Heating_Natural Gas_Space Heating - Heat Recovery Ventilator_A | WA | Industrial | Wood and Lumber Products | New | Space Heating | Natural Gas | Space Heating - Heat Recovery Ventilator | A | HRV installed | IM621 | Retrofit | None | HRV installed | RetroEven20 | 0 | TBD | sqft | 1 | 836.1849 | 0.2% | IL TRM - 4.4.27 - CI-HVC-ERVE-V04-200101 | IL TRM - 4.4.27 - CI-HVC-ERVE-V04-200101 | IL TRM - 4.4.27 - CI-HVC-ERVE-V04-200101 | 15 | 0.27802 | 0 | 0 | 0 | 1.2356 | 0.012707 | 0 | 0 | 50% | 35% | 5% | 10% | NEM | All | FALSE | FALSE | 8583.3846 | 626
Industrial_Wood and Lumber Products_New_Space Heating_Natural Gas_Thermostat - Programmable_A | WA | Industrial | Wood and Lumber Products | New | Space Heating | Natural Gas | Thermostat - Programmable | A | Programmable thermostat installed | IM622 | Retrofit | Manual control | Programmable thermostat installed | RetroEven20 | 0 | TBD | sqft | 1 | 836.1849 | 0.2% | IL TRM - 4.4.48 - CI-HVC-THST-V02-210101 | IL TRM - 4.4.48 - CI-HVC-THST-V02-210101 | BEST | 11 | 0.17185 | 0 | 0.0057728 | 0 | 0.98199 | 0.0061474 | 0 | 0 | 50% | 35% | 25% | 40% | NEM | All | FALSE | FALSE | 11305.8256 | 647
Industrial_Wood and Lumber Products_New_Space Heating_Natural Gas_ENERGY STAR Connected Thermostat_A | WA | Industrial | Wood and Lumber Products | New | Space Heating | Natural Gas | ENERGY STAR Connected Thermostat | A | Wi-Fi/interactive thermostat installed | IM623 | Retrofit | Manual control | Wi-Fi/interactive thermostat installed | RetroEven20 | 0 | TBD | sqft | 1 | 836.1849 | 0.2% | ComConnectedThermostats_v1_1 | ComConnectedThermostats_v1_1 | ComConnectedThermostats_v1_1 | 5 | 0.38539 | 0 | 0.011319 | 0 | 1.0277 | 0.01486 | 0 | 0 | 50% | 35% | 5% | 20% | NEM | All | FALSE | FALSE | 11916.7749 | 646
Industrial_Wood and Lumber Products_New_Space Heating_Natural Gas_Destratification Fans (HVLS)_A | WA | Industrial | Wood and Lumber Products | New | Space Heating | Natural Gas | Destratification Fans (HVLS) | A | Fans installed | IM624 | Retrofit | None/Standard ventilation | Fans installed | RetroEven20 | 0 | TBD | sqft | 1 | 836.1849 | 0.2% | IL TRM - 4.4.34 - CI-HVC-DSFN-V05-210101 | IL TRM - 4.4.34 - CI-HVC-DSFN-V05-210101 | IL TRM - 4.4.34 - CI-HVC-DSFN-V05-210101 | 10 | 0.59821 | 0 | 0.013955 | 0 | 1.0514 | 0.01486 | 0 | 0 | 50% | 35% | 15% | 75% | NEM | All | FALSE | FALSE | 16464.3917 | 649
Industrial_Wood and Lumber Products_New_Space Heating_Natural Gas_Gas Boiler - Insulate Steam Lines/Condensate Tank_A | WA | Industrial | Wood and Lumber Products | New | Space Heating | Natural Gas | Gas Boiler - Insulate Steam Lines/Condensate Tank | A | Lines and condenstate tank insulated | IM625 | Retrofit | No insulation | Lines and condenstate tank insulated | RetroEven20 | 0 | TBD | sqft | 1 | 1 | 0.2% | PGE Workpaper - SWWH017-01 | PGE Workpaper - SWWH017-01 | PGE Workpaper - SWWH017-01 | 20 | 290.1337 | 0 | 0 | 0 | 0.98199 | 9.266 | 0 | 0 | 50% | 35% | 30% | 35% | NEM | Boiler | FALSE | FALSE | 2865.4954 | 430
Industrial_Wood and Lumber Products_New_Process_Natural Gas_Gas Boiler - Insulate Steam Lines/Condensate Tank_A | WA | Industrial | Wood and Lumber Products | New | Process | Natural Gas | Gas Boiler - Insulate Steam Lines/Condensate Tank | A | Lines and condenstate tank insulated | IM626 | Retrofit | No insulation | Lines and condenstate tank insulated | RetroEven20 | 0 | TBD | sqft | 1 | 1 | 0.2% | PGE Workpaper - SWWH017-01 | PGE Workpaper - SWWH017-01 | PGE Workpaper - SWWH017-01 | 20 | 290.1337 | 0 | 0 | 0 | 0.98199 | 68.5138 | 0 | 0 | 50% | 35% | 30% | 35% | NEM | Process Boiler | FALSE | FALSE | 2865.4954 | 431
Industrial_Wood and Lumber Products_New_Space Heating_Natural Gas_Gas Boiler - Insulate Hot Water Lines_A | WA | Industrial | Wood and Lumber Products | New | Space Heating | Natural Gas | Gas Boiler - Insulate Hot Water Lines | A | Insulated water lines | IM627 | Retrofit | No insulation | Insulated water lines | RetroEven20 | 0 | TBD | sqft | 1 | 1 | 0.2% | PGE Workpaper - SWWH017-01 | PGE Workpaper - SWWH017-01 | PGE Workpaper - SWWH017-01 | 20 | 205.9921 | 0 | 0 | 0 | 0.98199 | 10.4735 | 0 | 0 | 50% | 35% | 45% | 50% | NEM | Boiler | FALSE | FALSE | 1799.9184 | 335
Industrial_Wood and Lumber Products_New_Process_Natural Gas_Gas Boiler - Insulate Hot Water Lines_A | WA | Industrial | Wood and Lumber Products | New | Process | Natural Gas | Gas Boiler - Insulate Hot Water Lines | A | Insulated water lines | IM628 | Retrofit | No insulation | Insulated water lines | RetroEven20 | 0 | TBD | sqft | 1 | 1 | 0.2% | PGE Workpaper - SWWH017-01 | PGE Workpaper - SWWH017-01 | PGE Workpaper - SWWH017-01 | 20 | 205.9921 | 0 | 0 | 0 | 0.98199 | 77.4421 | 0 | 0 | 50% | 35% | 45% | 50% | NEM | Process Boiler | FALSE | FALSE | 1799.9184 | 334
Industrial_Wood and Lumber Products_New_Process_Natural Gas_Process - Insulate Heated Process Fluids_A | WA | Industrial | Wood and Lumber Products | New | Process | Natural Gas | Process - Insulate Heated Process Fluids | A | Insulated process fluid lines | IM629 | Retrofit | No insulation | Insulated process fluid lines | Retro12Med | 0 | TBD | employee | 1 | 1 | 0.2% | PGE Workpaper - SWWH017-01 | PGE Workpaper - SWWH017-01 | PGE Workpaper - SWWH017-01 | 20 | 290.1337 | 0 | 0 | 0 | 0.98199 | 125.8253 | 0 | 0 | 50% | 35% | 5% | 10% | NEM | Process Heating | FALSE | FALSE | 885.6631 | 231
Industrial_Wood and Lumber Products_New_Process_Natural Gas_Process Heat Recovery_A | WA | Industrial | Wood and Lumber Products | New | Process | Natural Gas | Process Heat Recovery | A | HR system installed | IM630 | Retrofit | No HR system | HR system installed | Retro12Med | 0 | TBD | cfm | 1 | 1 | 0.2% | MN TRM v3.1 - Exhaust Energy Recovery | WI TRM - Process Exhaust Filtration, 3244 | MN TRM v3.1 - Exhaust Energy Recovery | 15 | 1093.3411 | 0 | 0 | 0 | 1.0149 | 0.21081 | 0 | 0 | 50% | 35% | 5% | 50% | NEM | All | FALSE | FALSE | 2034747.6731 | 656
Industrial_Wood and Lumber Products_New_Space Heating_Natural Gas_Building Automation System_A | WA | Industrial | Wood and Lumber Products | New | Space Heating | Natural Gas | Building Automation System | A | Automation system installed and programmed | IM631 | Retrofit | No control system | Automation system installed and programmed | Retro1Slow | 0 | TBD | sqft | 1 | 836.1849 | 0.2% | COM_EMS-All-XCELCO-2017-18-3 | BEHAV_EIS-All-CPUC-2018_PG-10 | COM_EMS-All-XCELCO-2017-18-3 | 15 | 0.091917 | 0 | 0.03401 | 0 | 1.0386 | 0.01486 | 0 | 0 | 50% | 35% | 5% | 65% | NEM | All | FALSE | FALSE | 2426.6242 | 379
Industrial_Wood and Lumber Products_New_Space Heating_Natural Gas_Steam System Efficiency Improvements_A | WA | Industrial | Wood and Lumber Products | New | Space Heating | Natural Gas | Steam System Efficiency Improvements | A | Optimized system | IM632 | Retrofit | Average system efficiency | Optimized system | Retro1Slow | 0 | TBD | sqft | 1 | 36.4906 | 0.2% | AEG Research | DOE - Improving Steam System Performance: A Sourcebook for Industry, Second Edition. October 2012. | DOE - Improving Steam System Performance: A Sourcebook for Industry, Second Edition. October 2012. | 5 | 0.1129 | 0 | 0 | 0 | 0.98199 | 0.13322 | 0 | 0 | 50% | 35% | 30% | 60% | NEM | Boiler | FALSE | FALSE | 1739.1952 | 316
Industrial_Wood and Lumber Products_New_Process_Natural Gas_Steam System Efficiency Improvements_A | WA | Industrial | Wood and Lumber Products | New | Process | Natural Gas | Steam System Efficiency Improvements | A | Optimized system | IM633 | Retrofit | Average system efficiency | Optimized system | Retro1Slow | 0 | TBD | sqft | 1 | 1 | 0.2% | AEG Research | DOE - Improving Steam System Performance: A Sourcebook for Industry, Second Edition. October 2012. | DOE - Improving Steam System Performance: A Sourcebook for Industry, Second Edition. October 2012. | 5 | 4.1197 | 0 | 0 | 0 | 0.98199 | 0.98506 | 0 | 0 | 50% | 35% | 30% | 60% | NEM | Process Boiler | FALSE | FALSE | 1739.1952 | 317
Industrial_Wood and Lumber Products_New_Space Heating_Natural Gas_Strategic Energy Management_A | WA | Industrial | Wood and Lumber Products | New | Space Heating | Natural Gas | Strategic Energy Management | A | Energy management system installed and programmed | IM634 | Retrofit | No energy management system | Energy management system installed and programmed | RetroEven20 | 0 | TBD | employee | 1 | 1 | 0.2% | BEHAV_SEM-All-CPUC-2018_PG-26 | BEHAV_SEM-All-CPUC-2018_PG-26 | AEG Research | 5 | 25.2514 | 0.60131 | 0 | 0 | 1.0386 | 5.3432 | 0 | 0 | 50% | 35% | 5% | 50% | NEM | All | FALSE | FALSE | 1703.7195 | 313
Industrial_Wood and Lumber Products_New_Process_Natural Gas_Strategic Energy Management_A | WA | Industrial | Wood and Lumber Products | New | Process | Natural Gas | Strategic Energy Management | A | Energy management system installed and programmed | IM635 | Retrofit | No energy management system | Energy management system installed and programmed | RetroEven20 | 0 | TBD | employee | 1 | 1 | 0.2% | BEHAV_SEM-All-CPUC-2018_PG-26 | BEHAV_SEM-All-CPUC-2018_PG-26 | AEG Research | 5 | 25.2514 | 0.60131 | 0 | 0 | 1.0386 | 8.9454 | 0 | 0 | 50% | 35% | 5% | 50% | NEM | All | FALSE | FALSE | 1703.7195 | 314
Industrial_Wood and Lumber Products_New_Miscellaneous_Natural Gas_Strategic Energy Management_A | WA | Industrial | Wood and Lumber Products | New | Miscellaneous | Natural Gas | Strategic Energy Management | A | Energy management system installed and programmed | IM636 | Retrofit | No energy management system | Energy management system installed and programmed | RetroEven20 | 0 | TBD | employee | 1 | 1 | 0.2% | BEHAV_SEM-All-CPUC-2018_PG-26 | BEHAV_SEM-All-CPUC-2018_PG-26 | AEG Research | 5 | 25.2514 | 0.60131 | 0 | 0 | 1.0386 | 3.4004 | 0 | 0 | 50% | 35% | 5% | 50% | NEM | All | FALSE | FALSE | 1703.7195 | 315
Industrial_Wood and Lumber Products_New_Space Heating_Natural Gas_Commissioning_A | WA | Industrial | Wood and Lumber Products | New | Space Heating | Natural Gas | Commissioning | A | Optimized HVAC design and controls | IM637 | Retrofit | New construction code | Optimized HVAC design and controls | Retro12Med | 0 | TBD | employee | 1 | 1 | 0.2% | DL20_COM_CX-Refrig-2021PLN-V11-3 | 2018 AMIL BUS Retro-Commissioning Initiative | U.S. Department of Energy. Lawrence Berkeley National Labs and Building Commissioning Association. https://www.bcxa.org/wp-content/uploads/2020/09/1-s2.0- S0378778819319553-main.pdf | 10 | 0.2672 | 0 | 0 | 0 | 1.0277 | 6.6688 | 0 | 0 | 50% | 35% | 0% | 0% | NEM | Market | 32 | FALSE | 3.8619 | 109
Industrial_Wood and Lumber Products_New_Process_Natural Gas_Commissioning_A | WA | Industrial | Wood and Lumber Products | New | Process | Natural Gas | Commissioning | A | Optimized process design and controls | IM638 | Retrofit | New construction code | Optimized process design and controls | Retro12Med | 0 | TBD | employee | 1 | 1 | 0.2% | DL20_COM_CX-Refrig-2021PLN-V11-3 | 2018 AMIL BUS Retro-Commissioning Initiative | U.S. Department of Energy. Lawrence Berkeley National Labs and Building Commissioning Association. https://www.bcxa.org/wp-content/uploads/2020/09/1-s2.0- S0378778819319553-main.pdf | 10 | 0.2672 | 0 | 0 | 0 | 1.0277 | 49.928 | 0 | 0 | 50% | 35% | 0% | 0% | NEM | Market | 33 | FALSE | 3.8619 | 110
Industrial_Wood and Lumber Products_New_Space Heating_Natural Gas_Retrocommissioning_A | WA | Industrial | Wood and Lumber Products | New | Space Heating | Natural Gas | Retrocommissioning | A | Optimized HVAC flow and controls | IM639 | Retrofit | Vintage/existing building | Optimized HVAC flow and controls | RetroEven20 | 0 | TBD | employee | 1 | 1 | 0.2% | COM_RCX-Heating-7PLN-v5-18 | COM_RCX-Heating-7PLN-v5-18 | n/a | 5 | 0 | 0 | 0 | 0 | 1.0277 | 0 | 0 | 0 | 50% | 35% | 0% | 0% | NEM | Market | FALSE | FALSE | 0 | 654
Industrial_Wood and Lumber Products_New_Process_Natural Gas_Retrocommissioning_A | WA | Industrial | Wood and Lumber Products | New | Process | Natural Gas | Retrocommissioning | A | Optimized process design and controls | IM640 | Retrofit | Vintage/existing building | Optimized process design and controls | RetroEven20 | 0 | TBD | employee | 1 | 1 | 0.2% | COM_RCX-Heating-7PLN-v5-18 | COM_RCX-Heating-7PLN-v5-18 | n/a | 5 | 0 | 0 | 0 | 0 | 1.0277 | 0 | 0 | 0 | 50% | 35% | 0% | 0% | NEM | Market | FALSE | FALSE | 0 | 653
Industrial_Other Industrial_Existing_Space Heating_Natural Gas_Insulation - Roof/Ceiling_A | WA | Industrial | Other Industrial | Existing | Space Heating | Natural Gas | Insulation - Roof/Ceiling | A | R-38 | IM641 | Retrofit | R-13 | R-38 | Retro3Slow | 2 | TBD | sqft | 1 | 471.5602 | 0.2% | RTF Wkbk - ComWeatherizationSchool_v3_1 | RTF Wkbk - ComWeatherizationSchool_v3_1 | Building Energy Simulation Tool | 45 | 1.1051 | 0 | 0.074728 | 0 | 1.1095 | 0.083426 | 0 | 0 | 50% | 35% | 60% | 100% | NEM | All | FALSE | FALSE | 4915.8056 | 492
Industrial_Other Industrial_Existing_Space Heating_Natural Gas_Insulation - Wall Cavity_A | WA | Industrial | Other Industrial | Existing | Space Heating | Natural Gas | Insulation - Wall Cavity | A | R-21 | IM642 | Retrofit | R-11 or less | R-21 | Retro3Slow | 2 | TBD | sqft | 1 | 471.5602 | 0.2% | RTF Wkbk - ComWeatherizationSchool_v3_1 | RTF Wkbk - ComWeatherizationSchool_v3_1 | Building Energy Simulation Tool | 45 | 0.33055 | 0 | 0.016348 | 0 | 1.1095 | 0.018251 | 0 | 0 | 50% | 35% | 60% | 100% | NEM | All | FALSE | FALSE | 6721.2844 | 609
Industrial_Other Industrial_Existing_Space Heating_Natural Gas_Insulation - Ducting_A | WA | Industrial | Other Industrial | Existing | Space Heating | Natural Gas | Insulation - Ducting | A | 50% reduction in thermal losses | IM643 | Retrofit | ~2°F thermal losses | 50% reduction in thermal losses | Retro5Med | 0 | TBD | sqft | 1 | 88.8109 | 0.2% | MA TRM - 2019-2021 - COM-HVAC-DI | MEMD - MMD8.25.01.FESH23.v01 | Building Energy Simulation Tool | 20 | 1.5221 | 0 | 0.00017326 | 0 | 0.98199 | 0.0014555 | 0 | 0 | 50% | 35% | 40% | 60% | NEM | Furnace | FALSE | FALSE | 401656.6336 | 636
Industrial_Other Industrial_Existing_Space Heating_Natural Gas_HVAC - Duct Repair and Sealing_A | WA | Industrial | Other Industrial | Existing | Space Heating | Natural Gas | HVAC - Duct Repair and Sealing | A | 30% reduced duct leaking | IM644 | Retrofit | Poorly sealed/leaky ducts | 30% reduced duct leaking | RetroEven20 | 0 | TBD | sqft | 1 | 88.8109 | 0.2% | MA TRM - 2019-2021 - COM-HVAC-DS | RS Means Cost Calculator 2019 IRP DSM TRM Extract | Building Energy Simulation Tool | 20 | 0.07 | 0 | 0.00098007 | 0 | 1 | 0.0041167 | 0 | 0 | 50% | 35% | 15% | 50% | NEM | Furnace | FALSE | FALSE | 6531.1355 | 556
Industrial_Other Industrial_Existing_Space Heating_Natural Gas_Windows - High Efficiency_A | WA | Industrial | Other Industrial | Existing | Space Heating | Natural Gas | Windows - High Efficiency | A | U-.22 or better | IM645 | Retrofit | U-.5 or worse | U-.22 or better | Retro1Slow | 0 | TBD | sqft | 1 | 471.5602 | 0.2% | RTF Wkbk - ComWeatherizationSchool_v3_1 | RTF Wkbk - ComWeatherizationSchool_v3_1 | Building Energy Simulation Tool | 45 | 0.22914 | 0 | 0.0069904 | 0 | 1.1095 | 0.0078041 | 0 | 0 | 50% | 35% | 45% | 100% | NEM | All | FALSE | FALSE | 10896.6109 | 641
Industrial_Other Industrial_Existing_Space Heating_Natural Gas_Gas Boiler - Maintenance_A | WA | Industrial | Other Industrial | Existing | Space Heating | Natural Gas | Gas Boiler - Maintenance | A | General cleaning and maintenance | IM646 | Retrofit | Degrade performance | General cleaning and maintenance | Retro20Fast | 0 | TBD | employee | 1 | 1 | 0.2% | IL TRM - 4.3.10 - CI-HWE-DBTU-V01-180101 | IL TRM - 4.3.10 - CI-HWE-DBTU-V01-180101 | IL TRM - 4.3.10 - CI-HWE-DBTU-V01-180101 | 3 | 0.011 | 0 | 0 | 0 | 0.98199 | 2.0541 | 0 | 0 | 50% | 35% | 20% | 30% | NEM | Boiler | FALSE | FALSE | 3.2122 | 99
Industrial_Other Industrial_Existing_Process_Natural Gas_Gas Boiler - Maintenance_A | WA | Industrial | Other Industrial | Existing | Process | Natural Gas | Gas Boiler - Maintenance | A | General cleaning and maintenance | IM647 | Retrofit | Degrade performance | General cleaning and maintenance | Retro20Fast | 0 | TBD | sqft | 1 | 1 | 0.2% | IL TRM - 4.3.10 - CI-HWE-DBTU-V01-180101 | IL TRM - 4.3.10 - CI-HWE-DBTU-V01-180101 | IL TRM - 4.3.10 - CI-HWE-DBTU-V01-180101 | 3 | 0.011 | 0 | 0 | 0 | 0.98199 | 1.5559 | 0 | 0 | 50% | 35% | 20% | 30% | NEM | Process Boiler | FALSE | FALSE | 3.2122 | 96
Industrial_Other Industrial_Existing_Space Heating_Natural Gas_Gas Furnace - Maintenance_A | WA | Industrial | Other Industrial | Existing | Space Heating | Natural Gas | Gas Furnace - Maintenance | A | General cleaning and maintenance | IM648 | Retrofit | Degrade performance | General cleaning and maintenance | Retro20Fast | 0 | TBD | sqft | 1 | 1 | 0.2% | IL TRM - 4.4.31 - CI-HVC-FTUN-V03-200101 | MN TRM 3.1 - Forced-Air Heating Maintenance v2.0 | MN TRM v3.1 - Forced-Air Heating Maintenance | 3 | 0.0052831 | 0 | 0 | 0 | 1.1095 | 0.0095 | 0 | 0 | 50% | 35% | 20% | 30% | NEM | Furnace | FALSE | FALSE | 293.1144 | 163
Industrial_Other Industrial_Existing_Space Heating_Natural Gas_Gas Boiler - Hot Water Reset_A | WA | Industrial | Other Industrial | Existing | Space Heating | Natural Gas | Gas Boiler - Hot Water Reset | A | Reset control installed | IM649 | Retrofit | No control | Reset control installed | Retro5Med | 0 | TBD | employee | 1 | 1 | 0.2% | IL TRM - 4.4.4 - CI-HVC-BLRC-V04-210101 | IL TRM - 4.4.4 - CI-HVC-BLRC-V04-210101 | IL TRM - 4.4.4 - CI-HVC-BLRC-V04-210101 | 16 | 20.5414 | 0 | 0 | 0 | 1.268 | 7.4693 | 0 | 0 | 50% | 35% | 20% | 45% | NEM | Boiler | FALSE | FALSE | 1556.8427 | 287
Industrial_Other Industrial_Existing_Process_Natural Gas_Gas Boiler - Hot Water Reset_A | WA | Industrial | Other Industrial | Existing | Process | Natural Gas | Gas Boiler - Hot Water Reset | A | Reset control installed | IM650 | Retrofit | No control | Reset control installed | Retro5Med | 0 | TBD | sqft | 1 | 1 | 0.2% | IL TRM - 4.4.4 - CI-HVC-BLRC-V04-210101 | IL TRM - 4.4.4 - CI-HVC-BLRC-V04-210101 | XCEL CO 2019-2020 DSM Plan | 16 | 20.5414 | 0 | 0 | 0 | 1.268 | 2.8289 | 0 | 0 | 50% | 35% | 20% | 45% | NEM | Process Boiler | FALSE | FALSE | 1556.8427 | 278
Industrial_Other Industrial_Existing_Space Heating_Natural Gas_Steam Trap Maintenance_A | WA | Industrial | Other Industrial | Existing | Space Heating | Natural Gas | Steam Trap Maintenance | A | Cleaning and maintenance | IM651 | Retrofit | Degrade performance | Cleaning and maintenance | RetroEven20 | 0 | TBD | employee | 1 | 1 | 0.2% | IL TRM - 4.4.16 - CI-HVC-STRE-V07-210101 | IL TRM - 4.4.16 - CI-HVC-STRE-V07-210101 | IL TRM - 4.4.16 - CI-HVC-STRE-V07-210101 | 6 | 2.5512 | 0 | 0 | 0 | 0.98199 | 2.6388 | 0 | 0 | 50% | 35% | 73% | 85% | NEM | Boiler | FALSE | FALSE | 487.0221 | 224
Industrial_Other Industrial_Existing_Process_Natural Gas_Steam Trap Maintenance_A | WA | Industrial | Other Industrial | Existing | Process | Natural Gas | Steam Trap Maintenance | A | Cleaning and maintenance | IM652 | Retrofit | Degrade performance | Cleaning and maintenance | RetroEven20 | 0 | TBD | sqft | 1 | 1 | 0.2% | IL TRM - 4.4.16 - CI-HVC-STRE-V07-210101 | IL TRM - 4.4.16 - CI-HVC-STRE-V07-210101 | IL TRM - 4.4.16 - CI-HVC-STRE-V07-210101 | 6 | 2.5512 | 0 | 0 | 0 | 0.98199 | 1.9988 | 0 | 0 | 50% | 35% | 73% | 85% | NEM | Process Boiler | FALSE | FALSE | 487.0221 | 225
Industrial_Other Industrial_Existing_Space Heating_Natural Gas_Gas Boiler - High Turndown_A | WA | Industrial | Other Industrial | Existing | Space Heating | Natural Gas | Gas Boiler - High Turndown | A | Turndown control installed | IM653 | Retrofit | No control | Turndown control installed | Retro12Med | 0 | TBD | employee | 1 | 1 | 0.2% | MN TRM 3.1 - Boiler Modifications, Space Heating Only v4.0 | MN TRM 3.1 - Boiler Modifications, Space Heating Only v4.0 | MN TRM 3.1 - Boiler Modifications, Space Heating Only v4.0 | 15 | 36.4972 | 0 | 0 | 0 | 1.0689 | 2.801 | 0 | 0 | 50% | 35% | 35% | 50% | NEM | Boiler | FALSE | FALSE | 5817.4353 | 536
Industrial_Other Industrial_Existing_Process_Natural Gas_Gas Boiler - High Turndown_A | WA | Industrial | Other Industrial | Existing | Process | Natural Gas | Gas Boiler - High Turndown | A | Turndown control installed | IM654 | Retrofit | No control | Turndown control installed | Retro12Med | 0 | TBD | sqft | 1 | 1 | 0.2% | MN TRM 3.1 - Boiler Modifications, Space Heating Only v4.0 | MN TRM 3.1 - Boiler Modifications, Space Heating Only v4.0 | MN TRM 3.1 - Boiler Modifications, Space Heating Only v4.0 | 15 | 36.4972 | 0 | 0 | 0 | 1.0689 | 2.1216 | 0 | 0 | 50% | 35% | 35% | 50% | NEM | Process Boiler | FALSE | FALSE | 5817.4353 | 551
Industrial_Other Industrial_Existing_Space Heating_Natural Gas_Gas Boiler - Burner Control Optimization_A | WA | Industrial | Other Industrial | Existing | Space Heating | Natural Gas | Gas Boiler - Burner Control Optimization | A | Optimized burner controls | IM655 | Retrofit | Average performance | Optimized burner controls | Retro3Slow | 0 | TBD | employee | 1 | 1 | 0.2% | IL TRM - 4.4.22 - CI-HVC-O2TC-V01-140601 | GBLR_O2TRM-Heating-MEMD-2018-1 | IL TRM - 4.4.22 - CI-HVC-O2TC-V01-140601 | 18 | 12.2619 | 0 | 0 | 0 | 1.0689 | 0.81229 | 0 | 0 | 50% | 35% | 5% | 85% | NEM | Boiler | FALSE | FALSE | 6645.1088 | 583
Industrial_Other Industrial_Existing_Process_Natural Gas_Gas Boiler - Burner Control Optimization_A | WA | Industrial | Other Industrial | Existing | Process | Natural Gas | Gas Boiler - Burner Control Optimization | A | Optimized burner controls | IM656 | Retrofit | Average performance | Optimized burner controls | Retro3Slow | 0 | TBD | sqft | 1 | 1 | 0.2% | IL TRM - 4.4.22 - CI-HVC-O2TC-V01-140601 | GBLR_O2TRM-Heating-MEMD-2018-1 | IL TRM - 4.4.22 - CI-HVC-O2TC-V01-140601 | 18 | 12.2619 | 0 | 0 | 0 | 1.0689 | 0.61528 | 0 | 0 | 50% | 35% | 5% | 85% | NEM | Process Boiler | FALSE | FALSE | 6645.1088 | 582
Industrial_Other Industrial_Existing_Space Heating_Natural Gas_HVAC - Demand Controlled Ventilation_A | WA | Industrial | Other Industrial | Existing | Space Heating | Natural Gas | HVAC - Demand Controlled Ventilation | A | DCV enabled | IM657 | Retrofit | Constant ventilation | DCV enabled | RetroEven20 | 0 | TBD | sqft | 1 | 88.8109 | 0.2% | VENT_DCV-Heating-7PLN-v5-8 | VENT_DCV-Heating-7PLN-v5-8 | VENT_DCV-Heating-7PLN-v5-8 | 15 | 0.27474 | 0 | 0.018443 | 0 | 1.268 | 0.077467 | 0 | 0 | 50% | 35% | 55% | 75% | NEM | Furnace | FALSE | FALSE | 1391.3905 | 247
Industrial_Other Industrial_Existing_Space Heating_Natural Gas_Gas Boiler - Stack Economizer_A | WA | Industrial | Other Industrial | Existing | Space Heating | Natural Gas | Gas Boiler - Stack Economizer | A | Economizer installed | IM658 | Retrofit | None | Economizer installed | Retro12Med | 0 | TBD | employee | 1 | 1 | 0.2% | IL TRM - 4.4.28 - CI-HVC-BECO-V02-210101 | XCEL CO 2019-2020 DSM Plan | IL TRM - 4.4.28 - CI-HVC-BECO-V02-210101 | 15 | 24.2971 | 0 | 0 | 0 | 1.268 | 2.0447 | 0 | 0 | 50% | 35% | 15% | 55% | NEM | Boiler | FALSE | FALSE | 4670.9383 | 486
Industrial_Other Industrial_Existing_Process_Natural Gas_Gas Boiler - Stack Economizer_A | WA | Industrial | Other Industrial | Existing | Process | Natural Gas | Gas Boiler - Stack Economizer | A | Economizer installed | IM659 | Retrofit | None | Economizer installed | Retro12Med | 0 | TBD | sqft | 1 | 1 | 0.2% | IL TRM - 4.4.28 - CI-HVC-BECO-V02-210101 | XCEL CO 2019-2020 DSM Plan | IL TRM - 4.4.29 - CI-HVC-PECO-V01-150601 | 15 | 24.2971 | 0 | 0 | 0 | 1.268 | 2.0368 | 0 | 0 | 50% | 35% | 15% | 55% | NEM | Process Boiler | FALSE | FALSE | 4670.9383 | 458
Industrial_Other Industrial_Existing_Space Heating_Natural Gas_Gas Furnace Tube Inserts_A | WA | Industrial | Other Industrial | Existing | Space Heating | Natural Gas | Gas Furnace Tube Inserts | A | Tube inserts installed | IM660 | Retrofit | None | Tube inserts installed | Retro3Slow | 0 | TBD | sqft | 1 | 88.8109 | 0.2% | WI TRM - Radiant Tube Inserts, 2507 | WI TRM - Radiant Tube Inserts, 2507 | WI TRM - Radiant Tube Inserts, 2507 | 5 | 0.017226 | 0 | 0 | 0 | 1.0514 | 0.089062 | 0 | 0 | 50% | 35% | 0% | 0% | NEM | Furnace | FALSE | FALSE | 88.8767 | 131
Industrial_Other Industrial_Existing_Space Heating_Natural Gas_Space Heating - Heat Recovery Ventilator_A | WA | Industrial | Other Industrial | Existing | Space Heating | Natural Gas | Space Heating - Heat Recovery Ventilator | A | HRV installed | IM661 | Retrofit | None | HRV installed | RetroEven20 | 0 | TBD | sqft | 1 | 471.5602 | 0.2% | IL TRM - 4.4.27 - CI-HVC-ERVE-V04-200101 | IL TRM - 4.4.27 - CI-HVC-ERVE-V04-200101 | IL TRM - 4.4.27 - CI-HVC-ERVE-V04-200101 | 15 | 0.27802 | 0 | 0 | 0 | 1.2356 | 0.013423 | 0 | 0 | 50% | 35% | 5% | 10% | NEM | All | FALSE | FALSE | 8125.5155 | 617
Industrial_Other Industrial_Existing_Space Heating_Natural Gas_Thermostat - Programmable_A | WA | Industrial | Other Industrial | Existing | Space Heating | Natural Gas | Thermostat - Programmable | A | Programmable thermostat installed | IM662 | Retrofit | Manual control | Programmable thermostat installed | RetroEven20 | 0 | TBD | sqft | 1 | 471.5602 | 0.2% | IL TRM - 4.4.48 - CI-HVC-THST-V02-210101 | IL TRM - 4.4.48 - CI-HVC-THST-V02-210101 | BEST | 11 | 0.17185 | 0 | 0.0058168 | 0 | 0.98199 | 0.0064938 | 0 | 0 | 50% | 35% | 25% | 40% | NEM | All | FALSE | FALSE | 10702.7316 | 635
Industrial_Other Industrial_Existing_Space Heating_Natural Gas_ENERGY STAR Connected Thermostat_A | WA | Industrial | Other Industrial | Existing | Space Heating | Natural Gas | ENERGY STAR Connected Thermostat | A | Wi-Fi/interactive thermostat installed | IM663 | Retrofit | Manual control | Wi-Fi/interactive thermostat installed | RetroEven20 | 0 | TBD | sqft | 1 | 471.5602 | 0.2% | ComConnectedThermostats_v1_1 | ComConnectedThermostats_v1_1 | ComConnectedThermostats_v1_1 | 5 | 0.38539 | 0 | 0.011319 | 0 | 1.0277 | 0.015698 | 0 | 0 | 50% | 35% | 5% | 20% | NEM | All | FALSE | FALSE | 11281.0906 | 650
Industrial_Other Industrial_Existing_Space Heating_Natural Gas_Destratification Fans (HVLS)_A | WA | Industrial | Other Industrial | Existing | Space Heating | Natural Gas | Destratification Fans (HVLS) | A | Fans installed | IM664 | Retrofit | None/Standard ventilation | Fans installed | RetroEven20 | 0 | TBD | sqft | 1 | 471.5602 | 0.2% | IL TRM - 4.4.34 - CI-HVC-DSFN-V05-210101 | IL TRM - 4.4.34 - CI-HVC-DSFN-V05-210101 | IL TRM - 4.4.34 - CI-HVC-DSFN-V05-210101 | 10 | 0.59821 | 0 | 0.014061 | 0 | 1.0514 | 0.015698 | 0 | 0 | 50% | 35% | 15% | 30% | NEM | All | FALSE | FALSE | 15586.1209 | 644
Industrial_Other Industrial_Existing_Space Heating_Natural Gas_Gas Boiler - Insulate Steam Lines/Condensate Tank_A | WA | Industrial | Other Industrial | Existing | Space Heating | Natural Gas | Gas Boiler - Insulate Steam Lines/Condensate Tank | A | Lines and condenstate tank insulated | IM665 | Retrofit | No insulation | Lines and condenstate tank insulated | RetroEven20 | 0 | TBD | employee | 1 | 1 | 0.2% | PGE Workpaper - SWWH017-01 | PGE Workpaper - SWWH017-01 | PGE Workpaper - SWWH017-01 | 20 | 145.8323 | 0 | 0 | 0 | 0.98199 | 22.2452 | 0 | 0 | 50% | 35% | 30% | 35% | NEM | Boiler | FALSE | FALSE | 2865.4954 | 433
Industrial_Other Industrial_Existing_Process_Natural Gas_Gas Boiler - Insulate Steam Lines/Condensate Tank_A | WA | Industrial | Other Industrial | Existing | Process | Natural Gas | Gas Boiler - Insulate Steam Lines/Condensate Tank | A | Lines and condenstate tank insulated | IM666 | Retrofit | No insulation | Lines and condenstate tank insulated | RetroEven20 | 0 | TBD | sqft | 1 | 1 | 0.2% | PGE Workpaper - SWWH017-01 | PGE Workpaper - SWWH017-01 | PGE Workpaper - SWWH017-01 | 20 | 145.8323 | 0 | 0 | 0 | 0.98199 | 16.8499 | 0 | 0 | 50% | 35% | 30% | 35% | NEM | Process Boiler | FALSE | FALSE | 2865.4954 | 438
Industrial_Other Industrial_Existing_Space Heating_Natural Gas_Gas Boiler - Insulate Hot Water Lines_A | WA | Industrial | Other Industrial | Existing | Space Heating | Natural Gas | Gas Boiler - Insulate Hot Water Lines | A | Insulated water lines | IM667 | Retrofit | No insulation | Insulated water lines | RetroEven20 | 0 | TBD | employee | 1 | 1 | 0.2% | PGE Workpaper - SWWH017-01 | PGE Workpaper - SWWH017-01 | PGE Workpaper - SWWH017-01 | 20 | 103.5395 | 0 | 0 | 0 | 0.98199 | 25.144 | 0 | 0 | 50% | 35% | 40% | 50% | NEM | Boiler | FALSE | FALSE | 1799.9184 | 320
Industrial_Other Industrial_Existing_Process_Natural Gas_Gas Boiler - Insulate Hot Water Lines_A | WA | Industrial | Other Industrial | Existing | Process | Natural Gas | Gas Boiler - Insulate Hot Water Lines | A | Insulated water lines | IM668 | Retrofit | No insulation | Insulated water lines | RetroEven20 | 0 | TBD | sqft | 1 | 1 | 0.2% | PGE Workpaper - SWWH017-01 | PGE Workpaper - SWWH017-01 | PGE Workpaper - SWWH017-01 | 20 | 103.5395 | 0 | 0 | 0 | 0.98199 | 19.0457 | 0 | 0 | 50% | 35% | 40% | 50% | NEM | Process Boiler | FALSE | FALSE | 1799.9184 | 318
Industrial_Other Industrial_Existing_Process_Natural Gas_Process - Insulate Heated Process Fluids_A | WA | Industrial | Other Industrial | Existing | Process | Natural Gas | Process - Insulate Heated Process Fluids | A | Insulated process fluid lines | IM669 | Retrofit | No insulation | Insulated process fluid lines | Retro12Med | 0 | TBD | employee | 1 | 1 | 0.2% | PGE Workpaper - SWWH017-01 | PGE Workpaper - SWWH017-01 | PGE Workpaper - SWWH017-01 | 20 | 145.8323 | 0 | 0 | 0 | 0.98199 | 13.6092 | 0 | 0 | 50% | 35% | 5% | 10% | NEM | Process Heating | FALSE | FALSE | 4115.8458 | 452
Industrial_Other Industrial_Existing_Process_Natural Gas_Process Heat Recovery_A | WA | Industrial | Other Industrial | Existing | Process | Natural Gas | Process Heat Recovery | A | HR system installed | IM670 | Retrofit | No HR system | HR system installed | Retro12Med | 0 | TBD | cfm | 1 | 1 | 0.2% | MN TRM v3.1 - Exhaust Energy Recovery | WI TRM - Process Exhaust Filtration, 3244 | MN TRM v3.1 - Exhaust Energy Recovery | 15 | 1093.3411 | 0 | 0 | 0 | 1.0149 | 0.033147 | 0 | 0 | 50% | 35% | 5% | 50% | NEM | All | FALSE | FALSE | 12940584.6326 | 655
Industrial_Other Industrial_Existing_Space Heating_Natural Gas_Building Automation System_A | WA | Industrial | Other Industrial | Existing | Space Heating | Natural Gas | Building Automation System | A | Automation system installed and programmed | IM671 | Retrofit | No control system | Automation system installed and programmed | Retro1Slow | 0 | TBD | sqft | 1 | 471.5602 | 0.2% | COM_EMS-All-XCELCO-2017-18-3 | BEHAV_EIS-All-CPUC-2018_PG-10 | COM_EMS-All-XCELCO-2017-18-3 | 15 | 0.10449 | 0 | 0.034116 | 0 | 1.0386 | 0.015698 | 0 | 0 | 50% | 35% | 5% | 65% | NEM | All | FALSE | FALSE | 2611.5327 | 395
Industrial_Other Industrial_Existing_Space Heating_Natural Gas_Steam System Efficiency Improvements_A | WA | Industrial | Other Industrial | Existing | Space Heating | Natural Gas | Steam System Efficiency Improvements | A | Optimized system | IM672 | Retrofit | Average system efficiency | Optimized system | Retro1Slow | 0 | TBD | sqft | 1 | 83.218 | 0.2% | AEG Research | DOE - Improving Steam System Performance: A Sourcebook for Industry, Second Edition. October 2012. | DOE - Improving Steam System Performance: A Sourcebook for Industry, Second Edition. October 2012. | 5 | 0.11885 | 0 | 0 | 0 | 0.98199 | 0.14024 | 0 | 0 | 50% | 35% | 30% | 60% | NEM | Boiler | FALSE | FALSE | 18660.2752 | 639
Industrial_Other Industrial_Existing_Process_Natural Gas_Steam System Efficiency Improvements_A | WA | Industrial | Other Industrial | Existing | Process | Natural Gas | Steam System Efficiency Improvements | A | Optimized system | IM673 | Retrofit | Average system efficiency | Optimized system | Retro1Slow | 0 | TBD | sqft | 1 | 1 | 0.2% | AEG Research | DOE - Improving Steam System Performance: A Sourcebook for Industry, Second Edition. October 2012. | DOE - Improving Steam System Performance: A Sourcebook for Industry, Second Edition. October 2012. | 5 | 9.8902 | 0 | 0 | 0 | 0.98199 | 0.10623 | 0 | 0 | 50% | 35% | 30% | 60% | NEM | Process Boiler | FALSE | FALSE | 18660.2752 | 637
Industrial_Other Industrial_Existing_Space Heating_Natural Gas_Strategic Energy Management_A | WA | Industrial | Other Industrial | Existing | Space Heating | Natural Gas | Strategic Energy Management | A | Energy management system installed and programmed | IM674 | Retrofit | No energy management system | Energy management system installed and programmed | RetroEven20 | 0 | TBD | employee | 1 | 1 | 0.2% | BEHAV_SEM-All-CPUC-2018_PG-26 | BEHAV_SEM-All-CPUC-2018_PG-26 | AEG Research | 5 | 7.7024 | 0.18342 | 0 | 0 | 1.0386 | 3.1831 | 0 | 0 | 50% | 35% | 5% | 50% | NEM | All | FALSE | FALSE | 2749.5453 | 401
Industrial_Other Industrial_Existing_Process_Natural Gas_Strategic Energy Management_A | WA | Industrial | Other Industrial | Existing | Process | Natural Gas | Strategic Energy Management | A | Energy management system installed and programmed | IM675 | Retrofit | No energy management system | Energy management system installed and programmed | RetroEven20 | 0 | TBD | employee | 1 | 1 | 0.2% | BEHAV_SEM-All-CPUC-2018_PG-26 | BEHAV_SEM-All-CPUC-2018_PG-26 | AEG Research | 5 | 7.7024 | 0.18342 | 0 | 0 | 1.0386 | 1.4066 | 0 | 0 | 50% | 35% | 5% | 50% | NEM | All | FALSE | FALSE | 2749.5453 | 399
Industrial_Other Industrial_Existing_Miscellaneous_Natural Gas_Strategic Energy Management_A | WA | Industrial | Other Industrial | Existing | Miscellaneous | Natural Gas | Strategic Energy Management | A | Energy management system installed and programmed | IM676 | Retrofit | No energy management system | Energy management system installed and programmed | RetroEven20 | 0 | TBD | employee | 1 | 1 | 0.2% | BEHAV_SEM-All-CPUC-2018_PG-26 | BEHAV_SEM-All-CPUC-2018_PG-26 | AEG Research | 5 | 7.7024 | 0.18342 | 0 | 0 | 1.0386 | 0.89787 | 0 | 0 | 50% | 35% | 5% | 50% | NEM | All | FALSE | FALSE | 2749.5453 | 400
Industrial_Other Industrial_Existing_Space Heating_Natural Gas_Commissioning_A | WA | Industrial | Other Industrial | Existing | Space Heating | Natural Gas | Commissioning | A | Optimized HVAC design and controls | IM677 | Retrofit | New construction code | Optimized HVAC design and controls | Retro12Med | 0 | TBD | employee | 1 | 1 | 0.2% | DL20_COM_CX-Refrig-2021PLN-V11-3 | 2018 AMIL BUS Retro-Commissioning Initiative | U.S. Department of Energy. Lawrence Berkeley National Labs and Building Commissioning Association. https://www.bcxa.org/wp-content/uploads/2020/09/1-s2.0- S0378778819319553-main.pdf | 10 | 0.2672 | 0 | 0 | 0 | 1.0277 | 3.8191 | 0 | 0 | 50% | 35% | 0% | 0% | NEM | Market | 34 | FALSE | 18.7298 | 119
Industrial_Other Industrial_Existing_Process_Natural Gas_Commissioning_A | WA | Industrial | Other Industrial | Existing | Process | Natural Gas | Commissioning | A | Optimized process design and controls | IM678 | Retrofit | New construction code | Optimized process design and controls | Retro12Med | 0 | TBD | employee | 1 | 1 | 0.2% | DL20_COM_CX-Refrig-2021PLN-V11-3 | 2018 AMIL BUS Retro-Commissioning Initiative | U.S. Department of Energy. Lawrence Berkeley National Labs and Building Commissioning Association. https://www.bcxa.org/wp-content/uploads/2020/09/1-s2.0- S0378778819319553-main.pdf | 10 | 0.2672 | 0 | 0 | 0 | 1.0277 | 7.8506 | 0 | 0 | 50% | 35% | 0% | 0% | NEM | Market | 35 | FALSE | 18.7298 | 124
Industrial_Other Industrial_Existing_Space Heating_Natural Gas_Retrocommissioning_A | WA | Industrial | Other Industrial | Existing | Space Heating | Natural Gas | Retrocommissioning | A | Optimized HVAC flow and controls | IM679 | Retrofit | Vintage/existing building | Optimized HVAC flow and controls | RetroEven20 | 0 | TBD | employee | 1 | 1 | 0.2% | COM_RCX-Heating-7PLN-v5-18 | COM_RCX-All-XCELCO-2017-18-1 | COM_RCX-All-XCELCO-2017-18-1 | 5 | 0.36027 | 0 | 0 | 0 | 1.0277 | 0.53045 | 0 | 0 | 50% | 35% | 15% | 50% | NEM | Market | FALSE | FALSE | 312.0908 | 180
Industrial_Other Industrial_Existing_Process_Natural Gas_Retrocommissioning_A | WA | Industrial | Other Industrial | Existing | Process | Natural Gas | Retrocommissioning | A | Optimized process design and controls | IM680 | Retrofit | Vintage/existing building | Optimized process design and controls | RetroEven20 | 0 | TBD | employee | 1 | 1 | 0.2% | COM_RCX-Heating-7PLN-v5-18 | COM_RCX-All-XCELCO-2017-18-1 | n/a | 5 | 0.36027 | 0 | 0 | 0 | 1.0277 | 0 | 0 | 0 | 50% | 35% | 15% | 50% | NEM | Market | FALSE | FALSE | 312.0908 | 173
Industrial_Other Industrial_New_Space Heating_Natural Gas_Insulation - Roof/Ceiling_A | WA | Industrial | Other Industrial | New | Space Heating | Natural Gas | Insulation - Roof/Ceiling | A | R-38 | IM681 | Retrofit | R-13 | R-38 | Retro3Slow | 2 | TBD | sqft | 1 | 471.5602 | 0.2% | RTF Wkbk - ComWeatherizationSchool_v3_1 | RTF Wkbk - ComWeatherizationSchool_v3_1 | Building Energy Simulation Tool | 45 | 1.1095 | 0 | 0 | 0 | 1.1095 | 0.078976 | 0 | 0 | 50% | 35% | 0% | 0% | NEM | All | FALSE | FALSE | 5213.7298 | 509
Industrial_Other Industrial_New_Space Heating_Natural Gas_Insulation - Wall Cavity_A | WA | Industrial | Other Industrial | New | Space Heating | Natural Gas | Insulation - Wall Cavity | A | R-21 | IM682 | Retrofit | R-11 or less | R-21 | Retro3Slow | 2 | TBD | sqft | 1 | 471.5602 | 0.2% | RTF Wkbk - ComWeatherizationSchool_v3_1 | N/A | Building Energy Simulation Tool | 45 | 0.24059 | 0 | 0 | 0 | 1.268 | 0.017277 | 0 | 0 | 50% | 35% | 0% | 0% | NEM | All | FALSE | FALSE | 5167.8806 | 506
Industrial_Other Industrial_New_Space Heating_Natural Gas_Insulation - Ducting_A | WA | Industrial | Other Industrial | New | Space Heating | Natural Gas | Insulation - Ducting | A | 50% reduction in thermal losses | IM683 | Retrofit | ~2°F thermal losses | 50% reduction in thermal losses | Retro5Med | 0 | TBD | sqft | 1 | 88.8109 | 0.2% | MA TRM - 2019-2021 - COM-HVAC-DI | MEMD - MMD8.25.01.FESH23.v01 | Building Energy Simulation Tool | 20 | 1.5221 | 0 | 0.00175 | 0 | 0.98199 | 0.0012737 | 0 | 0 | 50% | 35% | 0% | 0% | NEM | Furnace | FALSE | FALSE | 459012.7085 | 645
Industrial_Other Industrial_New_Space Heating_Natural Gas_HVAC - Duct Repair and Sealing_A | WA | Industrial | Other Industrial | New | Space Heating | Natural Gas | HVAC - Duct Repair and Sealing | A | 30% reduced duct leaking | IM684 | Retrofit | Poorly sealed/leaky ducts | 30% reduced duct leaking | RetroEven20 | 0 | TBD | sqft | 1 | 88.8109 | 0.2% | MA TRM - 2019-2021 - COM-HVAC-DS | N/A | Building Energy Simulation Tool | 20 | 0 | 0 | 0 | 0 | 1.268 | 0.0036023 | 0 | 0 | 50% | 35% | 0% | 0% | NEM | Furnace | FALSE | FALSE | 0 | 642
Industrial_Other Industrial_New_Space Heating_Natural Gas_Windows - High Efficiency_A | WA | Industrial | Other Industrial | New | Space Heating | Natural Gas | Windows - High Efficiency | A | U-.22 or better | IM685 | Retrofit | U-.5 or worse | U-.22 or better | Retro1Slow | 0 | TBD | sqft | 1 | 471.5602 | 0.2% | RTF Wkbk - ComWeatherizationSchool_v3_1 | N/A | Building Energy Simulation Tool | 45 | 0 | 0 | 0 | 0 | 1.268 | 0.0073878 | 0 | 0 | 50% | 35% | 0% | 0% | NEM | All | FALSE | FALSE | 0 | 643
Industrial_Other Industrial_New_Space Heating_Natural Gas_Gas Boiler - Maintenance_A | WA | Industrial | Other Industrial | New | Space Heating | Natural Gas | Gas Boiler - Maintenance | A | General cleaning and maintenance | IM686 | Retrofit | Degrade performance | General cleaning and maintenance | Retro20Fast | 0 | TBD | sqft | 1 | 1 | 0.2% | IL TRM - 4.3.10 - CI-HWE-DBTU-V01-180101 | IL TRM - 4.3.10 - CI-HWE-DBTU-V01-180101 | IL TRM - 4.3.10 - CI-HWE-DBTU-V01-180101 | 3 | 0.010687 | 0 | 0 | 0 | 0.98199 | 1.9512 | 0 | 0 | 50% | 35% | 5% | 10% | NEM | Boiler | FALSE | FALSE | 3.2122 | 81
Industrial_Other Industrial_New_Process_Natural Gas_Gas Boiler - Maintenance_A | WA | Industrial | Other Industrial | New | Process | Natural Gas | Gas Boiler - Maintenance | A | General cleaning and maintenance | IM687 | Retrofit | Degrade performance | General cleaning and maintenance | Retro20Fast | 0 | TBD | sqft | 1 | 1 | 0.2% | IL TRM - 4.3.10 - CI-HWE-DBTU-V01-180101 | IL TRM - 4.3.10 - CI-HWE-DBTU-V01-180101 | IL TRM - 4.3.10 - CI-HWE-DBTU-V01-180101 | 3 | 0.010687 | 0 | 0 | 0 | 0.98199 | 1.5559 | 0 | 0 | 50% | 35% | 5% | 10% | NEM | Process Boiler | FALSE | FALSE | 3.2122 | 108
Industrial_Other Industrial_New_Space Heating_Natural Gas_Gas Furnace - Maintenance_A | WA | Industrial | Other Industrial | New | Space Heating | Natural Gas | Gas Furnace - Maintenance | A | General cleaning and maintenance | IM688 | Retrofit | Degrade performance | General cleaning and maintenance | Retro20Fast | 0 | TBD | sqft | 1 | 1 | 0.2% | IL TRM - 4.4.31 - CI-HVC-FTUN-V03-200101 | MN TRM 3.1 - Forced-Air Heating Maintenance v2.0 | MN TRM v3.1 - Forced-Air Heating Maintenance | 3 | 0.004623 | 0 | 0 | 0 | 1.1095 | 0.0083129 | 0 | 0 | 50% | 35% | 5% | 10% | NEM | Furnace | FALSE | FALSE | 293.1144 | 164
Industrial_Other Industrial_New_Space Heating_Natural Gas_Gas Boiler - Hot Water Reset_A | WA | Industrial | Other Industrial | New | Space Heating | Natural Gas | Gas Boiler - Hot Water Reset | A | Reset control installed | IM689 | Retrofit | No control | Reset control installed | Retro5Med | 0 | TBD | sqft | 1 | 1 | 0.2% | IL TRM - 4.4.4 - CI-HVC-BLRC-V04-210101 | IL TRM - 4.4.4 - CI-HVC-BLRC-V04-210101 | IL TRM - 4.4.4 - CI-HVC-BLRC-V04-210101 | 16 | 19.7955 | 0 | 0 | 0 | 1.268 | 7.0954 | 0 | 0 | 50% | 35% | 20% | 45% | NEM | Boiler | FALSE | FALSE | 1556.8427 | 306
Industrial_Other Industrial_New_Process_Natural Gas_Gas Boiler - Hot Water Reset_A | WA | Industrial | Other Industrial | New | Process | Natural Gas | Gas Boiler - Hot Water Reset | A | Reset control installed | IM690 | Retrofit | No control | Reset control installed | Retro5Med | 0 | TBD | sqft | 1 | 1 | 0.2% | IL TRM - 4.4.4 - CI-HVC-BLRC-V04-210101 | IL TRM - 4.4.4 - CI-HVC-BLRC-V04-210101 | XCEL CO 2019-2020 DSM Plan | 16 | 19.7955 | 0 | 0 | 0 | 1.268 | 2.8289 | 0 | 0 | 50% | 35% | 20% | 45% | NEM | Process Boiler | FALSE | FALSE | 1556.8427 | 309
Industrial_Other Industrial_New_Space Heating_Natural Gas_Steam Trap Maintenance_A | WA | Industrial | Other Industrial | New | Space Heating | Natural Gas | Steam Trap Maintenance | A | Cleaning and maintenance | IM691 | Retrofit | Degrade performance | Cleaning and maintenance | RetroEven20 | 0 | TBD | sqft | 1 | 1 | 0.2% | IL TRM - 4.4.16 - CI-HVC-STRE-V07-210101 | IL TRM - 4.4.16 - CI-HVC-STRE-V07-210101 | IL TRM - 4.4.16 - CI-HVC-STRE-V07-210101 | 6 | 2.4786 | 0 | 0 | 0 | 0.98199 | 2.5066 | 0 | 0 | 50% | 35% | 0% | 0% | NEM | Boiler | FALSE | FALSE | 487.0221 | 201
Industrial_Other Industrial_New_Process_Natural Gas_Steam Trap Maintenance_A | WA | Industrial | Other Industrial | New | Process | Natural Gas | Steam Trap Maintenance | A | Cleaning and maintenance | IM692 | Retrofit | Degrade performance | Cleaning and maintenance | RetroEven20 | 0 | TBD | sqft | 1 | 1 | 0.2% | IL TRM - 4.4.16 - CI-HVC-STRE-V07-210101 | IL TRM - 4.4.16 - CI-HVC-STRE-V07-210101 | IL TRM - 4.4.16 - CI-HVC-STRE-V07-210101 | 6 | 2.4786 | 0 | 0 | 0 | 0.98199 | 1.9988 | 0 | 0 | 50% | 35% | 0% | 0% | NEM | Process Boiler | FALSE | FALSE | 487.0221 | 199
Industrial_Other Industrial_New_Space Heating_Natural Gas_Gas Boiler - High Turndown_A | WA | Industrial | Other Industrial | New | Space Heating | Natural Gas | Gas Boiler - High Turndown | A | Turndown control installed | IM693 | Retrofit | No control | Turndown control installed | Retro12Med | 0 | TBD | sqft | 1 | 1 | 0.2% | MN TRM 3.1 - Boiler Modifications, Space Heating Only v4.0 | MN TRM 3.1 - Boiler Modifications, Space Heating Only v4.0 | MN TRM 3.1 - Boiler Modifications, Space Heating Only v4.0 | 15 | 35.4575 | 0 | 0 | 0 | 1.0689 | 2.6608 | 0 | 0 | 50% | 35% | 35% | 50% | NEM | Boiler | FALSE | FALSE | 5817.4353 | 521
Industrial_Other Industrial_New_Process_Natural Gas_Gas Boiler - High Turndown_A | WA | Industrial | Other Industrial | New | Process | Natural Gas | Gas Boiler - High Turndown | A | Turndown control installed | IM694 | Retrofit | No control | Turndown control installed | Retro12Med | 0 | TBD | sqft | 1 | 1 | 0.2% | MN TRM 3.1 - Boiler Modifications, Space Heating Only v4.0 | MN TRM 3.1 - Boiler Modifications, Space Heating Only v4.0 | MN TRM 3.1 - Boiler Modifications, Space Heating Only v4.0 | 15 | 35.4575 | 0 | 0 | 0 | 1.0689 | 2.1216 | 0 | 0 | 50% | 35% | 35% | 50% | NEM | Process Boiler | FALSE | FALSE | 5817.4353 | 539
Industrial_Other Industrial_New_Space Heating_Natural Gas_Gas Boiler - Burner Control Optimization_A | WA | Industrial | Other Industrial | New | Space Heating | Natural Gas | Gas Boiler - Burner Control Optimization | A | Optimized burner controls | IM695 | Retrofit | Average performance | Optimized burner controls | Retro3Slow | 0 | TBD | sqft | 1 | 1 | 0.2% | IL TRM - 4.4.22 - CI-HVC-O2TC-V01-140601 | GBLR_O2TRM-Heating-MEMD-2018-1 | IL TRM - 4.4.22 - CI-HVC-O2TC-V01-140601 | 18 | 11.9126 | 0 | 0 | 0 | 1.0689 | 0.77162 | 0 | 0 | 50% | 35% | 5% | 85% | NEM | Boiler | FALSE | FALSE | 6645.1088 | 594
Industrial_Other Industrial_New_Process_Natural Gas_Gas Boiler - Burner Control Optimization_A | WA | Industrial | Other Industrial | New | Process | Natural Gas | Gas Boiler - Burner Control Optimization | A | Optimized burner controls | IM696 | Retrofit | Average performance | Optimized burner controls | Retro3Slow | 0 | TBD | sqft | 1 | 1 | 0.2% | IL TRM - 4.4.22 - CI-HVC-O2TC-V01-140601 | GBLR_O2TRM-Heating-MEMD-2018-1 | IL TRM - 4.4.22 - CI-HVC-O2TC-V01-140601 | 18 | 11.9126 | 0 | 0 | 0 | 1.0689 | 0.61528 | 0 | 0 | 50% | 35% | 5% | 85% | NEM | Process Boiler | FALSE | FALSE | 6645.1088 | 585
Industrial_Other Industrial_New_Space Heating_Natural Gas_HVAC - Demand Controlled Ventilation_A | WA | Industrial | Other Industrial | New | Space Heating | Natural Gas | HVAC - Demand Controlled Ventilation | A | DCV enabled | IM697 | Retrofit | Constant ventilation | DCV enabled | RetroEven20 | 0 | TBD | sqft | 1 | 88.8109 | 0.2% | VENT_DCV-Heating-7PLN-v5-8 | VENT_DCV-Heating-7PLN-v5-8 | VENT_DCV-Heating-7PLN-v5-8 | 15 | 0.16907 | 0 | 0.021181 | 0 | 1.268 | 0.067787 | 0 | 0 | 50% | 35% | 55% | 75% | NEM | Furnace | FALSE | FALSE | 978.5104 | 241
Industrial_Other Industrial_New_Space Heating_Natural Gas_Gas Boiler - Stack Economizer_A | WA | Industrial | Other Industrial | New | Space Heating | Natural Gas | Gas Boiler - Stack Economizer | A | Economizer installed | IM698 | Retrofit | None | Economizer installed | Retro12Med | 0 | TBD | sqft | 1 | 1 | 0.2% | IL TRM - 4.4.28 - CI-HVC-BECO-V02-210101 | XCEL CO 2019-2020 DSM Plan | IL TRM - 4.4.28 - CI-HVC-BECO-V02-210101 | 15 | 23.6877 | 0 | 0 | 0 | 1.268 | 1.9424 | 0 | 0 | 50% | 35% | 15% | 55% | NEM | Boiler | FALSE | FALSE | 4670.9383 | 482
Industrial_Other Industrial_New_Process_Natural Gas_Gas Boiler - Stack Economizer_A | WA | Industrial | Other Industrial | New | Process | Natural Gas | Gas Boiler - Stack Economizer | A | Economizer installed | IM699 | Retrofit | None | Economizer installed | Retro12Med | 0 | TBD | sqft | 1 | 1 | 0.2% | IL TRM - 4.4.28 - CI-HVC-BECO-V02-210101 | XCEL CO 2019-2020 DSM Plan | IL TRM - 4.4.29 - CI-HVC-PECO-V01-150601 | 15 | 23.6877 | 0 | 0 | 0 | 1.268 | 2.0368 | 0 | 0 | 50% | 35% | 15% | 55% | NEM | Process Boiler | FALSE | FALSE | 4670.9383 | 483
Industrial_Other Industrial_New_Space Heating_Natural Gas_Gas Furnace Tube Inserts_A | WA | Industrial | Other Industrial | New | Space Heating | Natural Gas | Gas Furnace Tube Inserts | A | Tube inserts installed | IM700 | Retrofit | None | Tube inserts installed | Retro3Slow | 0 | TBD | sqft | 1 | 88.8109 | 0.2% | WI TRM - Radiant Tube Inserts, 2507 | WI TRM - Radiant Tube Inserts, 2507 | WI TRM - Radiant Tube Inserts, 2507 | 5 | 0.017226 | 0 | 0 | 0 | 1.0514 | 0.077933 | 0 | 0 | 50% | 35% | 0% | 0% | NEM | Furnace | FALSE | FALSE | 101.5682 | 134
Industrial_Other Industrial_New_Space Heating_Natural Gas_Space Heating - Heat Recovery Ventilator_A | WA | Industrial | Other Industrial | New | Space Heating | Natural Gas | Space Heating - Heat Recovery Ventilator | A | HRV installed | IM701 | Retrofit | None | HRV installed | RetroEven20 | 0 | TBD | sqft | 1 | 471.5602 | 0.2% | IL TRM - 4.4.27 - CI-HVC-ERVE-V04-200101 | IL TRM - 4.4.27 - CI-HVC-ERVE-V04-200101 | IL TRM - 4.4.27 - CI-HVC-ERVE-V04-200101 | 15 | 0.27802 | 0 | 0 | 0 | 1.2356 | 0.012707 | 0 | 0 | 50% | 35% | 5% | 10% | NEM | All | FALSE | FALSE | 8583.3846 | 629
Industrial_Other Industrial_New_Space Heating_Natural Gas_Thermostat - Programmable_A | WA | Industrial | Other Industrial | New | Space Heating | Natural Gas | Thermostat - Programmable | A | Programmable thermostat installed | IM702 | Retrofit | Manual control | Programmable thermostat installed | RetroEven20 | 0 | TBD | sqft | 1 | 471.5602 | 0.2% | IL TRM - 4.4.48 - CI-HVC-THST-V02-210101 | IL TRM - 4.4.48 - CI-HVC-THST-V02-210101 | BEST | 11 | 0.17185 | 0 | 0.0057728 | 0 | 0.98199 | 0.0061474 | 0 | 0 | 50% | 35% | 25% | 40% | NEM | All | FALSE | FALSE | 11305.8256 | 648
Industrial_Other Industrial_New_Space Heating_Natural Gas_ENERGY STAR Connected Thermostat_A | WA | Industrial | Other Industrial | New | Space Heating | Natural Gas | ENERGY STAR Connected Thermostat | A | Wi-Fi/interactive thermostat installed | IM703 | Retrofit | Manual control | Wi-Fi/interactive thermostat installed | RetroEven20 | 0 | TBD | sqft | 1 | 471.5602 | 0.2% | ComConnectedThermostats_v1_1 | ComConnectedThermostats_v1_1 | ComConnectedThermostats_v1_1 | 5 | 0.38539 | 0 | 0.011319 | 0 | 1.0277 | 0.01486 | 0 | 0 | 50% | 35% | 5% | 20% | NEM | All | FALSE | FALSE | 11916.7749 | 657
Industrial_Other Industrial_New_Space Heating_Natural Gas_Destratification Fans (HVLS)_A | WA | Industrial | Other Industrial | New | Space Heating | Natural Gas | Destratification Fans (HVLS) | A | Fans installed | IM704 | Retrofit | None/Standard ventilation | Fans installed | RetroEven20 | 0 | TBD | sqft | 1 | 471.5602 | 0.2% | IL TRM - 4.4.34 - CI-HVC-DSFN-V05-210101 | IL TRM - 4.4.34 - CI-HVC-DSFN-V05-210101 | IL TRM - 4.4.34 - CI-HVC-DSFN-V05-210101 | 10 | 0.59821 | 0 | 0.013955 | 0 | 1.0514 | 0.01486 | 0 | 0 | 50% | 35% | 15% | 30% | NEM | All | FALSE | FALSE | 16464.3917 | 652
Industrial_Other Industrial_New_Space Heating_Natural Gas_Gas Boiler - Insulate Steam Lines/Condensate Tank_A | WA | Industrial | Other Industrial | New | Space Heating | Natural Gas | Gas Boiler - Insulate Steam Lines/Condensate Tank | A | Lines and condenstate tank insulated | IM705 | Retrofit | No insulation | Lines and condenstate tank insulated | RetroEven20 | 0 | TBD | sqft | 1 | 1 | 0.2% | PGE Workpaper - SWWH017-01 | PGE Workpaper - SWWH017-01 | PGE Workpaper - SWWH017-01 | 20 | 141.678 | 0 | 0 | 0 | 0.98199 | 21.1315 | 0 | 0 | 50% | 35% | 30% | 35% | NEM | Boiler | FALSE | FALSE | 2865.4954 | 439
Industrial_Other Industrial_New_Process_Natural Gas_Gas Boiler - Insulate Steam Lines/Condensate Tank_A | WA | Industrial | Other Industrial | New | Process | Natural Gas | Gas Boiler - Insulate Steam Lines/Condensate Tank | A | Lines and condenstate tank insulated | IM706 | Retrofit | No insulation | Lines and condenstate tank insulated | RetroEven20 | 0 | TBD | sqft | 1 | 1 | 0.2% | PGE Workpaper - SWWH017-01 | PGE Workpaper - SWWH017-01 | PGE Workpaper - SWWH017-01 | 20 | 141.678 | 0 | 0 | 0 | 0.98199 | 16.8499 | 0 | 0 | 50% | 35% | 30% | 35% | NEM | Process Boiler | FALSE | FALSE | 2865.4954 | 435
Industrial_Other Industrial_New_Space Heating_Natural Gas_Gas Boiler - Insulate Hot Water Lines_A | WA | Industrial | Other Industrial | New | Space Heating | Natural Gas | Gas Boiler - Insulate Hot Water Lines | A | Insulated water lines | IM707 | Retrofit | No insulation | Insulated water lines | RetroEven20 | 0 | TBD | sqft | 1 | 1 | 0.2% | PGE Workpaper - SWWH017-01 | PGE Workpaper - SWWH017-01 | PGE Workpaper - SWWH017-01 | 20 | 100.59 | 0 | 0 | 0 | 0.98199 | 23.8852 | 0 | 0 | 50% | 35% | 45% | 50% | NEM | Boiler | FALSE | FALSE | 1799.9184 | 328
Industrial_Other Industrial_New_Process_Natural Gas_Gas Boiler - Insulate Hot Water Lines_A | WA | Industrial | Other Industrial | New | Process | Natural Gas | Gas Boiler - Insulate Hot Water Lines | A | Insulated water lines | IM708 | Retrofit | No insulation | Insulated water lines | RetroEven20 | 0 | TBD | sqft | 1 | 1 | 0.2% | PGE Workpaper - SWWH017-01 | PGE Workpaper - SWWH017-01 | PGE Workpaper - SWWH017-01 | 20 | 100.59 | 0 | 0 | 0 | 0.98199 | 19.0457 | 0 | 0 | 50% | 35% | 45% | 50% | NEM | Process Boiler | FALSE | FALSE | 1799.9184 | 327
Industrial_Other Industrial_New_Process_Natural Gas_Process - Insulate Heated Process Fluids_A | WA | Industrial | Other Industrial | New | Process | Natural Gas | Process - Insulate Heated Process Fluids | A | Insulated process fluid lines | IM709 | Retrofit | No insulation | Insulated process fluid lines | Retro12Med | 0 | TBD | employee | 1 | 1 | 0.2% | PGE Workpaper - SWWH017-01 | PGE Workpaper - SWWH017-01 | PGE Workpaper - SWWH017-01 | 20 | 141.678 | 0 | 0 | 0 | 0.98199 | 13.6092 | 0 | 0 | 50% | 35% | 5% | 10% | NEM | Process Heating | FALSE | FALSE | 3998.6 | 451
Industrial_Other Industrial_New_Process_Natural Gas_Process Heat Recovery_A | WA | Industrial | Other Industrial | New | Process | Natural Gas | Process Heat Recovery | A | HR system installed | IM710 | Retrofit | No HR system | HR system installed | Retro12Med | 0 | TBD | cfm | 1 | 1 | 0.2% | MN TRM v3.1 - Exhaust Energy Recovery | WI TRM - Process Exhaust Filtration, 3244 | MN TRM v3.1 - Exhaust Energy Recovery | 15 | 1093.3411 | 0 | 0 | 0 | 1.0149 | 0.033147 | 0 | 0 | 50% | 35% | 5% | 50% | NEM | All | FALSE | FALSE | 12940584.6326 | 651
Industrial_Other Industrial_New_Space Heating_Natural Gas_Building Automation System_A | WA | Industrial | Other Industrial | New | Space Heating | Natural Gas | Building Automation System | A | Automation system installed and programmed | IM711 | Retrofit | No control system | Automation system installed and programmed | Retro1Slow | 0 | TBD | sqft | 1 | 471.5602 | 0.2% | COM_EMS-All-XCELCO-2017-18-3 | BEHAV_EIS-All-CPUC-2018_PG-10 | COM_EMS-All-XCELCO-2017-18-3 | 15 | 0.091917 | 0 | 0.03401 | 0 | 1.0386 | 0.01486 | 0 | 0 | 50% | 35% | 5% | 65% | NEM | All | FALSE | FALSE | 2426.6242 | 381
Industrial_Other Industrial_New_Space Heating_Natural Gas_Steam System Efficiency Improvements_A | WA | Industrial | Other Industrial | New | Space Heating | Natural Gas | Steam System Efficiency Improvements | A | Optimized system | IM712 | Retrofit | Average system efficiency | Optimized system | Retro1Slow | 0 | TBD | sqft | 1 | 83.218 | 0.2% | AEG Research | DOE - Improving Steam System Performance: A Sourcebook for Industry, Second Edition. October 2012. | DOE - Improving Steam System Performance: A Sourcebook for Industry, Second Edition. October 2012. | 5 | 0.1129 | 0 | 0 | 0 | 0.98199 | 0.13322 | 0 | 0 | 50% | 35% | 30% | 60% | NEM | Boiler | FALSE | FALSE | 18245.8281 | 638
Industrial_Other Industrial_New_Process_Natural Gas_Steam System Efficiency Improvements_A | WA | Industrial | Other Industrial | New | Process | Natural Gas | Steam System Efficiency Improvements | A | Optimized system | IM713 | Retrofit | Average system efficiency | Optimized system | Retro1Slow | 0 | TBD | sqft | 1 | 1 | 0.2% | AEG Research | DOE - Improving Steam System Performance: A Sourcebook for Industry, Second Edition. October 2012. | DOE - Improving Steam System Performance: A Sourcebook for Industry, Second Edition. October 2012. | 5 | 9.3951 | 0 | 0 | 0 | 0.98199 | 0.10623 | 0 | 0 | 50% | 35% | 30% | 60% | NEM | Process Boiler | FALSE | FALSE | 18245.8281 | 640
Industrial_Other Industrial_New_Space Heating_Natural Gas_Strategic Energy Management_A | WA | Industrial | Other Industrial | New | Space Heating | Natural Gas | Strategic Energy Management | A | Energy management system installed and programmed | IM714 | Retrofit | No energy management system | Energy management system installed and programmed | RetroEven20 | 0 | TBD | employee | 1 | 1 | 0.2% | BEHAV_SEM-All-CPUC-2018_PG-26 | BEHAV_SEM-All-CPUC-2018_PG-26 | AEG Research | 5 | 7.7024 | 0.18342 | 0 | 0 | 1.0386 | 3.0133 | 0 | 0 | 50% | 35% | 5% | 50% | NEM | All | FALSE | FALSE | 2756.9933 | 402
Industrial_Other Industrial_New_Process_Natural Gas_Strategic Energy Management_A | WA | Industrial | Other Industrial | New | Process | Natural Gas | Strategic Energy Management | A | Energy management system installed and programmed | IM715 | Retrofit | No energy management system | Energy management system installed and programmed | RetroEven20 | 0 | TBD | employee | 1 | 1 | 0.2% | BEHAV_SEM-All-CPUC-2018_PG-26 | BEHAV_SEM-All-CPUC-2018_PG-26 | AEG Research | 5 | 7.7024 | 0.18342 | 0 | 0 | 1.0386 | 1.4066 | 0 | 0 | 50% | 35% | 5% | 50% | NEM | All | FALSE | FALSE | 2756.9933 | 404
Industrial_Other Industrial_New_Miscellaneous_Natural Gas_Strategic Energy Management_A | WA | Industrial | Other Industrial | New | Miscellaneous | Natural Gas | Strategic Energy Management | A | Energy management system installed and programmed | IM716 | Retrofit | No energy management system | Energy management system installed and programmed | RetroEven20 | 0 | TBD | employee | 1 | 1 | 0.2% | BEHAV_SEM-All-CPUC-2018_PG-26 | BEHAV_SEM-All-CPUC-2018_PG-26 | AEG Research | 5 | 7.7024 | 0.18342 | 0 | 0 | 1.0386 | 0.89787 | 0 | 0 | 50% | 35% | 5% | 50% | NEM | All | FALSE | FALSE | 2756.9933 | 403
Industrial_Other Industrial_New_Space Heating_Natural Gas_Commissioning_A | WA | Industrial | Other Industrial | New | Space Heating | Natural Gas | Commissioning | A | Optimized HVAC design and controls | IM717 | Retrofit | New construction code | Optimized HVAC design and controls | Retro12Med | 0 | TBD | employee | 1 | 1 | 0.2% | DL20_COM_CX-Refrig-2021PLN-V11-3 | 2018 AMIL BUS Retro-Commissioning Initiative | U.S. Department of Energy. Lawrence Berkeley National Labs and Building Commissioning Association. https://www.bcxa.org/wp-content/uploads/2020/09/1-s2.0- S0378778819319553-main.pdf | 10 | 0.2672 | 0 | 0 | 0 | 1.0277 | 3.6154 | 0 | 0 | 50% | 35% | 0% | 0% | NEM | Market | 36 | FALSE | 19.0626 | 117
Industrial_Other Industrial_New_Process_Natural Gas_Commissioning_A | WA | Industrial | Other Industrial | New | Process | Natural Gas | Commissioning | A | Optimized process design and controls | IM718 | Retrofit | New construction code | Optimized process design and controls | Retro12Med | 0 | TBD | employee | 1 | 1 | 0.2% | DL20_COM_CX-Refrig-2021PLN-V11-3 | 2018 AMIL BUS Retro-Commissioning Initiative | U.S. Department of Energy. Lawrence Berkeley National Labs and Building Commissioning Association. https://www.bcxa.org/wp-content/uploads/2020/09/1-s2.0- S0378778819319553-main.pdf | 10 | 0.2672 | 0 | 0 | 0 | 1.0277 | 7.8506 | 0 | 0 | 50% | 35% | 0% | 0% | NEM | Market | 37 | FALSE | 19.0626 | 118
Industrial_Other Industrial_New_Space Heating_Natural Gas_Retrocommissioning_A | WA | Industrial | Other Industrial | New | Space Heating | Natural Gas | Retrocommissioning | A | Optimized HVAC flow and controls | IM719 | Retrofit | Vintage/existing building | Optimized HVAC flow and controls | RetroEven20 | 0 | TBD | employee | 1 | 1 | 0.2% | COM_RCX-Heating-7PLN-v5-18 | COM_RCX-Heating-7PLN-v5-18 | n/a | 5 | 0 | 0 | 0 | 0 | 1.0277 | 0 | 0 | 0 | 50% | 35% | 0% | 0% | NEM | Market | FALSE | FALSE | 0 | 634
Industrial_Other Industrial_New_Process_Natural Gas_Retrocommissioning_A | WA | Industrial | Other Industrial | New | Process | Natural Gas | Retrocommissioning | A | Optimized process design and controls | IM720 | Retrofit | Vintage/existing building | Optimized process design and controls | RetroEven20 | 0 | TBD | employee | 1 | 1 | 0.2% | COM_RCX-Heating-7PLN-v5-18 | COM_RCX-Heating-7PLN-v5-18 | n/a | 5 | 0 | 0 | 0 | 0 | 1.0277 | 0 | 0 | 0 | 50% | 35% | 0% | 0% | NEM | Market | FALSE | FALSE | 0 | 658
Industrial_Food Products_Existing_Space Heating_Natural Gas_Condensing RTU_A | WA | Industrial | Food Products | Existing | Space Heating | Natural Gas | Condensing RTU | A | tbd | IM721 | Retrofit | tbd | tbd | Retro5Med | 0 | TBD | sqft | 1 | 1 | 0.2% | n/a | NEEA Condensing Rooftop Unit Field Study - October 28, 2019 | NEEA Condensing Rooftop Unit Field Study - October 28, 2019 | 5 | 2.5633 | 0 | 0 | 0 | 1 | 24.4582 | 0 | 0 | 50% | 35% | 0% | 0% | NEM | Furnace | FALSE | FALSE | 217.0625 | 158
Industrial_Food Products_New_Space Heating_Natural Gas_Condensing RTU_A | WA | Industrial | Food Products | New | Space Heating | Natural Gas | Condensing RTU | A | tbd | IM722 | Retrofit | tbd | tbd | Retro5Med | 0 | TBD | sqft | 1 | 1 | 0.2% | n/a | NEEA Condensing Rooftop Unit Field Study - October 28, 2019 | NEEA Condensing Rooftop Unit Field Study - October 28, 2019 | 5 | 2.5633 | 0 | 0 | 0 | 1 | 21.4021 | 0 | 0 | 50% | 35% | 0% | 0% | NEM | Furnace | FALSE | FALSE | 217.0625 | 162
Industrial_Agriculture_Existing_Space Heating_Natural Gas_Condensing RTU_A | WA | Industrial | Agriculture | Existing | Space Heating | Natural Gas | Condensing RTU | A | tbd | IM723 | Retrofit | tbd | tbd | Retro5Med | 0 | TBD | sqft | 1 | 1 | 0.2% | n/a | NEEA Condensing Rooftop Unit Field Study - October 28, 2019 | NEEA Condensing Rooftop Unit Field Study - October 28, 2019 | 5 | 2.5633 | 0 | 0 | 0 | 1 | 11.8344 | 0 | 0 | 50% | 35% | 0% | 0% | NEM | Furnace | FALSE | FALSE | 217.0625 | 160
Industrial_Agriculture_New_Space Heating_Natural Gas_Condensing RTU_A | WA | Industrial | Agriculture | New | Space Heating | Natural Gas | Condensing RTU | A | tbd | IM724 | Retrofit | tbd | tbd | Retro5Med | 0 | TBD | sqft | 1 | 1 | 0.2% | n/a | NEEA Condensing Rooftop Unit Field Study - October 28, 2019 | NEEA Condensing Rooftop Unit Field Study - October 28, 2019 | 5 | 2.5633 | 0 | 0 | 0 | 1 | 10.3557 | 0 | 0 | 50% | 35% | 0% | 0% | NEM | Furnace | FALSE | FALSE | 217.0625 | 149
Industrial_Primary Metals_Existing_Space Heating_Natural Gas_Condensing RTU_A | WA | Industrial | Primary Metals | Existing | Space Heating | Natural Gas | Condensing RTU | A | tbd | IM725 | Retrofit | tbd | tbd | Retro5Med | 0 | TBD | sqft | 1 | 1 | 0.2% | n/a | NEEA Condensing Rooftop Unit Field Study - October 28, 2019 | NEEA Condensing Rooftop Unit Field Study - October 28, 2019 | 5 | 2.5633 | 0 | 0 | 0 | 1 | 38.7917 | 0 | 0 | 50% | 35% | 0% | 0% | NEM | Furnace | FALSE | FALSE | 217.0625 | 150
Industrial_Primary Metals_New_Space Heating_Natural Gas_Condensing RTU_A | WA | Industrial | Primary Metals | New | Space Heating | Natural Gas | Condensing RTU | A | tbd | IM726 | Retrofit | tbd | tbd | Retro5Med | 0 | TBD | sqft | 1 | 1 | 0.2% | n/a | NEEA Condensing Rooftop Unit Field Study - October 28, 2019 | NEEA Condensing Rooftop Unit Field Study - October 28, 2019 | 5 | 2.5633 | 0 | 0 | 0 | 1 | 33.9445 | 0 | 0 | 50% | 35% | 0% | 0% | NEM | Furnace | FALSE | FALSE | 217.0625 | 155
Industrial_Stone, Clay, and Glass_Existing_Space Heating_Natural Gas_Condensing RTU_A | WA | Industrial | Stone, Clay, and Glass | Existing | Space Heating | Natural Gas | Condensing RTU | A | tbd | IM727 | Retrofit | tbd | tbd | Retro5Med | 0 | TBD | sqft | 1 | 1 | 0.2% | n/a | NEEA Condensing Rooftop Unit Field Study - October 28, 2019 | NEEA Condensing Rooftop Unit Field Study - October 28, 2019 | 5 | 2.5633 | 0 | 0 | 0 | 1 | 45.62 | 0 | 0 | 50% | 35% | 0% | 0% | NEM | Furnace | FALSE | FALSE | 217.0625 | 156
Industrial_Stone, Clay, and Glass_New_Space Heating_Natural Gas_Condensing RTU_A | WA | Industrial | Stone, Clay, and Glass | New | Space Heating | Natural Gas | Condensing RTU | A | tbd | IM728 | Retrofit | tbd | tbd | Retro5Med | 0 | TBD | sqft | 1 | 1 | 0.2% | n/a | NEEA Condensing Rooftop Unit Field Study - October 28, 2019 | NEEA Condensing Rooftop Unit Field Study - October 28, 2019 | 5 | 2.5633 | 0 | 0 | 0 | 1 | 39.9196 | 0 | 0 | 50% | 35% | 0% | 0% | NEM | Furnace | FALSE | FALSE | 217.0625 | 148
Industrial_Petroleum_Existing_Space Heating_Natural Gas_Condensing RTU_A | WA | Industrial | Petroleum | Existing | Space Heating | Natural Gas | Condensing RTU | A | tbd | IM729 | Retrofit | tbd | tbd | Retro5Med | 0 | TBD | sqft | 1 | 1 | 0.2% | n/a | NEEA Condensing Rooftop Unit Field Study - October 28, 2019 | NEEA Condensing Rooftop Unit Field Study - October 28, 2019 | 5 | 2.5633 | 0 | 0 | 0 | 1 | 9636.219 | 0 | 0 | 50% | 35% | 0% | 0% | NEM | Furnace | FALSE | FALSE | 217.0625 | 145
Industrial_Petroleum_New_Space Heating_Natural Gas_Condensing RTU_A | WA | Industrial | Petroleum | New | Space Heating | Natural Gas | Condensing RTU | A | tbd | IM730 | Retrofit | tbd | tbd | Retro5Med | 0 | TBD | sqft | 1 | 1 | 0.2% | n/a | NEEA Condensing Rooftop Unit Field Study - October 28, 2019 | NEEA Condensing Rooftop Unit Field Study - October 28, 2019 | 5 | 2.5633 | 0 | 0 | 0 | 1 | 8432.1223 | 0 | 0 | 50% | 35% | 0% | 0% | NEM | Furnace | FALSE | FALSE | 217.0625 | 157
Industrial_Paper and Printing_Existing_Space Heating_Natural Gas_Condensing RTU_A | WA | Industrial | Paper and Printing | Existing | Space Heating | Natural Gas | Condensing RTU | A | tbd | IM731 | Retrofit | tbd | tbd | Retro5Med | 0 | TBD | sqft | 1 | 1 | 0.2% | n/a | NEEA Condensing Rooftop Unit Field Study - October 28, 2019 | NEEA Condensing Rooftop Unit Field Study - October 28, 2019 | 5 | 2.5633 | 0 | 0 | 0 | 1 | 136.6438 | 0 | 0 | 50% | 35% | 0% | 0% | NEM | Furnace | FALSE | FALSE | 217.0625 | 159
Industrial_Paper and Printing_New_Space Heating_Natural Gas_Condensing RTU_A | WA | Industrial | Paper and Printing | New | Space Heating | Natural Gas | Condensing RTU | A | tbd | IM732 | Retrofit | tbd | tbd | Retro5Med | 0 | TBD | sqft | 1 | 1 | 0.2% | n/a | NEEA Condensing Rooftop Unit Field Study - October 28, 2019 | NEEA Condensing Rooftop Unit Field Study - October 28, 2019 | 5 | 2.5633 | 0 | 0 | 0 | 1 | 119.5694 | 0 | 0 | 50% | 35% | 0% | 0% | NEM | Furnace | FALSE | FALSE | 217.0625 | 161
Industrial_Instruments_Existing_Space Heating_Natural Gas_Condensing RTU_A | WA | Industrial | Instruments | Existing | Space Heating | Natural Gas | Condensing RTU | A | tbd | IM733 | Retrofit | tbd | tbd | Retro5Med | 0 | TBD | sqft | 1 | 1 | 0.2% | n/a | NEEA Condensing Rooftop Unit Field Study - October 28, 2019 | NEEA Condensing Rooftop Unit Field Study - October 28, 2019 | 5 | 2.5633 | 0 | 0 | 0 | 1 | 7.0248 | 0 | 0 | 50% | 35% | 0% | 0% | NEM | Furnace | FALSE | FALSE | 217.0625 | 147
Industrial_Instruments_New_Space Heating_Natural Gas_Condensing RTU_A | WA | Industrial | Instruments | New | Space Heating | Natural Gas | Condensing RTU | A | tbd | IM734 | Retrofit | tbd | tbd | Retro5Med | 0 | TBD | sqft | 1 | 1 | 0.2% | n/a | NEEA Condensing Rooftop Unit Field Study - October 28, 2019 | NEEA Condensing Rooftop Unit Field Study - October 28, 2019 | 5 | 2.5633 | 0 | 0 | 0 | 1 | 6.147 | 0 | 0 | 50% | 35% | 0% | 0% | NEM | Furnace | FALSE | FALSE | 217.0625 | 146
Industrial_Wood and Lumber Products_Existing_Space Heating_Natural Gas_Condensing RTU_A | WA | Industrial | Wood and Lumber Products | Existing | Space Heating | Natural Gas | Condensing RTU | A | tbd | IM735 | Retrofit | tbd | tbd | Retro5Med | 0 | TBD | sqft | 1 | 1 | 0.2% | n/a | NEEA Condensing Rooftop Unit Field Study - October 28, 2019 | NEEA Condensing Rooftop Unit Field Study - October 28, 2019 | 5 | 2.5633 | 0 | 0 | 0 | 1 | 10.8699 | 0 | 0 | 50% | 35% | 0% | 0% | NEM | Furnace | FALSE | FALSE | 217.0625 | 151
Industrial_Wood and Lumber Products_New_Space Heating_Natural Gas_Condensing RTU_A | WA | Industrial | Wood and Lumber Products | New | Space Heating | Natural Gas | Condensing RTU | A | tbd | IM736 | Retrofit | tbd | tbd | Retro5Med | 0 | TBD | sqft | 1 | 1 | 0.2% | n/a | NEEA Condensing Rooftop Unit Field Study - October 28, 2019 | NEEA Condensing Rooftop Unit Field Study - October 28, 2019 | 5 | 2.5633 | 0 | 0 | 0 | 1 | 9.5116 | 0 | 0 | 50% | 35% | 0% | 0% | NEM | Furnace | FALSE | FALSE | 217.0625 | 152
Industrial_Other Industrial_Existing_Space Heating_Natural Gas_Condensing RTU_A | WA | Industrial | Other Industrial | Existing | Space Heating | Natural Gas | Condensing RTU | A | tbd | IM737 | Retrofit | tbd | tbd | Retro5Med | 0 | TBD | sqft | 1 | 1 | 0.2% | n/a | NEEA Condensing Rooftop Unit Field Study - October 28, 2019 | NEEA Condensing Rooftop Unit Field Study - October 28, 2019 | 5 | 2.5633 | 0 | 0 | 0 | 1 | 6.2013 | 0 | 0 | 50% | 35% | 0% | 0% | NEM | Furnace | FALSE | FALSE | 217.0625 | 153
Industrial_Other Industrial_New_Space Heating_Natural Gas_Condensing RTU_A | WA | Industrial | Other Industrial | New | Space Heating | Natural Gas | Condensing RTU | A | tbd | IM738 | Retrofit | tbd | tbd | Retro5Med | 0 | TBD | sqft | 1 | 1 | 0.2% | n/a | NEEA Condensing Rooftop Unit Field Study - October 28, 2019 | NEEA Condensing Rooftop Unit Field Study - October 28, 2019 | 5 | 2.5633 | 0 | 0 | 0 | 1 | 5.4264 | 0 | 0 | 50% | 35% | 0% | 0% | NEM | Furnace | FALSE | FALSE | 217.0625 | 154
Note on I2: Walter, Kenneth: Want to avoid confusion with E1-E10 on Equipment side. Let's try ABC for now
Note on J2: Walter, Kenneth: Leave as TBD for engine to fill in. Specific labels will be treated as Override.
Note on L2: Walter, Kenneth: Lost Opp, Retro, or New Const.
Note on AK2: Walter, Kenneth: Equipment App is limited by turnover
Note on AN2: [Threaded comment] Your version of Excel allows you to read this threaded comment; however, any edits to it will get removed if the file is opened in a newer version of Excel. Learn more: https://go.microsoft.com/fwlink/?linkid=870924 Comment: Manual fix to clothes dryer end use of the Clothes Washer NEQ measures, need a better solution

## Purchase Override
Key | Sector | Segment | Vintage | End Use | Fuel | Measure | Option | Pre-Defined Index | 2019 | 2020 | 2021 | 2022 | 2023 | 2024 | 2025 | 2026 | 2027 | 2028 | 2029 | 2030 | 2031 | 2032 | 2033 | 2034 | 2035 | 2036 | 2037 | 2038 | 2039 | 2040 | 2041 | Ramp Rate | Tech Offset | Ramp Rate Row
Industrial_Food Products_Existing_Space Heating_Natural Gas_Commissioning_A | Industrial | Food Products | Existing | Space Heating | Natural Gas | Commissioning | A | 93 | 0 | 0 | 0 | 0 | 0 | 0 | 0 | 0 | 0 | 0 | 0 | 0 | 0 | 0 | 0 | 0 | 0 | 0 | 0 | 0 | 0 | 0 | 0 | Retro12Med | 0 | 10 | [7 empty] | Data
Industrial_Food Products_Existing_Process_Natural Gas_Commissioning_A | Industrial | Food Products | Existing | Process | Natural Gas | Commissioning | A | 94 | 0 | 0 | 0 | 0 | 0 | 0 | 0 | 0 | 0 | 0 | 0 | 0 | 0 | 0 | 0 | 0 | 0 | 0 | 0 | 0 | 0 | 0 | 0 | Retro12Med | 0 | 10 |  |  |  |  | Sector | Segment | Vintage | Sum of 2019 | Sum of 2020 | Sum of 2021 | Sum of 2022 | Sum of 2023 | Sum of 2024 | Sum of 2025 | Sum of 2026 | Sum of 2027 | Sum of 2028 | Sum of 2029 | Sum of 2030 | Sum of 2031 | Sum of 2032 | Sum of 2033 | Sum of 2034 | Sum of 2035 | Sum of 2036 | Sum of 2037 | Sum of 2038 | Sum of 2039 | Sum of 2040
Industrial_Food Products_New_Space Heating_Natural Gas_Commissioning_A | Industrial | Food Products | New | Space Heating | Natural Gas | Commissioning | A | 133 | 0 | 0 | 0 | 0 | 0 | 0 | 0 | 0 | 0 | 0 | 0 | 0 | 0 | 0 | 0 | 0 | 0 | 0 | 0 | 0 | 0 | 0 | 0 | Retro12Med | 0 | 10 |  |  |  |  | Industrial | Food Products | Existing | 2370.9417 | 2330.0634 | 2289.8899 | 2250.409 | 2211.6089 | 2173.4777 | 2136.0039 | 2099.1763 | 2062.9836 | 2027.4149 | 1992.4595 | 1958.1067 | 1924.3463 | 1891.1679 | 1858.5615 | 1826.5174 | 1795.0257 | 1764.077 | 1733.6618 | 1703.7711 | 1674.3958 | 1645.5269
Industrial_Food Products_New_Process_Natural Gas_Commissioning_A | Industrial | Food Products | New | Process | Natural Gas | Commissioning | A | 134 | 0 | 0 | 0 | 0 | 0 | 0 | 0 | 0 | 0 | 0 | 0 | 0 | 0 | 0 | 0 | 0 | 0 | 0 | 0 | 0 | 0 | 0 | 0 | Retro12Med | 0 | 10 | [6 empty] | New | 0 | 123.7051 | 126.6671 | 221.058 | 315.2171 | 420.7547 | 484.3137 | 558.0973 | 630.951 | 712.9002 | 773.9355 | 844.1344 | 913.4023 | 993.7551 | 1048.2907 | 1114.5713 | 1180.8016 | 1257.9028 | 1308.8303 | 1371.5851 | 1432.6307 | 1493.496
Industrial_Agriculture_Existing_Space Heating_Natural Gas_Commissioning_A | Industrial | Agriculture | Existing | Space Heating | Natural Gas | Commissioning | A | 173 | 0 | 0 | 0 | 0 | 0 | 0 | 0 | 0 | 0 | 0 | 0 | 0 | 0 | 0 | 0 | 0 | 0 | 0 | 0 | 0 | 0 | 0 | 0 | Retro12Med | 0 | 10 | [5 empty] | Agriculture | Existing | 17279.0665 | 16981.1515 | 16688.3731 | 16400.6425 | 16117.8728 | 15839.9784 | 15566.8754 | 15298.481 | 15034.714 | 14775.4948 | 14520.7449 | 14270.3873 | 14024.3461 | 13782.547 | 13544.9169 | 13311.3839 | 13081.8772 | 12856.3276 | 12634.6668 | 12416.8277 | 12202.7445 | 11992.3523
Industrial_Agriculture_Existing_Process_Natural Gas_Commissioning_A | Industrial | Agriculture | Existing | Process | Natural Gas | Commissioning | A | 174 | 0 | 0 | 0 | 0 | 0 | 0 | 0 | 0 | 0 | 0 | 0 | 0 | 0 | 0 | 0 | 0 | 0 | 0 | 0 | 0 | 0 | 0 | 0 | Retro12Med | 0 | 10 | [6 empty] | New | 0 | 901.5445 | 923.1304 | 1611.0371 | 2297.2546 | 3066.3969 | 3529.6057 | 4067.3293 | 4598.2762 | 5195.5094 | 5640.3254 | 6151.9248 | 6656.7389 | 7242.3374 | 7639.7853 | 8122.828 | 8605.5048 | 9167.4061 | 9538.5584 | 9995.9057 | 10440.7971 | 10884.3743
Industrial_Agriculture_New_Space Heating_Natural Gas_Commissioning_A | Industrial | Agriculture | New | Space Heating | Natural Gas | Commissioning | A | 213 | 0 | 0 | 0 | 0 | 0 | 0 | 0 | 0 | 0 | 0 | 0 | 0 | 0 | 0 | 0 | 0 | 0 | 0 | 0 | 0 | 0 | 0 | 0 | Retro12Med | 0 | 10 | [5 empty] | Primary Metals | Existing | 274.2989 | 269.5696 | 264.9219 | 260.3543 | 255.8654 | 251.4539 | 247.1185 | 242.8578 | 238.6706 | 234.5556 | 230.5116 | 226.5372 | 222.6314 | 218.7929 | 215.0206 | 211.3134 | 207.6701 | 204.0895 | 200.5708 | 197.1126 | 193.7141 | 190.3742
Industrial_Agriculture_New_Process_Natural Gas_Commissioning_A | Industrial | Agriculture | New | Process | Natural Gas | Commissioning | A | 214 | 0 | 0 | 0 | 0 | 0 | 0 | 0 | 0 | 0 | 0 | 0 | 0 | 0 | 0 | 0 | 0 | 0 | 0 | 0 | 0 | 0 | 0 | 0 | Retro12Med | 0 | 10 | [6 empty] | New | 0 | 14.3117 | 14.6544 | 25.5746 | 36.4681 | 48.6779 | 56.0312 | 64.5674 | 72.996 | 82.4768 | 89.5381 | 97.6596 | 105.6733 | 114.9695 | 121.2788 | 128.9469 | 136.6093 | 145.5292 | 151.4212 | 158.6814 | 165.7439 | 172.7855
Industrial_Primary Metals_Existing_Space Heating_Natural Gas_Commissioning_A | Industrial | Primary Metals | Existing | Space Heating | Natural Gas | Commissioning | A | 253 | 0 | 0 | 0 | 0 | 0 | 0 | 0 | 0 | 0 | 0 | 0 | 0 | 0 | 0 | 0 | 0 | 0 | 0 | 0 | 0 | 0 | 0 | 0 | Retro12Med | 0 | 10 | [5 empty] | Stone, Clay, and Glass | Existing | 352.958 | 346.8725 | 340.8919 | 335.0145 | 329.2384 | 323.5618 | 317.9832 | 312.5007 | 307.1128 | 301.8177 | 296.614 | 291.4999 | 286.4741 | 281.5349 | 276.6808 | 271.9105 | 267.2223 | 262.6151 | 258.0872 | 253.6374 | 249.2644 | 244.9667
Industrial_Primary Metals_Existing_Process_Natural Gas_Commissioning_A | Industrial | Primary Metals | Existing | Process | Natural Gas | Commissioning | A | 254 | 0 | 0 | 0 | 0 | 0 | 0 | 0 | 0 | 0 | 0 | 0 | 0 | 0 | 0 | 0 | 0 | 0 | 0 | 0 | 0 | 0 | 0 | 0 | Retro12Med | 0 | 10 | [6 empty] | New | 0 | 18.4158 | 18.8567 | 32.9085 | 46.9258 | 62.637 | 72.0989 | 83.083 | 93.9286 | 106.1282 | 115.2144 | 125.6648 | 135.9766 | 147.9386 | 156.0572 | 165.9243 | 175.7839 | 187.2618 | 194.8433 | 204.1855 | 213.2732 | 222.3341
Industrial_Primary Metals_New_Space Heating_Natural Gas_Commissioning_A | Industrial | Primary Metals | New | Space Heating | Natural Gas | Commissioning | A | 293 | 0 | 0 | 0 | 0 | 0 | 0 | 0 | 0 | 0 | 0 | 0 | 0 | 0 | 0 | 0 | 0 | 0 | 0 | 0 | 0 | 0 | 0 | 0 | Retro12Med | 0 | 10 | [5 empty] | Petroleum | Existing | 19.2342 | 18.9025 | 18.5766 | 18.2563 | 17.9416 | 17.6322 | 17.3282 | 17.0295 | 16.7359 | 16.4473 | 16.1637 | 15.8851 | 15.6112 | 15.342 | 15.0775 | 14.8175 | 14.5621 | 14.311 | 14.0643 | 13.8218 | 13.5835 | 13.3493
Industrial_Primary Metals_New_Process_Natural Gas_Commissioning_A | Industrial | Primary Metals | New | Process | Natural Gas | Commissioning | A | 294 | 0 | 0 | 0 | 0 | 0 | 0 | 0 | 0 | 0 | 0 | 0 | 0 | 0 | 0 | 0 | 0 | 0 | 0 | 0 | 0 | 0 | 0 | 0 | Retro12Med | 0 | 10 | [6 empty] | New | 0 | 1.0036 | 1.0276 | 1.7933 | 2.5572 | 3.4134 | 3.929 | 4.5275 | 5.1186 | 5.7834 | 6.2785 | 6.848 | 7.4099 | 8.0618 | 8.5042 | 9.0419 | 9.5792 | 10.2047 | 10.6178 | 11.1269 | 11.6222 | 12.1159
Industrial_Stone, Clay, and Glass_Existing_Space Heating_Natural Gas_Commissioning_A | Industrial | Stone, Clay, and Glass | Existing | Space Heating | Natural Gas | Commissioning | A | 333 | 0 | 0 | 0 | 0 | 0 | 0 | 0 | 0 | 0 | 0 | 0 | 0 | 0 | 0 | 0 | 0 | 0 | 0 | 0 | 0 | 0 | 0 | 0 | Retro12Med | 0 | 10 | [5 empty] | Paper and Printing | Existing | 62.6404 | 61.5604 | 60.499 | 59.456 | 58.4309 | 57.4234 | 56.4334 | 55.4604 | 54.5042 | 53.5644 | 52.6409 | 51.7333 | 50.8414 | 49.9648 | 49.1033 | 48.2567 | 47.4247 | 46.607 | 45.8035 | 45.0137 | 44.2376 | 43.4749
Industrial_Stone, Clay, and Glass_Existing_Process_Natural Gas_Commissioning_A | Industrial | Stone, Clay, and Glass | Existing | Process | Natural Gas | Commissioning | A | 334 | 0 | 0 | 0 | 0 | 0 | 0 | 0 | 0 | 0 | 0 | 0 | 0 | 0 | 0 | 0 | 0 | 0 | 0 | 0 | 0 | 0 | 0 | 0 | Retro12Med | 0 | 10 | [6 empty] | New | 0 | 3.2683 | 3.3466 | 5.8404 | 8.3281 | 11.1164 | 12.7956 | 14.745 | 16.6698 | 18.8349 | 20.4474 | 22.3021 | 24.1321 | 26.2551 | 27.6959 | 29.447 | 31.1969 | 33.2339 | 34.5794 | 36.2374 | 37.8502 | 39.4583
Industrial_Stone, Clay, and Glass_New_Space Heating_Natural Gas_Commissioning_A | Industrial | Stone, Clay, and Glass | New | Space Heating | Natural Gas | Commissioning | A | 373 | 0 | 0 | 0 | 0 | 0 | 0 | 0 | 0 | 0 | 0 | 0 | 0 | 0 | 0 | 0 | 0 | 0 | 0 | 0 | 0 | 0 | 0 | 0 | Retro12Med | 0 | 10 | [5 empty] | Instruments | Existing | 7458.1242 | 7329.5359 | 7203.1646 | 7078.9721 | 6956.9208 | 6836.9739 | 6719.0951 | 6603.2486 | 6489.3995 | 6377.5133 | 6267.5562 | 6159.4949 | 6053.2967 | 5948.9295 | 5846.3617 | 5745.5624 | 5646.501 | 5549.1475 | 5453.4726 | 5359.4472 | 5267.0429 | 5176.2318
Industrial_Stone, Clay, and Glass_New_Process_Natural Gas_Commissioning_A | Industrial | Stone, Clay, and Glass | New | Process | Natural Gas | Commissioning | A | 374 | 0 | 0 | 0 | 0 | 0 | 0 | 0 | 0 | 0 | 0 | 0 | 0 | 0 | 0 | 0 | 0 | 0 | 0 | 0 | 0 | 0 | 0 | 0 | Retro12Med | 0 | 10 | [6 empty] | New | 0 | 389.1316 | 398.4487 | 695.3683 | 991.5588 | 1323.5419 | 1523.4757 | 1755.5721 | 1984.7435 | 2242.5259 | 2434.5208 | 2655.3413 | 2873.2331 | 3125.9936 | 3297.5432 | 3506.0378 | 3714.3745 | 3956.9067 | 4117.1063 | 4314.5101 | 4506.5376 | 4697.9978
Industrial_Petroleum_Existing_Space Heating_Natural Gas_Commissioning_A | Industrial | Petroleum | Existing | Space Heating | Natural Gas | Commissioning | A | 413 | 0 | 0 | 0 | 0 | 0 | 0 | 0 | 0 | 0 | 0 | 0 | 0 | 0 | 0 | 0 | 0 | 0 | 0 | 0 | 0 | 0 | 0 | 0 | Retro12Med | 0 | 10 | [5 empty] | Wood and Lumber Products | Existing | 830.0499 | 815.7387 | 801.6742 | 787.8523 | 774.2686 | 760.9191 | 747.7999 | 734.9068 | 722.2359 | 709.7836 | 697.546 | 685.5193 | 673.7 | 662.0845 | 650.6692 | 639.4508 | 628.4258 | 617.5909 | 606.9427 | 596.4782 | 586.1941 | 576.0873
Industrial_Petroleum_Existing_Process_Natural Gas_Commissioning_A | Industrial | Petroleum | Existing | Process | Natural Gas | Commissioning | A | 414 | 0 | 0 | 0 | 0 | 0 | 0 | 0 | 0 | 0 | 0 | 0 | 0 | 0 | 0 | 0 | 0 | 0 | 0 | 0 | 0 | 0 | 0 | 0 | Retro12Med | 0 | 10 | [6 empty] | New | 0 | 43.3083 | 44.3452 | 77.3908 | 110.3553 | 147.3032 | 169.5548 | 195.3859 | 220.8915 | 249.5813 | 270.9493 | 295.5255 | 319.7757 | 347.9066 | 366.9992 | 390.2035 | 413.3903 | 440.3828 | 458.2122 | 480.1822 | 501.5539 | 522.8624
Industrial_Petroleum_New_Space Heating_Natural Gas_Commissioning_A | Industrial | Petroleum | New | Space Heating | Natural Gas | Commissioning | A | 453 | 0 | 0 | 0 | 0 | 0 | 0 | 0 | 0 | 0 | 0 | 0 | 0 | 0 | 0 | 0 | 0 | 0 | 0 | 0 | 0 | 0 | 0 | 0 | Retro12Med | 0 | 10 | [5 empty] | Other Industrial | Existing | 15221.9382 | 14959.491 | 14701.5688 | 14448.0934 | 14198.9884 | 13954.1782 | 13713.589 | 13477.1478 | 13244.7831 | 13016.4248 | 12792.0037 | 12571.4519 | 12354.7027 | 12141.6906 | 11932.3511 | 11726.6209 | 11524.4378 | 11325.7406 | 11130.4692 | 10938.5646 | 10749.9686 | 10564.6244
Industrial_Petroleum_New_Process_Natural Gas_Commissioning_A | Industrial | Petroleum | New | Process | Natural Gas | Commissioning | A | 454 | 0 | 0 | 0 | 0 | 0 | 0 | 0 | 0 | 0 | 0 | 0 | 0 | 0 | 0 | 0 | 0 | 0 | 0 | 0 | 0 | 0 | 0 | 0 | Retro12Med | 0 | 10 | [6 empty] | New | 0 | 794.2128 | 813.2288 | 1419.238 | 2023.7591 | 2701.3325 | 3109.3948 | 3583.1007 | 4050.8367 | 4576.9674 | 4968.8266 | 5419.5185 | 5864.2328 | 6380.1139 | 6730.2444 | 7155.7793 | 7580.9919 | 8075.997 | 8402.9624 | 8805.8611 | 9197.7868 | 9588.5547
Industrial_Paper and Printing_Existing_Space Heating_Natural Gas_Commissioning_A | Industrial | Paper and Printing | Existing | Space Heating | Natural Gas | Commissioning | A | 493 | 0 | 0 | 0 | 0 | 0 | 0 | 0 | 0 | 0 | 0 | 0 | 0 | 0 | 0 | 0 | 0 | 0 | 0 | 0 | 0 | 0 | 0 | 0 | Retro12Med | 0 | 10
Industrial_Paper and Printing_Existing_Process_Natural Gas_Commissioning_A | Industrial | Paper and Printing | Existing | Process | Natural Gas | Commissioning | A | 494 | 0 | 0 | 0 | 0 | 0 | 0 | 0 | 0 | 0 | 0 | 0 | 0 | 0 | 0 | 0 | 0 | 0 | 0 | 0 | 0 | 0 | 0 | 0 | Retro12Med | 0 | 10
Industrial_Paper and Printing_New_Space Heating_Natural Gas_Commissioning_A | Industrial | Paper and Printing | New | Space Heating | Natural Gas | Commissioning | A | 533 | 0 | 0 | 0 | 0 | 0 | 0 | 0 | 0 | 0 | 0 | 0 | 0 | 0 | 0 | 0 | 0 | 0 | 0 | 0 | 0 | 0 | 0 | 0 | Retro12Med | 0 | 10
Industrial_Paper and Printing_New_Process_Natural Gas_Commissioning_A | Industrial | Paper and Printing | New | Process | Natural Gas | Commissioning | A | 534 | 0 | 0 | 0 | 0 | 0 | 0 | 0 | 0 | 0 | 0 | 0 | 0 | 0 | 0 | 0 | 0 | 0 | 0 | 0 | 0 | 0 | 0 | 0 | Retro12Med | 0 | 10
Industrial_Instruments_Existing_Space Heating_Natural Gas_Commissioning_A | Industrial | Instruments | Existing | Space Heating | Natural Gas | Commissioning | A | 573 | 0 | 0 | 0 | 0 | 0 | 0 | 0 | 0 | 0 | 0 | 0 | 0 | 0 | 0 | 0 | 0 | 0 | 0 | 0 | 0 | 0 | 0 | 0 | Retro12Med | 0 | 10 | Inc. New Construction
Industrial_Instruments_Existing_Process_Natural Gas_Commissioning_A | Industrial | Instruments | Existing | Process | Natural Gas | Commissioning | A | 574 | 0 | 0 | 0 | 0 | 0 | 0 | 0 | 0 | 0 | 0 | 0 | 0 | 0 | 0 | 0 | 0 | 0 | 0 | 0 | 0 | 0 | 0 | 0 | Retro12Med | 0 | 10 | Industrial_Food Products_Existing_Inc. New Construction |  |  |  | Industrial | Food Products | Existing | 0 | 0 | 0 | 0 | 0 | 0 | 0 | 0 | 0 | 0 | 0 | 0 | 0 | 0 | 0 | 0 | 0 | 0 | 0 | 0 | 0 | 0 | 0
Industrial_Instruments_New_Space Heating_Natural Gas_Commissioning_A | Industrial | Instruments | New | Space Heating | Natural Gas | Commissioning | A | 613 | 0 | 0 | 0 | 0 | 0 | 0 | 0 | 0 | 0 | 0 | 0 | 0 | 0 | 0 | 0 | 0 | 0 | 0 | 0 | 0 | 0 | 0 | 0 | Retro12Med | 0 | 10 | Industrial_Food Products_New_Inc. New Construction |  |  |  | Industrial | Food Products | New | 2370.9417 | -40.8783 | -40.1735 | -39.4809 | -38.8002 | -38.1312 | -37.4738 | -36.8277 | -36.1927 | -35.5687 | -34.9554 | -34.3527 | -33.7605 | -33.1784 | -32.6063 | -32.0442 | -31.4917 | -30.9487 | -30.4151 | -29.8907 | -29.3754 | -28.8689 | -1645.5269
Industrial_Instruments_New_Process_Natural Gas_Commissioning_A | Industrial | Instruments | New | Process | Natural Gas | Commissioning | A | 614 | 0 | 0 | 0 | 0 | 0 | 0 | 0 | 0 | 0 | 0 | 0 | 0 | 0 | 0 | 0 | 0 | 0 | 0 | 0 | 0 | 0 | 0 | 0 | Retro12Med | 0 | 10 | Industrial_Agriculture_Existing_Inc. New Construction |  |  |  | Industrial | Agriculture | Existing | 0 | 0 | 0 | 0 | 0 | 0 | 0 | 0 | 0 | 0 | 0 | 0 | 0 | 0 | 0 | 0 | 0 | 0 | 0 | 0 | 0 | 0 | 0
Industrial_Wood and Lumber Products_Existing_Space Heating_Natural Gas_Commissioning_A | Industrial | Wood and Lumber Products | Existing | Space Heating | Natural Gas | Commissioning | A | 653 | 0 | 0 | 0 | 0 | 0 | 0 | 0 | 0 | 0 | 0 | 0 | 0 | 0 | 0 | 0 | 0 | 0 | 0 | 0 | 0 | 0 | 0 | 0 | Retro12Med | 0 | 10 | Industrial_Agriculture_New_Inc. New Construction |  |  |  | Industrial | Agriculture | New | 17279.0665 | -297.9149 | -292.7785 | -287.7306 | -282.7697 | -277.8944 | -273.1031 | -268.3944 | -263.7669 | -259.2192 | -254.7499 | -250.3577 | -246.0412 | -241.7991 | -237.6301 | -233.5331 | -229.5066 | -225.5496 | -221.6608 | -217.8391 | -214.0832 | -210.3921 | -11992.3523
Industrial_Wood and Lumber Products_Existing_Process_Natural Gas_Commissioning_A | Industrial | Wood and Lumber Products | Existing | Process | Natural Gas | Commissioning | A | 654 | 0 | 0 | 0 | 0 | 0 | 0 | 0 | 0 | 0 | 0 | 0 | 0 | 0 | 0 | 0 | 0 | 0 | 0 | 0 | 0 | 0 | 0 | 0 | Retro12Med | 0 | 10 | Industrial_Primary Metals_Existing_Inc. New Construction |  |  |  | Industrial | Primary Metals | Existing | 0 | 0 | 0 | 0 | 0 | 0 | 0 | 0 | 0 | 0 | 0 | 0 | 0 | 0 | 0 | 0 | 0 | 0 | 0 | 0 | 0 | 0 | 0
Industrial_Wood and Lumber Products_New_Space Heating_Natural Gas_Commissioning_A | Industrial | Wood and Lumber Products | New | Space Heating | Natural Gas | Commissioning | A | 693 | 0 | 0 | 0 | 0 | 0 | 0 | 0 | 0 | 0 | 0 | 0 | 0 | 0 | 0 | 0 | 0 | 0 | 0 | 0 | 0 | 0 | 0 | 0 | Retro12Med | 0 | 10 | Industrial_Primary Metals_New_Inc. New Construction |  |  |  | Industrial | Primary Metals | New | 274.2989 | -4.7293 | -4.6478 | -4.5676 | -4.4889 | -4.4115 | -4.3354 | -4.2607 | -4.1872 | -4.115 | -4.0441 | -3.9743 | -3.9058 | -3.8385 | -3.7723 | -3.7073 | -3.6433 | -3.5805 | -3.5188 | -3.4581 | -3.3985 | -3.3399 | -190.3742
Industrial_Wood and Lumber Products_New_Process_Natural Gas_Commissioning_A | Industrial | Wood and Lumber Products | New | Process | Natural Gas | Commissioning | A | 694 | 0 | 0 | 0 | 0 | 0 | 0 | 0 | 0 | 0 | 0 | 0 | 0 | 0 | 0 | 0 | 0 | 0 | 0 | 0 | 0 | 0 | 0 | 0 | Retro12Med | 0 | 10 | Industrial_Stone, Clay, and Glass_Existing_Inc. New Construction |  |  |  | Industrial | Stone, Clay, and Glass | Existing | 0 | 0 | 0 | 0 | 0 | 0 | 0 | 0 | 0 | 0 | 0 | 0 | 0 | 0 | 0 | 0 | 0 | 0 | 0 | 0 | 0 | 0 | 0
Industrial_Other Industrial_Existing_Space Heating_Natural Gas_Commissioning_A | Industrial | Other Industrial | Existing | Space Heating | Natural Gas | Commissioning | A | 733 | 0 | 0 | 0 | 0 | 0 | 0 | 0 | 0 | 0 | 0 | 0 | 0 | 0 | 0 | 0 | 0 | 0 | 0 | 0 | 0 | 0 | 0 | 0 | Retro12Med | 0 | 10 | Industrial_Stone, Clay, and Glass_New_Inc. New Construction |  |  |  | Industrial | Stone, Clay, and Glass | New | 352.958 | -6.0855 | -5.9806 | -5.8774 | -5.7761 | -5.6765 | -5.5787 | -5.4825 | -5.3879 | -5.295 | -5.2038 | -5.114 | -5.0259 | -4.9392 | -4.854 | -4.7704 | -4.6881 | -4.6073 | -4.5278 | -4.4498 | -4.3731 | -4.2977 | -244.9667
Industrial_Other Industrial_Existing_Process_Natural Gas_Commissioning_A | Industrial | Other Industrial | Existing | Process | Natural Gas | Commissioning | A | 734 | 0 | 0 | 0 | 0 | 0 | 0 | 0 | 0 | 0 | 0 | 0 | 0 | 0 | 0 | 0 | 0 | 0 | 0 | 0 | 0 | 0 | 0 | 0 | Retro12Med | 0 | 10 | Industrial_Petroleum_Existing_Inc. New Construction |  |  |  | Industrial | Petroleum | Existing | 0 | 0 | 0 | 0 | 0 | 0 | 0 | 0 | 0 | 0 | 0 | 0 | 0 | 0 | 0 | 0 | 0 | 0 | 0 | 0 | 0 | 0 | 0
Industrial_Other Industrial_New_Space Heating_Natural Gas_Commissioning_A | Industrial | Other Industrial | New | Space Heating | Natural Gas | Commissioning | A | 773 | 0 | 0 | 0 | 0 | 0 | 0 | 0 | 0 | 0 | 0 | 0 | 0 | 0 | 0 | 0 | 0 | 0 | 0 | 0 | 0 | 0 | 0 | 0 | Retro12Med | 0 | 10 | Industrial_Petroleum_New_Inc. New Construction |  |  |  | Industrial | Petroleum | New | 19.2342 | -0.33162 | -0.32591 | -0.32029 | -0.31476 | -0.30934 | -0.304 | -0.29876 | -0.29361 | -0.28855 | -0.28357 | -0.27869 | -0.27388 | -0.26916 | -0.26452 | -0.25996 | -0.25547 | -0.25107 | -0.24674 | -0.24249 | -0.23831 | -0.2342 | -13.3493
Industrial_Other Industrial_New_Process_Natural Gas_Commissioning_A | Industrial | Other Industrial | New | Process | Natural Gas | Commissioning | A | 774 | 0 | 0 | 0 | 0 | 0 | 0 | 0 | 0 | 0 | 0 | 0 | 0 | 0 | 0 | 0 | 0 | 0 | 0 | 0 | 0 | 0 | 0 | 0 | Retro12Med | 0 | 10 | Industrial_Paper and Printing_Existing_Inc. New Construction |  |  |  | Industrial | Paper and Printing | Existing | 0 | 0 | 0 | 0 | 0 | 0 | 0 | 0 | 0 | 0 | 0 | 0 | 0 | 0 | 0 | 0 | 0 | 0 | 0 | 0 | 0 | 0 | 0
[35 empty] | Industrial_Paper and Printing_New_Inc. New Construction |  |  |  | Industrial | Paper and Printing | New | 62.6404 | -1.08 | -1.0614 | -1.0431 | -1.0251 | -1.0074 | -0.99006 | -0.97299 | -0.95621 | -0.93973 | -0.92352 | -0.9076 | -0.89195 | -0.87658 | -0.86146 | -0.84661 | -0.83201 | -0.81767 | -0.80357 | -0.78971 | -0.7761 | -0.76272 | -43.4749
[35 empty] | Industrial_Instruments_Existing_Inc. New Construction |  |  |  | Industrial | Instruments | Existing | 0 | 0 | 0 | 0 | 0 | 0 | 0 | 0 | 0 | 0 | 0 | 0 | 0 | 0 | 0 | 0 | 0 | 0 | 0 | 0 | 0 | 0 | 0
[35 empty] | Industrial_Instruments_New_Inc. New Construction |  |  |  | Industrial | Instruments | New | 7458.1242 | -128.5883 | -126.3713 | -124.1925 | -122.0512 | -119.9469 | -117.8789 | -115.8465 | -113.8491 | -111.8862 | -109.9571 | -108.0613 | -106.1982 | -104.3672 | -102.5677 | -100.7993 | -99.0614 | -97.3535 | -95.675 | -94.0254 | -92.4043 | -90.8111 | -5176.2318
[35 empty] | Industrial_Wood and Lumber Products_Existing_Inc. New Construction |  |  |  | Industrial | Wood and Lumber Products | Existing | 0 | 0 | 0 | 0 | 0 | 0 | 0 | 0 | 0 | 0 | 0 | 0 | 0 | 0 | 0 | 0 | 0 | 0 | 0 | 0 | 0 | 0 | 0
[35 empty] | Industrial_Wood and Lumber Products_New_Inc. New Construction |  |  |  | Industrial | Wood and Lumber Products | New | 830.0499 | -14.3112 | -14.0645 | -13.822 | -13.5837 | -13.3495 | -13.1193 | -12.8931 | -12.6708 | -12.4523 | -12.2376 | -12.0267 | -11.8193 | -11.6155 | -11.4152 | -11.2184 | -11.025 | -10.8349 | -10.6481 | -10.4645 | -10.2841 | -10.1068 | -576.0873
[35 empty] | Industrial_Other Industrial_Existing_Inc. New Construction |  |  |  | Industrial | Other Industrial | Existing | 0 | 0 | 0 | 0 | 0 | 0 | 0 | 0 | 0 | 0 | 0 | 0 | 0 | 0 | 0 | 0 | 0 | 0 | 0 | 0 | 0 | 0 | 0
[35 empty] | Industrial_Other Industrial_New_Inc. New Construction |  |  |  | Industrial | Other Industrial | New | 15221.9382 | -262.4472 | -257.9223 | -253.4753 | -249.1051 | -244.8101 | -240.5893 | -236.4412 | -232.3646 | -228.3583 | -224.4211 | -220.5518 | -216.7492 | -213.0121 | -209.3395 | -205.7302 | -202.1831 | -198.6972 | -195.2714 | -191.9046 | -188.5959 | -185.3443 | -10564.6244
Clothes Washers
[36 empty] | Case | (empty)
[36 empty] | Label | (empty)
____
____
____
____
____
____
____
____
____
____
____
____
____
____
____
____
____
____
____
____
____
____
____
____
[35 empty] | Residential_Single Family - Elec_Existing_Water Heating_Electric | Residential | Single Family - Elec | Existing | Water Heating | Electric |  | 0 | 0 | 0 | 0 | 0 | 0 | 0 | 0 | 0 | 0 | 0 | 0 | 0 | 0 | 0
[35 empty] | Residential_Single Family - Elec_New_Water Heating_Electric | Residential | Single Family - Elec | New | Water Heating | Electric |  | 0 | 0 | 0 | 0 | 0 | 0 | 0 | 0 | 0 | 0 | 0 | 0 | 0 | 0 | 0
[35 empty] | Residential_Single Family - Elec - LI_Existing_Water Heating_Electric | Residential | Single Family - Elec - LI | Existing | Water Heating | Electric |  | 0 | 0 | 0 | 0 | 0 | 0 | 0 | 0 | 0 | 0 | 0 | 0 | 0 | 0 | 0
[35 empty] | Residential_Single Family - Elec - LI_New_Water Heating_Electric | Residential | Single Family - Elec - LI | New | Water Heating | Electric |  | 0 | 0 | 0 | 0 | 0 | 0 | 0 | 0 | 0 | 0 | 0 | 0 | 0 | 0 | 0
[35 empty] | Residential_Multifamily - Elec_Existing_Water Heating_Electric | Residential | Multifamily - Elec | Existing | Water Heating | Electric |  | 0 | 0 | 0 | 0 | 0 | 0 | 0 | 0 | 0 | 0 | 0 | 0 | 0 | 0 | 0
[35 empty] | Residential_Multifamily - Elec_New_Water Heating_Electric | Residential | Multifamily - Elec | New | Water Heating | Electric |  | 0 | 0 | 0 | 0 | 0 | 0 | 0 | 0 | 0 | 0 | 0 | 0 | 0 | 0 | 0
[35 empty] | Residential_Multifamily - Elec - LI_Existing_Water Heating_Electric | Residential | Multifamily - Elec - LI | Existing | Water Heating | Electric |  | 0 | 0 | 0 | 0 | 0 | 0 | 0 | 0 | 0 | 0 | 0 | 0 | 0 | 0 | 0
[35 empty] | Residential_Multifamily - Elec - LI_New_Water Heating_Electric | Residential | Multifamily - Elec - LI | New | Water Heating | Electric |  | 0 | 0 | 0 | 0 | 0 | 0 | 0 | 0 | 0 | 0 | 0 | 0 | 0 | 0 | 0
[35 empty] | Residential_Single Family - Dual_Existing_Water Heating_Electric | Residential | Single Family - Dual | Existing | Water Heating | Electric |  | 0 | 0 | 0 | 0 | 0 | 0 | 0 | 0 | 0 | 0 | 0 | 0 | 0 | 0 | 0
[35 empty] | Residential_Single Family - Dual_New_Water Heating_Electric | Residential | Single Family - Dual | New | Water Heating | Electric |  | 0 | 0 | 0 | 0 | 0 | 0 | 0 | 0 | 0 | 0 | 0 | 0 | 0 | 0 | 0
[35 empty] | Residential_Single Family - Dual - LI_Existing_Water Heating_Electric | Residential | Single Family - Dual - LI | Existing | Water Heating | Electric |  | 0 | 0 | 0 | 0 | 0 | 0 | 0 | 0 | 0 | 0 | 0 | 0 | 0 | 0 | 0
[35 empty] | Residential_Single Family - Dual - LI_New_Water Heating_Electric | Residential | Single Family - Dual - LI | New | Water Heating | Electric |  | 0 | 0 | 0 | 0 | 0 | 0 | 0 | 0 | 0 | 0 | 0 | 0 | 0 | 0 | 0
[35 empty] | Residential_Multifamily - Dual_Existing_Water Heating_Electric | Residential | Multifamily - Dual | Existing | Water Heating | Electric |  | 0 | 0 | 0 | 0 | 0 | 0 | 0 | 0 | 0 | 0 | 0 | 0 | 0 | 0 | 0
[35 empty] | Residential_Multifamily - Dual_New_Water Heating_Electric | Residential | Multifamily - Dual | New | Water Heating | Electric |  | 0 | 0 | 0 | 0 | 0 | 0 | 0 | 0 | 0 | 0 | 0 | 0 | 0 | 0 | 0
[35 empty] | Residential_Multifamily - Dual - LI_Existing_Water Heating_Electric | Residential | Multifamily - Dual - LI | Existing | Water Heating | Electric |  | 0 | 0 | 0 | 0 | 0 | 0 | 0 | 0 | 0 | 0 | 0 | 0 | 0 | 0 | 0
[35 empty] | Residential_Multifamily - Dual - LI_New_Water Heating_Electric | Residential | Multifamily - Dual - LI | New | Water Heating | Electric |  | 0 | 0 | 0 | 0 | 0 | 0 | 0 | 0 | 0 | 0 | 0 | 0 | 0 | 0 | 0
[35 empty] | Residential_Single Family - Gas_Existing_Water Heating_Electric | Residential | Single Family - Gas | Existing | Water Heating | Electric |  | 0 | 0 | 0 | 0 | 0 | 0 | 0 | 0 | 0 | 0 | 0 | 0 | 0 | 0 | 0
[35 empty] | Residential_Single Family - Gas_New_Water Heating_Electric | Residential | Single Family - Gas | New | Water Heating | Electric |  | 0 | 0 | 0 | 0 | 0 | 0 | 0 | 0 | 0 | 0 | 0 | 0 | 0 | 0 | 0
[35 empty] | Residential_Single Family - Gas - LI_Existing_Water Heating_Electric | Residential | Single Family - Gas - LI | Existing | Water Heating | Electric |  | 0 | 0 | 0 | 0 | 0 | 0 | 0 | 0 | 0 | 0 | 0 | 0 | 0 | 0 | 0
[35 empty] | Residential_Single Family - Gas - LI_New_Water Heating_Electric | Residential | Single Family - Gas - LI | New | Water Heating | Electric |  | 0 | 0 | 0 | 0 | 0 | 0 | 0 | 0 | 0 | 0 | 0 | 0 | 0 | 0 | 0
[35 empty] | Residential_Multifamily - Gas_Existing_Water Heating_Electric | Residential | Multifamily - Gas | Existing | Water Heating | Electric |  | 0 | 0 | 0 | 0 | 0 | 0 | 0 | 0 | 0 | 0 | 0 | 0 | 0 | 0 | 0
[35 empty] | Residential_Multifamily - Gas_New_Water Heating_Electric | Residential | Multifamily - Gas | New | Water Heating | Electric |  | 0 | 0 | 0 | 0 | 0 | 0 | 0 | 0 | 0 | 0 | 0 | 0 | 0 | 0 | 0
[35 empty] | Residential_Multifamily - Gas - LI_Existing_Water Heating_Electric | Residential | Multifamily - Gas - LI | Existing | Water Heating | Electric |  | 0 | 0 | 0 | 0 | 0 | 0 | 0 | 0 | 0 | 0 | 0 | 0 | 0 | 0 | 0
[35 empty] | Residential_Multifamily - Gas - LI_New_Water Heating_Electric | Residential | Multifamily - Gas - LI | New | Water Heating | Electric |  | 0 | 0 | 0 | 0 | 0 | 0 | 0 | 0 | 0 | 0 | 0 | 0 | 0 | 0 | 0
[35 empty] | Residential_Single Family - Elec_Existing_Water Heating_Natural Gas | Residential | Single Family - Elec | Existing | Water Heating | Natural Gas |  | 0 | 0 | 0 | 0 | 0 | 0 | 0 | 0 | 0 | 0 | 0 | 0 | 0 | 0 | 0
[35 empty] | Residential_Single Family - Elec_New_Water Heating_Natural Gas | Residential | Single Family - Elec | New | Water Heating | Natural Gas |  | 0 | 0 | 0 | 0 | 0 | 0 | 0 | 0 | 0 | 0 | 0 | 0 | 0 | 0 | 0
[35 empty] | Residential_Single Family - Elec - LI_Existing_Water Heating_Natural Gas | Residential | Single Family - Elec - LI | Existing | Water Heating | Natural Gas |  | 0 | 0 | 0 | 0 | 0 | 0 | 0 | 0 | 0 | 0 | 0 | 0 | 0 | 0 | 0
[35 empty] | Residential_Single Family - Elec - LI_New_Water Heating_Natural Gas | Residential | Single Family - Elec - LI | New | Water Heating | Natural Gas |  | 0 | 0 | 0 | 0 | 0 | 0 | 0 | 0 | 0 | 0 | 0 | 0 | 0 | 0 | 0
[35 empty] | Residential_Multifamily - Elec_Existing_Water Heating_Natural Gas | Residential | Multifamily - Elec | Existing | Water Heating | Natural Gas |  | 0 | 0 | 0 | 0 | 0 | 0 | 0 | 0 | 0 | 0 | 0 | 0 | 0 | 0 | 0
[35 empty] | Residential_Multifamily - Elec_New_Water Heating_Natural Gas | Residential | Multifamily - Elec | New | Water Heating | Natural Gas |  | 0 | 0 | 0 | 0 | 0 | 0 | 0 | 0 | 0 | 0 | 0 | 0 | 0 | 0 | 0
[35 empty] | Residential_Multifamily - Elec - LI_Existing_Water Heating_Natural Gas | Residential | Multifamily - Elec - LI | Existing | Water Heating | Natural Gas |  | 0 | 0 | 0 | 0 | 0 | 0 | 0 | 0 | 0 | 0 | 0 | 0 | 0 | 0 | 0
[35 empty] | Residential_Multifamily - Elec - LI_New_Water Heating_Natural Gas | Residential | Multifamily - Elec - LI | New | Water Heating | Natural Gas |  | 0 | 0 | 0 | 0 | 0 | 0 | 0 | 0 | 0 | 0 | 0 | 0 | 0 | 0 | 0
[35 empty] | Residential_Single Family - Dual_Existing_Water Heating_Natural Gas | Residential | Single Family - Dual | Existing | Water Heating | Natural Gas |  | 0 | 0 | 0 | 0 | 0 | 0 | 0 | 0 | 0 | 0 | 0 | 0 | 0 | 0 | 0
[35 empty] | Residential_Single Family - Dual_New_Water Heating_Natural Gas | Residential | Single Family - Dual | New | Water Heating | Natural Gas |  | 0 | 0 | 0 | 0 | 0 | 0 | 0 | 0 | 0 | 0 | 0 | 0 | 0 | 0 | 0
[35 empty] | Residential_Single Family - Dual - LI_Existing_Water Heating_Natural Gas | Residential | Single Family - Dual - LI | Existing | Water Heating | Natural Gas |  | 0 | 0 | 0 | 0 | 0 | 0 | 0 | 0 | 0 | 0 | 0 | 0 | 0 | 0 | 0
[35 empty] | Residential_Single Family - Dual - LI_New_Water Heating_Natural Gas | Residential | Single Family - Dual - LI | New | Water Heating | Natural Gas |  | 0 | 0 | 0 | 0 | 0 | 0 | 0 | 0 | 0 | 0 | 0 | 0 | 0 | 0 | 0
[35 empty] | Residential_Multifamily - Dual_Existing_Water Heating_Natural Gas | Residential | Multifamily - Dual | Existing | Water Heating | Natural Gas |  | 0 | 0 | 0 | 0 | 0 | 0 | 0 | 0 | 0 | 0 | 0 | 0 | 0 | 0 | 0
[35 empty] | Residential_Multifamily - Dual_New_Water Heating_Natural Gas | Residential | Multifamily - Dual | New | Water Heating | Natural Gas |  | 0 | 0 | 0 | 0 | 0 | 0 | 0 | 0 | 0 | 0 | 0 | 0 | 0 | 0 | 0
[35 empty] | Residential_Multifamily - Dual - LI_Existing_Water Heating_Natural Gas | Residential | Multifamily - Dual - LI | Existing | Water Heating | Natural Gas |  | 0 | 0 | 0 | 0 | 0 | 0 | 0 | 0 | 0 | 0 | 0 | 0 | 0 | 0 | 0
[35 empty] | Residential_Multifamily - Dual - LI_New_Water Heating_Natural Gas | Residential | Multifamily - Dual - LI | New | Water Heating | Natural Gas |  | 0 | 0 | 0 | 0 | 0 | 0 | 0 | 0 | 0 | 0 | 0 | 0 | 0 | 0 | 0
[35 empty] | Residential_Single Family - Gas_Existing_Water Heating_Natural Gas | Residential | Single Family - Gas | Existing | Water Heating | Natural Gas |  | 0 | 0 | 0 | 0 | 0 | 0 | 0 | 0 | 0 | 0 | 0 | 0 | 0 | 0 | 0
[35 empty] | Residential_Single Family - Gas_New_Water Heating_Natural Gas | Residential | Single Family - Gas | New | Water Heating | Natural Gas |  | 0 | 0 | 0 | 0 | 0 | 0 | 0 | 0 | 0 | 0 | 0 | 0 | 0 | 0 | 0
[35 empty] | Residential_Single Family - Gas - LI_Existing_Water Heating_Natural Gas | Residential | Single Family - Gas - LI | Existing | Water Heating | Natural Gas |  | 0 | 0 | 0 | 0 | 0 | 0 | 0 | 0 | 0 | 0 | 0 | 0 | 0 | 0 | 0
[35 empty] | Residential_Single Family - Gas - LI_New_Water Heating_Natural Gas | Residential | Single Family - Gas - LI | New | Water Heating | Natural Gas |  | 0 | 0 | 0 | 0 | 0 | 0 | 0 | 0 | 0 | 0 | 0 | 0 | 0 | 0 | 0
[35 empty] | Residential_Multifamily - Gas_Existing_Water Heating_Natural Gas | Residential | Multifamily - Gas | Existing | Water Heating | Natural Gas |  | 0 | 0 | 0 | 0 | 0 | 0 | 0 | 0 | 0 | 0 | 0 | 0 | 0 | 0 | 0
[35 empty] | Residential_Multifamily - Gas_New_Water Heating_Natural Gas | Residential | Multifamily - Gas | New | Water Heating | Natural Gas |  | 0 | 0 | 0 | 0 | 0 | 0 | 0 | 0 | 0 | 0 | 0 | 0 | 0 | 0 | 0
[35 empty] | Residential_Multifamily - Gas - LI_Existing_Water Heating_Natural Gas | Residential | Multifamily - Gas - LI | Existing | Water Heating | Natural Gas |  | 0 | 0 | 0 | 0 | 0 | 0 | 0 | 0 | 0 | 0 | 0 | 0 | 0 | 0 | 0
[35 empty] | Residential_Multifamily - Gas - LI_New_Water Heating_Natural Gas | Residential | Multifamily - Gas - LI | New | Water Heating | Natural Gas |  | 0 | 0 | 0 | 0 | 0 | 0 | 0 | 0 | 0 | 0 | 0 | 0 | 0 | 0 | 0
[35 empty] | Residential_Single Family - Elec_Existing_Appliances_Natural Gas | Residential | Single Family - Elec | Existing | Appliances | Natural Gas |  | 0 | 0 | 0 | 0 | 0 | 0 | 0 | 0 | 0 | 0 | 0 | 0 | 0 | 0 | 0
[35 empty] | Residential_Single Family - Elec_New_Appliances_Natural Gas | Residential | Single Family - Elec | New | Appliances | Natural Gas |  | 0 | 0 | 0 | 0 | 0 | 0 | 0 | 0 | 0 | 0 | 0 | 0 | 0 | 0 | 0
[35 empty] | Residential_Single Family - Elec - LI_Existing_Appliances_Natural Gas | Residential | Single Family - Elec - LI | Existing | Appliances | Natural Gas |  | 0 | 0 | 0 | 0 | 0 | 0 | 0 | 0 | 0 | 0 | 0 | 0 | 0 | 0 | 0
[35 empty] | Residential_Single Family - Elec - LI_New_Appliances_Natural Gas | Residential | Single Family - Elec - LI | New | Appliances | Natural Gas |  | 0 | 0 | 0 | 0 | 0 | 0 | 0 | 0 | 0 | 0 | 0 | 0 | 0 | 0 | 0
[35 empty] | Residential_Multifamily - Elec_Existing_Appliances_Natural Gas | Residential | Multifamily - Elec | Existing | Appliances | Natural Gas |  | 0 | 0 | 0 | 0 | 0 | 0 | 0 | 0 | 0 | 0 | 0 | 0 | 0 | 0 | 0
[35 empty] | Residential_Multifamily - Elec_New_Appliances_Natural Gas | Residential | Multifamily - Elec | New | Appliances | Natural Gas |  | 0 | 0 | 0 | 0 | 0 | 0 | 0 | 0 | 0 | 0 | 0 | 0 | 0 | 0 | 0
[35 empty] | Residential_Multifamily - Elec - LI_Existing_Appliances_Natural Gas | Residential | Multifamily - Elec - LI | Existing | Appliances | Natural Gas |  | 0 | 0 | 0 | 0 | 0 | 0 | 0 | 0 | 0 | 0 | 0 | 0 | 0 | 0 | 0
[35 empty] | Residential_Multifamily - Elec - LI_New_Appliances_Natural Gas | Residential | Multifamily - Elec - LI | New | Appliances | Natural Gas |  | 0 | 0 | 0 | 0 | 0 | 0 | 0 | 0 | 0 | 0 | 0 | 0 | 0 | 0 | 0
[35 empty] | Residential_Single Family - Dual_Existing_Appliances_Natural Gas | Residential | Single Family - Dual | Existing | Appliances | Natural Gas |  | 0 | 0 | 0 | 0 | 0 | 0 | 0 | 0 | 0 | 0 | 0 | 0 | 0 | 0 | 0
[35 empty] | Residential_Single Family - Dual_New_Appliances_Natural Gas | Residential | Single Family - Dual | New | Appliances | Natural Gas |  | 0 | 0 | 0 | 0 | 0 | 0 | 0 | 0 | 0 | 0 | 0 | 0 | 0 | 0 | 0
[35 empty] | Residential_Single Family - Dual - LI_Existing_Appliances_Natural Gas | Residential | Single Family - Dual - LI | Existing | Appliances | Natural Gas |  | 0 | 0 | 0 | 0 | 0 | 0 | 0 | 0 | 0 | 0 | 0 | 0 | 0 | 0 | 0
[35 empty] | Residential_Single Family - Dual - LI_New_Appliances_Natural Gas | Residential | Single Family - Dual - LI | New | Appliances | Natural Gas |  | 0 | 0 | 0 | 0 | 0 | 0 | 0 | 0 | 0 | 0 | 0 | 0 | 0 | 0 | 0
[35 empty] | Residential_Multifamily - Dual_Existing_Appliances_Natural Gas | Residential | Multifamily - Dual | Existing | Appliances | Natural Gas |  | 0 | 0 | 0 | 0 | 0 | 0 | 0 | 0 | 0 | 0 | 0 | 0 | 0 | 0 | 0
[35 empty] | Residential_Multifamily - Dual_New_Appliances_Natural Gas | Residential | Multifamily - Dual | New | Appliances | Natural Gas |  | 0 | 0 | 0 | 0 | 0 | 0 | 0 | 0 | 0 | 0 | 0 | 0 | 0 | 0 | 0
[35 empty] | Residential_Multifamily - Dual - LI_Existing_Appliances_Natural Gas | Residential | Multifamily - Dual - LI | Existing | Appliances | Natural Gas |  | 0 | 0 | 0 | 0 | 0 | 0 | 0 | 0 | 0 | 0 | 0 | 0 | 0 | 0 | 0
[35 empty] | Residential_Multifamily - Dual - LI_New_Appliances_Natural Gas | Residential | Multifamily - Dual - LI | New | Appliances | Natural Gas |  | 0 | 0 | 0 | 0 | 0 | 0 | 0 | 0 | 0 | 0 | 0 | 0 | 0 | 0 | 0
[35 empty] | Residential_Single Family - Gas_Existing_Appliances_Natural Gas | Residential | Single Family - Gas | Existing | Appliances | Natural Gas |  | 0 | 0 | 0 | 0 | 0 | 0 | 0 | 0 | 0 | 0 | 0 | 0 | 0 | 0 | 0
[35 empty] | Residential_Single Family - Gas_New_Appliances_Natural Gas | Residential | Single Family - Gas | New | Appliances | Natural Gas |  | 0 | 0 | 0 | 0 | 0 | 0 | 0 | 0 | 0 | 0 | 0 | 0 | 0 | 0 | 0
[35 empty] | Residential_Single Family - Gas - LI_Existing_Appliances_Natural Gas | Residential | Single Family - Gas - LI | Existing | Appliances | Natural Gas |  | 0 | 0 | 0 | 0 | 0 | 0 | 0 | 0 | 0 | 0 | 0 | 0 | 0 | 0 | 0
[35 empty] | Residential_Single Family - Gas - LI_New_Appliances_Natural Gas | Residential | Single Family - Gas - LI | New | Appliances | Natural Gas |  | 0 | 0 | 0 | 0 | 0 | 0 | 0 | 0 | 0 | 0 | 0 | 0 | 0 | 0 | 0
[35 empty] | Residential_Multifamily - Gas_Existing_Appliances_Natural Gas | Residential | Multifamily - Gas | Existing | Appliances | Natural Gas |  | 0 | 0 | 0 | 0 | 0 | 0 | 0 | 0 | 0 | 0 | 0 | 0 | 0 | 0 | 0
[35 empty] | Residential_Multifamily - Gas_New_Appliances_Natural Gas | Residential | Multifamily - Gas | New | Appliances | Natural Gas |  | 0 | 0 | 0 | 0 | 0 | 0 | 0 | 0 | 0 | 0 | 0 | 0 | 0 | 0 | 0
[35 empty] | Residential_Multifamily - Gas - LI_Existing_Appliances_Natural Gas | Residential | Multifamily - Gas - LI | Existing | Appliances | Natural Gas |  | 0 | 0 | 0 | 0 | 0 | 0 | 0 | 0 | 0 | 0 | 0 | 0 | 0 | 0 | 0
[35 empty] | Residential_Multifamily - Gas - LI_New_Appliances_Natural Gas | Residential | Multifamily - Gas - LI | New | Appliances | Natural Gas |  | 0 | 0 | 0 | 0 | 0 | 0 | 0 | 0 | 0 | 0 | 0 | 0 | 0 | 0 | 0
Combination Unit
[36 empty] | Case | (empty)
[36 empty] | Label | (empty)
___
___
___
___
___
___
___
___
___
___
___
___
___
___
___
___
___
___
___
___
___
___
___
___
___
___
___
___
___
___
___
___
___
___
___
___
___
___
___
___
___
___
___
___
___
___
___
___
[35 empty] | Residential_Single Family - Elec_Existing_Cooling_Electric | Residential | Single Family - Elec | Existing | Cooling | Electric |  | #N/A | #N/A | #N/A | #N/A | #N/A | #N/A | #N/A | #N/A | #N/A | #N/A | #N/A | #N/A | #N/A | #N/A | #N/A
[35 empty] | Residential_Single Family - Elec_Existing_Space Heating_Electric | Residential | Single Family - Elec | Existing | Space Heating | Electric |  | #N/A | #N/A | #N/A | #N/A | #N/A | #N/A | #N/A | #N/A | #N/A | #N/A | #N/A | #N/A | #N/A | #N/A | #N/A
[35 empty] | Residential_Single Family - Elec_Existing_Water Heating_Electric | Residential | Single Family - Elec | Existing | Water Heating | Electric |  | #N/A | #N/A | #N/A | #N/A | #N/A | #N/A | #N/A | #N/A | #N/A | #N/A | #N/A | #N/A | #N/A | #N/A | #N/A
[35 empty] | Residential_Single Family - Elec_Existing_Space Heating_Natural Gas | Residential | Single Family - Elec | Existing | Space Heating | Natural Gas |  | #N/A | #N/A | #N/A | #N/A | #N/A | #N/A | #N/A | #N/A | #N/A | #N/A | #N/A | #N/A | #N/A | #N/A | #N/A
[35 empty] | Residential_Single Family - Elec_Existing_Water Heating_Natural Gas | Residential | Single Family - Elec | Existing | Water Heating | Natural Gas |  | #N/A | #N/A | #N/A | #N/A | #N/A | #N/A | #N/A | #N/A | #N/A | #N/A | #N/A | #N/A | #N/A | #N/A | #N/A
[35 empty] | Residential_Single Family - Elec_New_Cooling_Electric | Residential | Single Family - Elec | New | Cooling | Electric |  | #N/A | #N/A | #N/A | #N/A | #N/A | #N/A | #N/A | #N/A | #N/A | #N/A | #N/A | #N/A | #N/A | #N/A | #N/A
[35 empty] | Residential_Single Family - Elec_New_Space Heating_Electric | Residential | Single Family - Elec | New | Space Heating | Electric |  | #N/A | #N/A | #N/A | #N/A | #N/A | #N/A | #N/A | #N/A | #N/A | #N/A | #N/A | #N/A | #N/A | #N/A | #N/A
[35 empty] | Residential_Single Family - Elec_New_Water Heating_Electric | Residential | Single Family - Elec | New | Water Heating | Electric |  | #N/A | #N/A | #N/A | #N/A | #N/A | #N/A | #N/A | #N/A | #N/A | #N/A | #N/A | #N/A | #N/A | #N/A | #N/A
[35 empty] | Residential_Single Family - Elec_New_Space Heating_Natural Gas | Residential | Single Family - Elec | New | Space Heating | Natural Gas |  | #N/A | #N/A | #N/A | #N/A | #N/A | #N/A | #N/A | #N/A | #N/A | #N/A | #N/A | #N/A | #N/A | #N/A | #N/A
[35 empty] | Residential_Single Family - Elec_New_Water Heating_Natural Gas | Residential | Single Family - Elec | New | Water Heating | Natural Gas |  | #N/A | #N/A | #N/A | #N/A | #N/A | #N/A | #N/A | #N/A | #N/A | #N/A | #N/A | #N/A | #N/A | #N/A | #N/A
[35 empty] | Residential_Single Family - Elec - LI_Existing_Cooling_Electric | Residential | Single Family - Elec - LI | Existing | Cooling | Electric |  | #N/A | #N/A | #N/A | #N/A | #N/A | #N/A | #N/A | #N/A | #N/A | #N/A | #N/A | #N/A | #N/A | #N/A | #N/A
[35 empty] | Residential_Single Family - Elec - LI_Existing_Space Heating_Electric | Residential | Single Family - Elec - LI | Existing | Space Heating | Electric |  | #N/A | #N/A | #N/A | #N/A | #N/A | #N/A | #N/A | #N/A | #N/A | #N/A | #N/A | #N/A | #N/A | #N/A | #N/A
[35 empty] | Residential_Single Family - Elec - LI_Existing_Water Heating_Electric | Residential | Single Family - Elec - LI | Existing | Water Heating | Electric |  | #N/A | #N/A | #N/A | #N/A | #N/A | #N/A | #N/A | #N/A | #N/A | #N/A | #N/A | #N/A | #N/A | #N/A | #N/A
[35 empty] | Residential_Single Family - Elec - LI_Existing_Space Heating_Natural Gas | Residential | Single Family - Elec - LI | Existing | Space Heating | Natural Gas |  | #N/A | #N/A | #N/A | #N/A | #N/A | #N/A | #N/A | #N/A | #N/A | #N/A | #N/A | #N/A | #N/A | #N/A | #N/A
[35 empty] | Residential_Single Family - Elec - LI_Existing_Water Heating_Natural Gas | Residential | Single Family - Elec - LI | Existing | Water Heating | Natural Gas |  | #N/A | #N/A | #N/A | #N/A | #N/A | #N/A | #N/A | #N/A | #N/A | #N/A | #N/A | #N/A | #N/A | #N/A | #N/A
[35 empty] | Residential_Single Family - Elec - LI_New_Cooling_Electric | Residential | Single Family - Elec - LI | New | Cooling | Electric |  | #N/A | #N/A | #N/A | #N/A | #N/A | #N/A | #N/A | #N/A | #N/A | #N/A | #N/A | #N/A | #N/A | #N/A | #N/A
[35 empty] | Residential_Single Family - Elec - LI_New_Space Heating_Electric | Residential | Single Family - Elec - LI | New | Space Heating | Electric |  | #N/A | #N/A | #N/A | #N/A | #N/A | #N/A | #N/A | #N/A | #N/A | #N/A | #N/A | #N/A | #N/A | #N/A | #N/A
[35 empty] | Residential_Single Family - Elec - LI_New_Water Heating_Electric | Residential | Single Family - Elec - LI | New | Water Heating | Electric |  | #N/A | #N/A | #N/A | #N/A | #N/A | #N/A | #N/A | #N/A | #N/A | #N/A | #N/A | #N/A | #N/A | #N/A | #N/A
[35 empty] | Residential_Single Family - Elec - LI_New_Space Heating_Natural Gas | Residential | Single Family - Elec - LI | New | Space Heating | Natural Gas |  | #N/A | #N/A | #N/A | #N/A | #N/A | #N/A | #N/A | #N/A | #N/A | #N/A | #N/A | #N/A | #N/A | #N/A | #N/A
[35 empty] | Residential_Single Family - Elec - LI_New_Water Heating_Natural Gas | Residential | Single Family - Elec - LI | New | Water Heating | Natural Gas |  | #N/A | #N/A | #N/A | #N/A | #N/A | #N/A | #N/A | #N/A | #N/A | #N/A | #N/A | #N/A | #N/A | #N/A | #N/A
[35 empty] | Residential_Multifamily - Elec_Existing_Cooling_Electric | Residential | Multifamily - Elec | Existing | Cooling | Electric |  | #N/A | #N/A | #N/A | #N/A | #N/A | #N/A | #N/A | #N/A | #N/A | #N/A | #N/A | #N/A | #N/A | #N/A | #N/A
[35 empty] | Residential_Multifamily - Elec_Existing_Space Heating_Electric | Residential | Multifamily - Elec | Existing | Space Heating | Electric |  | #N/A | #N/A | #N/A | #N/A | #N/A | #N/A | #N/A | #N/A | #N/A | #N/A | #N/A | #N/A | #N/A | #N/A | #N/A
[35 empty] | Residential_Multifamily - Elec_Existing_Water Heating_Electric | Residential | Multifamily - Elec | Existing | Water Heating | Electric |  | #N/A | #N/A | #N/A | #N/A | #N/A | #N/A | #N/A | #N/A | #N/A | #N/A | #N/A | #N/A | #N/A | #N/A | #N/A
[35 empty] | Residential_Multifamily - Elec_Existing_Space Heating_Natural Gas | Residential | Multifamily - Elec | Existing | Space Heating | Natural Gas |  | #N/A | #N/A | #N/A | #N/A | #N/A | #N/A | #N/A | #N/A | #N/A | #N/A | #N/A | #N/A | #N/A | #N/A | #N/A
[35 empty] | Residential_Multifamily - Elec_Existing_Water Heating_Natural Gas | Residential | Multifamily - Elec | Existing | Water Heating | Natural Gas |  | #N/A | #N/A | #N/A | #N/A | #N/A | #N/A | #N/A | #N/A | #N/A | #N/A | #N/A | #N/A | #N/A | #N/A | #N/A
[35 empty] | Residential_Multifamily - Elec_New_Cooling_Electric | Residential | Multifamily - Elec | New | Cooling | Electric |  | #N/A | #N/A | #N/A | #N/A | #N/A | #N/A | #N/A | #N/A | #N/A | #N/A | #N/A | #N/A | #N/A | #N/A | #N/A
[35 empty] | Residential_Multifamily - Elec_New_Space Heating_Electric | Residential | Multifamily - Elec | New | Space Heating | Electric |  | #N/A | #N/A | #N/A | #N/A | #N/A | #N/A | #N/A | #N/A | #N/A | #N/A | #N/A | #N/A | #N/A | #N/A | #N/A
[35 empty] | Residential_Multifamily - Elec_New_Water Heating_Electric | Residential | Multifamily - Elec | New | Water Heating | Electric |  | #N/A | #N/A | #N/A | #N/A | #N/A | #N/A | #N/A | #N/A | #N/A | #N/A | #N/A | #N/A | #N/A | #N/A | #N/A
[35 empty] | Residential_Multifamily - Elec_New_Space Heating_Natural Gas | Residential | Multifamily - Elec | New | Space Heating | Natural Gas |  | #N/A | #N/A | #N/A | #N/A | #N/A | #N/A | #N/A | #N/A | #N/A | #N/A | #N/A | #N/A | #N/A | #N/A | #N/A
[35 empty] | Residential_Multifamily - Elec_New_Water Heating_Natural Gas | Residential | Multifamily - Elec | New | Water Heating | Natural Gas |  | #N/A | #N/A | #N/A | #N/A | #N/A | #N/A | #N/A | #N/A | #N/A | #N/A | #N/A | #N/A | #N/A | #N/A | #N/A
[35 empty] | Residential_Multifamily - Elec - LI_Existing_Cooling_Electric | Residential | Multifamily - Elec - LI | Existing | Cooling | Electric |  | #N/A | #N/A | #N/A | #N/A | #N/A | #N/A | #N/A | #N/A | #N/A | #N/A | #N/A | #N/A | #N/A | #N/A | #N/A
[35 empty] | Residential_Multifamily - Elec - LI_Existing_Space Heating_Electric | Residential | Multifamily - Elec - LI | Existing | Space Heating | Electric |  | #N/A | #N/A | #N/A | #N/A | #N/A | #N/A | #N/A | #N/A | #N/A | #N/A | #N/A | #N/A | #N/A | #N/A | #N/A
[35 empty] | Residential_Multifamily - Elec - LI_Existing_Water Heating_Electric | Residential | Multifamily - Elec - LI | Existing | Water Heating | Electric |  | #N/A | #N/A | #N/A | #N/A | #N/A | #N/A | #N/A | #N/A | #N/A | #N/A | #N/A | #N/A | #N/A | #N/A | #N/A
[35 empty] | Residential_Multifamily - Elec - LI_Existing_Space Heating_Natural Gas | Residential | Multifamily - Elec - LI | Existing | Space Heating | Natural Gas |  | #N/A | #N/A | #N/A | #N/A | #N/A | #N/A | #N/A | #N/A | #N/A | #N/A | #N/A | #N/A | #N/A | #N/A | #N/A
[35 empty] | Residential_Multifamily - Elec - LI_Existing_Water Heating_Natural Gas | Residential | Multifamily - Elec - LI | Existing | Water Heating | Natural Gas |  | #N/A | #N/A | #N/A | #N/A | #N/A | #N/A | #N/A | #N/A | #N/A | #N/A | #N/A | #N/A | #N/A | #N/A | #N/A
[35 empty] | Residential_Multifamily - Elec - LI_New_Cooling_Electric | Residential | Multifamily - Elec - LI | New | Cooling | Electric |  | #N/A | #N/A | #N/A | #N/A | #N/A | #N/A | #N/A | #N/A | #N/A | #N/A | #N/A | #N/A | #N/A | #N/A | #N/A
[35 empty] | Residential_Multifamily - Elec - LI_New_Space Heating_Electric | Residential | Multifamily - Elec - LI | New | Space Heating | Electric |  | #N/A | #N/A | #N/A | #N/A | #N/A | #N/A | #N/A | #N/A | #N/A | #N/A | #N/A | #N/A | #N/A | #N/A | #N/A
[35 empty] | Residential_Multifamily - Elec - LI_New_Water Heating_Electric | Residential | Multifamily - Elec - LI | New | Water Heating | Electric |  | #N/A | #N/A | #N/A | #N/A | #N/A | #N/A | #N/A | #N/A | #N/A | #N/A | #N/A | #N/A | #N/A | #N/A | #N/A
[35 empty] | Residential_Multifamily - Elec - LI_New_Space Heating_Natural Gas | Residential | Multifamily - Elec - LI | New | Space Heating | Natural Gas |  | #N/A | #N/A | #N/A | #N/A | #N/A | #N/A | #N/A | #N/A | #N/A | #N/A | #N/A | #N/A | #N/A | #N/A | #N/A
[35 empty] | Residential_Multifamily - Elec - LI_New_Water Heating_Natural Gas | Residential | Multifamily - Elec - LI | New | Water Heating | Natural Gas |  | #N/A | #N/A | #N/A | #N/A | #N/A | #N/A | #N/A | #N/A | #N/A | #N/A | #N/A | #N/A | #N/A | #N/A | #N/A
[35 empty] | Residential_Single Family - Dual_Existing_Cooling_Electric | Residential | Single Family - Dual | Existing | Cooling | Electric |  | #N/A | #N/A | #N/A | #N/A | #N/A | #N/A | #N/A | #N/A | #N/A | #N/A | #N/A | #N/A | #N/A | #N/A | #N/A
[35 empty] | Residential_Single Family - Dual_Existing_Space Heating_Electric | Residential | Single Family - Dual | Existing | Space Heating | Electric |  | #N/A | #N/A | #N/A | #N/A | #N/A | #N/A | #N/A | #N/A | #N/A | #N/A | #N/A | #N/A | #N/A | #N/A | #N/A
[35 empty] | Residential_Single Family - Dual_Existing_Water Heating_Electric | Residential | Single Family - Dual | Existing | Water Heating | Electric |  | #N/A | #N/A | #N/A | #N/A | #N/A | #N/A | #N/A | #N/A | #N/A | #N/A | #N/A | #N/A | #N/A | #N/A | #N/A
[35 empty] | Residential_Single Family - Dual_Existing_Space Heating_Natural Gas | Residential | Single Family - Dual | Existing | Space Heating | Natural Gas |  | #N/A | #N/A | #N/A | #N/A | #N/A | #N/A | #N/A | #N/A | #N/A | #N/A | #N/A | #N/A | #N/A | #N/A | #N/A
[35 empty] | Residential_Single Family - Dual_Existing_Water Heating_Natural Gas | Residential | Single Family - Dual | Existing | Water Heating | Natural Gas |  | #N/A | #N/A | #N/A | #N/A | #N/A | #N/A | #N/A | #N/A | #N/A | #N/A | #N/A | #N/A | #N/A | #N/A | #N/A
[35 empty] | Residential_Single Family - Dual_New_Cooling_Electric | Residential | Single Family - Dual | New | Cooling | Electric |  | #N/A | #N/A | #N/A | #N/A | #N/A | #N/A | #N/A | #N/A | #N/A | #N/A | #N/A | #N/A | #N/A | #N/A | #N/A
[35 empty] | Residential_Single Family - Dual_New_Space Heating_Electric | Residential | Single Family - Dual | New | Space Heating | Electric |  | #N/A | #N/A | #N/A | #N/A | #N/A | #N/A | #N/A | #N/A | #N/A | #N/A | #N/A | #N/A | #N/A | #N/A | #N/A
[35 empty] | Residential_Single Family - Dual_New_Water Heating_Electric | Residential | Single Family - Dual | New | Water Heating | Electric |  | #N/A | #N/A | #N/A | #N/A | #N/A | #N/A | #N/A | #N/A | #N/A | #N/A | #N/A | #N/A | #N/A | #N/A | #N/A
[35 empty] | Residential_Single Family - Dual_New_Space Heating_Natural Gas | Residential | Single Family - Dual | New | Space Heating | Natural Gas |  | #N/A | #N/A | #N/A | #N/A | #N/A | #N/A | #N/A | #N/A | #N/A | #N/A | #N/A | #N/A | #N/A | #N/A | #N/A
[35 empty] | Residential_Single Family - Dual_New_Water Heating_Natural Gas | Residential | Single Family - Dual | New | Water Heating | Natural Gas |  | #N/A | #N/A | #N/A | #N/A | #N/A | #N/A | #N/A | #N/A | #N/A | #N/A | #N/A | #N/A | #N/A | #N/A | #N/A
[35 empty] | Residential_Single Family - Dual - LI_Existing_Cooling_Electric | Residential | Single Family - Dual - LI | Existing | Cooling | Electric |  | #N/A | #N/A | #N/A | #N/A | #N/A | #N/A | #N/A | #N/A | #N/A | #N/A | #N/A | #N/A | #N/A | #N/A | #N/A
[35 empty] | Residential_Single Family - Dual - LI_Existing_Space Heating_Electric | Residential | Single Family - Dual - LI | Existing | Space Heating | Electric |  | #N/A | #N/A | #N/A | #N/A | #N/A | #N/A | #N/A | #N/A | #N/A | #N/A | #N/A | #N/A | #N/A | #N/A | #N/A
[35 empty] | Residential_Single Family - Dual - LI_Existing_Water Heating_Electric | Residential | Single Family - Dual - LI | Existing | Water Heating | Electric |  | #N/A | #N/A | #N/A | #N/A | #N/A | #N/A | #N/A | #N/A | #N/A | #N/A | #N/A | #N/A | #N/A | #N/A | #N/A
[35 empty] | Residential_Single Family - Dual - LI_Existing_Space Heating_Natural Gas | Residential | Single Family - Dual - LI | Existing | Space Heating | Natural Gas |  | #N/A | #N/A | #N/A | #N/A | #N/A | #N/A | #N/A | #N/A | #N/A | #N/A | #N/A | #N/A | #N/A | #N/A | #N/A
[35 empty] | Residential_Single Family - Dual - LI_Existing_Water Heating_Natural Gas | Residential | Single Family - Dual - LI | Existing | Water Heating | Natural Gas |  | #N/A | #N/A | #N/A | #N/A | #N/A | #N/A | #N/A | #N/A | #N/A | #N/A | #N/A | #N/A | #N/A | #N/A | #N/A
[35 empty] | Residential_Single Family - Dual - LI_New_Cooling_Electric | Residential | Single Family - Dual - LI | New | Cooling | Electric |  | #N/A | #N/A | #N/A | #N/A | #N/A | #N/A | #N/A | #N/A | #N/A | #N/A | #N/A | #N/A | #N/A | #N/A | #N/A
[35 empty] | Residential_Single Family - Dual - LI_New_Space Heating_Electric | Residential | Single Family - Dual - LI | New | Space Heating | Electric |  | #N/A | #N/A | #N/A | #N/A | #N/A | #N/A | #N/A | #N/A | #N/A | #N/A | #N/A | #N/A | #N/A | #N/A | #N/A
[35 empty] | Residential_Single Family - Dual - LI_New_Water Heating_Electric | Residential | Single Family - Dual - LI | New | Water Heating | Electric |  | #N/A | #N/A | #N/A | #N/A | #N/A | #N/A | #N/A | #N/A | #N/A | #N/A | #N/A | #N/A | #N/A | #N/A | #N/A
[35 empty] | Residential_Single Family - Dual - LI_New_Space Heating_Natural Gas | Residential | Single Family - Dual - LI | New | Space Heating | Natural Gas |  | #N/A | #N/A | #N/A | #N/A | #N/A | #N/A | #N/A | #N/A | #N/A | #N/A | #N/A | #N/A | #N/A | #N/A | #N/A
[35 empty] | Residential_Single Family - Dual - LI_New_Water Heating_Natural Gas | Residential | Single Family - Dual - LI | New | Water Heating | Natural Gas |  | #N/A | #N/A | #N/A | #N/A | #N/A | #N/A | #N/A | #N/A | #N/A | #N/A | #N/A | #N/A | #N/A | #N/A | #N/A
[35 empty] | Residential_Multifamily - Dual_Existing_Cooling_Electric | Residential | Multifamily - Dual | Existing | Cooling | Electric |  | #N/A | #N/A | #N/A | #N/A | #N/A | #N/A | #N/A | #N/A | #N/A | #N/A | #N/A | #N/A | #N/A | #N/A | #N/A
[35 empty] | Residential_Multifamily - Dual_Existing_Space Heating_Electric | Residential | Multifamily - Dual | Existing | Space Heating | Electric |  | #N/A | #N/A | #N/A | #N/A | #N/A | #N/A | #N/A | #N/A | #N/A | #N/A | #N/A | #N/A | #N/A | #N/A | #N/A
[35 empty] | Residential_Multifamily - Dual_Existing_Water Heating_Electric | Residential | Multifamily - Dual | Existing | Water Heating | Electric |  | #N/A | #N/A | #N/A | #N/A | #N/A | #N/A | #N/A | #N/A | #N/A | #N/A | #N/A | #N/A | #N/A | #N/A | #N/A
[35 empty] | Residential_Multifamily - Dual_Existing_Space Heating_Natural Gas | Residential | Multifamily - Dual | Existing | Space Heating | Natural Gas |  | #N/A | #N/A | #N/A | #N/A | #N/A | #N/A | #N/A | #N/A | #N/A | #N/A | #N/A | #N/A | #N/A | #N/A | #N/A
[35 empty] | Residential_Multifamily - Dual_Existing_Water Heating_Natural Gas | Residential | Multifamily - Dual | Existing | Water Heating | Natural Gas |  | #N/A | #N/A | #N/A | #N/A | #N/A | #N/A | #N/A | #N/A | #N/A | #N/A | #N/A | #N/A | #N/A | #N/A | #N/A
[35 empty] | Residential_Multifamily - Dual_New_Cooling_Electric | Residential | Multifamily - Dual | New | Cooling | Electric |  | #N/A | #N/A | #N/A | #N/A | #N/A | #N/A | #N/A | #N/A | #N/A | #N/A | #N/A | #N/A | #N/A | #N/A | #N/A
[35 empty] | Residential_Multifamily - Dual_New_Space Heating_Electric | Residential | Multifamily - Dual | New | Space Heating | Electric |  | #N/A | #N/A | #N/A | #N/A | #N/A | #N/A | #N/A | #N/A | #N/A | #N/A | #N/A | #N/A | #N/A | #N/A | #N/A
[35 empty] | Residential_Multifamily - Dual_New_Water Heating_Electric | Residential | Multifamily - Dual | New | Water Heating | Electric |  | #N/A | #N/A | #N/A | #N/A | #N/A | #N/A | #N/A | #N/A | #N/A | #N/A | #N/A | #N/A | #N/A | #N/A | #N/A
[35 empty] | Residential_Multifamily - Dual_New_Space Heating_Natural Gas | Residential | Multifamily - Dual | New | Space Heating | Natural Gas |  | #N/A | #N/A | #N/A | #N/A | #N/A | #N/A | #N/A | #N/A | #N/A | #N/A | #N/A | #N/A | #N/A | #N/A | #N/A
[35 empty] | Residential_Multifamily - Dual_New_Water Heating_Natural Gas | Residential | Multifamily - Dual | New | Water Heating | Natural Gas |  | #N/A | #N/A | #N/A | #N/A | #N/A | #N/A | #N/A | #N/A | #N/A | #N/A | #N/A | #N/A | #N/A | #N/A | #N/A
[35 empty] | Residential_Multifamily - Dual - LI_Existing_Cooling_Electric | Residential | Multifamily - Dual - LI | Existing | Cooling | Electric |  | #N/A | #N/A | #N/A | #N/A | #N/A | #N/A | #N/A | #N/A | #N/A | #N/A | #N/A | #N/A | #N/A | #N/A | #N/A
[35 empty] | Residential_Multifamily - Dual - LI_Existing_Space Heating_Electric | Residential | Multifamily - Dual - LI | Existing | Space Heating | Electric |  | #N/A | #N/A | #N/A | #N/A | #N/A | #N/A | #N/A | #N/A | #N/A | #N/A | #N/A | #N/A | #N/A | #N/A | #N/A
[35 empty] | Residential_Multifamily - Dual - LI_Existing_Water Heating_Electric | Residential | Multifamily - Dual - LI | Existing | Water Heating | Electric |  | #N/A | #N/A | #N/A | #N/A | #N/A | #N/A | #N/A | #N/A | #N/A | #N/A | #N/A | #N/A | #N/A | #N/A | #N/A
[35 empty] | Residential_Multifamily - Dual - LI_Existing_Space Heating_Natural Gas | Residential | Multifamily - Dual - LI | Existing | Space Heating | Natural Gas |  | #N/A | #N/A | #N/A | #N/A | #N/A | #N/A | #N/A | #N/A | #N/A | #N/A | #N/A | #N/A | #N/A | #N/A | #N/A
[35 empty] | Residential_Multifamily - Dual - LI_Existing_Water Heating_Natural Gas | Residential | Multifamily - Dual - LI | Existing | Water Heating | Natural Gas |  | #N/A | #N/A | #N/A | #N/A | #N/A | #N/A | #N/A | #N/A | #N/A | #N/A | #N/A | #N/A | #N/A | #N/A | #N/A
[35 empty] | Residential_Multifamily - Dual - LI_New_Cooling_Electric | Residential | Multifamily - Dual - LI | New | Cooling | Electric |  | #N/A | #N/A | #N/A | #N/A | #N/A | #N/A | #N/A | #N/A | #N/A | #N/A | #N/A | #N/A | #N/A | #N/A | #N/A
[35 empty] | Residential_Multifamily - Dual - LI_New_Space Heating_Electric | Residential | Multifamily - Dual - LI | New | Space Heating | Electric |  | #N/A | #N/A | #N/A | #N/A | #N/A | #N/A | #N/A | #N/A | #N/A | #N/A | #N/A | #N/A | #N/A | #N/A | #N/A
[35 empty] | Residential_Multifamily - Dual - LI_New_Water Heating_Electric | Residential | Multifamily - Dual - LI | New | Water Heating | Electric |  | #N/A | #N/A | #N/A | #N/A | #N/A | #N/A | #N/A | #N/A | #N/A | #N/A | #N/A | #N/A | #N/A | #N/A | #N/A
[35 empty] | Residential_Multifamily - Dual - LI_New_Space Heating_Natural Gas | Residential | Multifamily - Dual - LI | New | Space Heating | Natural Gas |  | #N/A | #N/A | #N/A | #N/A | #N/A | #N/A | #N/A | #N/A | #N/A | #N/A | #N/A | #N/A | #N/A | #N/A | #N/A
[35 empty] | Residential_Multifamily - Dual - LI_New_Water Heating_Natural Gas | Residential | Multifamily - Dual - LI | New | Water Heating | Natural Gas |  | #N/A | #N/A | #N/A | #N/A | #N/A | #N/A | #N/A | #N/A | #N/A | #N/A | #N/A | #N/A | #N/A | #N/A | #N/A
[35 empty] | Residential_Single Family - Gas_Existing_Cooling_Electric | Residential | Single Family - Gas | Existing | Cooling | Electric |  | #N/A | #N/A | #N/A | #N/A | #N/A | #N/A | #N/A | #N/A | #N/A | #N/A | #N/A | #N/A | #N/A | #N/A | #N/A
[35 empty] | Residential_Single Family - Gas_Existing_Space Heating_Electric | Residential | Single Family - Gas | Existing | Space Heating | Electric |  | #N/A | #N/A | #N/A | #N/A | #N/A | #N/A | #N/A | #N/A | #N/A | #N/A | #N/A | #N/A | #N/A | #N/A | #N/A
[35 empty] | Residential_Single Family - Gas_Existing_Water Heating_Electric | Residential | Single Family - Gas | Existing | Water Heating | Electric |  | #N/A | #N/A | #N/A | #N/A | #N/A | #N/A | #N/A | #N/A | #N/A | #N/A | #N/A | #N/A | #N/A | #N/A | #N/A
[35 empty] | Residential_Single Family - Gas_Existing_Space Heating_Natural Gas | Residential | Single Family - Gas | Existing | Space Heating | Natural Gas |  | #N/A | #N/A | #N/A | #N/A | #N/A | #N/A | #N/A | #N/A | #N/A | #N/A | #N/A | #N/A | #N/A | #N/A | #N/A
[35 empty] | Residential_Single Family - Gas_Existing_Water Heating_Natural Gas | Residential | Single Family - Gas | Existing | Water Heating | Natural Gas |  | #N/A | #N/A | #N/A | #N/A | #N/A | #N/A | #N/A | #N/A | #N/A | #N/A | #N/A | #N/A | #N/A | #N/A | #N/A
[35 empty] | Residential_Single Family - Gas_New_Cooling_Electric | Residential | Single Family - Gas | New | Cooling | Electric |  | #N/A | #N/A | #N/A | #N/A | #N/A | #N/A | #N/A | #N/A | #N/A | #N/A | #N/A | #N/A | #N/A | #N/A | #N/A
[35 empty] | Residential_Single Family - Gas_New_Space Heating_Electric | Residential | Single Family - Gas | New | Space Heating | Electric |  | #N/A | #N/A | #N/A | #N/A | #N/A | #N/A | #N/A | #N/A | #N/A | #N/A | #N/A | #N/A | #N/A | #N/A | #N/A
[35 empty] | Residential_Single Family - Gas_New_Water Heating_Electric | Residential | Single Family - Gas | New | Water Heating | Electric |  | #N/A | #N/A | #N/A | #N/A | #N/A | #N/A | #N/A | #N/A | #N/A | #N/A | #N/A | #N/A | #N/A | #N/A | #N/A
[35 empty] | Residential_Single Family - Gas_New_Space Heating_Natural Gas | Residential | Single Family - Gas | New | Space Heating | Natural Gas |  | #N/A | #N/A | #N/A | #N/A | #N/A | #N/A | #N/A | #N/A | #N/A | #N/A | #N/A | #N/A | #N/A | #N/A | #N/A
[35 empty] | Residential_Single Family - Gas_New_Water Heating_Natural Gas | Residential | Single Family - Gas | New | Water Heating | Natural Gas |  | #N/A | #N/A | #N/A | #N/A | #N/A | #N/A | #N/A | #N/A | #N/A | #N/A | #N/A | #N/A | #N/A | #N/A | #N/A
[35 empty] | Residential_Single Family - Gas - LI_Existing_Cooling_Electric | Residential | Single Family - Gas - LI | Existing | Cooling | Electric |  | #N/A | #N/A | #N/A | #N/A | #N/A | #N/A | #N/A | #N/A | #N/A | #N/A | #N/A | #N/A | #N/A | #N/A | #N/A
[35 empty] | Residential_Single Family - Gas - LI_Existing_Space Heating_Electric | Residential | Single Family - Gas - LI | Existing | Space Heating | Electric |  | #N/A | #N/A | #N/A | #N/A | #N/A | #N/A | #N/A | #N/A | #N/A | #N/A | #N/A | #N/A | #N/A | #N/A | #N/A
[35 empty] | Residential_Single Family - Gas - LI_Existing_Water Heating_Electric | Residential | Single Family - Gas - LI | Existing | Water Heating | Electric |  | #N/A | #N/A | #N/A | #N/A | #N/A | #N/A | #N/A | #N/A | #N/A | #N/A | #N/A | #N/A | #N/A | #N/A | #N/A
[35 empty] | Residential_Single Family - Gas - LI_Existing_Space Heating_Natural Gas | Residential | Single Family - Gas - LI | Existing | Space Heating | Natural Gas |  | #N/A | #N/A | #N/A | #N/A | #N/A | #N/A | #N/A | #N/A | #N/A | #N/A | #N/A | #N/A | #N/A | #N/A | #N/A
[35 empty] | Residential_Single Family - Gas - LI_Existing_Water Heating_Natural Gas | Residential | Single Family - Gas - LI | Existing | Water Heating | Natural Gas |  | #N/A | #N/A | #N/A | #N/A | #N/A | #N/A | #N/A | #N/A | #N/A | #N/A | #N/A | #N/A | #N/A | #N/A | #N/A
[35 empty] | Residential_Single Family - Gas - LI_New_Cooling_Electric | Residential | Single Family - Gas - LI | New | Cooling | Electric |  | #N/A | #N/A | #N/A | #N/A | #N/A | #N/A | #N/A | #N/A | #N/A | #N/A | #N/A | #N/A | #N/A | #N/A | #N/A
[35 empty] | Residential_Single Family - Gas - LI_New_Space Heating_Electric | Residential | Single Family - Gas - LI | New | Space Heating | Electric |  | #N/A | #N/A | #N/A | #N/A | #N/A | #N/A | #N/A | #N/A | #N/A | #N/A | #N/A | #N/A | #N/A | #N/A | #N/A
[35 empty] | Residential_Single Family - Gas - LI_New_Water Heating_Electric | Residential | Single Family - Gas - LI | New | Water Heating | Electric |  | #N/A | #N/A | #N/A | #N/A | #N/A | #N/A | #N/A | #N/A | #N/A | #N/A | #N/A | #N/A | #N/A | #N/A | #N/A
[35 empty] | Residential_Single Family - Gas - LI_New_Space Heating_Natural Gas | Residential | Single Family - Gas - LI | New | Space Heating | Natural Gas |  | #N/A | #N/A | #N/A | #N/A | #N/A | #N/A | #N/A | #N/A | #N/A | #N/A | #N/A | #N/A | #N/A | #N/A | #N/A
[35 empty] | Residential_Single Family - Gas - LI_New_Water Heating_Natural Gas | Residential | Single Family - Gas - LI | New | Water Heating | Natural Gas |  | #N/A | #N/A | #N/A | #N/A | #N/A | #N/A | #N/A | #N/A | #N/A | #N/A | #N/A | #N/A | #N/A | #N/A | #N/A
[35 empty] | Residential_Multifamily - Gas_Existing_Cooling_Electric | Residential | Multifamily - Gas | Existing | Cooling | Electric |  | #N/A | #N/A | #N/A | #N/A | #N/A | #N/A | #N/A | #N/A | #N/A | #N/A | #N/A | #N/A | #N/A | #N/A | #N/A
[35 empty] | Residential_Multifamily - Gas_Existing_Space Heating_Electric | Residential | Multifamily - Gas | Existing | Space Heating | Electric |  | #N/A | #N/A | #N/A | #N/A | #N/A | #N/A | #N/A | #N/A | #N/A | #N/A | #N/A | #N/A | #N/A | #N/A | #N/A
[35 empty] | Residential_Multifamily - Gas_Existing_Water Heating_Electric | Residential | Multifamily - Gas | Existing | Water Heating | Electric |  | #N/A | #N/A | #N/A | #N/A | #N/A | #N/A | #N/A | #N/A | #N/A | #N/A | #N/A | #N/A | #N/A | #N/A | #N/A
[35 empty] | Residential_Multifamily - Gas_Existing_Space Heating_Natural Gas | Residential | Multifamily - Gas | Existing | Space Heating | Natural Gas |  | #N/A | #N/A | #N/A | #N/A | #N/A | #N/A | #N/A | #N/A | #N/A | #N/A | #N/A | #N/A | #N/A | #N/A | #N/A
[35 empty] | Residential_Multifamily - Gas_Existing_Water Heating_Natural Gas | Residential | Multifamily - Gas | Existing | Water Heating | Natural Gas |  | #N/A | #N/A | #N/A | #N/A | #N/A | #N/A | #N/A | #N/A | #N/A | #N/A | #N/A | #N/A | #N/A | #N/A | #N/A
[35 empty] | Residential_Multifamily - Gas_New_Cooling_Electric | Residential | Multifamily - Gas | New | Cooling | Electric |  | #N/A | #N/A | #N/A | #N/A | #N/A | #N/A | #N/A | #N/A | #N/A | #N/A | #N/A | #N/A | #N/A | #N/A | #N/A
[35 empty] | Residential_Multifamily - Gas_New_Space Heating_Electric | Residential | Multifamily - Gas | New | Space Heating | Electric |  | #N/A | #N/A | #N/A | #N/A | #N/A | #N/A | #N/A | #N/A | #N/A | #N/A | #N/A | #N/A | #N/A | #N/A | #N/A
[35 empty] | Residential_Multifamily - Gas_New_Water Heating_Electric | Residential | Multifamily - Gas | New | Water Heating | Electric |  | #N/A | #N/A | #N/A | #N/A | #N/A | #N/A | #N/A | #N/A | #N/A | #N/A | #N/A | #N/A | #N/A | #N/A | #N/A
[35 empty] | Residential_Multifamily - Gas_New_Space Heating_Natural Gas | Residential | Multifamily - Gas | New | Space Heating | Natural Gas |  | #N/A | #N/A | #N/A | #N/A | #N/A | #N/A | #N/A | #N/A | #N/A | #N/A | #N/A | #N/A | #N/A | #N/A | #N/A
[35 empty] | Residential_Multifamily - Gas_New_Water Heating_Natural Gas | Residential | Multifamily - Gas | New | Water Heating | Natural Gas |  | #N/A | #N/A | #N/A | #N/A | #N/A | #N/A | #N/A | #N/A | #N/A | #N/A | #N/A | #N/A | #N/A | #N/A | #N/A
[35 empty] | Residential_Multifamily - Gas - LI_Existing_Cooling_Electric | Residential | Multifamily - Gas - LI | Existing | Cooling | Electric |  | #N/A | #N/A | #N/A | #N/A | #N/A | #N/A | #N/A | #N/A | #N/A | #N/A | #N/A | #N/A | #N/A | #N/A | #N/A
[35 empty] | Residential_Multifamily - Gas - LI_Existing_Space Heating_Electric | Residential | Multifamily - Gas - LI | Existing | Space Heating | Electric |  | #N/A | #N/A | #N/A | #N/A | #N/A | #N/A | #N/A | #N/A | #N/A | #N/A | #N/A | #N/A | #N/A | #N/A | #N/A
[35 empty] | Residential_Multifamily - Gas - LI_Existing_Water Heating_Electric | Residential | Multifamily - Gas - LI | Existing | Water Heating | Electric |  | #N/A | #N/A | #N/A | #N/A | #N/A | #N/A | #N/A | #N/A | #N/A | #N/A | #N/A | #N/A | #N/A | #N/A | #N/A
[35 empty] | Residential_Multifamily - Gas - LI_Existing_Space Heating_Natural Gas | Residential | Multifamily - Gas - LI | Existing | Space Heating | Natural Gas |  | #N/A | #N/A | #N/A | #N/A | #N/A | #N/A | #N/A | #N/A | #N/A | #N/A | #N/A | #N/A | #N/A | #N/A | #N/A
[35 empty] | Residential_Multifamily - Gas - LI_Existing_Water Heating_Natural Gas | Residential | Multifamily - Gas - LI | Existing | Water Heating | Natural Gas |  | #N/A | #N/A | #N/A | #N/A | #N/A | #N/A | #N/A | #N/A | #N/A | #N/A | #N/A | #N/A | #N/A | #N/A | #N/A
[35 empty] | Residential_Multifamily - Gas - LI_New_Cooling_Electric | Residential | Multifamily - Gas - LI | New | Cooling | Electric |  | #N/A | #N/A | #N/A | #N/A | #N/A | #N/A | #N/A | #N/A | #N/A | #N/A | #N/A | #N/A | #N/A | #N/A | #N/A
[35 empty] | Residential_Multifamily - Gas - LI_New_Space Heating_Electric | Residential | Multifamily - Gas - LI | New | Space Heating | Electric |  | #N/A | #N/A | #N/A | #N/A | #N/A | #N/A | #N/A | #N/A | #N/A | #N/A | #N/A | #N/A | #N/A | #N/A | #N/A
[35 empty] | Residential_Multifamily - Gas - LI_New_Water Heating_Electric | Residential | Multifamily - Gas - LI | New | Water Heating | Electric |  | #N/A | #N/A | #N/A | #N/A | #N/A | #N/A | #N/A | #N/A | #N/A | #N/A | #N/A | #N/A | #N/A | #N/A | #N/A
[35 empty] | Residential_Multifamily - Gas - LI_New_Space Heating_Natural Gas | Residential | Multifamily - Gas - LI | New | Space Heating | Natural Gas |  | #N/A | #N/A | #N/A | #N/A | #N/A | #N/A | #N/A | #N/A | #N/A | #N/A | #N/A | #N/A | #N/A | #N/A | #N/A
[35 empty] | Residential_Multifamily - Gas - LI_New_Water Heating_Natural Gas | Residential | Multifamily - Gas - LI | New | Water Heating | Natural Gas |  | #N/A | #N/A | #N/A | #N/A | #N/A | #N/A | #N/A | #N/A | #N/A | #N/A | #N/A | #N/A | #N/A | #N/A | #N/A
[35 empty] | Dishwashers | Case | (empty)
[36 empty] | Label | (empty)
____
____
____
____
____
____
____
____
____
____
____
____
____
____
____
____
____
____
____
____
____
____
____
____
____
[35 empty] | Residential_Single Family - Elec_Existing_Water Heating_Electric | Residential | Single Family - Elec | Existing | Water Heating | Electric |  | 0 | 0 | 0 | 0 | 0 | 0 | 0 | 0 | 0 | 0 | 0 | 0 | 0 | 0 | 0
[35 empty] | Residential_Single Family - Elec_New_Water Heating_Electric | Residential | Single Family - Elec | New | Water Heating | Electric |  | 0 | 0 | 0 | 0 | 0 | 0 | 0 | 0 | 0 | 0 | 0 | 0 | 0 | 0 | 0
[35 empty] | Residential_Single Family - Elec - LI_Existing_Water Heating_Electric | Residential | Single Family - Elec - LI | Existing | Water Heating | Electric |  | 0 | 0 | 0 | 0 | 0 | 0 | 0 | 0 | 0 | 0 | 0 | 0 | 0 | 0 | 0
[35 empty] | Residential_Single Family - Elec - LI_New_Water Heating_Electric | Residential | Single Family - Elec - LI | New | Water Heating | Electric |  | 0 | 0 | 0 | 0 | 0 | 0 | 0 | 0 | 0 | 0 | 0 | 0 | 0 | 0 | 0
[35 empty] | Residential_Multifamily - Elec_Existing_Water Heating_Electric | Residential | Multifamily - Elec | Existing | Water Heating | Electric |  | 0 | 0 | 0 | 0 | 0 | 0 | 0 | 0 | 0 | 0 | 0 | 0 | 0 | 0 | 0
[35 empty] | Residential_Multifamily - Elec_New_Water Heating_Electric | Residential | Multifamily - Elec | New | Water Heating | Electric |  | 0 | 0 | 0 | 0 | 0 | 0 | 0 | 0 | 0 | 0 | 0 | 0 | 0 | 0 | 0
[35 empty] | Residential_Multifamily - Elec - LI_Existing_Water Heating_Electric | Residential | Multifamily - Elec - LI | Existing | Water Heating | Electric |  | 0 | 0 | 0 | 0 | 0 | 0 | 0 | 0 | 0 | 0 | 0 | 0 | 0 | 0 | 0
[35 empty] | Residential_Multifamily - Elec - LI_New_Water Heating_Electric | Residential | Multifamily - Elec - LI | New | Water Heating | Electric |  | 0 | 0 | 0 | 0 | 0 | 0 | 0 | 0 | 0 | 0 | 0 | 0 | 0 | 0 | 0
[35 empty] | Residential_Single Family - Dual_Existing_Water Heating_Electric | Residential | Single Family - Dual | Existing | Water Heating | Electric |  | 0 | 0 | 0 | 0 | 0 | 0 | 0 | 0 | 0 | 0 | 0 | 0 | 0 | 0 | 0
[35 empty] | Residential_Single Family - Dual_New_Water Heating_Electric | Residential | Single Family - Dual | New | Water Heating | Electric |  | 0 | 0 | 0 | 0 | 0 | 0 | 0 | 0 | 0 | 0 | 0 | 0 | 0 | 0 | 0
[35 empty] | Residential_Single Family - Dual - LI_Existing_Water Heating_Electric | Residential | Single Family - Dual - LI | Existing | Water Heating | Electric |  | 0 | 0 | 0 | 0 | 0 | 0 | 0 | 0 | 0 | 0 | 0 | 0 | 0 | 0 | 0
[35 empty] | Residential_Single Family - Dual - LI_New_Water Heating_Electric | Residential | Single Family - Dual - LI | New | Water Heating | Electric |  | 0 | 0 | 0 | 0 | 0 | 0 | 0 | 0 | 0 | 0 | 0 | 0 | 0 | 0 | 0
[35 empty] | Residential_Multifamily - Dual_Existing_Water Heating_Electric | Residential | Multifamily - Dual | Existing | Water Heating | Electric |  | 0 | 0 | 0 | 0 | 0 | 0 | 0 | 0 | 0 | 0 | 0 | 0 | 0 | 0 | 0
[35 empty] | Residential_Multifamily - Dual_New_Water Heating_Electric | Residential | Multifamily - Dual | New | Water Heating | Electric |  | 0 | 0 | 0 | 0 | 0 | 0 | 0 | 0 | 0 | 0 | 0 | 0 | 0 | 0 | 0
[35 empty] | Residential_Multifamily - Dual - LI_Existing_Water Heating_Electric | Residential | Multifamily - Dual - LI | Existing | Water Heating | Electric |  | 0 | 0 | 0 | 0 | 0 | 0 | 0 | 0 | 0 | 0 | 0 | 0 | 0 | 0 | 0
[35 empty] | Residential_Multifamily - Dual - LI_New_Water Heating_Electric | Residential | Multifamily - Dual - LI | New | Water Heating | Electric |  | 0 | 0 | 0 | 0 | 0 | 0 | 0 | 0 | 0 | 0 | 0 | 0 | 0 | 0 | 0
[35 empty] | Residential_Single Family - Gas_Existing_Water Heating_Electric | Residential | Single Family - Gas | Existing | Water Heating | Electric |  | 0 | 0 | 0 | 0 | 0 | 0 | 0 | 0 | 0 | 0 | 0 | 0 | 0 | 0 | 0
[35 empty] | Residential_Single Family - Gas_New_Water Heating_Electric | Residential | Single Family - Gas | New | Water Heating | Electric |  | 0 | 0 | 0 | 0 | 0 | 0 | 0 | 0 | 0 | 0 | 0 | 0 | 0 | 0 | 0
[35 empty] | Residential_Single Family - Gas - LI_Existing_Water Heating_Electric | Residential | Single Family - Gas - LI | Existing | Water Heating | Electric |  | 0 | 0 | 0 | 0 | 0 | 0 | 0 | 0 | 0 | 0 | 0 | 0 | 0 | 0 | 0
[35 empty] | Residential_Single Family - Gas - LI_New_Water Heating_Electric | Residential | Single Family - Gas - LI | New | Water Heating | Electric |  | 0 | 0 | 0 | 0 | 0 | 0 | 0 | 0 | 0 | 0 | 0 | 0 | 0 | 0 | 0
[35 empty] | Residential_Multifamily - Gas_Existing_Water Heating_Electric | Residential | Multifamily - Gas | Existing | Water Heating | Electric |  | 0 | 0 | 0 | 0 | 0 | 0 | 0 | 0 | 0 | 0 | 0 | 0 | 0 | 0 | 0
[35 empty] | Residential_Multifamily - Gas_New_Water Heating_Electric | Residential | Multifamily - Gas | New | Water Heating | Electric |  | 0 | 0 | 0 | 0 | 0 | 0 | 0 | 0 | 0 | 0 | 0 | 0 | 0 | 0 | 0
[35 empty] | Residential_Multifamily - Gas - LI_Existing_Water Heating_Electric | Residential | Multifamily - Gas - LI | Existing | Water Heating | Electric |  | 0 | 0 | 0 | 0 | 0 | 0 | 0 | 0 | 0 | 0 | 0 | 0 | 0 | 0 | 0
[35 empty] | Residential_Multifamily - Gas - LI_New_Water Heating_Electric | Residential | Multifamily - Gas - LI | New | Water Heating | Electric |  | 0 | 0 | 0 | 0 | 0 | 0 | 0 | 0 | 0 | 0 | 0 | 0 | 0 | 0 | 0
[35 empty] | Residential_Single Family - Elec_Existing_Water Heating_Natural Gas | Residential | Single Family - Elec | Existing | Water Heating | Natural Gas |  | 0 | 0 | 0 | 0 | 0 | 0 | 0 | 0 | 0 | 0 | 0 | 0 | 0 | 0 | 0
[35 empty] | Residential_Single Family - Elec_New_Water Heating_Natural Gas | Residential | Single Family - Elec | New | Water Heating | Natural Gas |  | 0 | 0 | 0 | 0 | 0 | 0 | 0 | 0 | 0 | 0 | 0 | 0 | 0 | 0 | 0
[35 empty] | Residential_Single Family - Elec - LI_Existing_Water Heating_Natural Gas | Residential | Single Family - Elec - LI | Existing | Water Heating | Natural Gas |  | 0 | 0 | 0 | 0 | 0 | 0 | 0 | 0 | 0 | 0 | 0 | 0 | 0 | 0 | 0
[35 empty] | Residential_Single Family - Elec - LI_New_Water Heating_Natural Gas | Residential | Single Family - Elec - LI | New | Water Heating | Natural Gas |  | 0 | 0 | 0 | 0 | 0 | 0 | 0 | 0 | 0 | 0 | 0 | 0 | 0 | 0 | 0
[35 empty] | Residential_Multifamily - Elec_Existing_Water Heating_Natural Gas | Residential | Multifamily - Elec | Existing | Water Heating | Natural Gas |  | 0 | 0 | 0 | 0 | 0 | 0 | 0 | 0 | 0 | 0 | 0 | 0 | 0 | 0 | 0
[35 empty] | Residential_Multifamily - Elec_New_Water Heating_Natural Gas | Residential | Multifamily - Elec | New | Water Heating | Natural Gas |  | 0 | 0 | 0 | 0 | 0 | 0 | 0 | 0 | 0 | 0 | 0 | 0 | 0 | 0 | 0
[35 empty] | Residential_Multifamily - Elec - LI_Existing_Water Heating_Natural Gas | Residential | Multifamily - Elec - LI | Existing | Water Heating | Natural Gas |  | 0 | 0 | 0 | 0 | 0 | 0 | 0 | 0 | 0 | 0 | 0 | 0 | 0 | 0 | 0
[35 empty] | Residential_Multifamily - Elec - LI_New_Water Heating_Natural Gas | Residential | Multifamily - Elec - LI | New | Water Heating | Natural Gas |  | 0 | 0 | 0 | 0 | 0 | 0 | 0 | 0 | 0 | 0 | 0 | 0 | 0 | 0 | 0
[35 empty] | Residential_Single Family - Dual_Existing_Water Heating_Natural Gas | Residential | Single Family - Dual | Existing | Water Heating | Natural Gas |  | 0 | 0 | 0 | 0 | 0 | 0 | 0 | 0 | 0 | 0 | 0 | 0 | 0 | 0 | 0
[35 empty] | Residential_Single Family - Dual_New_Water Heating_Natural Gas | Residential | Single Family - Dual | New | Water Heating | Natural Gas |  | 0 | 0 | 0 | 0 | 0 | 0 | 0 | 0 | 0 | 0 | 0 | 0 | 0 | 0 | 0
[35 empty] | Residential_Single Family - Dual - LI_Existing_Water Heating_Natural Gas | Residential | Single Family - Dual - LI | Existing | Water Heating | Natural Gas |  | 0 | 0 | 0 | 0 | 0 | 0 | 0 | 0 | 0 | 0 | 0 | 0 | 0 | 0 | 0
[35 empty] | Residential_Single Family - Dual - LI_New_Water Heating_Natural Gas | Residential | Single Family - Dual - LI | New | Water Heating | Natural Gas |  | 0 | 0 | 0 | 0 | 0 | 0 | 0 | 0 | 0 | 0 | 0 | 0 | 0 | 0 | 0
[35 empty] | Residential_Multifamily - Dual_Existing_Water Heating_Natural Gas | Residential | Multifamily - Dual | Existing | Water Heating | Natural Gas |  | 0 | 0 | 0 | 0 | 0 | 0 | 0 | 0 | 0 | 0 | 0 | 0 | 0 | 0 | 0
[35 empty] | Residential_Multifamily - Dual_New_Water Heating_Natural Gas | Residential | Multifamily - Dual | New | Water Heating | Natural Gas |  | 0 | 0 | 0 | 0 | 0 | 0 | 0 | 0 | 0 | 0 | 0 | 0 | 0 | 0 | 0
[35 empty] | Residential_Multifamily - Dual - LI_Existing_Water Heating_Natural Gas | Residential | Multifamily - Dual - LI | Existing | Water Heating | Natural Gas |  | 0 | 0 | 0 | 0 | 0 | 0 | 0 | 0 | 0 | 0 | 0 | 0 | 0 | 0 | 0
[35 empty] | Residential_Multifamily - Dual - LI_New_Water Heating_Natural Gas | Residential | Multifamily - Dual - LI | New | Water Heating | Natural Gas |  | 0 | 0 | 0 | 0 | 0 | 0 | 0 | 0 | 0 | 0 | 0 | 0 | 0 | 0 | 0
[35 empty] | Residential_Single Family - Gas_Existing_Water Heating_Natural Gas | Residential | Single Family - Gas | Existing | Water Heating | Natural Gas |  | 0 | 0 | 0 | 0 | 0 | 0 | 0 | 0 | 0 | 0 | 0 | 0 | 0 | 0 | 0
[35 empty] | Residential_Single Family - Gas_New_Water Heating_Natural Gas | Residential | Single Family - Gas | New | Water Heating | Natural Gas |  | 0 | 0 | 0 | 0 | 0 | 0 | 0 | 0 | 0 | 0 | 0 | 0 | 0 | 0 | 0
[35 empty] | Residential_Single Family - Gas - LI_Existing_Water Heating_Natural Gas | Residential | Single Family - Gas - LI | Existing | Water Heating | Natural Gas |  | 0 | 0 | 0 | 0 | 0 | 0 | 0 | 0 | 0 | 0 | 0 | 0 | 0 | 0 | 0
[35 empty] | Residential_Single Family - Gas - LI_New_Water Heating_Natural Gas | Residential | Single Family - Gas - LI | New | Water Heating | Natural Gas |  | 0 | 0 | 0 | 0 | 0 | 0 | 0 | 0 | 0 | 0 | 0 | 0 | 0 | 0 | 0
[35 empty] | Residential_Multifamily - Gas_Existing_Water Heating_Natural Gas | Residential | Multifamily - Gas | Existing | Water Heating | Natural Gas |  | 0 | 0 | 0 | 0 | 0 | 0 | 0 | 0 | 0 | 0 | 0 | 0 | 0 | 0 | 0
[35 empty] | Residential_Multifamily - Gas_New_Water Heating_Natural Gas | Residential | Multifamily - Gas | New | Water Heating | Natural Gas |  | 0 | 0 | 0 | 0 | 0 | 0 | 0 | 0 | 0 | 0 | 0 | 0 | 0 | 0 | 0
[35 empty] | Residential_Multifamily - Gas - LI_Existing_Water Heating_Natural Gas | Residential | Multifamily - Gas - LI | Existing | Water Heating | Natural Gas |  | 0 | 0 | 0 | 0 | 0 | 0 | 0 | 0 | 0 | 0 | 0 | 0 | 0 | 0 | 0
[35 empty] | Residential_Multifamily - Gas - LI_New_Water Heating_Natural Gas | Residential | Multifamily - Gas - LI | New | Water Heating | Natural Gas |  | 0 | 0 | 0 | 0 | 0 | 0 | 0 | 0 | 0 | 0 | 0 | 0 | 0 | 0 | 0
Note on G506: [Threaded comment] Your version of Excel allows you to read this threaded comment; however, any edits to it will get removed if the file is opened in a newer version of Excel. Learn more: https://go.microsoft.com/fwlink/?linkid=870924 Comment: Need to adjust so that the two clothes washer efficiency levels are not double counted
Note on BB256: [Threaded comment] Your version of Excel allows you to read this threaded comment; however, any edits to it will get removed if the file is opened in a newer version of Excel. Learn more: https://go.microsoft.com/fwlink/?linkid=870924 Comment: Needs to be fixed. Currently each end use and fuel combo has the same turnover.
Note on BC549: [Threaded comment] Your version of Excel allows you to read this threaded comment; however, any edits to it will get removed if the file is opened in a newer version of Excel. Learn more: https://go.microsoft.com/fwlink/?linkid=870924 Comment: Needs to be fixed. Currently each end use and fuel combo has the same turnover.

## Special Markets
Key | Field | Sector | Market | Segment | Vintage | End Use | Fuel | Label | 2019 | 2020 | 2021 | 2022 | 2023 | 2024 | 2025 | 2026 | 2027 | 2028 | 2029 | 2030 | 2031 | 2032 | 2033 | 2034 | 2035 | 2036 | 2037 | 2038 | 2039 | 2040 |  | 1 | 2 | 3 | 4 | 5
F1_Industrial_All_Food Products_Existing_Space Heating_Natural Gas | F1 | Industrial | All | Food Products | Existing | Space Heating | Natural Gas | Units | 2305.3286 | 2265.5815 | 2226.5198 | 2188.1315 | 2150.4051 | 2113.3291 | 2076.8924 | 2041.0839 | 2005.8928 | 1971.3085 | 1937.3204 | 1903.9183 | 1871.0922 | 1838.8319 | 1807.1279 | 1775.9706 | 1745.3504 | 1715.2581 | 1685.6847 | 1656.6212 | 1628.0588 | 1599.9888 | 0
F2_Industrial_All_Food Products_Existing_Space Heating_Natural Gas | F2 | Industrial | All | Food Products | Existing | Space Heating | Natural Gas | Usage (GWh) | 0.4271 | 0.41876 | 0.41056 | 0.40253 | 0.39465 | 0.38693 | 0.37938 | 0.37199 | 0.36478 | 0.35773 | 0.35086 | 0.34416 | 0.33761 | 0.33123 | 0.325 | 0.31891 | 0.31297 | 0.30716 | 0.30149 | 0.29594 | 0.29051 | 0.2852 | 0
F3_Industrial_All_Food Products_Existing_Space Heating_Natural Gas | F3 | Industrial | All | Food Products | Existing | Space Heating | Natural Gas | Summer Peak Demand (MW) | 0 | 0 | 0 | 0 | 0 | 0 | 0 | 0 | 0 | 0 | 0 | 0 | 0 | 0 | 0 | 0 | 0 | 0 | 0 | 0 | 0 | 0 | 0
F4_Industrial_All_Food Products_Existing_Space Heating_Natural Gas | F4 | Industrial | All | Food Products | Existing | Space Heating | Natural Gas | Winter Peak Demand (MW) | 0 | 0 | 0 | 0 | 0 | 0 | 0 | 0 | 0 | 0 | 0 | 0 | 0 | 0 | 0 | 0 | 0 | 0 | 0 | 0 | 0 | 0 | 0
F1_Industrial_All_Food Products_Existing_Process_Natural Gas | F1 | Industrial | All | Food Products | Existing | Process | Natural Gas | Units | 9483.7668 | 9320.2535 | 9159.5595 | 9001.6361 | 8846.4355 | 8693.9107 | 8544.0157 | 8396.7051 | 8251.9343 | 8109.6596 | 7969.8379 | 7832.4269 | 7697.385 | 7564.6715 | 7434.2461 | 7306.0695 | 7180.1027 | 7056.3079 | 6934.6474 | 6815.0845 | 6697.583 | 6582.1075 | 0
F2_Industrial_All_Food Products_Existing_Process_Natural Gas | F2 | Industrial | All | Food Products | Existing | Process | Natural Gas | Usage (GWh) | 6.6624 | 6.5475 | 6.4346 | 6.3237 | 6.2147 | 6.1075 | 6.0022 | 5.8987 | 5.797 | 5.6971 | 5.5989 | 5.5023 | 5.4075 | 5.3142 | 5.2226 | 5.1326 | 5.0441 | 4.9571 | 4.8716 | 4.7876 | 4.7051 | 4.624 | 0
F3_Industrial_All_Food Products_Existing_Process_Natural Gas | F3 | Industrial | All | Food Products | Existing | Process | Natural Gas | Summer Peak Demand (MW) | 0 | 0 | 0 | 0 | 0 | 0 | 0 | 0 | 0 | 0 | 0 | 0 | 0 | 0 | 0 | 0 | 0 | 0 | 0 | 0 | 0 | 0 | 0
F4_Industrial_All_Food Products_Existing_Process_Natural Gas | F4 | Industrial | All | Food Products | Existing | Process | Natural Gas | Winter Peak Demand (MW) | 0 | 0 | 0 | 0 | 0 | 0 | 0 | 0 | 0 | 0 | 0 | 0 | 0 | 0 | 0 | 0 | 0 | 0 | 0 | 0 | 0 | 0 | 0
F1_Industrial_All_Food Products_Existing_Miscellaneous_Natural Gas | F1 | Industrial | All | Food Products | Existing | Miscellaneous | Natural Gas | Units | 2370.9417 | 2330.0634 | 2289.8899 | 2250.409 | 2211.6089 | 2173.4777 | 2136.0039 | 2099.1763 | 2062.9836 | 2027.4149 | 1992.4595 | 1958.1067 | 1924.3463 | 1891.1679 | 1858.5615 | 1826.5174 | 1795.0257 | 1764.077 | 1733.6618 | 1703.7711 | 1674.3958 | 1645.5269 | 0
F2_Industrial_All_Food Products_Existing_Miscellaneous_Natural Gas | F2 | Industrial | All | Food Products | Existing | Miscellaneous | Natural Gas | Usage (GWh) | 0.15397 | 0.15132 | 0.14871 | 0.14615 | 0.14363 | 0.14115 | 0.13872 | 0.13632 | 0.13397 | 0.13166 | 0.12939 | 0.12716 | 0.12497 | 0.12282 | 0.1207 | 0.11862 | 0.11657 | 0.11456 | 0.11259 | 0.11065 | 0.10874 | 0.10686 | 0
F3_Industrial_All_Food Products_Existing_Miscellaneous_Natural Gas | F3 | Industrial | All | Food Products | Existing | Miscellaneous | Natural Gas | Summer Peak Demand (MW) | 0 | 0 | 0 | 0 | 0 | 0 | 0 | 0 | 0 | 0 | 0 | 0 | 0 | 0 | 0 | 0 | 0 | 0 | 0 | 0 | 0 | 0 | 0
F4_Industrial_All_Food Products_Existing_Miscellaneous_Natural Gas | F4 | Industrial | All | Food Products | Existing | Miscellaneous | Natural Gas | Winter Peak Demand (MW) | 0 | 0 | 0 | 0 | 0 | 0 | 0 | 0 | 0 | 0 | 0 | 0 | 0 | 0 | 0 | 0 | 0 | 0 | 0 | 0 | 0 | 0 | 0
F1_Industrial_All_Food Products_New_Space Heating_Natural Gas | F1 | Industrial | All | Food Products | New | Space Heating | Natural Gas | Units | 0 | 120.2817 | 123.1617 | 214.9404 | 306.4938 | 409.1108 | 470.9109 | 542.6526 | 613.4902 | 693.1715 | 752.5177 | 820.774 | 888.125 | 966.254 | 1019.2805 | 1083.7268 | 1148.1243 | 1223.0917 | 1272.6099 | 1333.628 | 1392.9843 | 1452.1652 | 0
F2_Industrial_All_Food Products_New_Space Heating_Natural Gas | F2 | Industrial | All | Food Products | New | Space Heating | Natural Gas | Usage (GWh) | 0 | 0.021095 | 0.0216 | 0.037697 | 0.053754 | 0.071751 | 0.08259 | 0.095172 | 0.1076 | 0.12157 | 0.13198 | 0.14395 | 0.15576 | 0.16946 | 0.17876 | 0.19007 | 0.20136 | 0.21451 | 0.22319 | 0.23389 | 0.24431 | 0.25468 | 0
F3_Industrial_All_Food Products_New_Space Heating_Natural Gas | F3 | Industrial | All | Food Products | New | Space Heating | Natural Gas | Summer Peak Demand (MW) | 0 | 0 | 0 | 0 | 0 | 0 | 0 | 0 | 0 | 0 | 0 | 0 | 0 | 0 | 0 | 0 | 0 | 0 | 0 | 0 | 0 | 0 | 0
F4_Industrial_All_Food Products_New_Space Heating_Natural Gas | F4 | Industrial | All | Food Products | New | Space Heating | Natural Gas | Winter Peak Demand (MW) | 0 | 0 | 0 | 0 | 0 | 0 | 0 | 0 | 0 | 0 | 0 | 0 | 0 | 0 | 0 | 0 | 0 | 0 | 0 | 0 | 0 | 0 | 0
F1_Industrial_All_Food Products_New_Process_Natural Gas | F1 | Industrial | All | Food Products | New | Process | Natural Gas | Units | 0 | 494.8206 | 506.6682 | 884.2318 | 1260.8683 | 1683.0187 | 1937.255 | 2232.3892 | 2523.8041 | 2851.6008 | 3095.7419 | 3376.5377 | 3653.6094 | 3975.0202 | 4193.163 | 4458.2852 | 4723.2066 | 5031.611 | 5235.3212 | 5486.3403 | 5730.5228 | 5973.9841 | 0
F2_Industrial_All_Food Products_New_Process_Natural Gas | F2 | Industrial | All | Food Products | New | Process | Natural Gas | Usage (GWh) | 0 | 0.34761 | 0.35594 | 0.62118 | 0.88577 | 1.1823 | 1.3609 | 1.5683 | 1.773 | 2.0033 | 2.1748 | 2.372 | 2.5667 | 2.7925 | 2.9457 | 3.132 | 3.3181 | 3.5347 | 3.6778 | 3.8542 | 4.0257 | 4.1968 | 0
F3_Industrial_All_Food Products_New_Process_Natural Gas | F3 | Industrial | All | Food Products | New | Process | Natural Gas | Summer Peak Demand (MW) | 0 | 0 | 0 | 0 | 0 | 0 | 0 | 0 | 0 | 0 | 0 | 0 | 0 | 0 | 0 | 0 | 0 | 0 | 0 | 0 | 0 | 0 | 0
F4_Industrial_All_Food Products_New_Process_Natural Gas | F4 | Industrial | All | Food Products | New | Process | Natural Gas | Winter Peak Demand (MW) | 0 | 0 | 0 | 0 | 0 | 0 | 0 | 0 | 0 | 0 | 0 | 0 | 0 | 0 | 0 | 0 | 0 | 0 | 0 | 0 | 0 | 0 | 0
F1_Industrial_All_Food Products_New_Miscellaneous_Natural Gas | F1 | Industrial | All | Food Products | New | Miscellaneous | Natural Gas | Units | 0 | 123.7051 | 126.6671 | 221.058 | 315.2171 | 420.7547 | 484.3137 | 558.0973 | 630.951 | 712.9002 | 773.9355 | 844.1344 | 913.4023 | 993.7551 | 1048.2907 | 1114.5713 | 1180.8016 | 1257.9028 | 1308.8303 | 1371.5851 | 1432.6307 | 1493.496 | 0
F2_Industrial_All_Food Products_New_Miscellaneous_Natural Gas | F2 | Industrial | All | Food Products | New | Miscellaneous | Natural Gas | Usage (GWh) | 0 | 0.0080336 | 0.008226 | 0.014356 | 0.020471 | 0.027324 | 0.031452 | 0.036244 | 0.040975 | 0.046297 | 0.050261 | 0.054819 | 0.059318 | 0.064536 | 0.068078 | 0.072382 | 0.076683 | 0.08169 | 0.084998 | 0.089073 | 0.093037 | 0.09699 | 0
F3_Industrial_All_Food Products_New_Miscellaneous_Natural Gas | F3 | Industrial | All | Food Products | New | Miscellaneous | Natural Gas | Summer Peak Demand (MW) | 0 | 0 | 0 | 0 | 0 | 0 | 0 | 0 | 0 | 0 | 0 | 0 | 0 | 0 | 0 | 0 | 0 | 0 | 0 | 0 | 0 | 0 | 0
F4_Industrial_All_Food Products_New_Miscellaneous_Natural Gas | F4 | Industrial | All | Food Products | New | Miscellaneous | Natural Gas | Winter Peak Demand (MW) | 0 | 0 | 0 | 0 | 0 | 0 | 0 | 0 | 0 | 0 | 0 | 0 | 0 | 0 | 0 | 0 | 0 | 0 | 0 | 0 | 0 | 0 | 0
F1_Industrial_All_Agriculture_Existing_Space Heating_Natural Gas | F1 | Industrial | All | Agriculture | Existing | Space Heating | Natural Gas | Units | 11425.2817 | 11228.2941 | 11034.7028 | 10844.4493 | 10657.476 | 10473.7264 | 10293.1449 | 10115.6769 | 9941.2687 | 9769.8675 | 9601.4215 | 9435.8798 | 9273.1922 | 9113.3096 | 8956.1835 | 8801.7666 | 8650.012 | 8500.8738 | 8354.3071 | 8210.2673 | 8068.711 | 7929.5952 | 0
F2_Industrial_All_Agriculture_Existing_Space Heating_Natural Gas | F2 | Industrial | All | Agriculture | Existing | Space Heating | Natural Gas | Usage (GWh) | 1.0998 | 1.0784 | 1.0573 | 1.0366 | 1.0163 | 0.99641 | 0.97696 | 0.95795 | 0.93937 | 0.92123 | 0.90352 | 0.88626 | 0.86942 | 0.85298 | 0.83693 | 0.82126 | 0.80595 | 0.791 | 0.77638 | 0.76209 | 0.74811 | 0.73445 | 0
F3_Industrial_All_Agriculture_Existing_Space Heating_Natural Gas | F3 | Industrial | All | Agriculture | Existing | Space Heating | Natural Gas | Summer Peak Demand (MW) | 0 | 0 | 0 | 0 | 0 | 0 | 0 | 0 | 0 | 0 | 0 | 0 | 0 | 0 | 0 | 0 | 0 | 0 | 0 | 0 | 0 | 0 | 0
F4_Industrial_All_Agriculture_Existing_Space Heating_Natural Gas | F4 | Industrial | All | Agriculture | Existing | Space Heating | Natural Gas | Winter Peak Demand (MW) | 0 | 0 | 0 | 0 | 0 | 0 | 0 | 0 | 0 | 0 | 0 | 0 | 0 | 0 | 0 | 0 | 0 | 0 | 0 | 0 | 0 | 0 | 0
F1_Industrial_All_Agriculture_Existing_Process_Natural Gas | F1 | Industrial | All | Agriculture | Existing | Process | Natural Gas | Units | 69116.2659 | 67924.6061 | 66753.4922 | 65602.57 | 64471.4912 | 63359.9137 | 62267.5014 | 61193.9238 | 60138.8562 | 59101.9793 | 58082.9797 | 57081.549 | 56097.3844 | 55130.1881 | 54179.6676 | 53245.5354 | 52327.5089 | 51425.3105 | 50538.6672 | 49667.3109 | 48810.9779 | 47969.4094 | 0
F2_Industrial_All_Agriculture_Existing_Process_Natural Gas | F2 | Industrial | All | Agriculture | Existing | Process | Natural Gas | Usage (GWh) | 2.2608 | 2.2219 | 2.1836 | 2.1459 | 2.1089 | 2.0725 | 2.0368 | 2.0017 | 1.9672 | 1.9333 | 1.8999 | 1.8672 | 1.835 | 1.8033 | 1.7723 | 1.7417 | 1.7117 | 1.6822 | 1.6532 | 1.6247 | 1.5966 | 1.5691 | 0
F3_Industrial_All_Agriculture_Existing_Process_Natural Gas | F3 | Industrial | All | Agriculture | Existing | Process | Natural Gas | Summer Peak Demand (MW) | 0 | 0 | 0 | 0 | 0 | 0 | 0 | 0 | 0 | 0 | 0 | 0 | 0 | 0 | 0 | 0 | 0 | 0 | 0 | 0 | 0 | 0 | 0
F4_Industrial_All_Agriculture_Existing_Process_Natural Gas | F4 | Industrial | All | Agriculture | Existing | Process | Natural Gas | Winter Peak Demand (MW) | 0 | 0 | 0 | 0 | 0 | 0 | 0 | 0 | 0 | 0 | 0 | 0 | 0 | 0 | 0 | 0 | 0 | 0 | 0 | 0 | 0 | 0 | 0
F1_Industrial_All_Agriculture_Existing_Miscellaneous_Natural Gas | F1 | Industrial | All | Agriculture | Existing | Miscellaneous | Natural Gas | Units | 17279.0665 | 16981.1515 | 16688.3731 | 16400.6425 | 16117.8728 | 15839.9784 | 15566.8754 | 15298.481 | 15034.714 | 14775.4948 | 14520.7449 | 14270.3873 | 14024.3461 | 13782.547 | 13544.9169 | 13311.3839 | 13081.8772 | 12856.3276 | 12634.6668 | 12416.8277 | 12202.7445 | 11992.3523 | 0
F2_Industrial_All_Agriculture_Existing_Miscellaneous_Natural Gas | F2 | Industrial | All | Agriculture | Existing | Miscellaneous | Natural Gas | Usage (GWh) | 0.3608 | 0.35458 | 0.34847 | 0.34246 | 0.33655 | 0.33075 | 0.32505 | 0.31944 | 0.31394 | 0.30852 | 0.3032 | 0.29798 | 0.29284 | 0.28779 | 0.28283 | 0.27795 | 0.27316 | 0.26845 | 0.26382 | 0.25927 | 0.2548 | 0.25041 | 0
F3_Industrial_All_Agriculture_Existing_Miscellaneous_Natural Gas | F3 | Industrial | All | Agriculture | Existing | Miscellaneous | Natural Gas | Summer Peak Demand (MW) | 0 | 0 | 0 | 0 | 0 | 0 | 0 | 0 | 0 | 0 | 0 | 0 | 0 | 0 | 0 | 0 | 0 | 0 | 0 | 0 | 0 | 0 | 0
F4_Industrial_All_Agriculture_Existing_Miscellaneous_Natural Gas | F4 | Industrial | All | Agriculture | Existing | Miscellaneous | Natural Gas | Winter Peak Demand (MW) | 0 | 0 | 0 | 0 | 0 | 0 | 0 | 0 | 0 | 0 | 0 | 0 | 0 | 0 | 0 | 0 | 0 | 0 | 0 | 0 | 0 | 0 | 0
F1_Industrial_All_Agriculture_New_Space Heating_Natural Gas | F1 | Industrial | All | Agriculture | New | Space Heating | Natural Gas | Units | 0 | 596.1202 | 610.3932 | 1065.2516 | 1518.993 | 2027.566 | 2333.8494 | 2689.4035 | 3040.4768 | 3435.3799 | 3729.5016 | 4067.7819 | 4401.5756 | 4788.7856 | 5051.5865 | 5370.9845 | 5690.1405 | 6061.6814 | 6307.0951 | 6609.5028 | 6903.6743 | 7196.9769 | 0
F2_Industrial_All_Agriculture_New_Space Heating_Natural Gas | F2 | Industrial | All | Agriculture | New | Space Heating | Natural Gas | Usage (GWh) | 0 | 0.054324 | 0.055625 | 0.097076 | 0.13842 | 0.18477 | 0.21268 | 0.24508 | 0.27708 | 0.31306 | 0.33987 | 0.37069 | 0.40111 | 0.4364 | 0.46035 | 0.48945 | 0.51854 | 0.5524 | 0.57476 | 0.60232 | 0.62913 | 0.65586 | 0
F3_Industrial_All_Agriculture_New_Space Heating_Natural Gas | F3 | Industrial | All | Agriculture | New | Space Heating | Natural Gas | Summer Peak Demand (MW) | 0 | 0 | 0 | 0 | 0 | 0 | 0 | 0 | 0 | 0 | 0 | 0 | 0 | 0 | 0 | 0 | 0 | 0 | 0 | 0 | 0 | 0 | 0
F4_Industrial_All_Agriculture_New_Space Heating_Natural Gas | F4 | Industrial | All | Agriculture | New | Space Heating | Natural Gas | Winter Peak Demand (MW) | 0 | 0 | 0 | 0 | 0 | 0 | 0 | 0 | 0 | 0 | 0 | 0 | 0 | 0 | 0 | 0 | 0 | 0 | 0 | 0 | 0 | 0 | 0
F1_Industrial_All_Agriculture_New_Process_Natural Gas | F1 | Industrial | All | Agriculture | New | Process | Natural Gas | Units | 0 | 3606.1781 | 3692.5217 | 6444.1486 | 9189.0184 | 12265.5874 | 14118.4227 | 16269.3171 | 18393.1047 | 20782.0376 | 22561.3015 | 24607.6993 | 26626.9557 | 28969.3495 | 30559.1412 | 32491.3119 | 34422.0192 | 36669.6243 | 38154.2334 | 39983.6228 | 41763.1885 | 43537.4974 | 0
F2_Industrial_All_Agriculture_New_Process_Natural Gas | F2 | Industrial | All | Agriculture | New | Process | Natural Gas | Usage (GWh) | 0 | 0.11796 | 0.12078 | 0.21079 | 0.30058 | 0.40122 | 0.46182 | 0.53218 | 0.60165 | 0.67979 | 0.738 | 0.80493 | 0.87099 | 0.94761 | 0.99961 | 1.0628 | 1.126 | 1.1995 | 1.2481 | 1.3079 | 1.3661 | 1.4241 | 0
F3_Industrial_All_Agriculture_New_Process_Natural Gas | F3 | Industrial | All | Agriculture | New | Process | Natural Gas | Summer Peak Demand (MW) | 0 | 0 | 0 | 0 | 0 | 0 | 0 | 0 | 0 | 0 | 0 | 0 | 0 | 0 | 0 | 0 | 0 | 0 | 0 | 0 | 0 | 0 | 0
F4_Industrial_All_Agriculture_New_Process_Natural Gas | F4 | Industrial | All | Agriculture | New | Process | Natural Gas | Winter Peak Demand (MW) | 0 | 0 | 0 | 0 | 0 | 0 | 0 | 0 | 0 | 0 | 0 | 0 | 0 | 0 | 0 | 0 | 0 | 0 | 0 | 0 | 0 | 0 | 0
F1_Industrial_All_Agriculture_New_Miscellaneous_Natural Gas | F1 | Industrial | All | Agriculture | New | Miscellaneous | Natural Gas | Units | 0 | 901.5445 | 923.1304 | 1611.0371 | 2297.2546 | 3066.3969 | 3529.6057 | 4067.3293 | 4598.2762 | 5195.5094 | 5640.3254 | 6151.9248 | 6656.7389 | 7242.3374 | 7639.7853 | 8122.828 | 8605.5048 | 9167.4061 | 9538.5584 | 9995.9057 | 10440.7971 | 10884.3743 | 0
F2_Industrial_All_Agriculture_New_Miscellaneous_Natural Gas | F2 | Industrial | All | Agriculture | New | Miscellaneous | Natural Gas | Usage (GWh) | 0 | 0.018825 | 0.019276 | 0.03364 | 0.047968 | 0.064029 | 0.073701 | 0.084929 | 0.096015 | 0.10849 | 0.11777 | 0.12846 | 0.139 | 0.15123 | 0.15952 | 0.16961 | 0.17969 | 0.19142 | 0.19917 | 0.20872 | 0.21801 | 0.22727 | 0
F3_Industrial_All_Agriculture_New_Miscellaneous_Natural Gas | F3 | Industrial | All | Agriculture | New | Miscellaneous | Natural Gas | Summer Peak Demand (MW) | 0 | 0 | 0 | 0 | 0 | 0 | 0 | 0 | 0 | 0 | 0 | 0 | 0 | 0 | 0 | 0 | 0 | 0 | 0 | 0 | 0 | 0 | 0
F4_Industrial_All_Agriculture_New_Miscellaneous_Natural Gas | F4 | Industrial | All | Agriculture | New | Miscellaneous | Natural Gas | Winter Peak Demand (MW) | 0 | 0 | 0 | 0 | 0 | 0 | 0 | 0 | 0 | 0 | 0 | 0 | 0 | 0 | 0 | 0 | 0 | 0 | 0 | 0 | 0 | 0 | 0
F1_Industrial_All_Primary Metals_Existing_Space Heating_Natural Gas | F1 | Industrial | All | Primary Metals | Existing | Space Heating | Natural Gas | Units | 258.9237 | 254.4595 | 250.0723 | 245.7607 | 241.5235 | 237.3593 | 233.2669 | 229.245 | 225.2925 | 221.4082 | 217.5908 | 213.8392 | 210.1523 | 206.529 | 202.9682 | 199.4687 | 196.0296 | 192.6498 | 189.3282 | 186.064 | 182.856 | 179.7033 | 0
F2_Industrial_All_Primary Metals_Existing_Space Heating_Natural Gas | F2 | Industrial | All | Primary Metals | Existing | Space Heating | Natural Gas | Usage (GWh) | 0.099674 | 0.097728 | 0.095816 | 0.09394 | 0.092101 | 0.0903 | 0.088538 | 0.086814 | 0.085131 | 0.083487 | 0.081882 | 0.080318 | 0.078791 | 0.077301 | 0.075847 | 0.074427 | 0.07304 | 0.071684 | 0.07036 | 0.069065 | 0.067798 | 0.066559 | 0
F3_Industrial_All_Primary Metals_Existing_Space Heating_Natural Gas | F3 | Industrial | All | Primary Metals | Existing | Space Heating | Natural Gas | Summer Peak Demand (MW) | 0 | 0 | 0 | 0 | 0 | 0 | 0 | 0 | 0 | 0 | 0 | 0 | 0 | 0 | 0 | 0 | 0 | 0 | 0 | 0 | 0 | 0 | 0
F4_Industrial_All_Primary Metals_Existing_Space Heating_Natural Gas | F4 | Industrial | All | Primary Metals | Existing | Space Heating | Natural Gas | Winter Peak Demand (MW) | 0 | 0 | 0 | 0 | 0 | 0 | 0 | 0 | 0 | 0 | 0 | 0 | 0 | 0 | 0 | 0 | 0 | 0 | 0 | 0 | 0 | 0 | 0
F1_Industrial_All_Primary Metals_Existing_Process_Natural Gas | F1 | Industrial | All | Primary Metals | Existing | Process | Natural Gas | Units | 1097.1957 | 1078.2785 | 1059.6875 | 1041.417 | 1023.4616 | 1005.8157 | 988.474 | 971.4314 | 954.6825 | 938.2225 | 922.0463 | 906.1489 | 890.5256 | 875.1718 | 860.0826 | 845.2536 | 830.6802 | 816.3582 | 802.283 | 788.4506 | 774.8566 | 761.497 | 0
F2_Industrial_All_Primary Metals_Existing_Process_Natural Gas | F2 | Industrial | All | Primary Metals | Existing | Process | Natural Gas | Usage (GWh) | 2.5718 | 2.5274 | 2.4838 | 2.441 | 2.3989 | 2.3576 | 2.3169 | 2.277 | 2.2377 | 2.1991 | 2.1612 | 2.124 | 2.0873 | 2.0513 | 2.016 | 1.9812 | 1.9471 | 1.9135 | 1.8805 | 1.8481 | 1.8162 | 1.7849 | 0
F3_Industrial_All_Primary Metals_Existing_Process_Natural Gas | F3 | Industrial | All | Primary Metals | Existing | Process | Natural Gas | Summer Peak Demand (MW) | 0 | 0 | 0 | 0 | 0 | 0 | 0 | 0 | 0 | 0 | 0 | 0 | 0 | 0 | 0 | 0 | 0 | 0 | 0 | 0 | 0 | 0 | 0
F4_Industrial_All_Primary Metals_Existing_Process_Natural Gas | F4 | Industrial | All | Primary Metals | Existing | Process | Natural Gas | Winter Peak Demand (MW) | 0 | 0 | 0 | 0 | 0 | 0 | 0 | 0 | 0 | 0 | 0 | 0 | 0 | 0 | 0 | 0 | 0 | 0 | 0 | 0 | 0 | 0 | 0
F1_Industrial_All_Primary Metals_Existing_Miscellaneous_Natural Gas | F1 | Industrial | All | Primary Metals | Existing | Miscellaneous | Natural Gas | Units | 274.2989 | 269.5696 | 264.9219 | 260.3543 | 255.8654 | 251.4539 | 247.1185 | 242.8578 | 238.6706 | 234.5556 | 230.5116 | 226.5372 | 222.6314 | 218.7929 | 215.0206 | 211.3134 | 207.6701 | 204.0895 | 200.5708 | 197.1126 | 193.7141 | 190.3742 | 0
F2_Industrial_All_Primary Metals_Existing_Miscellaneous_Natural Gas | F2 | Industrial | All | Primary Metals | Existing | Miscellaneous | Natural Gas | Usage (GWh) | 0.10853 | 0.10666 | 0.10482 | 0.10302 | 0.10124 | 0.099494 | 0.097779 | 0.096093 | 0.094436 | 0.092808 | 0.091208 | 0.089635 | 0.08809 | 0.086571 | 0.085078 | 0.083611 | 0.08217 | 0.080753 | 0.079361 | 0.077993 | 0.076648 | 0.075326 | 0
F3_Industrial_All_Primary Metals_Existing_Miscellaneous_Natural Gas | F3 | Industrial | All | Primary Metals | Existing | Miscellaneous | Natural Gas | Summer Peak Demand (MW) | 0 | 0 | 0 | 0 | 0 | 0 | 0 | 0 | 0 | 0 | 0 | 0 | 0 | 0 | 0 | 0 | 0 | 0 | 0 | 0 | 0 | 0 | 0
F4_Industrial_All_Primary Metals_Existing_Miscellaneous_Natural Gas | F4 | Industrial | All | Primary Metals | Existing | Miscellaneous | Natural Gas | Winter Peak Demand (MW) | 0 | 0 | 0 | 0 | 0 | 0 | 0 | 0 | 0 | 0 | 0 | 0 | 0 | 0 | 0 | 0 | 0 | 0 | 0 | 0 | 0 | 0 | 0
F1_Industrial_All_Primary Metals_New_Space Heating_Natural Gas | F1 | Industrial | All | Primary Metals | New | Space Heating | Natural Gas | Units | 0 | 13.5095 | 13.8329 | 24.1411 | 34.424 | 45.9494 | 52.8905 | 60.9482 | 68.9044 | 77.8538 | 84.5193 | 92.1855 | 99.7501 | 108.5251 | 114.4808 | 121.7191 | 128.952 | 137.372 | 142.9336 | 149.7869 | 156.4535 | 163.1004 | 0
F2_Industrial_All_Primary Metals_New_Space Heating_Natural Gas | F2 | Industrial | All | Primary Metals | New | Space Heating | Natural Gas | Usage (GWh) | 0 | 0.0049231 | 0.005041 | 0.0087975 | 0.012545 | 0.016745 | 0.019274 | 0.022211 | 0.02511 | 0.028372 | 0.030801 | 0.033594 | 0.036351 | 0.039549 | 0.041719 | 0.044357 | 0.046993 | 0.050061 | 0.052088 | 0.054585 | 0.057015 | 0.059437 | 0
F3_Industrial_All_Primary Metals_New_Space Heating_Natural Gas | F3 | Industrial | All | Primary Metals | New | Space Heating | Natural Gas | Summer Peak Demand (MW) | 0 | 0 | 0 | 0 | 0 | 0 | 0 | 0 | 0 | 0 | 0 | 0 | 0 | 0 | 0 | 0 | 0 | 0 | 0 | 0 | 0 | 0 | 0
F4_Industrial_All_Primary Metals_New_Space Heating_Natural Gas | F4 | Industrial | All | Primary Metals | New | Space Heating | Natural Gas | Winter Peak Demand (MW) | 0 | 0 | 0 | 0 | 0 | 0 | 0 | 0 | 0 | 0 | 0 | 0 | 0 | 0 | 0 | 0 | 0 | 0 | 0 | 0 | 0 | 0 | 0
F1_Industrial_All_Primary Metals_New_Process_Natural Gas | F1 | Industrial | All | Primary Metals | New | Process | Natural Gas | Units | 0 | 57.2468 | 58.6174 | 102.2985 | 145.8723 | 194.7118 | 224.1248 | 258.2695 | 291.9839 | 329.9073 | 358.1525 | 390.6383 | 422.6933 | 459.8779 | 485.1153 | 515.7878 | 546.4371 | 582.117 | 605.6846 | 634.7255 | 662.9755 | 691.142 | 0
F2_Industrial_All_Primary Metals_New_Process_Natural Gas | F2 | Industrial | All | Primary Metals | New | Process | Natural Gas | Usage (GWh) | 0 | 0.13418 | 0.1374 | 0.23978 | 0.34191 | 0.45639 | 0.52533 | 0.60537 | 0.68439 | 0.77328 | 0.83948 | 0.91563 | 0.99076 | 1.0779 | 1.1371 | 1.209 | 1.2808 | 1.3644 | 1.4197 | 1.4878 | 1.554 | 1.62 | 0
F3_Industrial_All_Primary Metals_New_Process_Natural Gas | F3 | Industrial | All | Primary Metals | New | Process | Natural Gas | Summer Peak Demand (MW) | 0 | 0 | 0 | 0 | 0 | 0 | 0 | 0 | 0 | 0 | 0 | 0 | 0 | 0 | 0 | 0 | 0 | 0 | 0 | 0 | 0 | 0 | 0
F4_Industrial_All_Primary Metals_New_Process_Natural Gas | F4 | Industrial | All | Primary Metals | New | Process | Natural Gas | Winter Peak Demand (MW) | 0 | 0 | 0 | 0 | 0 | 0 | 0 | 0 | 0 | 0 | 0 | 0 | 0 | 0 | 0 | 0 | 0 | 0 | 0 | 0 | 0 | 0 | 0
F1_Industrial_All_Primary Metals_New_Miscellaneous_Natural Gas | F1 | Industrial | All | Primary Metals | New | Miscellaneous | Natural Gas | Units | 0 | 14.3117 | 14.6544 | 25.5746 | 36.4681 | 48.6779 | 56.0312 | 64.5674 | 72.996 | 82.4768 | 89.5381 | 97.6596 | 105.6733 | 114.9695 | 121.2788 | 128.9469 | 136.6093 | 145.5292 | 151.4212 | 158.6814 | 165.7439 | 172.7855 | 0
F2_Industrial_All_Primary Metals_New_Miscellaneous_Natural Gas | F2 | Industrial | All | Primary Metals | New | Miscellaneous | Natural Gas | Usage (GWh) | 0 | 0.0056628 | 0.0057984 | 0.010119 | 0.01443 | 0.019261 | 0.02217 | 0.025548 | 0.028883 | 0.032634 | 0.035428 | 0.038641 | 0.041812 | 0.045491 | 0.047987 | 0.051021 | 0.054053 | 0.057582 | 0.059914 | 0.062786 | 0.065581 | 0.068367 | 0
F3_Industrial_All_Primary Metals_New_Miscellaneous_Natural Gas | F3 | Industrial | All | Primary Metals | New | Miscellaneous | Natural Gas | Summer Peak Demand (MW) | 0 | 0 | 0 | 0 | 0 | 0 | 0 | 0 | 0 | 0 | 0 | 0 | 0 | 0 | 0 | 0 | 0 | 0 | 0 | 0 | 0 | 0 | 0
F4_Industrial_All_Primary Metals_New_Miscellaneous_Natural Gas | F4 | Industrial | All | Primary Metals | New | Miscellaneous | Natural Gas | Winter Peak Demand (MW) | 0 | 0 | 0 | 0 | 0 | 0 | 0 | 0 | 0 | 0 | 0 | 0 | 0 | 0 | 0 | 0 | 0 | 0 | 0 | 0 | 0 | 0 | 0
F1_Industrial_All_Stone, Clay, and Glass_Existing_Space Heating_Natural Gas | F1 | Industrial | All | Stone, Clay, and Glass | Existing | Space Heating | Natural Gas | Units | 222.3705 | 218.5365 | 214.7687 | 211.0657 | 207.4267 | 203.8504 | 200.3357 | 196.8816 | 193.4871 | 190.1511 | 186.8727 | 183.6507 | 180.4843 | 177.3725 | 174.3144 | 171.309 | 168.3554 | 165.4527 | 162.6001 | 159.7966 | 157.0415 | 154.3339 | 0
F2_Industrial_All_Stone, Clay, and Glass_Existing_Space Heating_Natural Gas | F2 | Industrial | All | Stone, Clay, and Glass | Existing | Space Heating | Natural Gas | Usage (GWh) | 0.102 | 0.1 | 0.098048 | 0.096128 | 0.094246 | 0.092403 | 0.0906 | 0.088837 | 0.087114 | 0.085431 | 0.083789 | 0.082188 | 0.080626 | 0.079102 | 0.077614 | 0.076161 | 0.074741 | 0.073354 | 0.071998 | 0.070673 | 0.069377 | 0.06811 | 0
F3_Industrial_All_Stone, Clay, and Glass_Existing_Space Heating_Natural Gas | F3 | Industrial | All | Stone, Clay, and Glass | Existing | Space Heating | Natural Gas | Summer Peak Demand (MW) | 0 | 0 | 0 | 0 | 0 | 0 | 0 | 0 | 0 | 0 | 0 | 0 | 0 | 0 | 0 | 0 | 0 | 0 | 0 | 0 | 0 | 0 | 0
F4_Industrial_All_Stone, Clay, and Glass_Existing_Space Heating_Natural Gas | F4 | Industrial | All | Stone, Clay, and Glass | Existing | Space Heating | Natural Gas | Winter Peak Demand (MW) | 0 | 0 | 0 | 0 | 0 | 0 | 0 | 0 | 0 | 0 | 0 | 0 | 0 | 0 | 0 | 0 | 0 | 0 | 0 | 0 | 0 | 0 | 0
F1_Industrial_All_Stone, Clay, and Glass_Existing_Process_Natural Gas | F1 | Industrial | All | Stone, Clay, and Glass | Existing | Process | Natural Gas | Units | 1411.8318 | 1387.4899 | 1363.5676 | 1340.0579 | 1316.9534 | 1294.2473 | 1271.9327 | 1250.0028 | 1228.4511 | 1207.2709 | 1186.4559 | 1165.9997 | 1145.8963 | 1126.1394 | 1106.7233 | 1087.6418 | 1068.8894 | 1050.4602 | 1032.3489 | 1014.5497 | 997.0575 | 979.8669 | 0
F2_Industrial_All_Stone, Clay, and Glass_Existing_Process_Natural Gas | F2 | Industrial | All | Stone, Clay, and Glass | Existing | Process | Natural Gas | Usage (GWh) | 1.9875 | 1.9533 | 1.9196 | 1.8865 | 1.854 | 1.822 | 1.7906 | 1.7597 | 1.7294 | 1.6996 | 1.6703 | 1.6415 | 1.6132 | 1.5853 | 1.558 | 1.5312 | 1.5048 | 1.4788 | 1.4533 | 1.4283 | 1.4036 | 1.3794 | 0
F3_Industrial_All_Stone, Clay, and Glass_Existing_Process_Natural Gas | F3 | Industrial | All | Stone, Clay, and Glass | Existing | Process | Natural Gas | Summer Peak Demand (MW) | 0 | 0 | 0 | 0 | 0 | 0 | 0 | 0 | 0 | 0 | 0 | 0 | 0 | 0 | 0 | 0 | 0 | 0 | 0 | 0 | 0 | 0 | 0
F4_Industrial_All_Stone, Clay, and Glass_Existing_Process_Natural Gas | F4 | Industrial | All | Stone, Clay, and Glass | Existing | Process | Natural Gas | Winter Peak Demand (MW) | 0 | 0 | 0 | 0 | 0 | 0 | 0 | 0 | 0 | 0 | 0 | 0 | 0 | 0 | 0 | 0 | 0 | 0 | 0 | 0 | 0 | 0 | 0
F1_Industrial_All_Stone, Clay, and Glass_Existing_Miscellaneous_Natural Gas | F1 | Industrial | All | Stone, Clay, and Glass | Existing | Miscellaneous | Natural Gas | Units | 352.958 | 346.8725 | 340.8919 | 335.0145 | 329.2384 | 323.5618 | 317.9832 | 312.5007 | 307.1128 | 301.8177 | 296.614 | 291.4999 | 286.4741 | 281.5349 | 276.6808 | 271.9105 | 267.2223 | 262.6151 | 258.0872 | 253.6374 | 249.2644 | 244.9667 | 0
F2_Industrial_All_Stone, Clay, and Glass_Existing_Miscellaneous_Natural Gas | F2 | Industrial | All | Stone, Clay, and Glass | Existing | Miscellaneous | Natural Gas | Usage (GWh) | 0.13347 | 0.13117 | 0.12891 | 0.12669 | 0.1245 | 0.12236 | 0.12025 | 0.11818 | 0.11614 | 0.11414 | 0.11217 | 0.11023 | 0.10833 | 0.10647 | 0.10463 | 0.10283 | 0.10105 | 0.099311 | 0.097598 | 0.095916 | 0.094262 | 0.092637 | 0
F3_Industrial_All_Stone, Clay, and Glass_Existing_Miscellaneous_Natural Gas | F3 | Industrial | All | Stone, Clay, and Glass | Existing | Miscellaneous | Natural Gas | Summer Peak Demand (MW) | 0 | 0 | 0 | 0 | 0 | 0 | 0 | 0 | 0 | 0 | 0 | 0 | 0 | 0 | 0 | 0 | 0 | 0 | 0 | 0 | 0 | 0 | 0
F4_Industrial_All_Stone, Clay, and Glass_Existing_Miscellaneous_Natural Gas | F4 | Industrial | All | Stone, Clay, and Glass | Existing | Miscellaneous | Natural Gas | Winter Peak Demand (MW) | 0 | 0 | 0 | 0 | 0 | 0 | 0 | 0 | 0 | 0 | 0 | 0 | 0 | 0 | 0 | 0 | 0 | 0 | 0 | 0 | 0 | 0 | 0
F1_Industrial_All_Stone, Clay, and Glass_New_Space Heating_Natural Gas | F1 | Industrial | All | Stone, Clay, and Glass | New | Space Heating | Natural Gas | Units | 0 | 11.6023 | 11.8801 | 20.733 | 29.5642 | 39.4626 | 45.4238 | 52.3439 | 59.1769 | 66.8629 | 72.5874 | 79.1713 | 85.668 | 93.2042 | 98.3191 | 104.5356 | 110.7473 | 117.9786 | 122.7551 | 128.6409 | 134.3664 | 140.0749 | 0
F2_Industrial_All_Stone, Clay, and Glass_New_Space Heating_Natural Gas | F2 | Industrial | All | Stone, Clay, and Glass | New | Space Heating | Natural Gas | Usage (GWh) | 0 | 0.0050378 | 0.0051584 | 0.0090024 | 0.012837 | 0.017135 | 0.019723 | 0.022728 | 0.025695 | 0.029032 | 0.031518 | 0.034377 | 0.037198 | 0.04047 | 0.042691 | 0.04539 | 0.048087 | 0.051227 | 0.053301 | 0.055857 | 0.058343 | 0.060822 | 0
F3_Industrial_All_Stone, Clay, and Glass_New_Space Heating_Natural Gas | F3 | Industrial | All | Stone, Clay, and Glass | New | Space Heating | Natural Gas | Summer Peak Demand (MW) | 0 | 0 | 0 | 0 | 0 | 0 | 0 | 0 | 0 | 0 | 0 | 0 | 0 | 0 | 0 | 0 | 0 | 0 | 0 | 0 | 0 | 0 | 0
F4_Industrial_All_Stone, Clay, and Glass_New_Space Heating_Natural Gas | F4 | Industrial | All | Stone, Clay, and Glass | New | Space Heating | Natural Gas | Winter Peak Demand (MW) | 0 | 0 | 0 | 0 | 0 | 0 | 0 | 0 | 0 | 0 | 0 | 0 | 0 | 0 | 0 | 0 | 0 | 0 | 0 | 0 | 0 | 0 | 0
F1_Industrial_All_Stone, Clay, and Glass_New_Process_Natural Gas | F1 | Industrial | All | Stone, Clay, and Glass | New | Process | Natural Gas | Units | 0 | 73.6631 | 75.4268 | 131.6341 | 187.7033 | 250.5481 | 288.3958 | 332.3319 | 375.7143 | 424.5128 | 460.8577 | 502.6593 | 543.9065 | 591.7543 | 624.2289 | 663.6971 | 703.1355 | 749.0472 | 779.3731 | 816.7419 | 853.0929 | 889.3366 | 0
F2_Industrial_All_Stone, Clay, and Glass_New_Process_Natural Gas | F2 | Industrial | All | Stone, Clay, and Glass | New | Process | Natural Gas | Usage (GWh) | 0 | 0.1037 | 0.10618 | 0.18531 | 0.26424 | 0.35271 | 0.406 | 0.46785 | 0.52892 | 0.59762 | 0.64878 | 0.70763 | 0.7657 | 0.83305 | 0.87877 | 0.93433 | 0.98985 | 1.0545 | 1.0972 | 1.1498 | 1.201 | 1.252 | 0
F3_Industrial_All_Stone, Clay, and Glass_New_Process_Natural Gas | F3 | Industrial | All | Stone, Clay, and Glass | New | Process | Natural Gas | Summer Peak Demand (MW) | 0 | 0 | 0 | 0 | 0 | 0 | 0 | 0 | 0 | 0 | 0 | 0 | 0 | 0 | 0 | 0 | 0 | 0 | 0 | 0 | 0 | 0 | 0
F4_Industrial_All_Stone, Clay, and Glass_New_Process_Natural Gas | F4 | Industrial | All | Stone, Clay, and Glass | New | Process | Natural Gas | Winter Peak Demand (MW) | 0 | 0 | 0 | 0 | 0 | 0 | 0 | 0 | 0 | 0 | 0 | 0 | 0 | 0 | 0 | 0 | 0 | 0 | 0 | 0 | 0 | 0 | 0
F1_Industrial_All_Stone, Clay, and Glass_New_Miscellaneous_Natural Gas | F1 | Industrial | All | Stone, Clay, and Glass | New | Miscellaneous | Natural Gas | Units | 0 | 18.4158 | 18.8567 | 32.9085 | 46.9258 | 62.637 | 72.0989 | 83.083 | 93.9286 | 106.1282 | 115.2144 | 125.6648 | 135.9766 | 147.9386 | 156.0572 | 165.9243 | 175.7839 | 187.2618 | 194.8433 | 204.1855 | 213.2732 | 222.3341 | 0
F2_Industrial_All_Stone, Clay, and Glass_New_Miscellaneous_Natural Gas | F2 | Industrial | All | Stone, Clay, and Glass | New | Miscellaneous | Natural Gas | Usage (GWh) | 0 | 0.0069641 | 0.0071309 | 0.012445 | 0.017745 | 0.023687 | 0.027265 | 0.031419 | 0.03552 | 0.040133 | 0.04357 | 0.047521 | 0.051421 | 0.055945 | 0.059015 | 0.062746 | 0.066475 | 0.070815 | 0.073682 | 0.077215 | 0.080652 | 0.084078 | 0
F3_Industrial_All_Stone, Clay, and Glass_New_Miscellaneous_Natural Gas | F3 | Industrial | All | Stone, Clay, and Glass | New | Miscellaneous | Natural Gas | Summer Peak Demand (MW) | 0 | 0 | 0 | 0 | 0 | 0 | 0 | 0 | 0 | 0 | 0 | 0 | 0 | 0 | 0 | 0 | 0 | 0 | 0 | 0 | 0 | 0 | 0
F4_Industrial_All_Stone, Clay, and Glass_New_Miscellaneous_Natural Gas | F4 | Industrial | All | Stone, Clay, and Glass | New | Miscellaneous | Natural Gas | Winter Peak Demand (MW) | 0 | 0 | 0 | 0 | 0 | 0 | 0 | 0 | 0 | 0 | 0 | 0 | 0 | 0 | 0 | 0 | 0 | 0 | 0 | 0 | 0 | 0 | 0
F1_Industrial_All_Petroleum_Existing_Space Heating_Natural Gas | F1 | Industrial | All | Petroleum | Existing | Space Heating | Natural Gas | Units | 0.29709 | 0.29197 | 0.28694 | 0.28199 | 0.27713 | 0.27235 | 0.26765 | 0.26304 | 0.2585 | 0.25405 | 0.24967 | 0.24536 | 0.24113 | 0.23697 | 0.23289 | 0.22887 | 0.22493 | 0.22105 | 0.21724 | 0.21349 | 0.20981 | 0.20619 | 0
F2_Industrial_All_Petroleum_Existing_Space Heating_Natural Gas | F2 | Industrial | All | Petroleum | Existing | Space Heating | Natural Gas | Usage (GWh) | 0.0056769 | 0.0055524 | 0.0054301 | 0.0053104 | 0.0051932 | 0.0050788 | 0.0049672 | 0.0048586 | 0.004753 | 0.0046504 | 0.004551 | 0.0044547 | 0.0043613 | 0.0042708 | 0.004183 | 0.0040977 | 0.0040149 | 0.0039345 | 0.0038563 | 0.0037802 | 0.0037062 | 0.0036341 | 0
F3_Industrial_All_Petroleum_Existing_Space Heating_Natural Gas | F3 | Industrial | All | Petroleum | Existing | Space Heating | Natural Gas | Summer Peak Demand (MW) | 0 | 0 | 0 | 0 | 0 | 0 | 0 | 0 | 0 | 0 | 0 | 0 | 0 | 0 | 0 | 0 | 0 | 0 | 0 | 0 | 0 | 0 | 0
F4_Industrial_All_Petroleum_Existing_Space Heating_Natural Gas | F4 | Industrial | All | Petroleum | Existing | Space Heating | Natural Gas | Winter Peak Demand (MW) | 0 | 0 | 0 | 0 | 0 | 0 | 0 | 0 | 0 | 0 | 0 | 0 | 0 | 0 | 0 | 0 | 0 | 0 | 0 | 0 | 0 | 0 | 0
F1_Industrial_All_Petroleum_Existing_Process_Natural Gas | F1 | Industrial | All | Petroleum | Existing | Process | Natural Gas | Units | 76.9366 | 75.6102 | 74.3065 | 73.0254 | 71.7663 | 70.529 | 69.313 | 68.1179 | 66.9435 | 65.7893 | 64.655 | 63.5402 | 62.4447 | 61.3681 | 60.31 | 59.2702 | 58.2483 | 57.244 | 56.257 | 55.2871 | 54.3339 | 53.3971 | 0
F2_Industrial_All_Petroleum_Existing_Process_Natural Gas | F2 | Industrial | All | Petroleum | Existing | Process | Natural Gas | Usage (GWh) | 1.376 | 1.3523 | 1.329 | 1.306 | 1.2835 | 1.2614 | 1.2396 | 1.2183 | 1.1973 | 1.1766 | 1.1563 | 1.1364 | 1.1168 | 1.0976 | 1.0786 | 1.06 | 1.0418 | 1.0238 | 1.0061 | 0.98879 | 0.97175 | 0.95499 | 0
F3_Industrial_All_Petroleum_Existing_Process_Natural Gas | F3 | Industrial | All | Petroleum | Existing | Process | Natural Gas | Summer Peak Demand (MW) | 0 | 0 | 0 | 0 | 0 | 0 | 0 | 0 | 0 | 0 | 0 | 0 | 0 | 0 | 0 | 0 | 0 | 0 | 0 | 0 | 0 | 0 | 0
F4_Industrial_All_Petroleum_Existing_Process_Natural Gas | F4 | Industrial | All | Petroleum | Existing | Process | Natural Gas | Winter Peak Demand (MW) | 0 | 0 | 0 | 0 | 0 | 0 | 0 | 0 | 0 | 0 | 0 | 0 | 0 | 0 | 0 | 0 | 0 | 0 | 0 | 0 | 0 | 0 | 0
F1_Industrial_All_Petroleum_Existing_Miscellaneous_Natural Gas | F1 | Industrial | All | Petroleum | Existing | Miscellaneous | Natural Gas | Units | 19.2342 | 18.9025 | 18.5766 | 18.2563 | 17.9416 | 17.6322 | 17.3282 | 17.0295 | 16.7359 | 16.4473 | 16.1637 | 15.8851 | 15.6112 | 15.342 | 15.0775 | 14.8175 | 14.5621 | 14.311 | 14.0643 | 13.8218 | 13.5835 | 13.3493 | 0
F2_Industrial_All_Petroleum_Existing_Miscellaneous_Natural Gas | F2 | Industrial | All | Petroleum | Existing | Miscellaneous | Natural Gas | Usage (GWh) | 0.071914 | 0.070675 | 0.069456 | 0.068258 | 0.067082 | 0.065925 | 0.064788 | 0.063671 | 0.062574 | 0.061495 | 0.060434 | 0.059392 | 0.058368 | 0.057362 | 0.056373 | 0.055401 | 0.054446 | 0.053507 | 0.052585 | 0.051678 | 0.050787 | 0.049911 | 0
F3_Industrial_All_Petroleum_Existing_Miscellaneous_Natural Gas | F3 | Industrial | All | Petroleum | Existing | Miscellaneous | Natural Gas | Summer Peak Demand (MW) | 0 | 0 | 0 | 0 | 0 | 0 | 0 | 0 | 0 | 0 | 0 | 0 | 0 | 0 | 0 | 0 | 0 | 0 | 0 | 0 | 0 | 0 | 0
F4_Industrial_All_Petroleum_Existing_Miscellaneous_Natural Gas | F4 | Industrial | All | Petroleum | Existing | Miscellaneous | Natural Gas | Winter Peak Demand (MW) | 0 | 0 | 0 | 0 | 0 | 0 | 0 | 0 | 0 | 0 | 0 | 0 | 0 | 0 | 0 | 0 | 0 | 0 | 0 | 0 | 0 | 0 | 0
F1_Industrial_All_Petroleum_New_Space Heating_Natural Gas | F1 | Industrial | All | Petroleum | New | Space Heating | Natural Gas | Units | 0 | 0.015501 | 0.015872 | 0.0277 | 0.039498 | 0.052723 | 0.060687 | 0.069933 | 0.079062 | 0.08933 | 0.096978 | 0.10577 | 0.11445 | 0.12452 | 0.13136 | 0.13966 | 0.14796 | 0.15762 | 0.164 | 0.17187 | 0.17952 | 0.18714 | 0
F2_Industrial_All_Petroleum_New_Space Heating_Natural Gas | F2 | Industrial | All | Petroleum | New | Space Heating | Natural Gas | Usage (GWh) | 0 | 0.00026379 | 0.00027011 | 0.00047139 | 0.00067217 | 0.00089722 | 0.0010328 | 0.0011901 | 0.0013455 | 0.0015202 | 0.0016504 | 0.0018 | 0.0019478 | 0.0021191 | 0.0022354 | 0.0023767 | 0.002518 | 0.0026824 | 0.002791 | 0.0029248 | 0.003055 | 0.0031848 | 0
F3_Industrial_All_Petroleum_New_Space Heating_Natural Gas | F3 | Industrial | All | Petroleum | New | Space Heating | Natural Gas | Summer Peak Demand (MW) | 0 | 0 | 0 | 0 | 0 | 0 | 0 | 0 | 0 | 0 | 0 | 0 | 0 | 0 | 0 | 0 | 0 | 0 | 0 | 0 | 0 | 0 | 0
F4_Industrial_All_Petroleum_New_Space Heating_Natural Gas | F4 | Industrial | All | Petroleum | New | Space Heating | Natural Gas | Winter Peak Demand (MW) | 0 | 0 | 0 | 0 | 0 | 0 | 0 | 0 | 0 | 0 | 0 | 0 | 0 | 0 | 0 | 0 | 0 | 0 | 0 | 0 | 0 | 0 | 0
F1_Industrial_All_Petroleum_New_Process_Natural Gas | F1 | Industrial | All | Petroleum | New | Process | Natural Gas | Units | 0 | 4.0142 | 4.1103 | 7.1733 | 10.2287 | 13.6534 | 15.7159 | 18.1102 | 20.4743 | 23.1335 | 25.1141 | 27.392 | 29.6397 | 32.2472 | 34.0169 | 36.1676 | 38.3168 | 40.8187 | 42.4713 | 44.5077 | 46.4886 | 48.4637 | 0
F2_Industrial_All_Petroleum_New_Process_Natural Gas | F2 | Industrial | All | Petroleum | New | Process | Natural Gas | Usage (GWh) | 0 | 0.071793 | 0.073512 | 0.12829 | 0.18294 | 0.24419 | 0.28107 | 0.3239 | 0.36618 | 0.41374 | 0.44916 | 0.4899 | 0.5301 | 0.57673 | 0.60838 | 0.64685 | 0.68529 | 0.73003 | 0.75959 | 0.79601 | 0.83144 | 0.86676 | 0
F3_Industrial_All_Petroleum_New_Process_Natural Gas | F3 | Industrial | All | Petroleum | New | Process | Natural Gas | Summer Peak Demand (MW) | 0 | 0 | 0 | 0 | 0 | 0 | 0 | 0 | 0 | 0 | 0 | 0 | 0 | 0 | 0 | 0 | 0 | 0 | 0 | 0 | 0 | 0 | 0
F4_Industrial_All_Petroleum_New_Process_Natural Gas | F4 | Industrial | All | Petroleum | New | Process | Natural Gas | Winter Peak Demand (MW) | 0 | 0 | 0 | 0 | 0 | 0 | 0 | 0 | 0 | 0 | 0 | 0 | 0 | 0 | 0 | 0 | 0 | 0 | 0 | 0 | 0 | 0 | 0
F1_Industrial_All_Petroleum_New_Miscellaneous_Natural Gas | F1 | Industrial | All | Petroleum | New | Miscellaneous | Natural Gas | Units | 0 | 1.0036 | 1.0276 | 1.7933 | 2.5572 | 3.4134 | 3.929 | 4.5275 | 5.1186 | 5.7834 | 6.2785 | 6.848 | 7.4099 | 8.0618 | 8.5042 | 9.0419 | 9.5792 | 10.2047 | 10.6178 | 11.1269 | 11.6222 | 12.1159 | 0
F2_Industrial_All_Petroleum_New_Miscellaneous_Natural Gas | F2 | Industrial | All | Petroleum | New | Miscellaneous | Natural Gas | Usage (GWh) | 0 | 0.0037522 | 0.003842 | 0.006705 | 0.009561 | 0.012762 | 0.01469 | 0.016928 | 0.019138 | 0.021623 | 0.023475 | 0.025604 | 0.027705 | 0.030142 | 0.031796 | 0.033807 | 0.035816 | 0.038154 | 0.039699 | 0.041602 | 0.043454 | 0.0453 | 0
F3_Industrial_All_Petroleum_New_Miscellaneous_Natural Gas | F3 | Industrial | All | Petroleum | New | Miscellaneous | Natural Gas | Summer Peak Demand (MW) | 0 | 0 | 0 | 0 | 0 | 0 | 0 | 0 | 0 | 0 | 0 | 0 | 0 | 0 | 0 | 0 | 0 | 0 | 0 | 0 | 0 | 0 | 0
F4_Industrial_All_Petroleum_New_Miscellaneous_Natural Gas | F4 | Industrial | All | Petroleum | New | Miscellaneous | Natural Gas | Winter Peak Demand (MW) | 0 | 0 | 0 | 0 | 0 | 0 | 0 | 0 | 0 | 0 | 0 | 0 | 0 | 0 | 0 | 0 | 0 | 0 | 0 | 0 | 0 | 0 | 0
F1_Industrial_All_Paper and Printing_Existing_Space Heating_Natural Gas | F1 | Industrial | All | Paper and Printing | Existing | Space Heating | Natural Gas | Units | 54.0248 | 53.0933 | 52.1779 | 51.2783 | 50.3942 | 49.5253 | 48.6715 | 47.8323 | 47.0076 | 46.1971 | 45.4006 | 44.6179 | 43.8486 | 43.0926 | 42.3496 | 41.6194 | 40.9019 | 40.1966 | 39.5036 | 38.8225 | 38.1532 | 37.4953 | 0
F2_Industrial_All_Paper and Printing_Existing_Space Heating_Natural Gas | F2 | Industrial | All | Paper and Printing | Existing | Space Heating | Natural Gas | Usage (GWh) | 0.071598 | 0.070199 | 0.068826 | 0.067479 | 0.066158 | 0.064864 | 0.063598 | 0.06236 | 0.061151 | 0.05997 | 0.058817 | 0.057693 | 0.056597 | 0.055527 | 0.054482 | 0.053462 | 0.052466 | 0.051492 | 0.05054 | 0.04961 | 0.048701 | 0.047811 | 0
F3_Industrial_All_Paper and Printing_Existing_Space Heating_Natural Gas | F3 | Industrial | All | Paper and Printing | Existing | Space Heating | Natural Gas | Summer Peak Demand (MW) | 0 | 0 | 0 | 0 | 0 | 0 | 0 | 0 | 0 | 0 | 0 | 0 | 0 | 0 | 0 | 0 | 0 | 0 | 0 | 0 | 0 | 0 | 0
F4_Industrial_All_Paper and Printing_Existing_Space Heating_Natural Gas | F4 | Industrial | All | Paper and Printing | Existing | Space Heating | Natural Gas | Winter Peak Demand (MW) | 0 | 0 | 0 | 0 | 0 | 0 | 0 | 0 | 0 | 0 | 0 | 0 | 0 | 0 | 0 | 0 | 0 | 0 | 0 | 0 | 0 | 0 | 0
F1_Industrial_All_Paper and Printing_Existing_Process_Natural Gas | F1 | Industrial | All | Paper and Printing | Existing | Process | Natural Gas | Units | 250.5617 | 246.2417 | 241.9962 | 237.8238 | 233.7234 | 229.6937 | 225.7335 | 221.8415 | 218.0166 | 214.2577 | 210.5636 | 206.9332 | 203.3654 | 199.8591 | 196.4133 | 193.0268 | 189.6988 | 186.4281 | 183.2138 | 180.055 | 176.9506 | 173.8997 | 0
F2_Industrial_All_Paper and Printing_Existing_Process_Natural Gas | F2 | Industrial | All | Paper and Printing | Existing | Process | Natural Gas | Usage (GWh) | 0.33149 | 0.32577 | 0.32015 | 0.31463 | 0.30921 | 0.30388 | 0.29864 | 0.29349 | 0.28843 | 0.28346 | 0.27857 | 0.27377 | 0.26905 | 0.26441 | 0.25985 | 0.25537 | 0.25097 | 0.24664 | 0.24239 | 0.23821 | 0.2341 | 0.23006 | 0
F3_Industrial_All_Paper and Printing_Existing_Process_Natural Gas | F3 | Industrial | All | Paper and Printing | Existing | Process | Natural Gas | Summer Peak Demand (MW) | 0 | 0 | 0 | 0 | 0 | 0 | 0 | 0 | 0 | 0 | 0 | 0 | 0 | 0 | 0 | 0 | 0 | 0 | 0 | 0 | 0 | 0 | 0
F4_Industrial_All_Paper and Printing_Existing_Process_Natural Gas | F4 | Industrial | All | Paper and Printing | Existing | Process | Natural Gas | Winter Peak Demand (MW) | 0 | 0 | 0 | 0 | 0 | 0 | 0 | 0 | 0 | 0 | 0 | 0 | 0 | 0 | 0 | 0 | 0 | 0 | 0 | 0 | 0 | 0 | 0
F1_Industrial_All_Paper and Printing_Existing_Miscellaneous_Natural Gas | F1 | Industrial | All | Paper and Printing | Existing | Miscellaneous | Natural Gas | Units | 62.6404 | 61.5604 | 60.499 | 59.456 | 58.4309 | 57.4234 | 56.4334 | 55.4604 | 54.5042 | 53.5644 | 52.6409 | 51.7333 | 50.8414 | 49.9648 | 49.1033 | 48.2567 | 47.4247 | 46.607 | 45.8035 | 45.0137 | 44.2376 | 43.4749 | 0
F2_Industrial_All_Paper and Printing_Existing_Miscellaneous_Natural Gas | F2 | Industrial | All | Paper and Printing | Existing | Miscellaneous | Natural Gas | Usage (GWh) | 0.02625 | 0.025797 | 0.025352 | 0.024915 | 0.024486 | 0.024063 | 0.023648 | 0.023241 | 0.02284 | 0.022446 | 0.022059 | 0.021679 | 0.021305 | 0.020938 | 0.020577 | 0.020222 | 0.019873 | 0.019531 | 0.019194 | 0.018863 | 0.018538 | 0.018218 | 0
F3_Industrial_All_Paper and Printing_Existing_Miscellaneous_Natural Gas | F3 | Industrial | All | Paper and Printing | Existing | Miscellaneous | Natural Gas | Summer Peak Demand (MW) | 0 | 0 | 0 | 0 | 0 | 0 | 0 | 0 | 0 | 0 | 0 | 0 | 0 | 0 | 0 | 0 | 0 | 0 | 0 | 0 | 0 | 0 | 0
F4_Industrial_All_Paper and Printing_Existing_Miscellaneous_Natural Gas | F4 | Industrial | All | Paper and Printing | Existing | Miscellaneous | Natural Gas | Winter Peak Demand (MW) | 0 | 0 | 0 | 0 | 0 | 0 | 0 | 0 | 0 | 0 | 0 | 0 | 0 | 0 | 0 | 0 | 0 | 0 | 0 | 0 | 0 | 0 | 0
F1_Industrial_All_Paper and Printing_New_Space Heating_Natural Gas | F1 | Industrial | All | Paper and Printing | New | Space Heating | Natural Gas | Units | 0 | 2.8188 | 2.8863 | 5.0371 | 7.1826 | 9.5874 | 11.0357 | 12.7169 | 14.377 | 16.2443 | 17.6351 | 19.2346 | 20.813 | 22.6439 | 23.8866 | 25.3969 | 26.906 | 28.6629 | 29.8233 | 31.2532 | 32.6442 | 34.0311 | 0
F2_Industrial_All_Paper and Printing_New_Space Heating_Natural Gas | F2 | Industrial | All | Paper and Printing | New | Space Heating | Natural Gas | Usage (GWh) | 0 | 0.0035364 | 0.003621 | 0.0063194 | 0.0090111 | 0.012028 | 0.013845 | 0.015954 | 0.018037 | 0.02038 | 0.022125 | 0.024131 | 0.026112 | 0.028409 | 0.029968 | 0.031862 | 0.033756 | 0.03596 | 0.037416 | 0.03921 | 0.040955 | 0.042695 | 0
F3_Industrial_All_Paper and Printing_New_Space Heating_Natural Gas | F3 | Industrial | All | Paper and Printing | New | Space Heating | Natural Gas | Summer Peak Demand (MW) | 0 | 0 | 0 | 0 | 0 | 0 | 0 | 0 | 0 | 0 | 0 | 0 | 0 | 0 | 0 | 0 | 0 | 0 | 0 | 0 | 0 | 0 | 0
F4_Industrial_All_Paper and Printing_New_Space Heating_Natural Gas | F4 | Industrial | All | Paper and Printing | New | Space Heating | Natural Gas | Winter Peak Demand (MW) | 0 | 0 | 0 | 0 | 0 | 0 | 0 | 0 | 0 | 0 | 0 | 0 | 0 | 0 | 0 | 0 | 0 | 0 | 0 | 0 | 0 | 0 | 0
F1_Industrial_All_Paper and Printing_New_Process_Natural Gas | F1 | Industrial | All | Paper and Printing | New | Process | Natural Gas | Units | 0 | 13.0732 | 13.3862 | 23.3615 | 33.3122 | 44.4655 | 51.1824 | 58.9799 | 66.6791 | 75.3395 | 81.7897 | 89.2083 | 96.5286 | 105.0203 | 110.7836 | 117.7882 | 124.7874 | 132.9355 | 138.3175 | 144.9495 | 151.4008 | 157.833 | 0
F2_Industrial_All_Paper and Printing_New_Process_Natural Gas | F2 | Industrial | All | Paper and Printing | New | Process | Natural Gas | Usage (GWh) | 0 | 0.017295 | 0.01771 | 0.030907 | 0.044071 | 0.058826 | 0.067713 | 0.078029 | 0.088214 | 0.099672 | 0.10821 | 0.11802 | 0.1277 | 0.13894 | 0.14656 | 0.15583 | 0.16509 | 0.17587 | 0.18299 | 0.19176 | 0.2003 | 0.20881 | 0
F3_Industrial_All_Paper and Printing_New_Process_Natural Gas | F3 | Industrial | All | Paper and Printing | New | Process | Natural Gas | Summer Peak Demand (MW) | 0 | 0 | 0 | 0 | 0 | 0 | 0 | 0 | 0 | 0 | 0 | 0 | 0 | 0 | 0 | 0 | 0 | 0 | 0 | 0 | 0 | 0 | 0
F4_Industrial_All_Paper and Printing_New_Process_Natural Gas | F4 | Industrial | All | Paper and Printing | New | Process | Natural Gas | Winter Peak Demand (MW) | 0 | 0 | 0 | 0 | 0 | 0 | 0 | 0 | 0 | 0 | 0 | 0 | 0 | 0 | 0 | 0 | 0 | 0 | 0 | 0 | 0 | 0 | 0
F1_Industrial_All_Paper and Printing_New_Miscellaneous_Natural Gas | F1 | Industrial | All | Paper and Printing | New | Miscellaneous | Natural Gas | Units | 0 | 3.2683 | 3.3466 | 5.8404 | 8.3281 | 11.1164 | 12.7956 | 14.745 | 16.6698 | 18.8349 | 20.4474 | 22.3021 | 24.1321 | 26.2551 | 27.6959 | 29.447 | 31.1969 | 33.2339 | 34.5794 | 36.2374 | 37.8502 | 39.4583 | 0
F2_Industrial_All_Paper and Printing_New_Miscellaneous_Natural Gas | F2 | Industrial | All | Paper and Printing | New | Miscellaneous | Natural Gas | Usage (GWh) | 0 | 0.0013696 | 0.0014024 | 0.0024474 | 0.0034899 | 0.0046583 | 0.005362 | 0.0061789 | 0.0069855 | 0.0078928 | 0.0085685 | 0.0093457 | 0.010113 | 0.011002 | 0.011606 | 0.01234 | 0.013073 | 0.013927 | 0.014491 | 0.015185 | 0.015861 | 0.016535 | 0
F3_Industrial_All_Paper and Printing_New_Miscellaneous_Natural Gas | F3 | Industrial | All | Paper and Printing | New | Miscellaneous | Natural Gas | Summer Peak Demand (MW) | 0 | 0 | 0 | 0 | 0 | 0 | 0 | 0 | 0 | 0 | 0 | 0 | 0 | 0 | 0 | 0 | 0 | 0 | 0 | 0 | 0 | 0 | 0
F4_Industrial_All_Paper and Printing_New_Miscellaneous_Natural Gas | F4 | Industrial | All | Paper and Printing | New | Miscellaneous | Natural Gas | Winter Peak Demand (MW) | 0 | 0 | 0 | 0 | 0 | 0 | 0 | 0 | 0 | 0 | 0 | 0 | 0 | 0 | 0 | 0 | 0 | 0 | 0 | 0 | 0 | 0 | 0
F1_Industrial_All_Instruments_Existing_Space Heating_Natural Gas | F1 | Industrial | All | Instruments | Existing | Space Heating | Natural Gas | Units | 6108.9483 | 6003.6216 | 5900.1109 | 5798.3848 | 5698.4127 | 5600.1642 | 5503.6096 | 5408.7198 | 5315.466 | 5223.82 | 5133.7542 | 5045.2412 | 4958.2543 | 4872.7671 | 4788.7539 | 4706.1892 | 4625.048 | 4545.3058 | 4466.9384 | 4389.9222 | 4314.2339 | 4239.8506 | 0
F2_Industrial_All_Instruments_Existing_Space Heating_Natural Gas | F2 | Industrial | All | Instruments | Existing | Space Heating | Natural Gas | Usage (GWh) | 0.45822 | 0.44928 | 0.44049 | 0.43186 | 0.42341 | 0.41513 | 0.40703 | 0.3991 | 0.39136 | 0.38381 | 0.37643 | 0.36924 | 0.36222 | 0.35537 | 0.34869 | 0.34216 | 0.33578 | 0.32955 | 0.32346 | 0.3175 | 0.31168 | 0.30599 | 0
F3_Industrial_All_Instruments_Existing_Space Heating_Natural Gas | F3 | Industrial | All | Instruments | Existing | Space Heating | Natural Gas | Summer Peak Demand (MW) | 0 | 0 | 0 | 0 | 0 | 0 | 0 | 0 | 0 | 0 | 0 | 0 | 0 | 0 | 0 | 0 | 0 | 0 | 0 | 0 | 0 | 0 | 0
F4_Industrial_All_Instruments_Existing_Space Heating_Natural Gas | F4 | Industrial | All | Instruments | Existing | Space Heating | Natural Gas | Winter Peak Demand (MW) | 0 | 0 | 0 | 0 | 0 | 0 | 0 | 0 | 0 | 0 | 0 | 0 | 0 | 0 | 0 | 0 | 0 | 0 | 0 | 0 | 0 | 0 | 0
F1_Industrial_All_Instruments_Existing_Process_Natural Gas | F1 | Industrial | All | Instruments | Existing | Process | Natural Gas | Units | 29832.497 | 29318.1436 | 28812.6583 | 28315.8884 | 27827.6834 | 27347.8957 | 26876.3803 | 26412.9944 | 25957.598 | 25510.0532 | 25070.2247 | 24637.9794 | 24213.1867 | 23795.7179 | 23385.4469 | 22982.2496 | 22586.0039 | 22196.59 | 21813.8902 | 21437.7887 | 21068.1716 | 20704.9273 | 0
F2_Industrial_All_Instruments_Existing_Process_Natural Gas | F2 | Industrial | All | Instruments | Existing | Process | Natural Gas | Usage (GWh) | 1.179 | 1.1587 | 1.1387 | 1.1191 | 1.0998 | 1.0808 | 1.0622 | 1.0438 | 1.0259 | 1.0082 | 0.99078 | 0.9737 | 0.95691 | 0.94041 | 0.9242 | 0.90826 | 0.8926 | 0.87721 | 0.86209 | 0.84723 | 0.83262 | 0.81826 | 0
F3_Industrial_All_Instruments_Existing_Process_Natural Gas | F3 | Industrial | All | Instruments | Existing | Process | Natural Gas | Summer Peak Demand (MW) | 0 | 0 | 0 | 0 | 0 | 0 | 0 | 0 | 0 | 0 | 0 | 0 | 0 | 0 | 0 | 0 | 0 | 0 | 0 | 0 | 0 | 0 | 0
F4_Industrial_All_Instruments_Existing_Process_Natural Gas | F4 | Industrial | All | Instruments | Existing | Process | Natural Gas | Winter Peak Demand (MW) | 0 | 0 | 0 | 0 | 0 | 0 | 0 | 0 | 0 | 0 | 0 | 0 | 0 | 0 | 0 | 0 | 0 | 0 | 0 | 0 | 0 | 0 | 0
F1_Industrial_All_Instruments_Existing_Miscellaneous_Natural Gas | F1 | Industrial | All | Instruments | Existing | Miscellaneous | Natural Gas | Units | 7458.1242 | 7329.5359 | 7203.1646 | 7078.9721 | 6956.9208 | 6836.9739 | 6719.0951 | 6603.2486 | 6489.3995 | 6377.5133 | 6267.5562 | 6159.4949 | 6053.2967 | 5948.9295 | 5846.3617 | 5745.5624 | 5646.501 | 5549.1475 | 5453.4726 | 5359.4472 | 5267.0429 | 5176.2318 | 0
F2_Industrial_All_Instruments_Existing_Miscellaneous_Natural Gas | F2 | Industrial | All | Instruments | Existing | Miscellaneous | Natural Gas | Usage (GWh) | 0.19344 | 0.1901 | 0.18683 | 0.1836 | 0.18044 | 0.17733 | 0.17427 | 0.17127 | 0.16831 | 0.16541 | 0.16256 | 0.15976 | 0.157 | 0.1543 | 0.15163 | 0.14902 | 0.14645 | 0.14393 | 0.14144 | 0.13901 | 0.13661 | 0.13425 | 0
F3_Industrial_All_Instruments_Existing_Miscellaneous_Natural Gas | F3 | Industrial | All | Instruments | Existing | Miscellaneous | Natural Gas | Summer Peak Demand (MW) | 0 | 0 | 0 | 0 | 0 | 0 | 0 | 0 | 0 | 0 | 0 | 0 | 0 | 0 | 0 | 0 | 0 | 0 | 0 | 0 | 0 | 0 | 0
F4_Industrial_All_Instruments_Existing_Miscellaneous_Natural Gas | F4 | Industrial | All | Instruments | Existing | Miscellaneous | Natural Gas | Winter Peak Demand (MW) | 0 | 0 | 0 | 0 | 0 | 0 | 0 | 0 | 0 | 0 | 0 | 0 | 0 | 0 | 0 | 0 | 0 | 0 | 0 | 0 | 0 | 0 | 0
F1_Industrial_All_Instruments_New_Space Heating_Natural Gas | F1 | Industrial | All | Instruments | New | Space Heating | Natural Gas | Units | 0 | 318.7376 | 326.3693 | 569.5761 | 812.1856 | 1084.113 | 1247.8787 | 1437.9888 | 1625.7031 | 1836.8526 | 1994.1156 | 2174.9896 | 2353.4647 | 2560.5009 | 2701.0171 | 2871.795 | 3042.4435 | 3241.1016 | 3372.3211 | 3534.0145 | 3691.3041 | 3848.1292 | 0
F2_Industrial_All_Instruments_New_Space Heating_Natural Gas | F2 | Industrial | All | Instruments | New | Space Heating | Natural Gas | Usage (GWh) | 0 | 0.022633 | 0.023175 | 0.040444 | 0.057671 | 0.07698 | 0.088609 | 0.10211 | 0.11544 | 0.13043 | 0.1416 | 0.15444 | 0.16711 | 0.18181 | 0.19179 | 0.20392 | 0.21604 | 0.23014 | 0.23946 | 0.25094 | 0.26211 | 0.27325 | 0
F3_Industrial_All_Instruments_New_Space Heating_Natural Gas | F3 | Industrial | All | Instruments | New | Space Heating | Natural Gas | Summer Peak Demand (MW) | 0 | 0 | 0 | 0 | 0 | 0 | 0 | 0 | 0 | 0 | 0 | 0 | 0 | 0 | 0 | 0 | 0 | 0 | 0 | 0 | 0 | 0 | 0
F4_Industrial_All_Instruments_New_Space Heating_Natural Gas | F4 | Industrial | All | Instruments | New | Space Heating | Natural Gas | Winter Peak Demand (MW) | 0 | 0 | 0 | 0 | 0 | 0 | 0 | 0 | 0 | 0 | 0 | 0 | 0 | 0 | 0 | 0 | 0 | 0 | 0 | 0 | 0 | 0 | 0
F1_Industrial_All_Instruments_New_Process_Natural Gas | F1 | Industrial | All | Instruments | New | Process | Natural Gas | Units | 0 | 1556.5265 | 1593.7948 | 2781.4732 | 3966.2351 | 5294.1677 | 6093.9028 | 7022.2884 | 7938.974 | 8970.1037 | 9738.0834 | 10621.3654 | 11492.9324 | 12503.9746 | 13190.1728 | 14024.1512 | 14857.498 | 15827.6267 | 16468.4252 | 17258.0404 | 18026.1503 | 18791.9912 | 0
F2_Industrial_All_Instruments_New_Process_Natural Gas | F2 | Industrial | All | Instruments | New | Process | Natural Gas | Usage (GWh) | 0 | 0.061514 | 0.062987 | 0.10992 | 0.15675 | 0.20923 | 0.24083 | 0.27752 | 0.31375 | 0.3545 | 0.38485 | 0.41976 | 0.4542 | 0.49416 | 0.52128 | 0.55424 | 0.58717 | 0.62551 | 0.65084 | 0.68204 | 0.7124 | 0.74266 | 0
F3_Industrial_All_Instruments_New_Process_Natural Gas | F3 | Industrial | All | Instruments | New | Process | Natural Gas | Summer Peak Demand (MW) | 0 | 0 | 0 | 0 | 0 | 0 | 0 | 0 | 0 | 0 | 0 | 0 | 0 | 0 | 0 | 0 | 0 | 0 | 0 | 0 | 0 | 0 | 0
F4_Industrial_All_Instruments_New_Process_Natural Gas | F4 | Industrial | All | Instruments | New | Process | Natural Gas | Winter Peak Demand (MW) | 0 | 0 | 0 | 0 | 0 | 0 | 0 | 0 | 0 | 0 | 0 | 0 | 0 | 0 | 0 | 0 | 0 | 0 | 0 | 0 | 0 | 0 | 0
F1_Industrial_All_Instruments_New_Miscellaneous_Natural Gas | F1 | Industrial | All | Instruments | New | Miscellaneous | Natural Gas | Units | 0 | 389.1316 | 398.4487 | 695.3683 | 991.5588 | 1323.5419 | 1523.4757 | 1755.5721 | 1984.7435 | 2242.5259 | 2434.5208 | 2655.3413 | 2873.2331 | 3125.9936 | 3297.5432 | 3506.0378 | 3714.3745 | 3956.9067 | 4117.1063 | 4314.5101 | 4506.5376 | 4697.9978 | 0
F2_Industrial_All_Instruments_New_Miscellaneous_Natural Gas | F2 | Industrial | All | Instruments | New | Miscellaneous | Natural Gas | Usage (GWh) | 0 | 0.010093 | 0.010334 | 0.018036 | 0.025718 | 0.034328 | 0.039514 | 0.045534 | 0.051478 | 0.058164 | 0.063143 | 0.068871 | 0.074522 | 0.081078 | 0.085527 | 0.090935 | 0.096338 | 0.10263 | 0.10678 | 0.1119 | 0.11688 | 0.12185 | 0
F3_Industrial_All_Instruments_New_Miscellaneous_Natural Gas | F3 | Industrial | All | Instruments | New | Miscellaneous | Natural Gas | Summer Peak Demand (MW) | 0 | 0 | 0 | 0 | 0 | 0 | 0 | 0 | 0 | 0 | 0 | 0 | 0 | 0 | 0 | 0 | 0 | 0 | 0 | 0 | 0 | 0 | 0
F4_Industrial_All_Instruments_New_Miscellaneous_Natural Gas | F4 | Industrial | All | Instruments | New | Miscellaneous | Natural Gas | Winter Peak Demand (MW) | 0 | 0 | 0 | 0 | 0 | 0 | 0 | 0 | 0 | 0 | 0 | 0 | 0 | 0 | 0 | 0 | 0 | 0 | 0 | 0 | 0 | 0 | 0
F1_Industrial_All_Wood and Lumber Products_Existing_Space Heating_Natural Gas | F1 | Industrial | All | Wood and Lumber Products | Existing | Space Heating | Natural Gas | Units | 742.4462 | 729.6454 | 717.0653 | 704.7021 | 692.5521 | 680.6115 | 668.8769 | 657.3445 | 646.011 | 634.8728 | 623.9268 | 613.1694 | 602.5975 | 592.2079 | 581.9974 | 571.963 | 562.1016 | 552.4102 | 542.8858 | 533.5257 | 524.327 | 515.2869 | 0
F2_Industrial_All_Wood and Lumber Products_Existing_Space Heating_Natural Gas | F2 | Industrial | All | Wood and Lumber Products | Existing | Space Heating | Natural Gas | Usage (GWh) | 0.097456 | 0.095553 | 0.093683 | 0.091849 | 0.090051 | 0.08829 | 0.086567 | 0.084882 | 0.083236 | 0.081628 | 0.08006 | 0.07853 | 0.077037 | 0.075581 | 0.074159 | 0.07277 | 0.071414 | 0.070089 | 0.068794 | 0.067527 | 0.066289 | 0.065078 | 0
F3_Industrial_All_Wood and Lumber Products_Existing_Space Heating_Natural Gas | F3 | Industrial | All | Wood and Lumber Products | Existing | Space Heating | Natural Gas | Summer Peak Demand (MW) | 0 | 0 | 0 | 0 | 0 | 0 | 0 | 0 | 0 | 0 | 0 | 0 | 0 | 0 | 0 | 0 | 0 | 0 | 0 | 0 | 0 | 0 | 0
F4_Industrial_All_Wood and Lumber Products_Existing_Space Heating_Natural Gas | F4 | Industrial | All | Wood and Lumber Products | Existing | Space Heating | Natural Gas | Winter Peak Demand (MW) | 0 | 0 | 0 | 0 | 0 | 0 | 0 | 0 | 0 | 0 | 0 | 0 | 0 | 0 | 0 | 0 | 0 | 0 | 0 | 0 | 0 | 0 | 0
F1_Industrial_All_Wood and Lumber Products_Existing_Process_Natural Gas | F1 | Industrial | All | Wood and Lumber Products | Existing | Process | Natural Gas | Units | 3320.1996 | 3262.9548 | 3206.6969 | 3151.4091 | 3097.0744 | 3043.6766 | 2991.1994 | 2939.627 | 2888.9438 | 2839.1344 | 2790.1838 | 2742.0772 | 2694.8 | 2648.3379 | 2602.6769 | 2557.8032 | 2513.7031 | 2470.3634 | 2427.771 | 2385.9128 | 2344.7764 | 2304.3492 | 0
F2_Industrial_All_Wood and Lumber Products_Existing_Process_Natural Gas | F2 | Industrial | All | Wood and Lumber Products | Existing | Process | Natural Gas | Usage (GWh) | 0.69071 | 0.6788 | 0.6671 | 0.6556 | 0.64429 | 0.63319 | 0.62227 | 0.61154 | 0.601 | 0.59063 | 0.58045 | 0.57044 | 0.56061 | 0.55094 | 0.54144 | 0.53211 | 0.52293 | 0.51392 | 0.50506 | 0.49635 | 0.48779 | 0.47938 | 0
F3_Industrial_All_Wood and Lumber Products_Existing_Process_Natural Gas | F3 | Industrial | All | Wood and Lumber Products | Existing | Process | Natural Gas | Summer Peak Demand (MW) | 0 | 0 | 0 | 0 | 0 | 0 | 0 | 0 | 0 | 0 | 0 | 0 | 0 | 0 | 0 | 0 | 0 | 0 | 0 | 0 | 0 | 0 | 0
F4_Industrial_All_Wood and Lumber Products_Existing_Process_Natural Gas | F4 | Industrial | All | Wood and Lumber Products | Existing | Process | Natural Gas | Winter Peak Demand (MW) | 0 | 0 | 0 | 0 | 0 | 0 | 0 | 0 | 0 | 0 | 0 | 0 | 0 | 0 | 0 | 0 | 0 | 0 | 0 | 0 | 0 | 0 | 0
F1_Industrial_All_Wood and Lumber Products_Existing_Miscellaneous_Natural Gas | F1 | Industrial | All | Wood and Lumber Products | Existing | Miscellaneous | Natural Gas | Units | 830.0499 | 815.7387 | 801.6742 | 787.8523 | 774.2686 | 760.9191 | 747.7999 | 734.9068 | 722.2359 | 709.7836 | 697.546 | 685.5193 | 673.7 | 662.0845 | 650.6692 | 639.4508 | 628.4258 | 617.5909 | 606.9427 | 596.4782 | 586.1941 | 576.0873 | 0
F2_Industrial_All_Wood and Lumber Products_Existing_Miscellaneous_Natural Gas | F2 | Industrial | All | Wood and Lumber Products | Existing | Miscellaneous | Natural Gas | Usage (GWh) | 0.06564 | 0.064509 | 0.063396 | 0.062303 | 0.061229 | 0.060174 | 0.059136 | 0.058116 | 0.057114 | 0.05613 | 0.055162 | 0.054211 | 0.053276 | 0.052358 | 0.051455 | 0.050568 | 0.049696 | 0.048839 | 0.047997 | 0.04717 | 0.046356 | 0.045557 | 0
F3_Industrial_All_Wood and Lumber Products_Existing_Miscellaneous_Natural Gas | F3 | Industrial | All | Wood and Lumber Products | Existing | Miscellaneous | Natural Gas | Summer Peak Demand (MW) | 0 | 0 | 0 | 0 | 0 | 0 | 0 | 0 | 0 | 0 | 0 | 0 | 0 | 0 | 0 | 0 | 0 | 0 | 0 | 0 | 0 | 0 | 0
F4_Industrial_All_Wood and Lumber Products_Existing_Miscellaneous_Natural Gas | F4 | Industrial | All | Wood and Lumber Products | Existing | Miscellaneous | Natural Gas | Winter Peak Demand (MW) | 0 | 0 | 0 | 0 | 0 | 0 | 0 | 0 | 0 | 0 | 0 | 0 | 0 | 0 | 0 | 0 | 0 | 0 | 0 | 0 | 0 | 0 | 0
F1_Industrial_All_Wood and Lumber Products_New_Space Heating_Natural Gas | F1 | Industrial | All | Wood and Lumber Products | New | Space Heating | Natural Gas | Units | 0 | 38.7375 | 39.665 | 69.223 | 98.7083 | 131.7568 | 151.66 | 174.7648 | 197.5785 | 223.2404 | 242.3533 | 264.3356 | 286.0265 | 311.1885 | 328.266 | 349.0213 | 369.761 | 393.9047 | 409.8524 | 429.5037 | 448.6197 | 467.6793 | 0
F2_Industrial_All_Wood and Lumber Products_New_Space Heating_Natural Gas | F2 | Industrial | All | Wood and Lumber Products | New | Space Heating | Natural Gas | Usage (GWh) | 0 | 0.0048136 | 0.0049288 | 0.0086017 | 0.012266 | 0.016372 | 0.018845 | 0.021716 | 0.024551 | 0.02774 | 0.030115 | 0.032847 | 0.035542 | 0.038669 | 0.040791 | 0.04337 | 0.045947 | 0.048947 | 0.050929 | 0.053371 | 0.055746 | 0.058114 | 0
F3_Industrial_All_Wood and Lumber Products_New_Space Heating_Natural Gas | F3 | Industrial | All | Wood and Lumber Products | New | Space Heating | Natural Gas | Summer Peak Demand (MW) | 0 | 0 | 0 | 0 | 0 | 0 | 0 | 0 | 0 | 0 | 0 | 0 | 0 | 0 | 0 | 0 | 0 | 0 | 0 | 0 | 0 | 0 | 0
F4_Industrial_All_Wood and Lumber Products_New_Space Heating_Natural Gas | F4 | Industrial | All | Wood and Lumber Products | New | Space Heating | Natural Gas | Winter Peak Demand (MW) | 0 | 0 | 0 | 0 | 0 | 0 | 0 | 0 | 0 | 0 | 0 | 0 | 0 | 0 | 0 | 0 | 0 | 0 | 0 | 0 | 0 | 0 | 0
F1_Industrial_All_Wood and Lumber Products_New_Process_Natural Gas | F1 | Industrial | All | Wood and Lumber Products | New | Process | Natural Gas | Units | 0 | 173.2332 | 177.381 | 309.5633 | 441.4211 | 589.2129 | 678.2192 | 781.5437 | 883.5659 | 998.3252 | 1083.7973 | 1182.102 | 1279.1028 | 1391.6264 | 1467.9967 | 1560.8141 | 1653.5612 | 1761.5314 | 1832.8489 | 1920.7289 | 2006.2155 | 2091.4495 | 0
F2_Industrial_All_Wood and Lumber Products_New_Process_Natural Gas | F2 | Industrial | All | Wood and Lumber Products | New | Process | Natural Gas | Usage (GWh) | 0 | 0.036038 | 0.036901 | 0.064399 | 0.09183 | 0.12258 | 0.14109 | 0.16259 | 0.18381 | 0.20768 | 0.22547 | 0.24592 | 0.2661 | 0.2895 | 0.30539 | 0.3247 | 0.344 | 0.36646 | 0.38129 | 0.39958 | 0.41736 | 0.43509 | 0
F3_Industrial_All_Wood and Lumber Products_New_Process_Natural Gas | F3 | Industrial | All | Wood and Lumber Products | New | Process | Natural Gas | Summer Peak Demand (MW) | 0 | 0 | 0 | 0 | 0 | 0 | 0 | 0 | 0 | 0 | 0 | 0 | 0 | 0 | 0 | 0 | 0 | 0 | 0 | 0 | 0 | 0 | 0
F4_Industrial_All_Wood and Lumber Products_New_Process_Natural Gas | F4 | Industrial | All | Wood and Lumber Products | New | Process | Natural Gas | Winter Peak Demand (MW) | 0 | 0 | 0 | 0 | 0 | 0 | 0 | 0 | 0 | 0 | 0 | 0 | 0 | 0 | 0 | 0 | 0 | 0 | 0 | 0 | 0 | 0 | 0
F1_Industrial_All_Wood and Lumber Products_New_Miscellaneous_Natural Gas | F1 | Industrial | All | Wood and Lumber Products | New | Miscellaneous | Natural Gas | Units | 0 | 43.3083 | 44.3452 | 77.3908 | 110.3553 | 147.3032 | 169.5548 | 195.3859 | 220.8915 | 249.5813 | 270.9493 | 295.5255 | 319.7757 | 347.9066 | 366.9992 | 390.2035 | 413.3903 | 440.3828 | 458.2122 | 480.1822 | 501.5539 | 522.8624 | 0
F2_Industrial_All_Wood and Lumber Products_New_Miscellaneous_Natural Gas | F2 | Industrial | All | Wood and Lumber Products | New | Miscellaneous | Natural Gas | Usage (GWh) | 0 | 0.0034248 | 0.0035068 | 0.0061201 | 0.0087269 | 0.011649 | 0.013408 | 0.015451 | 0.017468 | 0.019737 | 0.021427 | 0.02337 | 0.025288 | 0.027512 | 0.029022 | 0.030857 | 0.032691 | 0.034826 | 0.036235 | 0.037973 | 0.039663 | 0.041348 | 0
F3_Industrial_All_Wood and Lumber Products_New_Miscellaneous_Natural Gas | F3 | Industrial | All | Wood and Lumber Products | New | Miscellaneous | Natural Gas | Summer Peak Demand (MW) | 0 | 0 | 0 | 0 | 0 | 0 | 0 | 0 | 0 | 0 | 0 | 0 | 0 | 0 | 0 | 0 | 0 | 0 | 0 | 0 | 0 | 0 | 0
F4_Industrial_All_Wood and Lumber Products_New_Miscellaneous_Natural Gas | F4 | Industrial | All | Wood and Lumber Products | New | Miscellaneous | Natural Gas | Winter Peak Demand (MW) | 0 | 0 | 0 | 0 | 0 | 0 | 0 | 0 | 0 | 0 | 0 | 0 | 0 | 0 | 0 | 0 | 0 | 0 | 0 | 0 | 0 | 0 | 0
F1_Industrial_All_Other Industrial_Existing_Space Heating_Natural Gas | F1 | Industrial | All | Other Industrial | Existing | Space Heating | Natural Gas | Units | 13088.9738 | 12863.3018 | 12641.5207 | 12423.5635 | 12209.3641 | 11998.8578 | 11791.981 | 11588.671 | 11388.8663 | 11192.5065 | 10999.5323 | 10809.8852 | 10623.5078 | 10440.3439 | 10260.338 | 10083.4356 | 9909.5833 | 9738.7284 | 9570.8193 | 9405.8051 | 9243.6361 | 9084.263 | 0
F2_Industrial_All_Other Industrial_Existing_Space Heating_Natural Gas | F2 | Industrial | All | Other Industrial | Existing | Space Heating | Natural Gas | Usage (GWh) | 0.96891 | 0.94999 | 0.9314 | 0.91317 | 0.89529 | 0.87779 | 0.86065 | 0.8439 | 0.82753 | 0.81155 | 0.79596 | 0.78075 | 0.76591 | 0.75143 | 0.73729 | 0.72349 | 0.71 | 0.69683 | 0.68395 | 0.67136 | 0.65905 | 0.64701 | 0
F3_Industrial_All_Other Industrial_Existing_Space Heating_Natural Gas | F3 | Industrial | All | Other Industrial | Existing | Space Heating | Natural Gas | Summer Peak Demand (MW) | 0 | 0 | 0 | 0 | 0 | 0 | 0 | 0 | 0 | 0 | 0 | 0 | 0 | 0 | 0 | 0 | 0 | 0 | 0 | 0 | 0 | 0 | 0
F4_Industrial_All_Other Industrial_Existing_Space Heating_Natural Gas | F4 | Industrial | All | Other Industrial | Existing | Space Heating | Natural Gas | Winter Peak Demand (MW) | 0 | 0 | 0 | 0 | 0 | 0 | 0 | 0 | 0 | 0 | 0 | 0 | 0 | 0 | 0 | 0 | 0 | 0 | 0 | 0 | 0 | 0 | 0
F1_Industrial_All_Other Industrial_Existing_Process_Natural Gas | F1 | Industrial | All | Other Industrial | Existing | Process | Natural Gas | Units | 60887.7529 | 59837.9641 | 58806.2751 | 57792.3738 | 56795.9535 | 55816.7129 | 54854.3558 | 53908.5911 | 52979.1326 | 52065.6993 | 51168.0148 | 50285.8077 | 49418.811 | 48566.7625 | 47729.4045 | 46906.4838 | 46097.7513 | 45302.9625 | 44521.8769 | 43754.2583 | 42999.8746 | 42258.4974 | 0
F2_Industrial_All_Other Industrial_Existing_Process_Natural Gas | F2 | Industrial | All | Other Industrial | Existing | Process | Natural Gas | Usage (GWh) | 1.9917 | 1.9573 | 1.9236 | 1.8904 | 1.8578 | 1.8258 | 1.7943 | 1.7634 | 1.733 | 1.7031 | 1.6737 | 1.6449 | 1.6165 | 1.5887 | 1.5613 | 1.5343 | 1.5079 | 1.4819 | 1.4563 | 1.4312 | 1.4066 | 1.3823 | 0
F3_Industrial_All_Other Industrial_Existing_Process_Natural Gas | F3 | Industrial | All | Other Industrial | Existing | Process | Natural Gas | Summer Peak Demand (MW) | 0 | 0 | 0 | 0 | 0 | 0 | 0 | 0 | 0 | 0 | 0 | 0 | 0 | 0 | 0 | 0 | 0 | 0 | 0 | 0 | 0 | 0 | 0
F4_Industrial_All_Other Industrial_Existing_Process_Natural Gas | F4 | Industrial | All | Other Industrial | Existing | Process | Natural Gas | Winter Peak Demand (MW) | 0 | 0 | 0 | 0 | 0 | 0 | 0 | 0 | 0 | 0 | 0 | 0 | 0 | 0 | 0 | 0 | 0 | 0 | 0 | 0 | 0 | 0 | 0
F1_Industrial_All_Other Industrial_Existing_Miscellaneous_Natural Gas | F1 | Industrial | All | Other Industrial | Existing | Miscellaneous | Natural Gas | Units | 15221.9382 | 14959.491 | 14701.5688 | 14448.0934 | 14198.9884 | 13954.1782 | 13713.589 | 13477.1478 | 13244.7831 | 13016.4248 | 12792.0037 | 12571.4519 | 12354.7027 | 12141.6906 | 11932.3511 | 11726.6209 | 11524.4378 | 11325.7406 | 11130.4692 | 10938.5646 | 10749.9686 | 10564.6244 | 0
F2_Industrial_All_Other Industrial_Existing_Miscellaneous_Natural Gas | F2 | Industrial | All | Other Industrial | Existing | Miscellaneous | Natural Gas | Usage (GWh) | 0.31784 | 0.31236 | 0.30698 | 0.30169 | 0.29649 | 0.29137 | 0.28635 | 0.28141 | 0.27656 | 0.27179 | 0.26711 | 0.2625 | 0.25798 | 0.25353 | 0.24916 | 0.24486 | 0.24064 | 0.23649 | 0.23241 | 0.22841 | 0.22447 | 0.2206 | 0
F3_Industrial_All_Other Industrial_Existing_Miscellaneous_Natural Gas | F3 | Industrial | All | Other Industrial | Existing | Miscellaneous | Natural Gas | Summer Peak Demand (MW) | 0 | 0 | 0 | 0 | 0 | 0 | 0 | 0 | 0 | 0 | 0 | 0 | 0 | 0 | 0 | 0 | 0 | 0 | 0 | 0 | 0 | 0 | 0
F4_Industrial_All_Other Industrial_Existing_Miscellaneous_Natural Gas | F4 | Industrial | All | Other Industrial | Existing | Miscellaneous | Natural Gas | Winter Peak Demand (MW) | 0 | 0 | 0 | 0 | 0 | 0 | 0 | 0 | 0 | 0 | 0 | 0 | 0 | 0 | 0 | 0 | 0 | 0 | 0 | 0 | 0 | 0 | 0
F1_Industrial_All_Other Industrial_New_Space Heating_Natural Gas | F1 | Industrial | All | Other Industrial | New | Space Heating | Natural Gas | Units | 0 | 682.9242 | 699.2756 | 1220.3682 | 1740.1811 | 2322.81 | 2673.6928 | 3081.021 | 3483.2157 | 3935.6227 | 4272.5729 | 4660.1119 | 5042.5109 | 5486.1045 | 5787.1731 | 6153.0802 | 6518.7102 | 6944.353 | 7225.5026 | 7571.9454 | 7908.9527 | 8244.9645 | 0
F2_Industrial_All_Other Industrial_New_Space Heating_Natural Gas | F2 | Industrial | All | Other Industrial | New | Space Heating | Natural Gas | Usage (GWh) | 0 | 0.047857 | 0.049002 | 0.085519 | 0.12194 | 0.16277 | 0.18736 | 0.21591 | 0.24409 | 0.27579 | 0.2994 | 0.32656 | 0.35336 | 0.38444 | 0.40554 | 0.43118 | 0.45681 | 0.48663 | 0.50633 | 0.53061 | 0.55423 | 0.57777 | 0
F3_Industrial_All_Other Industrial_New_Space Heating_Natural Gas | F3 | Industrial | All | Other Industrial | New | Space Heating | Natural Gas | Summer Peak Demand (MW) | 0 | 0 | 0 | 0 | 0 | 0 | 0 | 0 | 0 | 0 | 0 | 0 | 0 | 0 | 0 | 0 | 0 | 0 | 0 | 0 | 0 | 0 | 0
F4_Industrial_All_Other Industrial_New_Space Heating_Natural Gas | F4 | Industrial | All | Other Industrial | New | Space Heating | Natural Gas | Winter Peak Demand (MW) | 0 | 0 | 0 | 0 | 0 | 0 | 0 | 0 | 0 | 0 | 0 | 0 | 0 | 0 | 0 | 0 | 0 | 0 | 0 | 0 | 0 | 0 | 0
F1_Industrial_All_Other Industrial_New_Process_Natural Gas | F1 | Industrial | All | Other Industrial | New | Process | Natural Gas | Units | 0 | 3176.851 | 3252.9152 | 5676.9521 | 8095.0363 | 10805.3299 | 12437.5793 | 14332.4027 | 16203.3466 | 18307.8694 | 19875.3063 | 21678.0738 | 23456.9313 | 25520.4556 | 26920.9775 | 28623.117 | 30323.9675 | 32303.988 | 33611.8496 | 35223.4444 | 36791.1471 | 38354.2188 | 0
F2_Industrial_All_Other Industrial_New_Process_Natural Gas | F2 | Industrial | All | Other Industrial | New | Process | Natural Gas | Usage (GWh) | 0 | 0.10392 | 0.10641 | 0.1857 | 0.26479 | 0.35345 | 0.40684 | 0.46882 | 0.53002 | 0.59886 | 0.65013 | 0.7091 | 0.76729 | 0.83479 | 0.8806 | 0.93628 | 0.99192 | 1.0567 | 1.0995 | 1.1522 | 1.2035 | 1.2546 | 0
F3_Industrial_All_Other Industrial_New_Process_Natural Gas | F3 | Industrial | All | Other Industrial | New | Process | Natural Gas | Summer Peak Demand (MW) | 0 | 0 | 0 | 0 | 0 | 0 | 0 | 0 | 0 | 0 | 0 | 0 | 0 | 0 | 0 | 0 | 0 | 0 | 0 | 0 | 0 | 0 | 0
F4_Industrial_All_Other Industrial_New_Process_Natural Gas | F4 | Industrial | All | Other Industrial | New | Process | Natural Gas | Winter Peak Demand (MW) | 0 | 0 | 0 | 0 | 0 | 0 | 0 | 0 | 0 | 0 | 0 | 0 | 0 | 0 | 0 | 0 | 0 | 0 | 0 | 0 | 0 | 0 | 0
F1_Industrial_All_Other Industrial_New_Miscellaneous_Natural Gas | F1 | Industrial | All | Other Industrial | New | Miscellaneous | Natural Gas | Units | 0 | 794.2128 | 813.2288 | 1419.238 | 2023.7591 | 2701.3325 | 3109.3948 | 3583.1007 | 4050.8367 | 4576.9674 | 4968.8266 | 5419.5185 | 5864.2328 | 6380.1139 | 6730.2444 | 7155.7793 | 7580.9919 | 8075.997 | 8402.9624 | 8805.8611 | 9197.7868 | 9588.5547 | 0
F2_Industrial_All_Other Industrial_New_Miscellaneous_Natural Gas | F2 | Industrial | All | Other Industrial | New | Miscellaneous | Natural Gas | Usage (GWh) | 0 | 0.016584 | 0.016981 | 0.029635 | 0.042258 | 0.056406 | 0.064926 | 0.074818 | 0.084584 | 0.09557 | 0.10375 | 0.11316 | 0.12245 | 0.13322 | 0.14053 | 0.14942 | 0.1583 | 0.16863 | 0.17546 | 0.18387 | 0.19206 | 0.20022 | 0
F3_Industrial_All_Other Industrial_New_Miscellaneous_Natural Gas | F3 | Industrial | All | Other Industrial | New | Miscellaneous | Natural Gas | Summer Peak Demand (MW) | 0 | 0 | 0 | 0 | 0 | 0 | 0 | 0 | 0 | 0 | 0 | 0 | 0 | 0 | 0 | 0 | 0 | 0 | 0 | 0 | 0 | 0 | 0
F4_Industrial_All_Other Industrial_New_Miscellaneous_Natural Gas | F4 | Industrial | All | Other Industrial | New | Miscellaneous | Natural Gas | Winter Peak Demand (MW) | 0 | 0 | 0 | 0 | 0 | 0 | 0 | 0 | 0 | 0 | 0 | 0 | 0 | 0 | 0 | 0 | 0 | 0 | 0 | 0 | 0 | 0 | 0
F1_Industrial_Market_Food Products_Existing_Space Heating_Natural Gas | F1 | Industrial | Market | Food Products | Existing | Space Heating | Natural Gas | Units | 2370.9417 | 2330.0634 | 2289.8899 | 2250.409 | 2211.6089 | 2173.4777 | 2136.0039 | 2099.1763 | 2062.9836 | 2027.4149 | 1992.4595 | 1958.1067 | 1924.3463 | 1891.1679 | 1858.5615 | 1826.5174 | 1795.0257 | 1764.077 | 1733.6618 | 1703.7711 | 1674.3958 | 1645.5269 | 0
F2_Industrial_Market_Food Products_Existing_Space Heating_Natural Gas | F2 | Industrial | Market | Food Products | Existing | Space Heating | Natural Gas | Usage (GWh) | 0.4271 | 0.41876 | 0.41056 | 0.40253 | 0.39465 | 0.38693 | 0.37938 | 0.37199 | 0.36478 | 0.35773 | 0.35086 | 0.34416 | 0.33761 | 0.33123 | 0.325 | 0.31891 | 0.31297 | 0.30716 | 0.30149 | 0.29594 | 0.29051 | 0.2852 | 0
F3_Industrial_Market_Food Products_Existing_Space Heating_Natural Gas | F3 | Industrial | Market | Food Products | Existing | Space Heating | Natural Gas | Summer Peak Demand (MW) | 0 | 0 | 0 | 0 | 0 | 0 | 0 | 0 | 0 | 0 | 0 | 0 | 0 | 0 | 0 | 0 | 0 | 0 | 0 | 0 | 0 | 0 | 0
F4_Industrial_Market_Food Products_Existing_Space Heating_Natural Gas | F4 | Industrial | Market | Food Products | Existing | Space Heating | Natural Gas | Winter Peak Demand (MW) | 0 | 0 | 0 | 0 | 0 | 0 | 0 | 0 | 0 | 0 | 0 | 0 | 0 | 0 | 0 | 0 | 0 | 0 | 0 | 0 | 0 | 0 | 0
F1_Industrial_Market_Food Products_Existing_Process_Natural Gas | F1 | Industrial | Market | Food Products | Existing | Process | Natural Gas | Units | 2370.9417 | 2330.0634 | 2289.8899 | 2250.409 | 2211.6089 | 2173.4777 | 2136.0039 | 2099.1763 | 2062.9836 | 2027.4149 | 1992.4595 | 1958.1067 | 1924.3463 | 1891.1679 | 1858.5615 | 1826.5174 | 1795.0257 | 1764.077 | 1733.6618 | 1703.7711 | 1674.3958 | 1645.5269 | 0
F2_Industrial_Market_Food Products_Existing_Process_Natural Gas | F2 | Industrial | Market | Food Products | Existing | Process | Natural Gas | Usage (GWh) | 6.6624 | 6.5475 | 6.4346 | 6.3237 | 6.2147 | 6.1075 | 6.0022 | 5.8987 | 5.797 | 5.6971 | 5.5989 | 5.5023 | 5.4075 | 5.3142 | 5.2226 | 5.1326 | 5.0441 | 4.9571 | 4.8716 | 4.7876 | 4.7051 | 4.624 | 0
F3_Industrial_Market_Food Products_Existing_Process_Natural Gas | F3 | Industrial | Market | Food Products | Existing | Process | Natural Gas | Summer Peak Demand (MW) | 0 | 0 | 0 | 0 | 0 | 0 | 0 | 0 | 0 | 0 | 0 | 0 | 0 | 0 | 0 | 0 | 0 | 0 | 0 | 0 | 0 | 0 | 0
F4_Industrial_Market_Food Products_Existing_Process_Natural Gas | F4 | Industrial | Market | Food Products | Existing | Process | Natural Gas | Winter Peak Demand (MW) | 0 | 0 | 0 | 0 | 0 | 0 | 0 | 0 | 0 | 0 | 0 | 0 | 0 | 0 | 0 | 0 | 0 | 0 | 0 | 0 | 0 | 0 | 0
F1_Industrial_Market_Food Products_Existing_Miscellaneous_Natural Gas | F1 | Industrial | Market | Food Products | Existing | Miscellaneous | Natural Gas | Units | 2370.9417 | 2330.0634 | 2289.8899 | 2250.409 | 2211.6089 | 2173.4777 | 2136.0039 | 2099.1763 | 2062.9836 | 2027.4149 | 1992.4595 | 1958.1067 | 1924.3463 | 1891.1679 | 1858.5615 | 1826.5174 | 1795.0257 | 1764.077 | 1733.6618 | 1703.7711 | 1674.3958 | 1645.5269 | 0
F2_Industrial_Market_Food Products_Existing_Miscellaneous_Natural Gas | F2 | Industrial | Market | Food Products | Existing | Miscellaneous | Natural Gas | Usage (GWh) | 0.15397 | 0.15132 | 0.14871 | 0.14615 | 0.14363 | 0.14115 | 0.13872 | 0.13632 | 0.13397 | 0.13166 | 0.12939 | 0.12716 | 0.12497 | 0.12282 | 0.1207 | 0.11862 | 0.11657 | 0.11456 | 0.11259 | 0.11065 | 0.10874 | 0.10686 | 0
F3_Industrial_Market_Food Products_Existing_Miscellaneous_Natural Gas | F3 | Industrial | Market | Food Products | Existing | Miscellaneous | Natural Gas | Summer Peak Demand (MW) | 0 | 0 | 0 | 0 | 0 | 0 | 0 | 0 | 0 | 0 | 0 | 0 | 0 | 0 | 0 | 0 | 0 | 0 | 0 | 0 | 0 | 0 | 0
F4_Industrial_Market_Food Products_Existing_Miscellaneous_Natural Gas | F4 | Industrial | Market | Food Products | Existing | Miscellaneous | Natural Gas | Winter Peak Demand (MW) | 0 | 0 | 0 | 0 | 0 | 0 | 0 | 0 | 0 | 0 | 0 | 0 | 0 | 0 | 0 | 0 | 0 | 0 | 0 | 0 | 0 | 0 | 0
F1_Industrial_Market_Food Products_New_Space Heating_Natural Gas | F1 | Industrial | Market | Food Products | New | Space Heating | Natural Gas | Units | 0 | 123.7051 | 126.6671 | 221.058 | 315.2171 | 420.7547 | 484.3137 | 558.0973 | 630.951 | 712.9002 | 773.9355 | 844.1344 | 913.4023 | 993.7551 | 1048.2907 | 1114.5713 | 1180.8016 | 1257.9028 | 1308.8303 | 1371.5851 | 1432.6307 | 1493.496 | 0
F2_Industrial_Market_Food Products_New_Space Heating_Natural Gas | F2 | Industrial | Market | Food Products | New | Space Heating | Natural Gas | Usage (GWh) | 0 | 0.021095 | 0.0216 | 0.037697 | 0.053754 | 0.071751 | 0.08259 | 0.095172 | 0.1076 | 0.12157 | 0.13198 | 0.14395 | 0.15576 | 0.16946 | 0.17876 | 0.19007 | 0.20136 | 0.21451 | 0.22319 | 0.23389 | 0.24431 | 0.25468 | 0
F3_Industrial_Market_Food Products_New_Space Heating_Natural Gas | F3 | Industrial | Market | Food Products | New | Space Heating | Natural Gas | Summer Peak Demand (MW) | 0 | 0 | 0 | 0 | 0 | 0 | 0 | 0 | 0 | 0 | 0 | 0 | 0 | 0 | 0 | 0 | 0 | 0 | 0 | 0 | 0 | 0 | 0
F4_Industrial_Market_Food Products_New_Space Heating_Natural Gas | F4 | Industrial | Market | Food Products | New | Space Heating | Natural Gas | Winter Peak Demand (MW) | 0 | 0 | 0 | 0 | 0 | 0 | 0 | 0 | 0 | 0 | 0 | 0 | 0 | 0 | 0 | 0 | 0 | 0 | 0 | 0 | 0 | 0 | 0
F1_Industrial_Market_Food Products_New_Process_Natural Gas | F1 | Industrial | Market | Food Products | New | Process | Natural Gas | Units | 0 | 123.7051 | 126.6671 | 221.058 | 315.2171 | 420.7547 | 484.3137 | 558.0973 | 630.951 | 712.9002 | 773.9355 | 844.1344 | 913.4023 | 993.7551 | 1048.2907 | 1114.5713 | 1180.8016 | 1257.9028 | 1308.8303 | 1371.5851 | 1432.6307 | 1493.496 | 0
F2_Industrial_Market_Food Products_New_Process_Natural Gas | F2 | Industrial | Market | Food Products | New | Process | Natural Gas | Usage (GWh) | 0 | 0.34761 | 0.35594 | 0.62118 | 0.88577 | 1.1823 | 1.3609 | 1.5683 | 1.773 | 2.0033 | 2.1748 | 2.372 | 2.5667 | 2.7925 | 2.9457 | 3.132 | 3.3181 | 3.5347 | 3.6778 | 3.8542 | 4.0257 | 4.1968 | 0
F3_Industrial_Market_Food Products_New_Process_Natural Gas | F3 | Industrial | Market | Food Products | New | Process | Natural Gas | Summer Peak Demand (MW) | 0 | 0 | 0 | 0 | 0 | 0 | 0 | 0 | 0 | 0 | 0 | 0 | 0 | 0 | 0 | 0 | 0 | 0 | 0 | 0 | 0 | 0 | 0
F4_Industrial_Market_Food Products_New_Process_Natural Gas | F4 | Industrial | Market | Food Products | New | Process | Natural Gas | Winter Peak Demand (MW) | 0 | 0 | 0 | 0 | 0 | 0 | 0 | 0 | 0 | 0 | 0 | 0 | 0 | 0 | 0 | 0 | 0 | 0 | 0 | 0 | 0 | 0 | 0
F1_Industrial_Market_Food Products_New_Miscellaneous_Natural Gas | F1 | Industrial | Market | Food Products | New | Miscellaneous | Natural Gas | Units | 0 | 123.7051 | 126.6671 | 221.058 | 315.2171 | 420.7547 | 484.3137 | 558.0973 | 630.951 | 712.9002 | 773.9355 | 844.1344 | 913.4023 | 993.7551 | 1048.2907 | 1114.5713 | 1180.8016 | 1257.9028 | 1308.8303 | 1371.5851 | 1432.6307 | 1493.496 | 0
F2_Industrial_Market_Food Products_New_Miscellaneous_Natural Gas | F2 | Industrial | Market | Food Products | New | Miscellaneous | Natural Gas | Usage (GWh) | 0 | 0.0080336 | 0.008226 | 0.014356 | 0.020471 | 0.027324 | 0.031452 | 0.036244 | 0.040975 | 0.046297 | 0.050261 | 0.054819 | 0.059318 | 0.064536 | 0.068078 | 0.072382 | 0.076683 | 0.08169 | 0.084998 | 0.089073 | 0.093037 | 0.09699 | 0
F3_Industrial_Market_Food Products_New_Miscellaneous_Natural Gas | F3 | Industrial | Market | Food Products | New | Miscellaneous | Natural Gas | Summer Peak Demand (MW) | 0 | 0 | 0 | 0 | 0 | 0 | 0 | 0 | 0 | 0 | 0 | 0 | 0 | 0 | 0 | 0 | 0 | 0 | 0 | 0 | 0 | 0 | 0
F4_Industrial_Market_Food Products_New_Miscellaneous_Natural Gas | F4 | Industrial | Market | Food Products | New | Miscellaneous | Natural Gas | Winter Peak Demand (MW) | 0 | 0 | 0 | 0 | 0 | 0 | 0 | 0 | 0 | 0 | 0 | 0 | 0 | 0 | 0 | 0 | 0 | 0 | 0 | 0 | 0 | 0 | 0
F1_Industrial_Market_Agriculture_Existing_Space Heating_Natural Gas | F1 | Industrial | Market | Agriculture | Existing | Space Heating | Natural Gas | Units | 17279.0665 | 16981.1515 | 16688.3731 | 16400.6425 | 16117.8728 | 15839.9784 | 15566.8754 | 15298.481 | 15034.714 | 14775.4948 | 14520.7449 | 14270.3873 | 14024.3461 | 13782.547 | 13544.9169 | 13311.3839 | 13081.8772 | 12856.3276 | 12634.6668 | 12416.8277 | 12202.7445 | 11992.3523 | 0
F2_Industrial_Market_Agriculture_Existing_Space Heating_Natural Gas | F2 | Industrial | Market | Agriculture | Existing | Space Heating | Natural Gas | Usage (GWh) | 1.0998 | 1.0784 | 1.0573 | 1.0366 | 1.0163 | 0.99641 | 0.97696 | 0.95795 | 0.93937 | 0.92123 | 0.90352 | 0.88626 | 0.86942 | 0.85298 | 0.83693 | 0.82126 | 0.80595 | 0.791 | 0.77638 | 0.76209 | 0.74811 | 0.73445 | 0
F3_Industrial_Market_Agriculture_Existing_Space Heating_Natural Gas | F3 | Industrial | Market | Agriculture | Existing | Space Heating | Natural Gas | Summer Peak Demand (MW) | 0 | 0 | 0 | 0 | 0 | 0 | 0 | 0 | 0 | 0 | 0 | 0 | 0 | 0 | 0 | 0 | 0 | 0 | 0 | 0 | 0 | 0 | 0
F4_Industrial_Market_Agriculture_Existing_Space Heating_Natural Gas | F4 | Industrial | Market | Agriculture | Existing | Space Heating | Natural Gas | Winter Peak Demand (MW) | 0 | 0 | 0 | 0 | 0 | 0 | 0 | 0 | 0 | 0 | 0 | 0 | 0 | 0 | 0 | 0 | 0 | 0 | 0 | 0 | 0 | 0 | 0
F1_Industrial_Market_Agriculture_Existing_Process_Natural Gas | F1 | Industrial | Market | Agriculture | Existing | Process | Natural Gas | Units | 17279.0665 | 16981.1515 | 16688.3731 | 16400.6425 | 16117.8728 | 15839.9784 | 15566.8754 | 15298.481 | 15034.714 | 14775.4948 | 14520.7449 | 14270.3873 | 14024.3461 | 13782.547 | 13544.9169 | 13311.3839 | 13081.8772 | 12856.3276 | 12634.6668 | 12416.8277 | 12202.7445 | 11992.3523 | 0
F2_Industrial_Market_Agriculture_Existing_Process_Natural Gas | F2 | Industrial | Market | Agriculture | Existing | Process | Natural Gas | Usage (GWh) | 2.2608 | 2.2219 | 2.1836 | 2.1459 | 2.1089 | 2.0725 | 2.0368 | 2.0017 | 1.9672 | 1.9333 | 1.8999 | 1.8672 | 1.835 | 1.8033 | 1.7723 | 1.7417 | 1.7117 | 1.6822 | 1.6532 | 1.6247 | 1.5966 | 1.5691 | 0
F3_Industrial_Market_Agriculture_Existing_Process_Natural Gas | F3 | Industrial | Market | Agriculture | Existing | Process | Natural Gas | Summer Peak Demand (MW) | 0 | 0 | 0 | 0 | 0 | 0 | 0 | 0 | 0 | 0 | 0 | 0 | 0 | 0 | 0 | 0 | 0 | 0 | 0 | 0 | 0 | 0 | 0
F4_Industrial_Market_Agriculture_Existing_Process_Natural Gas | F4 | Industrial | Market | Agriculture | Existing | Process | Natural Gas | Winter Peak Demand (MW) | 0 | 0 | 0 | 0 | 0 | 0 | 0 | 0 | 0 | 0 | 0 | 0 | 0 | 0 | 0 | 0 | 0 | 0 | 0 | 0 | 0 | 0 | 0
F1_Industrial_Market_Agriculture_Existing_Miscellaneous_Natural Gas | F1 | Industrial | Market | Agriculture | Existing | Miscellaneous | Natural Gas | Units | 17279.0665 | 16981.1515 | 16688.3731 | 16400.6425 | 16117.8728 | 15839.9784 | 15566.8754 | 15298.481 | 15034.714 | 14775.4948 | 14520.7449 | 14270.3873 | 14024.3461 | 13782.547 | 13544.9169 | 13311.3839 | 13081.8772 | 12856.3276 | 12634.6668 | 12416.8277 | 12202.7445 | 11992.3523 | 0
F2_Industrial_Market_Agriculture_Existing_Miscellaneous_Natural Gas | F2 | Industrial | Market | Agriculture | Existing | Miscellaneous | Natural Gas | Usage (GWh) | 0.3608 | 0.35458 | 0.34847 | 0.34246 | 0.33655 | 0.33075 | 0.32505 | 0.31944 | 0.31394 | 0.30852 | 0.3032 | 0.29798 | 0.29284 | 0.28779 | 0.28283 | 0.27795 | 0.27316 | 0.26845 | 0.26382 | 0.25927 | 0.2548 | 0.25041 | 0
F3_Industrial_Market_Agriculture_Existing_Miscellaneous_Natural Gas | F3 | Industrial | Market | Agriculture | Existing | Miscellaneous | Natural Gas | Summer Peak Demand (MW) | 0 | 0 | 0 | 0 | 0 | 0 | 0 | 0 | 0 | 0 | 0 | 0 | 0 | 0 | 0 | 0 | 0 | 0 | 0 | 0 | 0 | 0 | 0
F4_Industrial_Market_Agriculture_Existing_Miscellaneous_Natural Gas | F4 | Industrial | Market | Agriculture | Existing | Miscellaneous | Natural Gas | Winter Peak Demand (MW) | 0 | 0 | 0 | 0 | 0 | 0 | 0 | 0 | 0 | 0 | 0 | 0 | 0 | 0 | 0 | 0 | 0 | 0 | 0 | 0 | 0 | 0 | 0
F1_Industrial_Market_Agriculture_New_Space Heating_Natural Gas | F1 | Industrial | Market | Agriculture | New | Space Heating | Natural Gas | Units | 0 | 901.5445 | 923.1304 | 1611.0371 | 2297.2546 | 3066.3969 | 3529.6057 | 4067.3293 | 4598.2762 | 5195.5094 | 5640.3254 | 6151.9248 | 6656.7389 | 7242.3374 | 7639.7853 | 8122.828 | 8605.5048 | 9167.4061 | 9538.5584 | 9995.9057 | 10440.7971 | 10884.3743 | 0
F2_Industrial_Market_Agriculture_New_Space Heating_Natural Gas | F2 | Industrial | Market | Agriculture | New | Space Heating | Natural Gas | Usage (GWh) | 0 | 0.054324 | 0.055625 | 0.097076 | 0.13842 | 0.18477 | 0.21268 | 0.24508 | 0.27708 | 0.31306 | 0.33987 | 0.37069 | 0.40111 | 0.4364 | 0.46035 | 0.48945 | 0.51854 | 0.5524 | 0.57476 | 0.60232 | 0.62913 | 0.65586 | 0
F3_Industrial_Market_Agriculture_New_Space Heating_Natural Gas | F3 | Industrial | Market | Agriculture | New | Space Heating | Natural Gas | Summer Peak Demand (MW) | 0 | 0 | 0 | 0 | 0 | 0 | 0 | 0 | 0 | 0 | 0 | 0 | 0 | 0 | 0 | 0 | 0 | 0 | 0 | 0 | 0 | 0 | 0
F4_Industrial_Market_Agriculture_New_Space Heating_Natural Gas | F4 | Industrial | Market | Agriculture | New | Space Heating | Natural Gas | Winter Peak Demand (MW) | 0 | 0 | 0 | 0 | 0 | 0 | 0 | 0 | 0 | 0 | 0 | 0 | 0 | 0 | 0 | 0 | 0 | 0 | 0 | 0 | 0 | 0 | 0
F1_Industrial_Market_Agriculture_New_Process_Natural Gas | F1 | Industrial | Market | Agriculture | New | Process | Natural Gas | Units | 0 | 901.5445 | 923.1304 | 1611.0371 | 2297.2546 | 3066.3969 | 3529.6057 | 4067.3293 | 4598.2762 | 5195.5094 | 5640.3254 | 6151.9248 | 6656.7389 | 7242.3374 | 7639.7853 | 8122.828 | 8605.5048 | 9167.4061 | 9538.5584 | 9995.9057 | 10440.7971 | 10884.3743 | 0
F2_Industrial_Market_Agriculture_New_Process_Natural Gas | F2 | Industrial | Market | Agriculture | New | Process | Natural Gas | Usage (GWh) | 0 | 0.11796 | 0.12078 | 0.21079 | 0.30058 | 0.40122 | 0.46182 | 0.53218 | 0.60165 | 0.67979 | 0.738 | 0.80493 | 0.87099 | 0.94761 | 0.99961 | 1.0628 | 1.126 | 1.1995 | 1.2481 | 1.3079 | 1.3661 | 1.4241 | 0
F3_Industrial_Market_Agriculture_New_Process_Natural Gas | F3 | Industrial | Market | Agriculture | New | Process | Natural Gas | Summer Peak Demand (MW) | 0 | 0 | 0 | 0 | 0 | 0 | 0 | 0 | 0 | 0 | 0 | 0 | 0 | 0 | 0 | 0 | 0 | 0 | 0 | 0 | 0 | 0 | 0
F4_Industrial_Market_Agriculture_New_Process_Natural Gas | F4 | Industrial | Market | Agriculture | New | Process | Natural Gas | Winter Peak Demand (MW) | 0 | 0 | 0 | 0 | 0 | 0 | 0 | 0 | 0 | 0 | 0 | 0 | 0 | 0 | 0 | 0 | 0 | 0 | 0 | 0 | 0 | 0 | 0
F1_Industrial_Market_Agriculture_New_Miscellaneous_Natural Gas | F1 | Industrial | Market | Agriculture | New | Miscellaneous | Natural Gas | Units | 0 | 901.5445 | 923.1304 | 1611.0371 | 2297.2546 | 3066.3969 | 3529.6057 | 4067.3293 | 4598.2762 | 5195.5094 | 5640.3254 | 6151.9248 | 6656.7389 | 7242.3374 | 7639.7853 | 8122.828 | 8605.5048 | 9167.4061 | 9538.5584 | 9995.9057 | 10440.7971 | 10884.3743 | 0
F2_Industrial_Market_Agriculture_New_Miscellaneous_Natural Gas | F2 | Industrial | Market | Agriculture | New | Miscellaneous | Natural Gas | Usage (GWh) | 0 | 0.018825 | 0.019276 | 0.03364 | 0.047968 | 0.064029 | 0.073701 | 0.084929 | 0.096015 | 0.10849 | 0.11777 | 0.12846 | 0.139 | 0.15123 | 0.15952 | 0.16961 | 0.17969 | 0.19142 | 0.19917 | 0.20872 | 0.21801 | 0.22727 | 0
F3_Industrial_Market_Agriculture_New_Miscellaneous_Natural Gas | F3 | Industrial | Market | Agriculture | New | Miscellaneous | Natural Gas | Summer Peak Demand (MW) | 0 | 0 | 0 | 0 | 0 | 0 | 0 | 0 | 0 | 0 | 0 | 0 | 0 | 0 | 0 | 0 | 0 | 0 | 0 | 0 | 0 | 0 | 0
F4_Industrial_Market_Agriculture_New_Miscellaneous_Natural Gas | F4 | Industrial | Market | Agriculture | New | Miscellaneous | Natural Gas | Winter Peak Demand (MW) | 0 | 0 | 0 | 0 | 0 | 0 | 0 | 0 | 0 | 0 | 0 | 0 | 0 | 0 | 0 | 0 | 0 | 0 | 0 | 0 | 0 | 0 | 0
F1_Industrial_Market_Primary Metals_Existing_Space Heating_Natural Gas | F1 | Industrial | Market | Primary Metals | Existing | Space Heating | Natural Gas | Units | 274.2989 | 269.5696 | 264.9219 | 260.3543 | 255.8654 | 251.4539 | 247.1185 | 242.8578 | 238.6706 | 234.5556 | 230.5116 | 226.5372 | 222.6314 | 218.7929 | 215.0206 | 211.3134 | 207.6701 | 204.0895 | 200.5708 | 197.1126 | 193.7141 | 190.3742 | 0
F2_Industrial_Market_Primary Metals_Existing_Space Heating_Natural Gas | F2 | Industrial | Market | Primary Metals | Existing | Space Heating | Natural Gas | Usage (GWh) | 0.099674 | 0.097728 | 0.095816 | 0.09394 | 0.092101 | 0.0903 | 0.088538 | 0.086814 | 0.085131 | 0.083487 | 0.081882 | 0.080318 | 0.078791 | 0.077301 | 0.075847 | 0.074427 | 0.07304 | 0.071684 | 0.07036 | 0.069065 | 0.067798 | 0.066559 | 0
F3_Industrial_Market_Primary Metals_Existing_Space Heating_Natural Gas | F3 | Industrial | Market | Primary Metals | Existing | Space Heating | Natural Gas | Summer Peak Demand (MW) | 0 | 0 | 0 | 0 | 0 | 0 | 0 | 0 | 0 | 0 | 0 | 0 | 0 | 0 | 0 | 0 | 0 | 0 | 0 | 0 | 0 | 0 | 0
F4_Industrial_Market_Primary Metals_Existing_Space Heating_Natural Gas | F4 | Industrial | Market | Primary Metals | Existing | Space Heating | Natural Gas | Winter Peak Demand (MW) | 0 | 0 | 0 | 0 | 0 | 0 | 0 | 0 | 0 | 0 | 0 | 0 | 0 | 0 | 0 | 0 | 0 | 0 | 0 | 0 | 0 | 0 | 0
F1_Industrial_Market_Primary Metals_Existing_Process_Natural Gas | F1 | Industrial | Market | Primary Metals | Existing | Process | Natural Gas | Units | 274.2989 | 269.5696 | 264.9219 | 260.3543 | 255.8654 | 251.4539 | 247.1185 | 242.8578 | 238.6706 | 234.5556 | 230.5116 | 226.5372 | 222.6314 | 218.7929 | 215.0206 | 211.3134 | 207.6701 | 204.0895 | 200.5708 | 197.1126 | 193.7141 | 190.3742 | 0
F2_Industrial_Market_Primary Metals_Existing_Process_Natural Gas | F2 | Industrial | Market | Primary Metals | Existing | Process | Natural Gas | Usage (GWh) | 2.5718 | 2.5274 | 2.4838 | 2.441 | 2.3989 | 2.3576 | 2.3169 | 2.277 | 2.2377 | 2.1991 | 2.1612 | 2.124 | 2.0873 | 2.0513 | 2.016 | 1.9812 | 1.9471 | 1.9135 | 1.8805 | 1.8481 | 1.8162 | 1.7849 | 0
F3_Industrial_Market_Primary Metals_Existing_Process_Natural Gas | F3 | Industrial | Market | Primary Metals | Existing | Process | Natural Gas | Summer Peak Demand (MW) | 0 | 0 | 0 | 0 | 0 | 0 | 0 | 0 | 0 | 0 | 0 | 0 | 0 | 0 | 0 | 0 | 0 | 0 | 0 | 0 | 0 | 0 | 0
F4_Industrial_Market_Primary Metals_Existing_Process_Natural Gas | F4 | Industrial | Market | Primary Metals | Existing | Process | Natural Gas | Winter Peak Demand (MW) | 0 | 0 | 0 | 0 | 0 | 0 | 0 | 0 | 0 | 0 | 0 | 0 | 0 | 0 | 0 | 0 | 0 | 0 | 0 | 0 | 0 | 0 | 0
F1_Industrial_Market_Primary Metals_Existing_Miscellaneous_Natural Gas | F1 | Industrial | Market | Primary Metals | Existing | Miscellaneous | Natural Gas | Units | 274.2989 | 269.5696 | 264.9219 | 260.3543 | 255.8654 | 251.4539 | 247.1185 | 242.8578 | 238.6706 | 234.5556 | 230.5116 | 226.5372 | 222.6314 | 218.7929 | 215.0206 | 211.3134 | 207.6701 | 204.0895 | 200.5708 | 197.1126 | 193.7141 | 190.3742 | 0
F2_Industrial_Market_Primary Metals_Existing_Miscellaneous_Natural Gas | F2 | Industrial | Market | Primary Metals | Existing | Miscellaneous | Natural Gas | Usage (GWh) | 0.10853 | 0.10666 | 0.10482 | 0.10302 | 0.10124 | 0.099494 | 0.097779 | 0.096093 | 0.094436 | 0.092808 | 0.091208 | 0.089635 | 0.08809 | 0.086571 | 0.085078 | 0.083611 | 0.08217 | 0.080753 | 0.079361 | 0.077993 | 0.076648 | 0.075326 | 0
F3_Industrial_Market_Primary Metals_Existing_Miscellaneous_Natural Gas | F3 | Industrial | Market | Primary Metals | Existing | Miscellaneous | Natural Gas | Summer Peak Demand (MW) | 0 | 0 | 0 | 0 | 0 | 0 | 0 | 0 | 0 | 0 | 0 | 0 | 0 | 0 | 0 | 0 | 0 | 0 | 0 | 0 | 0 | 0 | 0
F4_Industrial_Market_Primary Metals_Existing_Miscellaneous_Natural Gas | F4 | Industrial | Market | Primary Metals | Existing | Miscellaneous | Natural Gas | Winter Peak Demand (MW) | 0 | 0 | 0 | 0 | 0 | 0 | 0 | 0 | 0 | 0 | 0 | 0 | 0 | 0 | 0 | 0 | 0 | 0 | 0 | 0 | 0 | 0 | 0
F1_Industrial_Market_Primary Metals_New_Space Heating_Natural Gas | F1 | Industrial | Market | Primary Metals | New | Space Heating | Natural Gas | Units | 0 | 14.3117 | 14.6544 | 25.5746 | 36.4681 | 48.6779 | 56.0312 | 64.5674 | 72.996 | 82.4768 | 89.5381 | 97.6596 | 105.6733 | 114.9695 | 121.2788 | 128.9469 | 136.6093 | 145.5292 | 151.4212 | 158.6814 | 165.7439 | 172.7855 | 0
F2_Industrial_Market_Primary Metals_New_Space Heating_Natural Gas | F2 | Industrial | Market | Primary Metals | New | Space Heating | Natural Gas | Usage (GWh) | 0 | 0.0049231 | 0.005041 | 0.0087975 | 0.012545 | 0.016745 | 0.019274 | 0.022211 | 0.02511 | 0.028372 | 0.030801 | 0.033594 | 0.036351 | 0.039549 | 0.041719 | 0.044357 | 0.046993 | 0.050061 | 0.052088 | 0.054585 | 0.057015 | 0.059437 | 0
F3_Industrial_Market_Primary Metals_New_Space Heating_Natural Gas | F3 | Industrial | Market | Primary Metals | New | Space Heating | Natural Gas | Summer Peak Demand (MW) | 0 | 0 | 0 | 0 | 0 | 0 | 0 | 0 | 0 | 0 | 0 | 0 | 0 | 0 | 0 | 0 | 0 | 0 | 0 | 0 | 0 | 0 | 0
F4_Industrial_Market_Primary Metals_New_Space Heating_Natural Gas | F4 | Industrial | Market | Primary Metals | New | Space Heating | Natural Gas | Winter Peak Demand (MW) | 0 | 0 | 0 | 0 | 0 | 0 | 0 | 0 | 0 | 0 | 0 | 0 | 0 | 0 | 0 | 0 | 0 | 0 | 0 | 0 | 0 | 0 | 0
F1_Industrial_Market_Primary Metals_New_Process_Natural Gas | F1 | Industrial | Market | Primary Metals | New | Process | Natural Gas | Units | 0 | 14.3117 | 14.6544 | 25.5746 | 36.4681 | 48.6779 | 56.0312 | 64.5674 | 72.996 | 82.4768 | 89.5381 | 97.6596 | 105.6733 | 114.9695 | 121.2788 | 128.9469 | 136.6093 | 145.5292 | 151.4212 | 158.6814 | 165.7439 | 172.7855 | 0
F2_Industrial_Market_Primary Metals_New_Process_Natural Gas | F2 | Industrial | Market | Primary Metals | New | Process | Natural Gas | Usage (GWh) | 0 | 0.13418 | 0.1374 | 0.23978 | 0.34191 | 0.45639 | 0.52533 | 0.60537 | 0.68439 | 0.77328 | 0.83948 | 0.91563 | 0.99076 | 1.0779 | 1.1371 | 1.209 | 1.2808 | 1.3644 | 1.4197 | 1.4878 | 1.554 | 1.62 | 0
F3_Industrial_Market_Primary Metals_New_Process_Natural Gas | F3 | Industrial | Market | Primary Metals | New | Process | Natural Gas | Summer Peak Demand (MW) | 0 | 0 | 0 | 0 | 0 | 0 | 0 | 0 | 0 | 0 | 0 | 0 | 0 | 0 | 0 | 0 | 0 | 0 | 0 | 0 | 0 | 0 | 0
F4_Industrial_Market_Primary Metals_New_Process_Natural Gas | F4 | Industrial | Market | Primary Metals | New | Process | Natural Gas | Winter Peak Demand (MW) | 0 | 0 | 0 | 0 | 0 | 0 | 0 | 0 | 0 | 0 | 0 | 0 | 0 | 0 | 0 | 0 | 0 | 0 | 0 | 0 | 0 | 0 | 0
F1_Industrial_Market_Primary Metals_New_Miscellaneous_Natural Gas | F1 | Industrial | Market | Primary Metals | New | Miscellaneous | Natural Gas | Units | 0 | 14.3117 | 14.6544 | 25.5746 | 36.4681 | 48.6779 | 56.0312 | 64.5674 | 72.996 | 82.4768 | 89.5381 | 97.6596 | 105.6733 | 114.9695 | 121.2788 | 128.9469 | 136.6093 | 145.5292 | 151.4212 | 158.6814 | 165.7439 | 172.7855 | 0
F2_Industrial_Market_Primary Metals_New_Miscellaneous_Natural Gas | F2 | Industrial | Market | Primary Metals | New | Miscellaneous | Natural Gas | Usage (GWh) | 0 | 0.0056628 | 0.0057984 | 0.010119 | 0.01443 | 0.019261 | 0.02217 | 0.025548 | 0.028883 | 0.032634 | 0.035428 | 0.038641 | 0.041812 | 0.045491 | 0.047987 | 0.051021 | 0.054053 | 0.057582 | 0.059914 | 0.062786 | 0.065581 | 0.068367 | 0
F3_Industrial_Market_Primary Metals_New_Miscellaneous_Natural Gas | F3 | Industrial | Market | Primary Metals | New | Miscellaneous | Natural Gas | Summer Peak Demand (MW) | 0 | 0 | 0 | 0 | 0 | 0 | 0 | 0 | 0 | 0 | 0 | 0 | 0 | 0 | 0 | 0 | 0 | 0 | 0 | 0 | 0 | 0 | 0
F4_Industrial_Market_Primary Metals_New_Miscellaneous_Natural Gas | F4 | Industrial | Market | Primary Metals | New | Miscellaneous | Natural Gas | Winter Peak Demand (MW) | 0 | 0 | 0 | 0 | 0 | 0 | 0 | 0 | 0 | 0 | 0 | 0 | 0 | 0 | 0 | 0 | 0 | 0 | 0 | 0 | 0 | 0 | 0
F1_Industrial_Market_Stone, Clay, and Glass_Existing_Space Heating_Natural Gas | F1 | Industrial | Market | Stone, Clay, and Glass | Existing | Space Heating | Natural Gas | Units | 352.958 | 346.8725 | 340.8919 | 335.0145 | 329.2384 | 323.5618 | 317.9832 | 312.5007 | 307.1128 | 301.8177 | 296.614 | 291.4999 | 286.4741 | 281.5349 | 276.6808 | 271.9105 | 267.2223 | 262.6151 | 258.0872 | 253.6374 | 249.2644 | 244.9667 | 0
F2_Industrial_Market_Stone, Clay, and Glass_Existing_Space Heating_Natural Gas | F2 | Industrial | Market | Stone, Clay, and Glass | Existing | Space Heating | Natural Gas | Usage (GWh) | 0.102 | 0.1 | 0.098048 | 0.096128 | 0.094246 | 0.092403 | 0.0906 | 0.088837 | 0.087114 | 0.085431 | 0.083789 | 0.082188 | 0.080626 | 0.079102 | 0.077614 | 0.076161 | 0.074741 | 0.073354 | 0.071998 | 0.070673 | 0.069377 | 0.06811 | 0
F3_Industrial_Market_Stone, Clay, and Glass_Existing_Space Heating_Natural Gas | F3 | Industrial | Market | Stone, Clay, and Glass | Existing | Space Heating | Natural Gas | Summer Peak Demand (MW) | 0 | 0 | 0 | 0 | 0 | 0 | 0 | 0 | 0 | 0 | 0 | 0 | 0 | 0 | 0 | 0 | 0 | 0 | 0 | 0 | 0 | 0 | 0
F4_Industrial_Market_Stone, Clay, and Glass_Existing_Space Heating_Natural Gas | F4 | Industrial | Market | Stone, Clay, and Glass | Existing | Space Heating | Natural Gas | Winter Peak Demand (MW) | 0 | 0 | 0 | 0 | 0 | 0 | 0 | 0 | 0 | 0 | 0 | 0 | 0 | 0 | 0 | 0 | 0 | 0 | 0 | 0 | 0 | 0 | 0
F1_Industrial_Market_Stone, Clay, and Glass_Existing_Process_Natural Gas | F1 | Industrial | Market | Stone, Clay, and Glass | Existing | Process | Natural Gas | Units | 352.958 | 346.8725 | 340.8919 | 335.0145 | 329.2384 | 323.5618 | 317.9832 | 312.5007 | 307.1128 | 301.8177 | 296.614 | 291.4999 | 286.4741 | 281.5349 | 276.6808 | 271.9105 | 267.2223 | 262.6151 | 258.0872 | 253.6374 | 249.2644 | 244.9667 | 0
F2_Industrial_Market_Stone, Clay, and Glass_Existing_Process_Natural Gas | F2 | Industrial | Market | Stone, Clay, and Glass | Existing | Process | Natural Gas | Usage (GWh) | 1.9875 | 1.9533 | 1.9196 | 1.8865 | 1.854 | 1.822 | 1.7906 | 1.7597 | 1.7294 | 1.6996 | 1.6703 | 1.6415 | 1.6132 | 1.5853 | 1.558 | 1.5312 | 1.5048 | 1.4788 | 1.4533 | 1.4283 | 1.4036 | 1.3794 | 0
F3_Industrial_Market_Stone, Clay, and Glass_Existing_Process_Natural Gas | F3 | Industrial | Market | Stone, Clay, and Glass | Existing | Process | Natural Gas | Summer Peak Demand (MW) | 0 | 0 | 0 | 0 | 0 | 0 | 0 | 0 | 0 | 0 | 0 | 0 | 0 | 0 | 0 | 0 | 0 | 0 | 0 | 0 | 0 | 0 | 0
F4_Industrial_Market_Stone, Clay, and Glass_Existing_Process_Natural Gas | F4 | Industrial | Market | Stone, Clay, and Glass | Existing | Process | Natural Gas | Winter Peak Demand (MW) | 0 | 0 | 0 | 0 | 0 | 0 | 0 | 0 | 0 | 0 | 0 | 0 | 0 | 0 | 0 | 0 | 0 | 0 | 0 | 0 | 0 | 0 | 0
F1_Industrial_Market_Stone, Clay, and Glass_Existing_Miscellaneous_Natural Gas | F1 | Industrial | Market | Stone, Clay, and Glass | Existing | Miscellaneous | Natural Gas | Units | 352.958 | 346.8725 | 340.8919 | 335.0145 | 329.2384 | 323.5618 | 317.9832 | 312.5007 | 307.1128 | 301.8177 | 296.614 | 291.4999 | 286.4741 | 281.5349 | 276.6808 | 271.9105 | 267.2223 | 262.6151 | 258.0872 | 253.6374 | 249.2644 | 244.9667 | 0
F2_Industrial_Market_Stone, Clay, and Glass_Existing_Miscellaneous_Natural Gas | F2 | Industrial | Market | Stone, Clay, and Glass | Existing | Miscellaneous | Natural Gas | Usage (GWh) | 0.13347 | 0.13117 | 0.12891 | 0.12669 | 0.1245 | 0.12236 | 0.12025 | 0.11818 | 0.11614 | 0.11414 | 0.11217 | 0.11023 | 0.10833 | 0.10647 | 0.10463 | 0.10283 | 0.10105 | 0.099311 | 0.097598 | 0.095916 | 0.094262 | 0.092637 | 0
F3_Industrial_Market_Stone, Clay, and Glass_Existing_Miscellaneous_Natural Gas | F3 | Industrial | Market | Stone, Clay, and Glass | Existing | Miscellaneous | Natural Gas | Summer Peak Demand (MW) | 0 | 0 | 0 | 0 | 0 | 0 | 0 | 0 | 0 | 0 | 0 | 0 | 0 | 0 | 0 | 0 | 0 | 0 | 0 | 0 | 0 | 0 | 0
F4_Industrial_Market_Stone, Clay, and Glass_Existing_Miscellaneous_Natural Gas | F4 | Industrial | Market | Stone, Clay, and Glass | Existing | Miscellaneous | Natural Gas | Winter Peak Demand (MW) | 0 | 0 | 0 | 0 | 0 | 0 | 0 | 0 | 0 | 0 | 0 | 0 | 0 | 0 | 0 | 0 | 0 | 0 | 0 | 0 | 0 | 0 | 0
F1_Industrial_Market_Stone, Clay, and Glass_New_Space Heating_Natural Gas | F1 | Industrial | Market | Stone, Clay, and Glass | New | Space Heating | Natural Gas | Units | 0 | 18.4158 | 18.8567 | 32.9085 | 46.9258 | 62.637 | 72.0989 | 83.083 | 93.9286 | 106.1282 | 115.2144 | 125.6648 | 135.9766 | 147.9386 | 156.0572 | 165.9243 | 175.7839 | 187.2618 | 194.8433 | 204.1855 | 213.2732 | 222.3341 | 0
F2_Industrial_Market_Stone, Clay, and Glass_New_Space Heating_Natural Gas | F2 | Industrial | Market | Stone, Clay, and Glass | New | Space Heating | Natural Gas | Usage (GWh) | 0 | 0.0050378 | 0.0051584 | 0.0090024 | 0.012837 | 0.017135 | 0.019723 | 0.022728 | 0.025695 | 0.029032 | 0.031518 | 0.034377 | 0.037198 | 0.04047 | 0.042691 | 0.04539 | 0.048087 | 0.051227 | 0.053301 | 0.055857 | 0.058343 | 0.060822 | 0
F3_Industrial_Market_Stone, Clay, and Glass_New_Space Heating_Natural Gas | F3 | Industrial | Market | Stone, Clay, and Glass | New | Space Heating | Natural Gas | Summer Peak Demand (MW) | 0 | 0 | 0 | 0 | 0 | 0 | 0 | 0 | 0 | 0 | 0 | 0 | 0 | 0 | 0 | 0 | 0 | 0 | 0 | 0 | 0 | 0 | 0
F4_Industrial_Market_Stone, Clay, and Glass_New_Space Heating_Natural Gas | F4 | Industrial | Market | Stone, Clay, and Glass | New | Space Heating | Natural Gas | Winter Peak Demand (MW) | 0 | 0 | 0 | 0 | 0 | 0 | 0 | 0 | 0 | 0 | 0 | 0 | 0 | 0 | 0 | 0 | 0 | 0 | 0 | 0 | 0 | 0 | 0
F1_Industrial_Market_Stone, Clay, and Glass_New_Process_Natural Gas | F1 | Industrial | Market | Stone, Clay, and Glass | New | Process | Natural Gas | Units | 0 | 18.4158 | 18.8567 | 32.9085 | 46.9258 | 62.637 | 72.0989 | 83.083 | 93.9286 | 106.1282 | 115.2144 | 125.6648 | 135.9766 | 147.9386 | 156.0572 | 165.9243 | 175.7839 | 187.2618 | 194.8433 | 204.1855 | 213.2732 | 222.3341 | 0
F2_Industrial_Market_Stone, Clay, and Glass_New_Process_Natural Gas | F2 | Industrial | Market | Stone, Clay, and Glass | New | Process | Natural Gas | Usage (GWh) | 0 | 0.1037 | 0.10618 | 0.18531 | 0.26424 | 0.35271 | 0.406 | 0.46785 | 0.52892 | 0.59762 | 0.64878 | 0.70763 | 0.7657 | 0.83305 | 0.87877 | 0.93433 | 0.98985 | 1.0545 | 1.0972 | 1.1498 | 1.201 | 1.252 | 0
F3_Industrial_Market_Stone, Clay, and Glass_New_Process_Natural Gas | F3 | Industrial | Market | Stone, Clay, and Glass | New | Process | Natural Gas | Summer Peak Demand (MW) | 0 | 0 | 0 | 0 | 0 | 0 | 0 | 0 | 0 | 0 | 0 | 0 | 0 | 0 | 0 | 0 | 0 | 0 | 0 | 0 | 0 | 0 | 0
F4_Industrial_Market_Stone, Clay, and Glass_New_Process_Natural Gas | F4 | Industrial | Market | Stone, Clay, and Glass | New | Process | Natural Gas | Winter Peak Demand (MW) | 0 | 0 | 0 | 0 | 0 | 0 | 0 | 0 | 0 | 0 | 0 | 0 | 0 | 0 | 0 | 0 | 0 | 0 | 0 | 0 | 0 | 0 | 0
F1_Industrial_Market_Stone, Clay, and Glass_New_Miscellaneous_Natural Gas | F1 | Industrial | Market | Stone, Clay, and Glass | New | Miscellaneous | Natural Gas | Units | 0 | 18.4158 | 18.8567 | 32.9085 | 46.9258 | 62.637 | 72.0989 | 83.083 | 93.9286 | 106.1282 | 115.2144 | 125.6648 | 135.9766 | 147.9386 | 156.0572 | 165.9243 | 175.7839 | 187.2618 | 194.8433 | 204.1855 | 213.2732 | 222.3341 | 0
F2_Industrial_Market_Stone, Clay, and Glass_New_Miscellaneous_Natural Gas | F2 | Industrial | Market | Stone, Clay, and Glass | New | Miscellaneous | Natural Gas | Usage (GWh) | 0 | 0.0069641 | 0.0071309 | 0.012445 | 0.017745 | 0.023687 | 0.027265 | 0.031419 | 0.03552 | 0.040133 | 0.04357 | 0.047521 | 0.051421 | 0.055945 | 0.059015 | 0.062746 | 0.066475 | 0.070815 | 0.073682 | 0.077215 | 0.080652 | 0.084078 | 0
F3_Industrial_Market_Stone, Clay, and Glass_New_Miscellaneous_Natural Gas | F3 | Industrial | Market | Stone, Clay, and Glass | New | Miscellaneous | Natural Gas | Summer Peak Demand (MW) | 0 | 0 | 0 | 0 | 0 | 0 | 0 | 0 | 0 | 0 | 0 | 0 | 0 | 0 | 0 | 0 | 0 | 0 | 0 | 0 | 0 | 0 | 0
F4_Industrial_Market_Stone, Clay, and Glass_New_Miscellaneous_Natural Gas | F4 | Industrial | Market | Stone, Clay, and Glass | New | Miscellaneous | Natural Gas | Winter Peak Demand (MW) | 0 | 0 | 0 | 0 | 0 | 0 | 0 | 0 | 0 | 0 | 0 | 0 | 0 | 0 | 0 | 0 | 0 | 0 | 0 | 0 | 0 | 0 | 0
F1_Industrial_Market_Petroleum_Existing_Space Heating_Natural Gas | F1 | Industrial | Market | Petroleum | Existing | Space Heating | Natural Gas | Units | 19.2342 | 18.9025 | 18.5766 | 18.2563 | 17.9416 | 17.6322 | 17.3282 | 17.0295 | 16.7359 | 16.4473 | 16.1637 | 15.8851 | 15.6112 | 15.342 | 15.0775 | 14.8175 | 14.5621 | 14.311 | 14.0643 | 13.8218 | 13.5835 | 13.3493 | 0
F2_Industrial_Market_Petroleum_Existing_Space Heating_Natural Gas | F2 | Industrial | Market | Petroleum | Existing | Space Heating | Natural Gas | Usage (GWh) | 0.0056769 | 0.0055524 | 0.0054301 | 0.0053104 | 0.0051932 | 0.0050788 | 0.0049672 | 0.0048586 | 0.004753 | 0.0046504 | 0.004551 | 0.0044547 | 0.0043613 | 0.0042708 | 0.004183 | 0.0040977 | 0.0040149 | 0.0039345 | 0.0038563 | 0.0037802 | 0.0037062 | 0.0036341 | 0
F3_Industrial_Market_Petroleum_Existing_Space Heating_Natural Gas | F3 | Industrial | Market | Petroleum | Existing | Space Heating | Natural Gas | Summer Peak Demand (MW) | 0 | 0 | 0 | 0 | 0 | 0 | 0 | 0 | 0 | 0 | 0 | 0 | 0 | 0 | 0 | 0 | 0 | 0 | 0 | 0 | 0 | 0 | 0
F4_Industrial_Market_Petroleum_Existing_Space Heating_Natural Gas | F4 | Industrial | Market | Petroleum | Existing | Space Heating | Natural Gas | Winter Peak Demand (MW) | 0 | 0 | 0 | 0 | 0 | 0 | 0 | 0 | 0 | 0 | 0 | 0 | 0 | 0 | 0 | 0 | 0 | 0 | 0 | 0 | 0 | 0 | 0
F1_Industrial_Market_Petroleum_Existing_Process_Natural Gas | F1 | Industrial | Market | Petroleum | Existing | Process | Natural Gas | Units | 19.2342 | 18.9025 | 18.5766 | 18.2563 | 17.9416 | 17.6322 | 17.3282 | 17.0295 | 16.7359 | 16.4473 | 16.1637 | 15.8851 | 15.6112 | 15.342 | 15.0775 | 14.8175 | 14.5621 | 14.311 | 14.0643 | 13.8218 | 13.5835 | 13.3493 | 0
F2_Industrial_Market_Petroleum_Existing_Process_Natural Gas | F2 | Industrial | Market | Petroleum | Existing | Process | Natural Gas | Usage (GWh) | 1.376 | 1.3523 | 1.329 | 1.306 | 1.2835 | 1.2614 | 1.2396 | 1.2183 | 1.1973 | 1.1766 | 1.1563 | 1.1364 | 1.1168 | 1.0976 | 1.0786 | 1.06 | 1.0418 | 1.0238 | 1.0061 | 0.98879 | 0.97175 | 0.95499 | 0
F3_Industrial_Market_Petroleum_Existing_Process_Natural Gas | F3 | Industrial | Market | Petroleum | Existing | Process | Natural Gas | Summer Peak Demand (MW) | 0 | 0 | 0 | 0 | 0 | 0 | 0 | 0 | 0 | 0 | 0 | 0 | 0 | 0 | 0 | 0 | 0 | 0 | 0 | 0 | 0 | 0 | 0
F4_Industrial_Market_Petroleum_Existing_Process_Natural Gas | F4 | Industrial | Market | Petroleum | Existing | Process | Natural Gas | Winter Peak Demand (MW) | 0 | 0 | 0 | 0 | 0 | 0 | 0 | 0 | 0 | 0 | 0 | 0 | 0 | 0 | 0 | 0 | 0 | 0 | 0 | 0 | 0 | 0 | 0
F1_Industrial_Market_Petroleum_Existing_Miscellaneous_Natural Gas | F1 | Industrial | Market | Petroleum | Existing | Miscellaneous | Natural Gas | Units | 19.2342 | 18.9025 | 18.5766 | 18.2563 | 17.9416 | 17.6322 | 17.3282 | 17.0295 | 16.7359 | 16.4473 | 16.1637 | 15.8851 | 15.6112 | 15.342 | 15.0775 | 14.8175 | 14.5621 | 14.311 | 14.0643 | 13.8218 | 13.5835 | 13.3493 | 0
F2_Industrial_Market_Petroleum_Existing_Miscellaneous_Natural Gas | F2 | Industrial | Market | Petroleum | Existing | Miscellaneous | Natural Gas | Usage (GWh) | 0.071914 | 0.070675 | 0.069456 | 0.068258 | 0.067082 | 0.065925 | 0.064788 | 0.063671 | 0.062574 | 0.061495 | 0.060434 | 0.059392 | 0.058368 | 0.057362 | 0.056373 | 0.055401 | 0.054446 | 0.053507 | 0.052585 | 0.051678 | 0.050787 | 0.049911 | 0
F3_Industrial_Market_Petroleum_Existing_Miscellaneous_Natural Gas | F3 | Industrial | Market | Petroleum | Existing | Miscellaneous | Natural Gas | Summer Peak Demand (MW) | 0 | 0 | 0 | 0 | 0 | 0 | 0 | 0 | 0 | 0 | 0 | 0 | 0 | 0 | 0 | 0 | 0 | 0 | 0 | 0 | 0 | 0 | 0
F4_Industrial_Market_Petroleum_Existing_Miscellaneous_Natural Gas | F4 | Industrial | Market | Petroleum | Existing | Miscellaneous | Natural Gas | Winter Peak Demand (MW) | 0 | 0 | 0 | 0 | 0 | 0 | 0 | 0 | 0 | 0 | 0 | 0 | 0 | 0 | 0 | 0 | 0 | 0 | 0 | 0 | 0 | 0 | 0
F1_Industrial_Market_Petroleum_New_Space Heating_Natural Gas | F1 | Industrial | Market | Petroleum | New | Space Heating | Natural Gas | Units | 0 | 1.0036 | 1.0276 | 1.7933 | 2.5572 | 3.4134 | 3.929 | 4.5275 | 5.1186 | 5.7834 | 6.2785 | 6.848 | 7.4099 | 8.0618 | 8.5042 | 9.0419 | 9.5792 | 10.2047 | 10.6178 | 11.1269 | 11.6222 | 12.1159 | 0
F2_Industrial_Market_Petroleum_New_Space Heating_Natural Gas | F2 | Industrial | Market | Petroleum | New | Space Heating | Natural Gas | Usage (GWh) | 0 | 0.00026379 | 0.00027011 | 0.00047139 | 0.00067217 | 0.00089722 | 0.0010328 | 0.0011901 | 0.0013455 | 0.0015202 | 0.0016504 | 0.0018 | 0.0019478 | 0.0021191 | 0.0022354 | 0.0023767 | 0.002518 | 0.0026824 | 0.002791 | 0.0029248 | 0.003055 | 0.0031848 | 0
F3_Industrial_Market_Petroleum_New_Space Heating_Natural Gas | F3 | Industrial | Market | Petroleum | New | Space Heating | Natural Gas | Summer Peak Demand (MW) | 0 | 0 | 0 | 0 | 0 | 0 | 0 | 0 | 0 | 0 | 0 | 0 | 0 | 0 | 0 | 0 | 0 | 0 | 0 | 0 | 0 | 0 | 0
F4_Industrial_Market_Petroleum_New_Space Heating_Natural Gas | F4 | Industrial | Market | Petroleum | New | Space Heating | Natural Gas | Winter Peak Demand (MW) | 0 | 0 | 0 | 0 | 0 | 0 | 0 | 0 | 0 | 0 | 0 | 0 | 0 | 0 | 0 | 0 | 0 | 0 | 0 | 0 | 0 | 0 | 0
F1_Industrial_Market_Petroleum_New_Process_Natural Gas | F1 | Industrial | Market | Petroleum | New | Process | Natural Gas | Units | 0 | 1.0036 | 1.0276 | 1.7933 | 2.5572 | 3.4134 | 3.929 | 4.5275 | 5.1186 | 5.7834 | 6.2785 | 6.848 | 7.4099 | 8.0618 | 8.5042 | 9.0419 | 9.5792 | 10.2047 | 10.6178 | 11.1269 | 11.6222 | 12.1159 | 0
F2_Industrial_Market_Petroleum_New_Process_Natural Gas | F2 | Industrial | Market | Petroleum | New | Process | Natural Gas | Usage (GWh) | 0 | 0.071793 | 0.073512 | 0.12829 | 0.18294 | 0.24419 | 0.28107 | 0.3239 | 0.36618 | 0.41374 | 0.44916 | 0.4899 | 0.5301 | 0.57673 | 0.60838 | 0.64685 | 0.68529 | 0.73003 | 0.75959 | 0.79601 | 0.83144 | 0.86676 | 0
F3_Industrial_Market_Petroleum_New_Process_Natural Gas | F3 | Industrial | Market | Petroleum | New | Process | Natural Gas | Summer Peak Demand (MW) | 0 | 0 | 0 | 0 | 0 | 0 | 0 | 0 | 0 | 0 | 0 | 0 | 0 | 0 | 0 | 0 | 0 | 0 | 0 | 0 | 0 | 0 | 0
F4_Industrial_Market_Petroleum_New_Process_Natural Gas | F4 | Industrial | Market | Petroleum | New | Process | Natural Gas | Winter Peak Demand (MW) | 0 | 0 | 0 | 0 | 0 | 0 | 0 | 0 | 0 | 0 | 0 | 0 | 0 | 0 | 0 | 0 | 0 | 0 | 0 | 0 | 0 | 0 | 0
F1_Industrial_Market_Petroleum_New_Miscellaneous_Natural Gas | F1 | Industrial | Market | Petroleum | New | Miscellaneous | Natural Gas | Units | 0 | 1.0036 | 1.0276 | 1.7933 | 2.5572 | 3.4134 | 3.929 | 4.5275 | 5.1186 | 5.7834 | 6.2785 | 6.848 | 7.4099 | 8.0618 | 8.5042 | 9.0419 | 9.5792 | 10.2047 | 10.6178 | 11.1269 | 11.6222 | 12.1159 | 0
F2_Industrial_Market_Petroleum_New_Miscellaneous_Natural Gas | F2 | Industrial | Market | Petroleum | New | Miscellaneous | Natural Gas | Usage (GWh) | 0 | 0.0037522 | 0.003842 | 0.006705 | 0.009561 | 0.012762 | 0.01469 | 0.016928 | 0.019138 | 0.021623 | 0.023475 | 0.025604 | 0.027705 | 0.030142 | 0.031796 | 0.033807 | 0.035816 | 0.038154 | 0.039699 | 0.041602 | 0.043454 | 0.0453 | 0
F3_Industrial_Market_Petroleum_New_Miscellaneous_Natural Gas | F3 | Industrial | Market | Petroleum | New | Miscellaneous | Natural Gas | Summer Peak Demand (MW) | 0 | 0 | 0 | 0 | 0 | 0 | 0 | 0 | 0 | 0 | 0 | 0 | 0 | 0 | 0 | 0 | 0 | 0 | 0 | 0 | 0 | 0 | 0
F4_Industrial_Market_Petroleum_New_Miscellaneous_Natural Gas | F4 | Industrial | Market | Petroleum | New | Miscellaneous | Natural Gas | Winter Peak Demand (MW) | 0 | 0 | 0 | 0 | 0 | 0 | 0 | 0 | 0 | 0 | 0 | 0 | 0 | 0 | 0 | 0 | 0 | 0 | 0 | 0 | 0 | 0 | 0
F1_Industrial_Market_Paper and Printing_Existing_Space Heating_Natural Gas | F1 | Industrial | Market | Paper and Printing | Existing | Space Heating | Natural Gas | Units | 62.6404 | 61.5604 | 60.499 | 59.456 | 58.4309 | 57.4234 | 56.4334 | 55.4604 | 54.5042 | 53.5644 | 52.6409 | 51.7333 | 50.8414 | 49.9648 | 49.1033 | 48.2567 | 47.4247 | 46.607 | 45.8035 | 45.0137 | 44.2376 | 43.4749 | 0
F2_Industrial_Market_Paper and Printing_Existing_Space Heating_Natural Gas | F2 | Industrial | Market | Paper and Printing | Existing | Space Heating | Natural Gas | Usage (GWh) | 0.071598 | 0.070199 | 0.068826 | 0.067479 | 0.066158 | 0.064864 | 0.063598 | 0.06236 | 0.061151 | 0.05997 | 0.058817 | 0.057693 | 0.056597 | 0.055527 | 0.054482 | 0.053462 | 0.052466 | 0.051492 | 0.05054 | 0.04961 | 0.048701 | 0.047811 | 0
F3_Industrial_Market_Paper and Printing_Existing_Space Heating_Natural Gas | F3 | Industrial | Market | Paper and Printing | Existing | Space Heating | Natural Gas | Summer Peak Demand (MW) | 0 | 0 | 0 | 0 | 0 | 0 | 0 | 0 | 0 | 0 | 0 | 0 | 0 | 0 | 0 | 0 | 0 | 0 | 0 | 0 | 0 | 0 | 0
F4_Industrial_Market_Paper and Printing_Existing_Space Heating_Natural Gas | F4 | Industrial | Market | Paper and Printing | Existing | Space Heating | Natural Gas | Winter Peak Demand (MW) | 0 | 0 | 0 | 0 | 0 | 0 | 0 | 0 | 0 | 0 | 0 | 0 | 0 | 0 | 0 | 0 | 0 | 0 | 0 | 0 | 0 | 0 | 0
F1_Industrial_Market_Paper and Printing_Existing_Process_Natural Gas | F1 | Industrial | Market | Paper and Printing | Existing | Process | Natural Gas | Units | 62.6404 | 61.5604 | 60.499 | 59.456 | 58.4309 | 57.4234 | 56.4334 | 55.4604 | 54.5042 | 53.5644 | 52.6409 | 51.7333 | 50.8414 | 49.9648 | 49.1033 | 48.2567 | 47.4247 | 46.607 | 45.8035 | 45.0137 | 44.2376 | 43.4749 | 0
F2_Industrial_Market_Paper and Printing_Existing_Process_Natural Gas | F2 | Industrial | Market | Paper and Printing | Existing | Process | Natural Gas | Usage (GWh) | 0.33149 | 0.32577 | 0.32015 | 0.31463 | 0.30921 | 0.30388 | 0.29864 | 0.29349 | 0.28843 | 0.28346 | 0.27857 | 0.27377 | 0.26905 | 0.26441 | 0.25985 | 0.25537 | 0.25097 | 0.24664 | 0.24239 | 0.23821 | 0.2341 | 0.23006 | 0
F3_Industrial_Market_Paper and Printing_Existing_Process_Natural Gas | F3 | Industrial | Market | Paper and Printing | Existing | Process | Natural Gas | Summer Peak Demand (MW) | 0 | 0 | 0 | 0 | 0 | 0 | 0 | 0 | 0 | 0 | 0 | 0 | 0 | 0 | 0 | 0 | 0 | 0 | 0 | 0 | 0 | 0 | 0
F4_Industrial_Market_Paper and Printing_Existing_Process_Natural Gas | F4 | Industrial | Market | Paper and Printing | Existing | Process | Natural Gas | Winter Peak Demand (MW) | 0 | 0 | 0 | 0 | 0 | 0 | 0 | 0 | 0 | 0 | 0 | 0 | 0 | 0 | 0 | 0 | 0 | 0 | 0 | 0 | 0 | 0 | 0
F1_Industrial_Market_Paper and Printing_Existing_Miscellaneous_Natural Gas | F1 | Industrial | Market | Paper and Printing | Existing | Miscellaneous | Natural Gas | Units | 62.6404 | 61.5604 | 60.499 | 59.456 | 58.4309 | 57.4234 | 56.4334 | 55.4604 | 54.5042 | 53.5644 | 52.6409 | 51.7333 | 50.8414 | 49.9648 | 49.1033 | 48.2567 | 47.4247 | 46.607 | 45.8035 | 45.0137 | 44.2376 | 43.4749 | 0
F2_Industrial_Market_Paper and Printing_Existing_Miscellaneous_Natural Gas | F2 | Industrial | Market | Paper and Printing | Existing | Miscellaneous | Natural Gas | Usage (GWh) | 0.02625 | 0.025797 | 0.025352 | 0.024915 | 0.024486 | 0.024063 | 0.023648 | 0.023241 | 0.02284 | 0.022446 | 0.022059 | 0.021679 | 0.021305 | 0.020938 | 0.020577 | 0.020222 | 0.019873 | 0.019531 | 0.019194 | 0.018863 | 0.018538 | 0.018218 | 0
F3_Industrial_Market_Paper and Printing_Existing_Miscellaneous_Natural Gas | F3 | Industrial | Market | Paper and Printing | Existing | Miscellaneous | Natural Gas | Summer Peak Demand (MW) | 0 | 0 | 0 | 0 | 0 | 0 | 0 | 0 | 0 | 0 | 0 | 0 | 0 | 0 | 0 | 0 | 0 | 0 | 0 | 0 | 0 | 0 | 0
F4_Industrial_Market_Paper and Printing_Existing_Miscellaneous_Natural Gas | F4 | Industrial | Market | Paper and Printing | Existing | Miscellaneous | Natural Gas | Winter Peak Demand (MW) | 0 | 0 | 0 | 0 | 0 | 0 | 0 | 0 | 0 | 0 | 0 | 0 | 0 | 0 | 0 | 0 | 0 | 0 | 0 | 0 | 0 | 0 | 0
F1_Industrial_Market_Paper and Printing_New_Space Heating_Natural Gas | F1 | Industrial | Market | Paper and Printing | New | Space Heating | Natural Gas | Units | 0 | 3.2683 | 3.3466 | 5.8404 | 8.3281 | 11.1164 | 12.7956 | 14.745 | 16.6698 | 18.8349 | 20.4474 | 22.3021 | 24.1321 | 26.2551 | 27.6959 | 29.447 | 31.1969 | 33.2339 | 34.5794 | 36.2374 | 37.8502 | 39.4583 | 0
F2_Industrial_Market_Paper and Printing_New_Space Heating_Natural Gas | F2 | Industrial | Market | Paper and Printing | New | Space Heating | Natural Gas | Usage (GWh) | 0 | 0.0035364 | 0.003621 | 0.0063194 | 0.0090111 | 0.012028 | 0.013845 | 0.015954 | 0.018037 | 0.02038 | 0.022125 | 0.024131 | 0.026112 | 0.028409 | 0.029968 | 0.031862 | 0.033756 | 0.03596 | 0.037416 | 0.03921 | 0.040955 | 0.042695 | 0
F3_Industrial_Market_Paper and Printing_New_Space Heating_Natural Gas | F3 | Industrial | Market | Paper and Printing | New | Space Heating | Natural Gas | Summer Peak Demand (MW) | 0 | 0 | 0 | 0 | 0 | 0 | 0 | 0 | 0 | 0 | 0 | 0 | 0 | 0 | 0 | 0 | 0 | 0 | 0 | 0 | 0 | 0 | 0
F4_Industrial_Market_Paper and Printing_New_Space Heating_Natural Gas | F4 | Industrial | Market | Paper and Printing | New | Space Heating | Natural Gas | Winter Peak Demand (MW) | 0 | 0 | 0 | 0 | 0 | 0 | 0 | 0 | 0 | 0 | 0 | 0 | 0 | 0 | 0 | 0 | 0 | 0 | 0 | 0 | 0 | 0 | 0
F1_Industrial_Market_Paper and Printing_New_Process_Natural Gas | F1 | Industrial | Market | Paper and Printing | New | Process | Natural Gas | Units | 0 | 3.2683 | 3.3466 | 5.8404 | 8.3281 | 11.1164 | 12.7956 | 14.745 | 16.6698 | 18.8349 | 20.4474 | 22.3021 | 24.1321 | 26.2551 | 27.6959 | 29.447 | 31.1969 | 33.2339 | 34.5794 | 36.2374 | 37.8502 | 39.4583 | 0
F2_Industrial_Market_Paper and Printing_New_Process_Natural Gas | F2 | Industrial | Market | Paper and Printing | New | Process | Natural Gas | Usage (GWh) | 0 | 0.017295 | 0.01771 | 0.030907 | 0.044071 | 0.058826 | 0.067713 | 0.078029 | 0.088214 | 0.099672 | 0.10821 | 0.11802 | 0.1277 | 0.13894 | 0.14656 | 0.15583 | 0.16509 | 0.17587 | 0.18299 | 0.19176 | 0.2003 | 0.20881 | 0
F3_Industrial_Market_Paper and Printing_New_Process_Natural Gas | F3 | Industrial | Market | Paper and Printing | New | Process | Natural Gas | Summer Peak Demand (MW) | 0 | 0 | 0 | 0 | 0 | 0 | 0 | 0 | 0 | 0 | 0 | 0 | 0 | 0 | 0 | 0 | 0 | 0 | 0 | 0 | 0 | 0 | 0
F4_Industrial_Market_Paper and Printing_New_Process_Natural Gas | F4 | Industrial | Market | Paper and Printing | New | Process | Natural Gas | Winter Peak Demand (MW) | 0 | 0 | 0 | 0 | 0 | 0 | 0 | 0 | 0 | 0 | 0 | 0 | 0 | 0 | 0 | 0 | 0 | 0 | 0 | 0 | 0 | 0 | 0
F1_Industrial_Market_Paper and Printing_New_Miscellaneous_Natural Gas | F1 | Industrial | Market | Paper and Printing | New | Miscellaneous | Natural Gas | Units | 0 | 3.2683 | 3.3466 | 5.8404 | 8.3281 | 11.1164 | 12.7956 | 14.745 | 16.6698 | 18.8349 | 20.4474 | 22.3021 | 24.1321 | 26.2551 | 27.6959 | 29.447 | 31.1969 | 33.2339 | 34.5794 | 36.2374 | 37.8502 | 39.4583 | 0
F2_Industrial_Market_Paper and Printing_New_Miscellaneous_Natural Gas | F2 | Industrial | Market | Paper and Printing | New | Miscellaneous | Natural Gas | Usage (GWh) | 0 | 0.0013696 | 0.0014024 | 0.0024474 | 0.0034899 | 0.0046583 | 0.005362 | 0.0061789 | 0.0069855 | 0.0078928 | 0.0085685 | 0.0093457 | 0.010113 | 0.011002 | 0.011606 | 0.01234 | 0.013073 | 0.013927 | 0.014491 | 0.015185 | 0.015861 | 0.016535 | 0
F3_Industrial_Market_Paper and Printing_New_Miscellaneous_Natural Gas | F3 | Industrial | Market | Paper and Printing | New | Miscellaneous | Natural Gas | Summer Peak Demand (MW) | 0 | 0 | 0 | 0 | 0 | 0 | 0 | 0 | 0 | 0 | 0 | 0 | 0 | 0 | 0 | 0 | 0 | 0 | 0 | 0 | 0 | 0 | 0
F4_Industrial_Market_Paper and Printing_New_Miscellaneous_Natural Gas | F4 | Industrial | Market | Paper and Printing | New | Miscellaneous | Natural Gas | Winter Peak Demand (MW) | 0 | 0 | 0 | 0 | 0 | 0 | 0 | 0 | 0 | 0 | 0 | 0 | 0 | 0 | 0 | 0 | 0 | 0 | 0 | 0 | 0 | 0 | 0
F1_Industrial_Market_Instruments_Existing_Space Heating_Natural Gas | F1 | Industrial | Market | Instruments | Existing | Space Heating | Natural Gas | Units | 7458.1242 | 7329.5359 | 7203.1646 | 7078.9721 | 6956.9208 | 6836.9739 | 6719.0951 | 6603.2486 | 6489.3995 | 6377.5133 | 6267.5562 | 6159.4949 | 6053.2967 | 5948.9295 | 5846.3617 | 5745.5624 | 5646.501 | 5549.1475 | 5453.4726 | 5359.4472 | 5267.0429 | 5176.2318 | 0
F2_Industrial_Market_Instruments_Existing_Space Heating_Natural Gas | F2 | Industrial | Market | Instruments | Existing | Space Heating | Natural Gas | Usage (GWh) | 0.45822 | 0.44928 | 0.44049 | 0.43186 | 0.42341 | 0.41513 | 0.40703 | 0.3991 | 0.39136 | 0.38381 | 0.37643 | 0.36924 | 0.36222 | 0.35537 | 0.34869 | 0.34216 | 0.33578 | 0.32955 | 0.32346 | 0.3175 | 0.31168 | 0.30599 | 0
F3_Industrial_Market_Instruments_Existing_Space Heating_Natural Gas | F3 | Industrial | Market | Instruments | Existing | Space Heating | Natural Gas | Summer Peak Demand (MW) | 0 | 0 | 0 | 0 | 0 | 0 | 0 | 0 | 0 | 0 | 0 | 0 | 0 | 0 | 0 | 0 | 0 | 0 | 0 | 0 | 0 | 0 | 0
F4_Industrial_Market_Instruments_Existing_Space Heating_Natural Gas | F4 | Industrial | Market | Instruments | Existing | Space Heating | Natural Gas | Winter Peak Demand (MW) | 0 | 0 | 0 | 0 | 0 | 0 | 0 | 0 | 0 | 0 | 0 | 0 | 0 | 0 | 0 | 0 | 0 | 0 | 0 | 0 | 0 | 0 | 0
F1_Industrial_Market_Instruments_Existing_Process_Natural Gas | F1 | Industrial | Market | Instruments | Existing | Process | Natural Gas | Units | 7458.1242 | 7329.5359 | 7203.1646 | 7078.9721 | 6956.9208 | 6836.9739 | 6719.0951 | 6603.2486 | 6489.3995 | 6377.5133 | 6267.5562 | 6159.4949 | 6053.2967 | 5948.9295 | 5846.3617 | 5745.5624 | 5646.501 | 5549.1475 | 5453.4726 | 5359.4472 | 5267.0429 | 5176.2318 | 0
F2_Industrial_Market_Instruments_Existing_Process_Natural Gas | F2 | Industrial | Market | Instruments | Existing | Process | Natural Gas | Usage (GWh) | 1.179 | 1.1587 | 1.1387 | 1.1191 | 1.0998 | 1.0808 | 1.0622 | 1.0438 | 1.0259 | 1.0082 | 0.99078 | 0.9737 | 0.95691 | 0.94041 | 0.9242 | 0.90826 | 0.8926 | 0.87721 | 0.86209 | 0.84723 | 0.83262 | 0.81826 | 0
F3_Industrial_Market_Instruments_Existing_Process_Natural Gas | F3 | Industrial | Market | Instruments | Existing | Process | Natural Gas | Summer Peak Demand (MW) | 0 | 0 | 0 | 0 | 0 | 0 | 0 | 0 | 0 | 0 | 0 | 0 | 0 | 0 | 0 | 0 | 0 | 0 | 0 | 0 | 0 | 0 | 0
F4_Industrial_Market_Instruments_Existing_Process_Natural Gas | F4 | Industrial | Market | Instruments | Existing | Process | Natural Gas | Winter Peak Demand (MW) | 0 | 0 | 0 | 0 | 0 | 0 | 0 | 0 | 0 | 0 | 0 | 0 | 0 | 0 | 0 | 0 | 0 | 0 | 0 | 0 | 0 | 0 | 0
F1_Industrial_Market_Instruments_Existing_Miscellaneous_Natural Gas | F1 | Industrial | Market | Instruments | Existing | Miscellaneous | Natural Gas | Units | 7458.1242 | 7329.5359 | 7203.1646 | 7078.9721 | 6956.9208 | 6836.9739 | 6719.0951 | 6603.2486 | 6489.3995 | 6377.5133 | 6267.5562 | 6159.4949 | 6053.2967 | 5948.9295 | 5846.3617 | 5745.5624 | 5646.501 | 5549.1475 | 5453.4726 | 5359.4472 | 5267.0429 | 5176.2318 | 0
F2_Industrial_Market_Instruments_Existing_Miscellaneous_Natural Gas | F2 | Industrial | Market | Instruments | Existing | Miscellaneous | Natural Gas | Usage (GWh) | 0.19344 | 0.1901 | 0.18683 | 0.1836 | 0.18044 | 0.17733 | 0.17427 | 0.17127 | 0.16831 | 0.16541 | 0.16256 | 0.15976 | 0.157 | 0.1543 | 0.15163 | 0.14902 | 0.14645 | 0.14393 | 0.14144 | 0.13901 | 0.13661 | 0.13425 | 0
F3_Industrial_Market_Instruments_Existing_Miscellaneous_Natural Gas | F3 | Industrial | Market | Instruments | Existing | Miscellaneous | Natural Gas | Summer Peak Demand (MW) | 0 | 0 | 0 | 0 | 0 | 0 | 0 | 0 | 0 | 0 | 0 | 0 | 0 | 0 | 0 | 0 | 0 | 0 | 0 | 0 | 0 | 0 | 0
F4_Industrial_Market_Instruments_Existing_Miscellaneous_Natural Gas | F4 | Industrial | Market | Instruments | Existing | Miscellaneous | Natural Gas | Winter Peak Demand (MW) | 0 | 0 | 0 | 0 | 0 | 0 | 0 | 0 | 0 | 0 | 0 | 0 | 0 | 0 | 0 | 0 | 0 | 0 | 0 | 0 | 0 | 0 | 0
F1_Industrial_Market_Instruments_New_Space Heating_Natural Gas | F1 | Industrial | Market | Instruments | New | Space Heating | Natural Gas | Units | 0 | 389.1316 | 398.4487 | 695.3683 | 991.5588 | 1323.5419 | 1523.4757 | 1755.5721 | 1984.7435 | 2242.5259 | 2434.5208 | 2655.3413 | 2873.2331 | 3125.9936 | 3297.5432 | 3506.0378 | 3714.3745 | 3956.9067 | 4117.1063 | 4314.5101 | 4506.5376 | 4697.9978 | 0
F2_Industrial_Market_Instruments_New_Space Heating_Natural Gas | F2 | Industrial | Market | Instruments | New | Space Heating | Natural Gas | Usage (GWh) | 0 | 0.022633 | 0.023175 | 0.040444 | 0.057671 | 0.07698 | 0.088609 | 0.10211 | 0.11544 | 0.13043 | 0.1416 | 0.15444 | 0.16711 | 0.18181 | 0.19179 | 0.20392 | 0.21604 | 0.23014 | 0.23946 | 0.25094 | 0.26211 | 0.27325 | 0
F3_Industrial_Market_Instruments_New_Space Heating_Natural Gas | F3 | Industrial | Market | Instruments | New | Space Heating | Natural Gas | Summer Peak Demand (MW) | 0 | 0 | 0 | 0 | 0 | 0 | 0 | 0 | 0 | 0 | 0 | 0 | 0 | 0 | 0 | 0 | 0 | 0 | 0 | 0 | 0 | 0 | 0
F4_Industrial_Market_Instruments_New_Space Heating_Natural Gas | F4 | Industrial | Market | Instruments | New | Space Heating | Natural Gas | Winter Peak Demand (MW) | 0 | 0 | 0 | 0 | 0 | 0 | 0 | 0 | 0 | 0 | 0 | 0 | 0 | 0 | 0 | 0 | 0 | 0 | 0 | 0 | 0 | 0 | 0
F1_Industrial_Market_Instruments_New_Process_Natural Gas | F1 | Industrial | Market | Instruments | New | Process | Natural Gas | Units | 0 | 389.1316 | 398.4487 | 695.3683 | 991.5588 | 1323.5419 | 1523.4757 | 1755.5721 | 1984.7435 | 2242.5259 | 2434.5208 | 2655.3413 | 2873.2331 | 3125.9936 | 3297.5432 | 3506.0378 | 3714.3745 | 3956.9067 | 4117.1063 | 4314.5101 | 4506.5376 | 4697.9978 | 0
F2_Industrial_Market_Instruments_New_Process_Natural Gas | F2 | Industrial | Market | Instruments | New | Process | Natural Gas | Usage (GWh) | 0 | 0.061514 | 0.062987 | 0.10992 | 0.15675 | 0.20923 | 0.24083 | 0.27752 | 0.31375 | 0.3545 | 0.38485 | 0.41976 | 0.4542 | 0.49416 | 0.52128 | 0.55424 | 0.58717 | 0.62551 | 0.65084 | 0.68204 | 0.7124 | 0.74266 | 0
F3_Industrial_Market_Instruments_New_Process_Natural Gas | F3 | Industrial | Market | Instruments | New | Process | Natural Gas | Summer Peak Demand (MW) | 0 | 0 | 0 | 0 | 0 | 0 | 0 | 0 | 0 | 0 | 0 | 0 | 0 | 0 | 0 | 0 | 0 | 0 | 0 | 0 | 0 | 0 | 0
F4_Industrial_Market_Instruments_New_Process_Natural Gas | F4 | Industrial | Market | Instruments | New | Process | Natural Gas | Winter Peak Demand (MW) | 0 | 0 | 0 | 0 | 0 | 0 | 0 | 0 | 0 | 0 | 0 | 0 | 0 | 0 | 0 | 0 | 0 | 0 | 0 | 0 | 0 | 0 | 0
F1_Industrial_Market_Instruments_New_Miscellaneous_Natural Gas | F1 | Industrial | Market | Instruments | New | Miscellaneous | Natural Gas | Units | 0 | 389.1316 | 398.4487 | 695.3683 | 991.5588 | 1323.5419 | 1523.4757 | 1755.5721 | 1984.7435 | 2242.5259 | 2434.5208 | 2655.3413 | 2873.2331 | 3125.9936 | 3297.5432 | 3506.0378 | 3714.3745 | 3956.9067 | 4117.1063 | 4314.5101 | 4506.5376 | 4697.9978 | 0
F2_Industrial_Market_Instruments_New_Miscellaneous_Natural Gas | F2 | Industrial | Market | Instruments | New | Miscellaneous | Natural Gas | Usage (GWh) | 0 | 0.010093 | 0.010334 | 0.018036 | 0.025718 | 0.034328 | 0.039514 | 0.045534 | 0.051478 | 0.058164 | 0.063143 | 0.068871 | 0.074522 | 0.081078 | 0.085527 | 0.090935 | 0.096338 | 0.10263 | 0.10678 | 0.1119 | 0.11688 | 0.12185 | 0
F3_Industrial_Market_Instruments_New_Miscellaneous_Natural Gas | F3 | Industrial | Market | Instruments | New | Miscellaneous | Natural Gas | Summer Peak Demand (MW) | 0 | 0 | 0 | 0 | 0 | 0 | 0 | 0 | 0 | 0 | 0 | 0 | 0 | 0 | 0 | 0 | 0 | 0 | 0 | 0 | 0 | 0 | 0
F4_Industrial_Market_Instruments_New_Miscellaneous_Natural Gas | F4 | Industrial | Market | Instruments | New | Miscellaneous | Natural Gas | Winter Peak Demand (MW) | 0 | 0 | 0 | 0 | 0 | 0 | 0 | 0 | 0 | 0 | 0 | 0 | 0 | 0 | 0 | 0 | 0 | 0 | 0 | 0 | 0 | 0 | 0
F1_Industrial_Market_Wood and Lumber Products_Existing_Space Heating_Natural Gas | F1 | Industrial | Market | Wood and Lumber Products | Existing | Space Heating | Natural Gas | Units | 830.0499 | 815.7387 | 801.6742 | 787.8523 | 774.2686 | 760.9191 | 747.7999 | 734.9068 | 722.2359 | 709.7836 | 697.546 | 685.5193 | 673.7 | 662.0845 | 650.6692 | 639.4508 | 628.4258 | 617.5909 | 606.9427 | 596.4782 | 586.1941 | 576.0873 | 0
F2_Industrial_Market_Wood and Lumber Products_Existing_Space Heating_Natural Gas | F2 | Industrial | Market | Wood and Lumber Products | Existing | Space Heating | Natural Gas | Usage (GWh) | 0.097456 | 0.095553 | 0.093683 | 0.091849 | 0.090051 | 0.08829 | 0.086567 | 0.084882 | 0.083236 | 0.081628 | 0.08006 | 0.07853 | 0.077037 | 0.075581 | 0.074159 | 0.07277 | 0.071414 | 0.070089 | 0.068794 | 0.067527 | 0.066289 | 0.065078 | 0
F3_Industrial_Market_Wood and Lumber Products_Existing_Space Heating_Natural Gas | F3 | Industrial | Market | Wood and Lumber Products | Existing | Space Heating | Natural Gas | Summer Peak Demand (MW) | 0 | 0 | 0 | 0 | 0 | 0 | 0 | 0 | 0 | 0 | 0 | 0 | 0 | 0 | 0 | 0 | 0 | 0 | 0 | 0 | 0 | 0 | 0
F4_Industrial_Market_Wood and Lumber Products_Existing_Space Heating_Natural Gas | F4 | Industrial | Market | Wood and Lumber Products | Existing | Space Heating | Natural Gas | Winter Peak Demand (MW) | 0 | 0 | 0 | 0 | 0 | 0 | 0 | 0 | 0 | 0 | 0 | 0 | 0 | 0 | 0 | 0 | 0 | 0 | 0 | 0 | 0 | 0 | 0
F1_Industrial_Market_Wood and Lumber Products_Existing_Process_Natural Gas | F1 | Industrial | Market | Wood and Lumber Products | Existing | Process | Natural Gas | Units | 830.0499 | 815.7387 | 801.6742 | 787.8523 | 774.2686 | 760.9191 | 747.7999 | 734.9068 | 722.2359 | 709.7836 | 697.546 | 685.5193 | 673.7 | 662.0845 | 650.6692 | 639.4508 | 628.4258 | 617.5909 | 606.9427 | 596.4782 | 586.1941 | 576.0873 | 0
F2_Industrial_Market_Wood and Lumber Products_Existing_Process_Natural Gas | F2 | Industrial | Market | Wood and Lumber Products | Existing | Process | Natural Gas | Usage (GWh) | 0.69071 | 0.6788 | 0.6671 | 0.6556 | 0.64429 | 0.63319 | 0.62227 | 0.61154 | 0.601 | 0.59063 | 0.58045 | 0.57044 | 0.56061 | 0.55094 | 0.54144 | 0.53211 | 0.52293 | 0.51392 | 0.50506 | 0.49635 | 0.48779 | 0.47938 | 0
F3_Industrial_Market_Wood and Lumber Products_Existing_Process_Natural Gas | F3 | Industrial | Market | Wood and Lumber Products | Existing | Process | Natural Gas | Summer Peak Demand (MW) | 0 | 0 | 0 | 0 | 0 | 0 | 0 | 0 | 0 | 0 | 0 | 0 | 0 | 0 | 0 | 0 | 0 | 0 | 0 | 0 | 0 | 0 | 0
F4_Industrial_Market_Wood and Lumber Products_Existing_Process_Natural Gas | F4 | Industrial | Market | Wood and Lumber Products | Existing | Process | Natural Gas | Winter Peak Demand (MW) | 0 | 0 | 0 | 0 | 0 | 0 | 0 | 0 | 0 | 0 | 0 | 0 | 0 | 0 | 0 | 0 | 0 | 0 | 0 | 0 | 0 | 0 | 0
F1_Industrial_Market_Wood and Lumber Products_Existing_Miscellaneous_Natural Gas | F1 | Industrial | Market | Wood and Lumber Products | Existing | Miscellaneous | Natural Gas | Units | 830.0499 | 815.7387 | 801.6742 | 787.8523 | 774.2686 | 760.9191 | 747.7999 | 734.9068 | 722.2359 | 709.7836 | 697.546 | 685.5193 | 673.7 | 662.0845 | 650.6692 | 639.4508 | 628.4258 | 617.5909 | 606.9427 | 596.4782 | 586.1941 | 576.0873 | 0
F2_Industrial_Market_Wood and Lumber Products_Existing_Miscellaneous_Natural Gas | F2 | Industrial | Market | Wood and Lumber Products | Existing | Miscellaneous | Natural Gas | Usage (GWh) | 0.06564 | 0.064509 | 0.063396 | 0.062303 | 0.061229 | 0.060174 | 0.059136 | 0.058116 | 0.057114 | 0.05613 | 0.055162 | 0.054211 | 0.053276 | 0.052358 | 0.051455 | 0.050568 | 0.049696 | 0.048839 | 0.047997 | 0.04717 | 0.046356 | 0.045557 | 0
F3_Industrial_Market_Wood and Lumber Products_Existing_Miscellaneous_Natural Gas | F3 | Industrial | Market | Wood and Lumber Products | Existing | Miscellaneous | Natural Gas | Summer Peak Demand (MW) | 0 | 0 | 0 | 0 | 0 | 0 | 0 | 0 | 0 | 0 | 0 | 0 | 0 | 0 | 0 | 0 | 0 | 0 | 0 | 0 | 0 | 0 | 0
F4_Industrial_Market_Wood and Lumber Products_Existing_Miscellaneous_Natural Gas | F4 | Industrial | Market | Wood and Lumber Products | Existing | Miscellaneous | Natural Gas | Winter Peak Demand (MW) | 0 | 0 | 0 | 0 | 0 | 0 | 0 | 0 | 0 | 0 | 0 | 0 | 0 | 0 | 0 | 0 | 0 | 0 | 0 | 0 | 0 | 0 | 0
F1_Industrial_Market_Wood and Lumber Products_New_Space Heating_Natural Gas | F1 | Industrial | Market | Wood and Lumber Products | New | Space Heating | Natural Gas | Units | 0 | 43.3083 | 44.3452 | 77.3908 | 110.3553 | 147.3032 | 169.5548 | 195.3859 | 220.8915 | 249.5813 | 270.9493 | 295.5255 | 319.7757 | 347.9066 | 366.9992 | 390.2035 | 413.3903 | 440.3828 | 458.2122 | 480.1822 | 501.5539 | 522.8624 | 0
F2_Industrial_Market_Wood and Lumber Products_New_Space Heating_Natural Gas | F2 | Industrial | Market | Wood and Lumber Products | New | Space Heating | Natural Gas | Usage (GWh) | 0 | 0.0048136 | 0.0049288 | 0.0086017 | 0.012266 | 0.016372 | 0.018845 | 0.021716 | 0.024551 | 0.02774 | 0.030115 | 0.032847 | 0.035542 | 0.038669 | 0.040791 | 0.04337 | 0.045947 | 0.048947 | 0.050929 | 0.053371 | 0.055746 | 0.058114 | 0
F3_Industrial_Market_Wood and Lumber Products_New_Space Heating_Natural Gas | F3 | Industrial | Market | Wood and Lumber Products | New | Space Heating | Natural Gas | Summer Peak Demand (MW) | 0 | 0 | 0 | 0 | 0 | 0 | 0 | 0 | 0 | 0 | 0 | 0 | 0 | 0 | 0 | 0 | 0 | 0 | 0 | 0 | 0 | 0 | 0
F4_Industrial_Market_Wood and Lumber Products_New_Space Heating_Natural Gas | F4 | Industrial | Market | Wood and Lumber Products | New | Space Heating | Natural Gas | Winter Peak Demand (MW) | 0 | 0 | 0 | 0 | 0 | 0 | 0 | 0 | 0 | 0 | 0 | 0 | 0 | 0 | 0 | 0 | 0 | 0 | 0 | 0 | 0 | 0 | 0
F1_Industrial_Market_Wood and Lumber Products_New_Process_Natural Gas | F1 | Industrial | Market | Wood and Lumber Products | New | Process | Natural Gas | Units | 0 | 43.3083 | 44.3452 | 77.3908 | 110.3553 | 147.3032 | 169.5548 | 195.3859 | 220.8915 | 249.5813 | 270.9493 | 295.5255 | 319.7757 | 347.9066 | 366.9992 | 390.2035 | 413.3903 | 440.3828 | 458.2122 | 480.1822 | 501.5539 | 522.8624 | 0
F2_Industrial_Market_Wood and Lumber Products_New_Process_Natural Gas | F2 | Industrial | Market | Wood and Lumber Products | New | Process | Natural Gas | Usage (GWh) | 0 | 0.036038 | 0.036901 | 0.064399 | 0.09183 | 0.12258 | 0.14109 | 0.16259 | 0.18381 | 0.20768 | 0.22547 | 0.24592 | 0.2661 | 0.2895 | 0.30539 | 0.3247 | 0.344 | 0.36646 | 0.38129 | 0.39958 | 0.41736 | 0.43509 | 0
F3_Industrial_Market_Wood and Lumber Products_New_Process_Natural Gas | F3 | Industrial | Market | Wood and Lumber Products | New | Process | Natural Gas | Summer Peak Demand (MW) | 0 | 0 | 0 | 0 | 0 | 0 | 0 | 0 | 0 | 0 | 0 | 0 | 0 | 0 | 0 | 0 | 0 | 0 | 0 | 0 | 0 | 0 | 0
F4_Industrial_Market_Wood and Lumber Products_New_Process_Natural Gas | F4 | Industrial | Market | Wood and Lumber Products | New | Process | Natural Gas | Winter Peak Demand (MW) | 0 | 0 | 0 | 0 | 0 | 0 | 0 | 0 | 0 | 0 | 0 | 0 | 0 | 0 | 0 | 0 | 0 | 0 | 0 | 0 | 0 | 0 | 0
F1_Industrial_Market_Wood and Lumber Products_New_Miscellaneous_Natural Gas | F1 | Industrial | Market | Wood and Lumber Products | New | Miscellaneous | Natural Gas | Units | 0 | 43.3083 | 44.3452 | 77.3908 | 110.3553 | 147.3032 | 169.5548 | 195.3859 | 220.8915 | 249.5813 | 270.9493 | 295.5255 | 319.7757 | 347.9066 | 366.9992 | 390.2035 | 413.3903 | 440.3828 | 458.2122 | 480.1822 | 501.5539 | 522.8624 | 0
F2_Industrial_Market_Wood and Lumber Products_New_Miscellaneous_Natural Gas | F2 | Industrial | Market | Wood and Lumber Products | New | Miscellaneous | Natural Gas | Usage (GWh) | 0 | 0.0034248 | 0.0035068 | 0.0061201 | 0.0087269 | 0.011649 | 0.013408 | 0.015451 | 0.017468 | 0.019737 | 0.021427 | 0.02337 | 0.025288 | 0.027512 | 0.029022 | 0.030857 | 0.032691 | 0.034826 | 0.036235 | 0.037973 | 0.039663 | 0.041348 | 0
F3_Industrial_Market_Wood and Lumber Products_New_Miscellaneous_Natural Gas | F3 | Industrial | Market | Wood and Lumber Products | New | Miscellaneous | Natural Gas | Summer Peak Demand (MW) | 0 | 0 | 0 | 0 | 0 | 0 | 0 | 0 | 0 | 0 | 0 | 0 | 0 | 0 | 0 | 0 | 0 | 0 | 0 | 0 | 0 | 0 | 0
F4_Industrial_Market_Wood and Lumber Products_New_Miscellaneous_Natural Gas | F4 | Industrial | Market | Wood and Lumber Products | New | Miscellaneous | Natural Gas | Winter Peak Demand (MW) | 0 | 0 | 0 | 0 | 0 | 0 | 0 | 0 | 0 | 0 | 0 | 0 | 0 | 0 | 0 | 0 | 0 | 0 | 0 | 0 | 0 | 0 | 0
F1_Industrial_Market_Other Industrial_Existing_Space Heating_Natural Gas | F1 | Industrial | Market | Other Industrial | Existing | Space Heating | Natural Gas | Units | 15221.9382 | 14959.491 | 14701.5688 | 14448.0934 | 14198.9884 | 13954.1782 | 13713.589 | 13477.1478 | 13244.7831 | 13016.4248 | 12792.0037 | 12571.4519 | 12354.7027 | 12141.6906 | 11932.3511 | 11726.6209 | 11524.4378 | 11325.7406 | 11130.4692 | 10938.5646 | 10749.9686 | 10564.6244 | 0
F2_Industrial_Market_Other Industrial_Existing_Space Heating_Natural Gas | F2 | Industrial | Market | Other Industrial | Existing | Space Heating | Natural Gas | Usage (GWh) | 0.96891 | 0.94999 | 0.9314 | 0.91317 | 0.89529 | 0.87779 | 0.86065 | 0.8439 | 0.82753 | 0.81155 | 0.79596 | 0.78075 | 0.76591 | 0.75143 | 0.73729 | 0.72349 | 0.71 | 0.69683 | 0.68395 | 0.67136 | 0.65905 | 0.64701 | 0
F3_Industrial_Market_Other Industrial_Existing_Space Heating_Natural Gas | F3 | Industrial | Market | Other Industrial | Existing | Space Heating | Natural Gas | Summer Peak Demand (MW) | 0 | 0 | 0 | 0 | 0 | 0 | 0 | 0 | 0 | 0 | 0 | 0 | 0 | 0 | 0 | 0 | 0 | 0 | 0 | 0 | 0 | 0 | 0
F4_Industrial_Market_Other Industrial_Existing_Space Heating_Natural Gas | F4 | Industrial | Market | Other Industrial | Existing | Space Heating | Natural Gas | Winter Peak Demand (MW) | 0 | 0 | 0 | 0 | 0 | 0 | 0 | 0 | 0 | 0 | 0 | 0 | 0 | 0 | 0 | 0 | 0 | 0 | 0 | 0 | 0 | 0 | 0
F1_Industrial_Market_Other Industrial_Existing_Process_Natural Gas | F1 | Industrial | Market | Other Industrial | Existing | Process | Natural Gas | Units | 15221.9382 | 14959.491 | 14701.5688 | 14448.0934 | 14198.9884 | 13954.1782 | 13713.589 | 13477.1478 | 13244.7831 | 13016.4248 | 12792.0037 | 12571.4519 | 12354.7027 | 12141.6906 | 11932.3511 | 11726.6209 | 11524.4378 | 11325.7406 | 11130.4692 | 10938.5646 | 10749.9686 | 10564.6244 | 0
F2_Industrial_Market_Other Industrial_Existing_Process_Natural Gas | F2 | Industrial | Market | Other Industrial | Existing | Process | Natural Gas | Usage (GWh) | 1.9917 | 1.9573 | 1.9236 | 1.8904 | 1.8578 | 1.8258 | 1.7943 | 1.7634 | 1.733 | 1.7031 | 1.6737 | 1.6449 | 1.6165 | 1.5887 | 1.5613 | 1.5343 | 1.5079 | 1.4819 | 1.4563 | 1.4312 | 1.4066 | 1.3823 | 0
F3_Industrial_Market_Other Industrial_Existing_Process_Natural Gas | F3 | Industrial | Market | Other Industrial | Existing | Process | Natural Gas | Summer Peak Demand (MW) | 0 | 0 | 0 | 0 | 0 | 0 | 0 | 0 | 0 | 0 | 0 | 0 | 0 | 0 | 0 | 0 | 0 | 0 | 0 | 0 | 0 | 0 | 0
F4_Industrial_Market_Other Industrial_Existing_Process_Natural Gas | F4 | Industrial | Market | Other Industrial | Existing | Process | Natural Gas | Winter Peak Demand (MW) | 0 | 0 | 0 | 0 | 0 | 0 | 0 | 0 | 0 | 0 | 0 | 0 | 0 | 0 | 0 | 0 | 0 | 0 | 0 | 0 | 0 | 0 | 0
F1_Industrial_Market_Other Industrial_Existing_Miscellaneous_Natural Gas | F1 | Industrial | Market | Other Industrial | Existing | Miscellaneous | Natural Gas | Units | 15221.9382 | 14959.491 | 14701.5688 | 14448.0934 | 14198.9884 | 13954.1782 | 13713.589 | 13477.1478 | 13244.7831 | 13016.4248 | 12792.0037 | 12571.4519 | 12354.7027 | 12141.6906 | 11932.3511 | 11726.6209 | 11524.4378 | 11325.7406 | 11130.4692 | 10938.5646 | 10749.9686 | 10564.6244 | 0
F2_Industrial_Market_Other Industrial_Existing_Miscellaneous_Natural Gas | F2 | Industrial | Market | Other Industrial | Existing | Miscellaneous | Natural Gas | Usage (GWh) | 0.31784 | 0.31236 | 0.30698 | 0.30169 | 0.29649 | 0.29137 | 0.28635 | 0.28141 | 0.27656 | 0.27179 | 0.26711 | 0.2625 | 0.25798 | 0.25353 | 0.24916 | 0.24486 | 0.24064 | 0.23649 | 0.23241 | 0.22841 | 0.22447 | 0.2206 | 0
F3_Industrial_Market_Other Industrial_Existing_Miscellaneous_Natural Gas | F3 | Industrial | Market | Other Industrial | Existing | Miscellaneous | Natural Gas | Summer Peak Demand (MW) | 0 | 0 | 0 | 0 | 0 | 0 | 0 | 0 | 0 | 0 | 0 | 0 | 0 | 0 | 0 | 0 | 0 | 0 | 0 | 0 | 0 | 0 | 0
F4_Industrial_Market_Other Industrial_Existing_Miscellaneous_Natural Gas | F4 | Industrial | Market | Other Industrial | Existing | Miscellaneous | Natural Gas | Winter Peak Demand (MW) | 0 | 0 | 0 | 0 | 0 | 0 | 0 | 0 | 0 | 0 | 0 | 0 | 0 | 0 | 0 | 0 | 0 | 0 | 0 | 0 | 0 | 0 | 0
F1_Industrial_Market_Other Industrial_New_Space Heating_Natural Gas | F1 | Industrial | Market | Other Industrial | New | Space Heating | Natural Gas | Units | 0 | 794.2128 | 813.2288 | 1419.238 | 2023.7591 | 2701.3325 | 3109.3948 | 3583.1007 | 4050.8367 | 4576.9674 | 4968.8266 | 5419.5185 | 5864.2328 | 6380.1139 | 6730.2444 | 7155.7793 | 7580.9919 | 8075.997 | 8402.9624 | 8805.8611 | 9197.7868 | 9588.5547 | 0
F2_Industrial_Market_Other Industrial_New_Space Heating_Natural Gas | F2 | Industrial | Market | Other Industrial | New | Space Heating | Natural Gas | Usage (GWh) | 0 | 0.047857 | 0.049002 | 0.085519 | 0.12194 | 0.16277 | 0.18736 | 0.21591 | 0.24409 | 0.27579 | 0.2994 | 0.32656 | 0.35336 | 0.38444 | 0.40554 | 0.43118 | 0.45681 | 0.48663 | 0.50633 | 0.53061 | 0.55423 | 0.57777 | 0
F3_Industrial_Market_Other Industrial_New_Space Heating_Natural Gas | F3 | Industrial | Market | Other Industrial | New | Space Heating | Natural Gas | Summer Peak Demand (MW) | 0 | 0 | 0 | 0 | 0 | 0 | 0 | 0 | 0 | 0 | 0 | 0 | 0 | 0 | 0 | 0 | 0 | 0 | 0 | 0 | 0 | 0 | 0
F4_Industrial_Market_Other Industrial_New_Space Heating_Natural Gas | F4 | Industrial | Market | Other Industrial | New | Space Heating | Natural Gas | Winter Peak Demand (MW) | 0 | 0 | 0 | 0 | 0 | 0 | 0 | 0 | 0 | 0 | 0 | 0 | 0 | 0 | 0 | 0 | 0 | 0 | 0 | 0 | 0 | 0 | 0
F1_Industrial_Market_Other Industrial_New_Process_Natural Gas | F1 | Industrial | Market | Other Industrial | New | Process | Natural Gas | Units | 0 | 794.2128 | 813.2288 | 1419.238 | 2023.7591 | 2701.3325 | 3109.3948 | 3583.1007 | 4050.8367 | 4576.9674 | 4968.8266 | 5419.5185 | 5864.2328 | 6380.1139 | 6730.2444 | 7155.7793 | 7580.9919 | 8075.997 | 8402.9624 | 8805.8611 | 9197.7868 | 9588.5547 | 0
F2_Industrial_Market_Other Industrial_New_Process_Natural Gas | F2 | Industrial | Market | Other Industrial | New | Process | Natural Gas | Usage (GWh) | 0 | 0.10392 | 0.10641 | 0.1857 | 0.26479 | 0.35345 | 0.40684 | 0.46882 | 0.53002 | 0.59886 | 0.65013 | 0.7091 | 0.76729 | 0.83479 | 0.8806 | 0.93628 | 0.99192 | 1.0567 | 1.0995 | 1.1522 | 1.2035 | 1.2546 | 0
F3_Industrial_Market_Other Industrial_New_Process_Natural Gas | F3 | Industrial | Market | Other Industrial | New | Process | Natural Gas | Summer Peak Demand (MW) | 0 | 0 | 0 | 0 | 0 | 0 | 0 | 0 | 0 | 0 | 0 | 0 | 0 | 0 | 0 | 0 | 0 | 0 | 0 | 0 | 0 | 0 | 0
F4_Industrial_Market_Other Industrial_New_Process_Natural Gas | F4 | Industrial | Market | Other Industrial | New | Process | Natural Gas | Winter Peak Demand (MW) | 0 | 0 | 0 | 0 | 0 | 0 | 0 | 0 | 0 | 0 | 0 | 0 | 0 | 0 | 0 | 0 | 0 | 0 | 0 | 0 | 0 | 0 | 0
F1_Industrial_Market_Other Industrial_New_Miscellaneous_Natural Gas | F1 | Industrial | Market | Other Industrial | New | Miscellaneous | Natural Gas | Units | 0 | 794.2128 | 813.2288 | 1419.238 | 2023.7591 | 2701.3325 | 3109.3948 | 3583.1007 | 4050.8367 | 4576.9674 | 4968.8266 | 5419.5185 | 5864.2328 | 6380.1139 | 6730.2444 | 7155.7793 | 7580.9919 | 8075.997 | 8402.9624 | 8805.8611 | 9197.7868 | 9588.5547 | 0
F2_Industrial_Market_Other Industrial_New_Miscellaneous_Natural Gas | F2 | Industrial | Market | Other Industrial | New | Miscellaneous | Natural Gas | Usage (GWh) | 0 | 0.016584 | 0.016981 | 0.029635 | 0.042258 | 0.056406 | 0.064926 | 0.074818 | 0.084584 | 0.09557 | 0.10375 | 0.11316 | 0.12245 | 0.13322 | 0.14053 | 0.14942 | 0.1583 | 0.16863 | 0.17546 | 0.18387 | 0.19206 | 0.20022 | 0
F3_Industrial_Market_Other Industrial_New_Miscellaneous_Natural Gas | F3 | Industrial | Market | Other Industrial | New | Miscellaneous | Natural Gas | Summer Peak Demand (MW) | 0 | 0 | 0 | 0 | 0 | 0 | 0 | 0 | 0 | 0 | 0 | 0 | 0 | 0 | 0 | 0 | 0 | 0 | 0 | 0 | 0 | 0 | 0
F4_Industrial_Market_Other Industrial_New_Miscellaneous_Natural Gas | F4 | Industrial | Market | Other Industrial | New | Miscellaneous | Natural Gas | Winter Peak Demand (MW) | 0 | 0 | 0 | 0 | 0 | 0 | 0 | 0 | 0 | 0 | 0 | 0 | 0 | 0 | 0 | 0 | 0 | 0 | 0 | 0 | 0 | 0 | 0

## Final Savings
Return to Menu | Field | Sector | Segment | Vintage | End Use | Fuel | Measure | Option | Label | Case | 2019 | 2020 | 2021 | 2022 | 2023 | 2024 | 2025 | 2026 | 2027 | 2028 | 2029 | 2030 | 2031 | 2032 | 2033 | 2034 | 2035 | 2036 | 2037 | 2038 | 2039 | 2040 | 2041
F1_Industrial_Food Products_Existing_Space Heating_Natural Gas_Furnace_A_Technical Potential | F1 | Industrial | Food Products | Existing | Space Heating | Natural Gas | Furnace | A | Integrated Unit Energy Savings (kWh or therms) | Technical Potential | 0 | 1443.5459 | 1443.5459 | 1443.5459 | 1443.5459 | 1443.5459 | 1443.5459 | 1443.5459 | 1443.5459 | 1443.5459 | 1443.5459 | 1443.5459 | 1443.5459 | 1443.5459 | 1443.5459 | 1443.5459 | 1443.5459 | 1443.5459 | 1443.5459 | 1443.5459 | 1443.5459 | 1443.5459 | 0
F2_Industrial_Food Products_Existing_Space Heating_Natural Gas_Furnace_A_Technical Potential | F2 | Industrial | Food Products | Existing | Space Heating | Natural Gas | Furnace | A | Integrated Unit Summer Peak Savings (kW) | Technical Potential | 0 | 0 | 0 | 0 | 0 | 0 | 0 | 0 | 0 | 0 | 0 | 0 | 0 | 0 | 0 | 0 | 0 | 0 | 0 | 0 | 0 | 0 | 0
F3_Industrial_Food Products_Existing_Space Heating_Natural Gas_Furnace_A_Technical Potential | F3 | Industrial | Food Products | Existing | Space Heating | Natural Gas | Furnace | A | Integrated Unit Winter Peak Savings (kW) | Technical Potential | 0 | 0 | 0 | 0 | 0 | 0 | 0 | 0 | 0 | 0 | 0 | 0 | 0 | 0 | 0 | 0 | 0 | 0 | 0 | 0 | 0 | 0 | 0
F4_Industrial_Food Products_Existing_Space Heating_Natural Gas_Furnace_A_Technical Potential | F4 | Industrial | Food Products | Existing | Space Heating | Natural Gas | Furnace | A | Incremental Energy Savings (MWh or mTherms) | Technical Potential | 0 | 0 | 0.19438 | 0.20219 | 0.20903 | 0.21497 | 0.2201 | 0.22447 | 0.22815 | 0.23121 | 0.23369 | 0.23563 | 0.21795 | 0.20159 | 0.18646 | 0.17247 | 0.15953 | 0.14755 | 0.13648 | 0.13667 | 0.13716 | 0.13788 | 0
F5_Industrial_Food Products_Existing_Space Heating_Natural Gas_Furnace_A_Technical Potential | F5 | Industrial | Food Products | Existing | Space Heating | Natural Gas | Furnace | A | Incremental Summer Peak Savings (MW) | Technical Potential | 0 | 0 | 0 | 0 | 0 | 0 | 0 | 0 | 0 | 0 | 0 | 0 | 0 | 0 | 0 | 0 | 0 | 0 | 0 | 0 | 0 | 0 | 0
F6_Industrial_Food Products_Existing_Space Heating_Natural Gas_Furnace_A_Technical Potential | F6 | Industrial | Food Products | Existing | Space Heating | Natural Gas | Furnace | A | Incremental Winter Peak Savings (MW) | Technical Potential | 0 | 0 | 0 | 0 | 0 | 0 | 0 | 0 | 0 | 0 | 0 | 0 | 0 | 0 | 0 | 0 | 0 | 0 | 0 | 0 | 0 | 0 | 0
F7_Industrial_Food Products_Existing_Space Heating_Natural Gas_Furnace_A_Technical Potential | F7 | Industrial | Food Products | Existing | Space Heating | Natural Gas | Furnace | A | Cumulative Energy Savings (MWh or mTherms) | Technical Potential | 0 | 0 | 0.19438 | 0.39657 | 0.6056 | 0.82057 | 1.0407 | 1.2651 | 1.4933 | 1.7245 | 1.9582 | 2.1938 | 2.4118 | 2.6134 | 2.7998 | 2.9723 | 3.1318 | 3.2794 | 3.4158 | 3.5525 | 3.6897 | 3.8276 | 0
F8_Industrial_Food Products_Existing_Space Heating_Natural Gas_Furnace_A_Technical Potential | F8 | Industrial | Food Products | Existing | Space Heating | Natural Gas | Furnace | A | Cumulative Summer Peak Savings (MW) | Technical Potential | 0 | 0 | 0 | 0 | 0 | 0 | 0 | 0 | 0 | 0 | 0 | 0 | 0 | 0 | 0 | 0 | 0 | 0 | 0 | 0 | 0 | 0 | 0
F9_Industrial_Food Products_Existing_Space Heating_Natural Gas_Furnace_A_Technical Potential | F9 | Industrial | Food Products | Existing | Space Heating | Natural Gas | Furnace | A | Cumulative Winter Peak Savings (MW) | Technical Potential | 0 | 0 | 0 | 0 | 0 | 0 | 0 | 0 | 0 | 0 | 0 | 0 | 0 | 0 | 0 | 0 | 0 | 0 | 0 | 0 | 0 | 0 | 0
F10_Industrial_Food Products_Existing_Space Heating_Natural Gas_Furnace_A_Technical Potential | F10 | Industrial | Food Products | Existing | Space Heating | Natural Gas | Furnace | A | Purchases (Incremental) | Technical Potential | 0 | 0 | 0.13466 | 0.14007 | 0.1448 | 0.14892 | 0.15247 | 0.1555 | 0.15805 | 0.16017 | 0.16188 | 0.16323 | 0.15098 | 0.13965 | 0.12917 | 0.11948 | 0.11051 | 0.10222 | 0.094544 | 0.094677 | 0.095017 | 0.095513 | 0
F11_Industrial_Food Products_Existing_Space Heating_Natural Gas_Furnace_A_Technical Potential | F11 | Industrial | Food Products | Existing | Space Heating | Natural Gas | Furnace | A | Purchases (Cumulative) | Technical Potential | 0 | 0 | 0.13466 | 0.27472 | 0.41952 | 0.56844 | 0.72091 | 0.87641 | 1.0345 | 1.1946 | 1.3565 | 1.5197 | 1.6707 | 1.8104 | 1.9395 | 2.059 | 2.1695 | 2.2717 | 2.3663 | 2.461 | 2.556 | 2.6515 | 0
F1_Industrial_Food Products_Existing_Space Heating_Natural Gas_Boiler_A_Technical Potential | F1 | Industrial | Food Products | Existing | Space Heating | Natural Gas | Boiler | A | Integrated Unit Energy Savings (kWh or therms) | Technical Potential | 0 | 15226.9124 | 15226.9124 | 15226.9124 | 15226.9124 | 15226.9124 | 15226.9124 | 15226.9124 | 15226.9124 | 15226.9124 | 15226.9124 | 15226.9124 | 15226.9124 | 15226.9124 | 15226.9124 | 15226.9124 | 15226.9124 | 15226.9124 | 15226.9124 | 15226.9124 | 15226.9124 | 15226.9124 | 0
F2_Industrial_Food Products_Existing_Space Heating_Natural Gas_Boiler_A_Technical Potential | F2 | Industrial | Food Products | Existing | Space Heating | Natural Gas | Boiler | A | Integrated Unit Summer Peak Savings (kW) | Technical Potential | 0 | 0 | 0 | 0 | 0 | 0 | 0 | 0 | 0 | 0 | 0 | 0 | 0 | 0 | 0 | 0 | 0 | 0 | 0 | 0 | 0 | 0 | 0
F3_Industrial_Food Products_Existing_Space Heating_Natural Gas_Boiler_A_Technical Potential | F3 | Industrial | Food Products | Existing | Space Heating | Natural Gas | Boiler | A | Integrated Unit Winter Peak Savings (kW) | Technical Potential | 0 | 0 | 0 | 0 | 0 | 0 | 0 | 0 | 0 | 0 | 0 | 0 | 0 | 0 | 0 | 0 | 0 | 0 | 0 | 0 | 0 | 0 | 0
F4_Industrial_Food Products_Existing_Space Heating_Natural Gas_Boiler_A_Technical Potential | F4 | Industrial | Food Products | Existing | Space Heating | Natural Gas | Boiler | A | Incremental Energy Savings (MWh or mTherms) | Technical Potential | 0 | 0 | 0.52027 | 0.51549 | 0.51034 | 0.50489 | 0.49917 | 0.49323 | 0.48711 | 0.48084 | 0.47445 | 0.46797 | 0.46142 | 0.45482 | 0.44819 | 0.44155 | 0.4349 | 0.42827 | 0.42166 | 0.41508 | 0.40854 | 0.40204 | 0
F5_Industrial_Food Products_Existing_Space Heating_Natural Gas_Boiler_A_Technical Potential | F5 | Industrial | Food Products | Existing | Space Heating | Natural Gas | Boiler | A | Incremental Summer Peak Savings (MW) | Technical Potential | 0 | 0 | 0 | 0 | 0 | 0 | 0 | 0 | 0 | 0 | 0 | 0 | 0 | 0 | 0 | 0 | 0 | 0 | 0 | 0 | 0 | 0 | 0
F6_Industrial_Food Products_Existing_Space Heating_Natural Gas_Boiler_A_Technical Potential | F6 | Industrial | Food Products | Existing | Space Heating | Natural Gas | Boiler | A | Incremental Winter Peak Savings (MW) | Technical Potential | 0 | 0 | 0 | 0 | 0 | 0 | 0 | 0 | 0 | 0 | 0 | 0 | 0 | 0 | 0 | 0 | 0 | 0 | 0 | 0 | 0 | 0 | 0
F7_Industrial_Food Products_Existing_Space Heating_Natural Gas_Boiler_A_Technical Potential | F7 | Industrial | Food Products | Existing | Space Heating | Natural Gas | Boiler | A | Cumulative Energy Savings (MWh or mTherms) | Technical Potential | 0 | 0 | 0.52027 | 1.0358 | 1.5461 | 2.051 | 2.5502 | 3.0434 | 3.5305 | 4.0113 | 4.4858 | 4.9538 | 5.4152 | 5.87 | 6.3182 | 6.7597 | 7.1946 | 7.6229 | 8.0446 | 8.4596 | 8.8682 | 9.2702 | 0
F8_Industrial_Food Products_Existing_Space Heating_Natural Gas_Boiler_A_Technical Potential | F8 | Industrial | Food Products | Existing | Space Heating | Natural Gas | Boiler | A | Cumulative Summer Peak Savings (MW) | Technical Potential | 0 | 0 | 0 | 0 | 0 | 0 | 0 | 0 | 0 | 0 | 0 | 0 | 0 | 0 | 0 | 0 | 0 | 0 | 0 | 0 | 0 | 0 | 0
F9_Industrial_Food Products_Existing_Space Heating_Natural Gas_Boiler_A_Technical Potential | F9 | Industrial | Food Products | Existing | Space Heating | Natural Gas | Boiler | A | Cumulative Winter Peak Savings (MW) | Technical Potential | 0 | 0 | 0 | 0 | 0 | 0 | 0 | 0 | 0 | 0 | 0 | 0 | 0 | 0 | 0 | 0 | 0 | 0 | 0 | 0 | 0 | 0 | 0
F10_Industrial_Food Products_Existing_Space Heating_Natural Gas_Boiler_A_Technical Potential | F10 | Industrial | Food Products | Existing | Space Heating | Natural Gas | Boiler | A | Purchases (Incremental) | Technical Potential | 0 | 0 | 0.034168 | 0.033854 | 0.033516 | 0.033157 | 0.032782 | 0.032392 | 0.03199 | 0.031578 | 0.031159 | 0.030733 | 0.030303 | 0.02987 | 0.029434 | 0.028998 | 0.028561 | 0.028126 | 0.027692 | 0.027259 | 0.02683 | 0.026404 | 0
F11_Industrial_Food Products_Existing_Space Heating_Natural Gas_Boiler_A_Technical Potential | F11 | Industrial | Food Products | Existing | Space Heating | Natural Gas | Boiler | A | Purchases (Cumulative) | Technical Potential | 0 | 0 | 0.034168 | 0.068022 | 0.10154 | 0.13469 | 0.16748 | 0.19987 | 0.23186 | 0.26344 | 0.2946 | 0.32533 | 0.35563 | 0.3855 | 0.41494 | 0.44393 | 0.4725 | 0.50062 | 0.52831 | 0.55557 | 0.5824 | 0.60881 | 0
F1_Industrial_Food Products_Existing_Space Heating_Natural Gas_Unit Heater_A_Technical Potential | F1 | Industrial | Food Products | Existing | Space Heating | Natural Gas | Unit Heater | A | Integrated Unit Energy Savings (kWh or therms) | Technical Potential | 0 | 43660.7244 | 43660.7244 | 43660.7244 | 43660.7244 | 43660.7244 | 43660.7244 | 43660.7244 | 43660.7244 | 43660.7244 | 43660.7244 | 43660.7244 | 43660.7244 | 43660.7244 | 43660.7244 | 43660.7244 | 43660.7244 | 43660.7244 | 43660.7244 | 43660.7244 | 43660.7244 | 43660.7244 | 0
F2_Industrial_Food Products_Existing_Space Heating_Natural Gas_Unit Heater_A_Technical Potential | F2 | Industrial | Food Products | Existing | Space Heating | Natural Gas | Unit Heater | A | Integrated Unit Summer Peak Savings (kW) | Technical Potential | 0 | 0 | 0 | 0 | 0 | 0 | 0 | 0 | 0 | 0 | 0 | 0 | 0 | 0 | 0 | 0 | 0 | 0 | 0 | 0 | 0 | 0 | 0
F3_Industrial_Food Products_Existing_Space Heating_Natural Gas_Unit Heater_A_Technical Potential | F3 | Industrial | Food Products | Existing | Space Heating | Natural Gas | Unit Heater | A | Integrated Unit Winter Peak Savings (kW) | Technical Potential | 0 | 0 | 0 | 0 | 0 | 0 | 0 | 0 | 0 | 0 | 0 | 0 | 0 | 0 | 0 | 0 | 0 | 0 | 0 | 0 | 0 | 0 | 0
F4_Industrial_Food Products_Existing_Space Heating_Natural Gas_Unit Heater_A_Technical Potential | F4 | Industrial | Food Products | Existing | Space Heating | Natural Gas | Unit Heater | A | Incremental Energy Savings (MWh or mTherms) | Technical Potential | 0 | 0 | 0.077633 | 0.14804 | 0.23535 | 0.33692 | 0.45037 | 0.57361 | 0.70481 | 0.84234 | 0.96154 | 1.0644 | 1.1573 | 1.2447 | 1.3296 | 1.4144 | 1.5002 | 1.4084 | 1.3454 | 1.3074 | 1.2912 | 1.29 | 0
F5_Industrial_Food Products_Existing_Space Heating_Natural Gas_Unit Heater_A_Technical Potential | F5 | Industrial | Food Products | Existing | Space Heating | Natural Gas | Unit Heater | A | Incremental Summer Peak Savings (MW) | Technical Potential | 0 | 0 | 0 | 0 | 0 | 0 | 0 | 0 | 0 | 0 | 0 | 0 | 0 | 0 | 0 | 0 | 0 | 0 | 0 | 0 | 0 | 0 | 0
F6_Industrial_Food Products_Existing_Space Heating_Natural Gas_Unit Heater_A_Technical Potential | F6 | Industrial | Food Products | Existing | Space Heating | Natural Gas | Unit Heater | A | Incremental Winter Peak Savings (MW) | Technical Potential | 0 | 0 | 0 | 0 | 0 | 0 | 0 | 0 | 0 | 0 | 0 | 0 | 0 | 0 | 0 | 0 | 0 | 0 | 0 | 0 | 0 | 0 | 0
F7_Industrial_Food Products_Existing_Space Heating_Natural Gas_Unit Heater_A_Technical Potential | F7 | Industrial | Food Products | Existing | Space Heating | Natural Gas | Unit Heater | A | Cumulative Energy Savings (MWh or mTherms) | Technical Potential | 0 | 0 | 0.077633 | 0.22567 | 0.46102 | 0.79794 | 1.2483 | 1.8219 | 2.5267 | 3.3691 | 4.3306 | 5.395 | 6.5523 | 7.797 | 9.049 | 10.3153 | 11.5802 | 12.6517 | 13.5467 | 14.2805 | 14.8669 | 15.3145 | 0
F8_Industrial_Food Products_Existing_Space Heating_Natural Gas_Unit Heater_A_Technical Potential | F8 | Industrial | Food Products | Existing | Space Heating | Natural Gas | Unit Heater | A | Cumulative Summer Peak Savings (MW) | Technical Potential | 0 | 0 | 0 | 0 | 0 | 0 | 0 | 0 | 0 | 0 | 0 | 0 | 0 | 0 | 0 | 0 | 0 | 0 | 0 | 0 | 0 | 0 | 0
F9_Industrial_Food Products_Existing_Space Heating_Natural Gas_Unit Heater_A_Technical Potential | F9 | Industrial | Food Products | Existing | Space Heating | Natural Gas | Unit Heater | A | Cumulative Winter Peak Savings (MW) | Technical Potential | 0 | 0 | 0 | 0 | 0 | 0 | 0 | 0 | 0 | 0 | 0 | 0 | 0 | 0 | 0 | 0 | 0 | 0 | 0 | 0 | 0 | 0 | 0
F10_Industrial_Food Products_Existing_Space Heating_Natural Gas_Unit Heater_A_Technical Potential | F10 | Industrial | Food Products | Existing | Space Heating | Natural Gas | Unit Heater | A | Purchases (Incremental) | Technical Potential | 0 | 0 | 0.0017781 | 0.0033906 | 0.0053905 | 0.0077167 | 0.010315 | 0.013138 | 0.016143 | 0.019293 | 0.022023 | 0.02438 | 0.026507 | 0.028507 | 0.030454 | 0.032394 | 0.034361 | 0.032258 | 0.030814 | 0.029945 | 0.029574 | 0.029545 | 0
F11_Industrial_Food Products_Existing_Space Heating_Natural Gas_Unit Heater_A_Technical Potential | F11 | Industrial | Food Products | Existing | Space Heating | Natural Gas | Unit Heater | A | Purchases (Cumulative) | Technical Potential | 0 | 0 | 0.0017781 | 0.0051687 | 0.010559 | 0.018276 | 0.028591 | 0.041729 | 0.057872 | 0.077165 | 0.099188 | 0.12357 | 0.15007 | 0.17858 | 0.20726 | 0.23626 | 0.26523 | 0.28977 | 0.31027 | 0.32708 | 0.34051 | 0.35076 | 0
F1_Industrial_Food Products_New_Space Heating_Natural Gas_Furnace_A_Technical Potential | F1 | Industrial | Food Products | New | Space Heating | Natural Gas | Furnace | A | Integrated Unit Energy Savings (kWh or therms) | Technical Potential | 0 | 1443.5073 | 1443.5073 | 1443.5073 | 1443.5073 | 1443.5073 | 1443.5073 | 1443.5073 | 1443.5073 | 1443.5073 | 1443.5073 | 1443.5073 | 1443.5073 | 1443.5073 | 1443.5073 | 1443.5073 | 1443.5073 | 1443.5073 | 1443.5073 | 1443.5073 | 1443.5073 | 1443.5073 | 0
F2_Industrial_Food Products_New_Space Heating_Natural Gas_Furnace_A_Technical Potential | F2 | Industrial | Food Products | New | Space Heating | Natural Gas | Furnace | A | Integrated Unit Summer Peak Savings (kW) | Technical Potential | 0 | 0 | 0 | 0 | 0 | 0 | 0 | 0 | 0 | 0 | 0 | 0 | 0 | 0 | 0 | 0 | 0 | 0 | 0 | 0 | 0 | 0 | 0
F3_Industrial_Food Products_New_Space Heating_Natural Gas_Furnace_A_Technical Potential | F3 | Industrial | Food Products | New | Space Heating | Natural Gas | Furnace | A | Integrated Unit Winter Peak Savings (kW) | Technical Potential | 0 | 0 | 0 | 0 | 0 | 0 | 0 | 0 | 0 | 0 | 0 | 0 | 0 | 0 | 0 | 0 | 0 | 0 | 0 | 0 | 0 | 0 | 0
F4_Industrial_Food Products_New_Space Heating_Natural Gas_Furnace_A_Technical Potential | F4 | Industrial | Food Products | New | Space Heating | Natural Gas | Furnace | A | Incremental Energy Savings (MWh or mTherms) | Technical Potential | 0 | 0 | 0.00902 | 0.28745 | 0.28675 | 0.3214 | 0.19356 | 0.2247 | 0.22186 | 0.24956 | 0.18587 | 0.21378 | 0.21094 | 0.2447 | 0.16608 | 0.20185 | 0.20169 | 0.2348 | 0.15509 | 0.22009 | 0.21335 | 0.2328 | 0
F5_Industrial_Food Products_New_Space Heating_Natural Gas_Furnace_A_Technical Potential | F5 | Industrial | Food Products | New | Space Heating | Natural Gas | Furnace | A | Incremental Summer Peak Savings (MW) | Technical Potential | 0 | 0 | 0 | 0 | 0 | 0 | 0 | 0 | 0 | 0 | 0 | 0 | 0 | 0 | 0 | 0 | 0 | 0 | 0 | 0 | 0 | 0 | 0
F6_Industrial_Food Products_New_Space Heating_Natural Gas_Furnace_A_Technical Potential | F6 | Industrial | Food Products | New | Space Heating | Natural Gas | Furnace | A | Incremental Winter Peak Savings (MW) | Technical Potential | 0 | 0 | 0 | 0 | 0 | 0 | 0 | 0 | 0 | 0 | 0 | 0 | 0 | 0 | 0 | 0 | 0 | 0 | 0 | 0 | 0 | 0 | 0
F7_Industrial_Food Products_New_Space Heating_Natural Gas_Furnace_A_Technical Potential | F7 | Industrial | Food Products | New | Space Heating | Natural Gas | Furnace | A | Cumulative Energy Savings (MWh or mTherms) | Technical Potential | 0 | 0 | 0.00902 | 0.29647 | 0.58322 | 0.90461 | 1.0982 | 1.3229 | 1.5447 | 1.7943 | 1.9802 | 2.1939 | 2.4049 | 2.6496 | 2.8157 | 3.0175 | 3.2192 | 3.454 | 3.6091 | 3.8292 | 4.0425 | 4.2753 | 0
F8_Industrial_Food Products_New_Space Heating_Natural Gas_Furnace_A_Technical Potential | F8 | Industrial | Food Products | New | Space Heating | Natural Gas | Furnace | A | Cumulative Summer Peak Savings (MW) | Technical Potential | 0 | 0 | 0 | 0 | 0 | 0 | 0 | 0 | 0 | 0 | 0 | 0 | 0 | 0 | 0 | 0 | 0 | 0 | 0 | 0 | 0 | 0 | 0
F9_Industrial_Food Products_New_Space Heating_Natural Gas_Furnace_A_Technical Potential | F9 | Industrial | Food Products | New | Space Heating | Natural Gas | Furnace | A | Cumulative Winter Peak Savings (MW) | Technical Potential | 0 | 0 | 0 | 0 | 0 | 0 | 0 | 0 | 0 | 0 | 0 | 0 | 0 | 0 | 0 | 0 | 0 | 0 | 0 | 0 | 0 | 0 | 0
F10_Industrial_Food Products_New_Space Heating_Natural Gas_Furnace_A_Technical Potential | F10 | Industrial | Food Products | New | Space Heating | Natural Gas | Furnace | A | Purchases (Incremental) | Technical Potential | 0 | 0 | 0.0062487 | 0.19913 | 0.19865 | 0.22265 | 0.13409 | 0.15566 | 0.1537 | 0.17289 | 0.12876 | 0.1481 | 0.14613 | 0.16952 | 0.11505 | 0.13983 | 0.13972 | 0.16266 | 0.10744 | 0.15247 | 0.1478 | 0.16127 | 0
F11_Industrial_Food Products_New_Space Heating_Natural Gas_Furnace_A_Technical Potential | F11 | Industrial | Food Products | New | Space Heating | Natural Gas | Furnace | A | Purchases (Cumulative) | Technical Potential | 0 | 0 | 0.0062487 | 0.20538 | 0.40403 | 0.62668 | 0.76077 | 0.91643 | 1.0701 | 1.243 | 1.3718 | 1.5199 | 1.666 | 1.8355 | 1.9506 | 2.0904 | 2.2301 | 2.3928 | 2.5002 | 2.6527 | 2.8005 | 2.9618 | 0
F1_Industrial_Food Products_New_Space Heating_Natural Gas_Boiler_A_Technical Potential | F1 | Industrial | Food Products | New | Space Heating | Natural Gas | Boiler | A | Integrated Unit Energy Savings (kWh or therms) | Technical Potential | 0 | 15225.431 | 15225.431 | 15225.431 | 15225.431 | 15225.431 | 15225.431 | 15225.431 | 15225.431 | 15225.431 | 15225.431 | 15225.431 | 15225.431 | 15225.431 | 15225.431 | 15225.431 | 15225.431 | 15225.431 | 15225.431 | 15225.431 | 15225.431 | 15225.431 | 0
F2_Industrial_Food Products_New_Space Heating_Natural Gas_Boiler_A_Technical Potential | F2 | Industrial | Food Products | New | Space Heating | Natural Gas | Boiler | A | Integrated Unit Summer Peak Savings (kW) | Technical Potential | 0 | 0 | 0 | 0 | 0 | 0 | 0 | 0 | 0 | 0 | 0 | 0 | 0 | 0 | 0 | 0 | 0 | 0 | 0 | 0 | 0 | 0 | 0
F3_Industrial_Food Products_New_Space Heating_Natural Gas_Boiler_A_Technical Potential | F3 | Industrial | Food Products | New | Space Heating | Natural Gas | Boiler | A | Integrated Unit Winter Peak Savings (kW) | Technical Potential | 0 | 0 | 0 | 0 | 0 | 0 | 0 | 0 | 0 | 0 | 0 | 0 | 0 | 0 | 0 | 0 | 0 | 0 | 0 | 0 | 0 | 0 | 0
F4_Industrial_Food Products_New_Space Heating_Natural Gas_Boiler_A_Technical Potential | F4 | Industrial | Food Products | New | Space Heating | Natural Gas | Boiler | A | Incremental Energy Savings (MWh or mTherms) | Technical Potential | 0 | 0 | 0.022005 | 0.70127 | 0.69955 | 0.78409 | 0.47221 | 0.54817 | 0.54126 | 0.60884 | 0.45346 | 0.52154 | 0.51462 | 0.59698 | 0.40517 | 0.49243 | 0.49206 | 0.57282 | 0.37836 | 0.46623 | 0.45354 | 0.4522 | 0
F5_Industrial_Food Products_New_Space Heating_Natural Gas_Boiler_A_Technical Potential | F5 | Industrial | Food Products | New | Space Heating | Natural Gas | Boiler | A | Incremental Summer Peak Savings (MW) | Technical Potential | 0 | 0 | 0 | 0 | 0 | 0 | 0 | 0 | 0 | 0 | 0 | 0 | 0 | 0 | 0 | 0 | 0 | 0 | 0 | 0 | 0 | 0 | 0
F6_Industrial_Food Products_New_Space Heating_Natural Gas_Boiler_A_Technical Potential | F6 | Industrial | Food Products | New | Space Heating | Natural Gas | Boiler | A | Incremental Winter Peak Savings (MW) | Technical Potential | 0 | 0 | 0 | 0 | 0 | 0 | 0 | 0 | 0 | 0 | 0 | 0 | 0 | 0 | 0 | 0 | 0 | 0 | 0 | 0 | 0 | 0 | 0
F7_Industrial_Food Products_New_Space Heating_Natural Gas_Boiler_A_Technical Potential | F7 | Industrial | Food Products | New | Space Heating | Natural Gas | Boiler | A | Cumulative Energy Savings (MWh or mTherms) | Technical Potential | 0 | 0 | 0.022005 | 0.72328 | 1.4228 | 2.2069 | 2.6791 | 3.2273 | 3.7686 | 4.3774 | 4.8309 | 5.3524 | 5.867 | 6.464 | 6.8692 | 7.3616 | 7.8536 | 8.4265 | 8.8048 | 9.2711 | 9.7246 | 10.1768 | 0
F8_Industrial_Food Products_New_Space Heating_Natural Gas_Boiler_A_Technical Potential | F8 | Industrial | Food Products | New | Space Heating | Natural Gas | Boiler | A | Cumulative Summer Peak Savings (MW) | Technical Potential | 0 | 0 | 0 | 0 | 0 | 0 | 0 | 0 | 0 | 0 | 0 | 0 | 0 | 0 | 0 | 0 | 0 | 0 | 0 | 0 | 0 | 0 | 0
F9_Industrial_Food Products_New_Space Heating_Natural Gas_Boiler_A_Technical Potential | F9 | Industrial | Food Products | New | Space Heating | Natural Gas | Boiler | A | Cumulative Winter Peak Savings (MW) | Technical Potential | 0 | 0 | 0 | 0 | 0 | 0 | 0 | 0 | 0 | 0 | 0 | 0 | 0 | 0 | 0 | 0 | 0 | 0 | 0 | 0 | 0 | 0 | 0
F10_Industrial_Food Products_New_Space Heating_Natural Gas_Boiler_A_Technical Potential | F10 | Industrial | Food Products | New | Space Heating | Natural Gas | Boiler | A | Purchases (Incremental) | Technical Potential | 0 | 0 | 0.0014453 | 0.046059 | 0.045946 | 0.051498 | 0.031014 | 0.036004 | 0.03555 | 0.039988 | 0.029783 | 0.034255 | 0.0338 | 0.039209 | 0.026611 | 0.032342 | 0.032318 | 0.037622 | 0.024851 | 0.030622 | 0.029788 | 0.0297 | 0
F11_Industrial_Food Products_New_Space Heating_Natural Gas_Boiler_A_Technical Potential | F11 | Industrial | Food Products | New | Space Heating | Natural Gas | Boiler | A | Purchases (Cumulative) | Technical Potential | 0 | 0 | 0.0014453 | 0.047505 | 0.093451 | 0.14495 | 0.17596 | 0.21197 | 0.24752 | 0.28751 | 0.31729 | 0.35154 | 0.38534 | 0.42455 | 0.45116 | 0.48351 | 0.51582 | 0.55345 | 0.5783 | 0.60892 | 0.63871 | 0.66841 | 0
F1_Industrial_Food Products_New_Space Heating_Natural Gas_Unit Heater_A_Technical Potential | F1 | Industrial | Food Products | New | Space Heating | Natural Gas | Unit Heater | A | Integrated Unit Energy Savings (kWh or therms) | Technical Potential | 0 | 43660.7244 | 43660.7244 | 43660.7244 | 43660.7244 | 43660.7244 | 43660.7244 | 43660.7244 | 43660.7244 | 43660.7244 | 43660.7244 | 43660.7244 | 43660.7244 | 43660.7244 | 43660.7244 | 43660.7244 | 43660.7244 | 43660.7244 | 43660.7244 | 43660.7244 | 43660.7244 | 43660.7244 | 0
F2_Industrial_Food Products_New_Space Heating_Natural Gas_Unit Heater_A_Technical Potential | F2 | Industrial | Food Products | New | Space Heating | Natural Gas | Unit Heater | A | Integrated Unit Summer Peak Savings (kW) | Technical Potential | 0 | 0 | 0 | 0 | 0 | 0 | 0 | 0 | 0 | 0 | 0 | 0 | 0 | 0 | 0 | 0 | 0 | 0 | 0 | 0 | 0 | 0 | 0
F3_Industrial_Food Products_New_Space Heating_Natural Gas_Unit Heater_A_Technical Potential | F3 | Industrial | Food Products | New | Space Heating | Natural Gas | Unit Heater | A | Integrated Unit Winter Peak Savings (kW) | Technical Potential | 0 | 0 | 0 | 0 | 0 | 0 | 0 | 0 | 0 | 0 | 0 | 0 | 0 | 0 | 0 | 0 | 0 | 0 | 0 | 0 | 0 | 0 | 0
F4_Industrial_Food Products_New_Space Heating_Natural Gas_Unit Heater_A_Technical Potential | F4 | Industrial | Food Products | New | Space Heating | Natural Gas | Unit Heater | A | Incremental Energy Savings (MWh or mTherms) | Technical Potential | 0 | 0 | 0.041007 | 1.3068 | 1.3036 | 1.4612 | 0.87997 | 1.0215 | 1.0087 | 1.1346 | 0.84503 | 0.9719 | 1.3015 | 1.3947 | 1.2422 | 1.5681 | 1.7295 | 2.3425 | 1.4912 | 2.0313 | 2.0012 | 1.9778 | 0
F5_Industrial_Food Products_New_Space Heating_Natural Gas_Unit Heater_A_Technical Potential | F5 | Industrial | Food Products | New | Space Heating | Natural Gas | Unit Heater | A | Incremental Summer Peak Savings (MW) | Technical Potential | 0 | 0 | 0 | 0 | 0 | 0 | 0 | 0 | 0 | 0 | 0 | 0 | 0 | 0 | 0 | 0 | 0 | 0 | 0 | 0 | 0 | 0 | 0
F6_Industrial_Food Products_New_Space Heating_Natural Gas_Unit Heater_A_Technical Potential | F6 | Industrial | Food Products | New | Space Heating | Natural Gas | Unit Heater | A | Incremental Winter Peak Savings (MW) | Technical Potential | 0 | 0 | 0 | 0 | 0 | 0 | 0 | 0 | 0 | 0 | 0 | 0 | 0 | 0 | 0 | 0 | 0 | 0 | 0 | 0 | 0 | 0 | 0
F7_Industrial_Food Products_New_Space Heating_Natural Gas_Unit Heater_A_Technical Potential | F7 | Industrial | Food Products | New | Space Heating | Natural Gas | Unit Heater | A | Cumulative Energy Savings (MWh or mTherms) | Technical Potential | 0 | 0 | 0.041007 | 1.3478 | 2.6515 | 4.1126 | 4.9926 | 6.0141 | 7.0228 | 8.1574 | 9.0024 | 9.9743 | 11.2758 | 12.6705 | 13.8717 | 14.133 | 14.5589 | 15.4402 | 15.6246 | 16.3523 | 16.8923 | 17.7355 | 0
F8_Industrial_Food Products_New_Space Heating_Natural Gas_Unit Heater_A_Technical Potential | F8 | Industrial | Food Products | New | Space Heating | Natural Gas | Unit Heater | A | Cumulative Summer Peak Savings (MW) | Technical Potential | 0 | 0 | 0 | 0 | 0 | 0 | 0 | 0 | 0 | 0 | 0 | 0 | 0 | 0 | 0 | 0 | 0 | 0 | 0 | 0 | 0 | 0 | 0
F9_Industrial_Food Products_New_Space Heating_Natural Gas_Unit Heater_A_Technical Potential | F9 | Industrial | Food Products | New | Space Heating | Natural Gas | Unit Heater | A | Cumulative Winter Peak Savings (MW) | Technical Potential | 0 | 0 | 0 | 0 | 0 | 0 | 0 | 0 | 0 | 0 | 0 | 0 | 0 | 0 | 0 | 0 | 0 | 0 | 0 | 0 | 0 | 0 | 0
F10_Industrial_Food Products_New_Space Heating_Natural Gas_Unit Heater_A_Technical Potential | F10 | Industrial | Food Products | New | Space Heating | Natural Gas | Unit Heater | A | Purchases (Incremental) | Technical Potential | 0 | 0 | 0.00093923 | 0.029932 | 0.029858 | 0.033466 | 0.020155 | 0.023397 | 0.023102 | 0.025986 | 0.019354 | 0.02226 | 0.02981 | 0.031944 | 0.028451 | 0.035915 | 0.039613 | 0.053652 | 0.034154 | 0.046524 | 0.045835 | 0.045299 | 0
F11_Industrial_Food Products_New_Space Heating_Natural Gas_Unit Heater_A_Technical Potential | F11 | Industrial | Food Products | New | Space Heating | Natural Gas | Unit Heater | A | Purchases (Cumulative) | Technical Potential | 0 | 0 | 0.00093923 | 0.030871 | 0.060729 | 0.094195 | 0.11435 | 0.13775 | 0.16085 | 0.18684 | 0.20619 | 0.22845 | 0.25826 | 0.2902 | 0.31772 | 0.3237 | 0.33346 | 0.35364 | 0.35786 | 0.37453 | 0.3869 | 0.40621 | 0
F1_Industrial_Agriculture_Existing_Space Heating_Natural Gas_Furnace_A_Technical Potential | F1 | Industrial | Agriculture | Existing | Space Heating | Natural Gas | Furnace | A | Integrated Unit Energy Savings (kWh or therms) | Technical Potential | 0 | 1443.5459 | 1443.5459 | 1443.5459 | 1443.5459 | 1443.5459 | 1443.5459 | 1443.5459 | 1443.5459 | 1443.5459 | 1443.5459 | 1443.5459 | 1443.5459 | 1443.5459 | 1443.5459 | 1443.5459 | 1443.5459 | 1443.5459 | 1443.5459 | 1443.5459 | 1443.5459 | 1443.5459 | 0
F2_Industrial_Agriculture_Existing_Space Heating_Natural Gas_Furnace_A_Technical Potential | F2 | Industrial | Agriculture | Existing | Space Heating | Natural Gas | Furnace | A | Integrated Unit Summer Peak Savings (kW) | Technical Potential | 0 | 0 | 0 | 0 | 0 | 0 | 0 | 0 | 0 | 0 | 0 | 0 | 0 | 0 | 0 | 0 | 0 | 0 | 0 | 0 | 0 | 0 | 0
F3_Industrial_Agriculture_Existing_Space Heating_Natural Gas_Furnace_A_Technical Potential | F3 | Industrial | Agriculture | Existing | Space Heating | Natural Gas | Furnace | A | Integrated Unit Winter Peak Savings (kW) | Technical Potential | 0 | 0 | 0 | 0 | 0 | 0 | 0 | 0 | 0 | 0 | 0 | 0 | 0 | 0 | 0 | 0 | 0 | 0 | 0 | 0 | 0 | 0 | 0
F4_Industrial_Agriculture_Existing_Space Heating_Natural Gas_Furnace_A_Technical Potential | F4 | Industrial | Agriculture | Existing | Space Heating | Natural Gas | Furnace | A | Incremental Energy Savings (MWh or mTherms) | Technical Potential | 0 | 0 | 0.50057 | 0.52068 | 0.53828 | 0.55359 | 0.56678 | 0.57805 | 0.58753 | 0.5954 | 0.60178 | 0.6068 | 0.56126 | 0.51914 | 0.48017 | 0.44414 | 0.4108 | 0.37997 | 0.35146 | 0.35195 | 0.35321 | 0.35506 | 0
F5_Industrial_Agriculture_Existing_Space Heating_Natural Gas_Furnace_A_Technical Potential | F5 | Industrial | Agriculture | Existing | Space Heating | Natural Gas | Furnace | A | Incremental Summer Peak Savings (MW) | Technical Potential | 0 | 0 | 0 | 0 | 0 | 0 | 0 | 0 | 0 | 0 | 0 | 0 | 0 | 0 | 0 | 0 | 0 | 0 | 0 | 0 | 0 | 0 | 0
F6_Industrial_Agriculture_Existing_Space Heating_Natural Gas_Furnace_A_Technical Potential | F6 | Industrial | Agriculture | Existing | Space Heating | Natural Gas | Furnace | A | Incremental Winter Peak Savings (MW) | Technical Potential | 0 | 0 | 0 | 0 | 0 | 0 | 0 | 0 | 0 | 0 | 0 | 0 | 0 | 0 | 0 | 0 | 0 | 0 | 0 | 0 | 0 | 0 | 0
F7_Industrial_Agriculture_Existing_Space Heating_Natural Gas_Furnace_A_Technical Potential | F7 | Industrial | Agriculture | Existing | Space Heating | Natural Gas | Furnace | A | Cumulative Energy Savings (MWh or mTherms) | Technical Potential | 0 | 0 | 0.50057 | 1.0212 | 1.5595 | 2.1131 | 2.6799 | 3.2579 | 3.8455 | 4.4409 | 5.0427 | 5.6495 | 6.2107 | 6.7299 | 7.21 | 7.6542 | 8.065 | 8.4449 | 8.7964 | 9.1484 | 9.5016 | 9.8566 | 0
F8_Industrial_Agriculture_Existing_Space Heating_Natural Gas_Furnace_A_Technical Potential | F8 | Industrial | Agriculture | Existing | Space Heating | Natural Gas | Furnace | A | Cumulative Summer Peak Savings (MW) | Technical Potential | 0 | 0 | 0 | 0 | 0 | 0 | 0 | 0 | 0 | 0 | 0 | 0 | 0 | 0 | 0 | 0 | 0 | 0 | 0 | 0 | 0 | 0 | 0
F9_Industrial_Agriculture_Existing_Space Heating_Natural Gas_Furnace_A_Technical Potential | F9 | Industrial | Agriculture | Existing | Space Heating | Natural Gas | Furnace | A | Cumulative Winter Peak Savings (MW) | Technical Potential | 0 | 0 | 0 | 0 | 0 | 0 | 0 | 0 | 0 | 0 | 0 | 0 | 0 | 0 | 0 | 0 | 0 | 0 | 0 | 0 | 0 | 0 | 0
F10_Industrial_Agriculture_Existing_Space Heating_Natural Gas_Furnace_A_Technical Potential | F10 | Industrial | Agriculture | Existing | Space Heating | Natural Gas | Furnace | A | Purchases (Incremental) | Technical Potential | 0 | 0 | 0.34676 | 0.36069 | 0.37289 | 0.38349 | 0.39263 | 0.40043 | 0.40701 | 0.41246 | 0.41688 | 0.42035 | 0.38881 | 0.35963 | 0.33264 | 0.30767 | 0.28458 | 0.26322 | 0.24347 | 0.24381 | 0.24468 | 0.24596 | 0
F11_Industrial_Agriculture_Existing_Space Heating_Natural Gas_Furnace_A_Technical Potential | F11 | Industrial | Agriculture | Existing | Space Heating | Natural Gas | Furnace | A | Purchases (Cumulative) | Technical Potential | 0 | 0 | 0.34676 | 0.70746 | 1.0803 | 1.4638 | 1.8565 | 2.2569 | 2.6639 | 3.0764 | 3.4932 | 3.9136 | 4.3024 | 4.662 | 4.9947 | 5.3023 | 5.5869 | 5.8501 | 6.0936 | 6.3374 | 6.5821 | 6.8281 | 0
F1_Industrial_Agriculture_Existing_Space Heating_Natural Gas_Boiler_A_Technical Potential | F1 | Industrial | Agriculture | Existing | Space Heating | Natural Gas | Boiler | A | Integrated Unit Energy Savings (kWh or therms) | Technical Potential | 0 | 15226.9124 | 15226.9124 | 15226.9124 | 15226.9124 | 15226.9124 | 15226.9124 | 15226.9124 | 15226.9124 | 15226.9124 | 15226.9124 | 15226.9124 | 15226.9124 | 15226.9124 | 15226.9124 | 15226.9124 | 15226.9124 | 15226.9124 | 15226.9124 | 15226.9124 | 15226.9124 | 15226.9124 | 0
F2_Industrial_Agriculture_Existing_Space Heating_Natural Gas_Boiler_A_Technical Potential | F2 | Industrial | Agriculture | Existing | Space Heating | Natural Gas | Boiler | A | Integrated Unit Summer Peak Savings (kW) | Technical Potential | 0 | 0 | 0 | 0 | 0 | 0 | 0 | 0 | 0 | 0 | 0 | 0 | 0 | 0 | 0 | 0 | 0 | 0 | 0 | 0 | 0 | 0 | 0
F3_Industrial_Agriculture_Existing_Space Heating_Natural Gas_Boiler_A_Technical Potential | F3 | Industrial | Agriculture | Existing | Space Heating | Natural Gas | Boiler | A | Integrated Unit Winter Peak Savings (kW) | Technical Potential | 0 | 0 | 0 | 0 | 0 | 0 | 0 | 0 | 0 | 0 | 0 | 0 | 0 | 0 | 0 | 0 | 0 | 0 | 0 | 0 | 0 | 0 | 0
F4_Industrial_Agriculture_Existing_Space Heating_Natural Gas_Boiler_A_Technical Potential | F4 | Industrial | Agriculture | Existing | Space Heating | Natural Gas | Boiler | A | Incremental Energy Savings (MWh or mTherms) | Technical Potential | 0 | 0 | 1.3398 | 1.3275 | 1.3142 | 1.3002 | 1.2854 | 1.2701 | 1.2544 | 1.2382 | 1.2218 | 1.2051 | 1.1882 | 1.1712 | 1.1542 | 1.1371 | 1.12 | 1.1029 | 1.0858 | 1.0689 | 1.0521 | 1.0353 | 0
F5_Industrial_Agriculture_Existing_Space Heating_Natural Gas_Boiler_A_Technical Potential | F5 | Industrial | Agriculture | Existing | Space Heating | Natural Gas | Boiler | A | Incremental Summer Peak Savings (MW) | Technical Potential | 0 | 0 | 0 | 0 | 0 | 0 | 0 | 0 | 0 | 0 | 0 | 0 | 0 | 0 | 0 | 0 | 0 | 0 | 0 | 0 | 0 | 0 | 0
F6_Industrial_Agriculture_Existing_Space Heating_Natural Gas_Boiler_A_Technical Potential | F6 | Industrial | Agriculture | Existing | Space Heating | Natural Gas | Boiler | A | Incremental Winter Peak Savings (MW) | Technical Potential | 0 | 0 | 0 | 0 | 0 | 0 | 0 | 0 | 0 | 0 | 0 | 0 | 0 | 0 | 0 | 0 | 0 | 0 | 0 | 0 | 0 | 0 | 0
F7_Industrial_Agriculture_Existing_Space Heating_Natural Gas_Boiler_A_Technical Potential | F7 | Industrial | Agriculture | Existing | Space Heating | Natural Gas | Boiler | A | Cumulative Energy Savings (MWh or mTherms) | Technical Potential | 0 | 0 | 1.3398 | 2.6673 | 3.9815 | 5.2816 | 6.5671 | 7.8372 | 9.0916 | 10.3299 | 11.5517 | 12.7568 | 13.945 | 15.1163 | 16.2704 | 17.4075 | 18.5274 | 19.6303 | 20.7161 | 21.785 | 22.8371 | 23.8724 | 0
F8_Industrial_Agriculture_Existing_Space Heating_Natural Gas_Boiler_A_Technical Potential | F8 | Industrial | Agriculture | Existing | Space Heating | Natural Gas | Boiler | A | Cumulative Summer Peak Savings (MW) | Technical Potential | 0 | 0 | 0 | 0 | 0 | 0 | 0 | 0 | 0 | 0 | 0 | 0 | 0 | 0 | 0 | 0 | 0 | 0 | 0 | 0 | 0 | 0 | 0
F9_Industrial_Agriculture_Existing_Space Heating_Natural Gas_Boiler_A_Technical Potential | F9 | Industrial | Agriculture | Existing | Space Heating | Natural Gas | Boiler | A | Cumulative Winter Peak Savings (MW) | Technical Potential | 0 | 0 | 0 | 0 | 0 | 0 | 0 | 0 | 0 | 0 | 0 | 0 | 0 | 0 | 0 | 0 | 0 | 0 | 0 | 0 | 0 | 0 | 0
F10_Industrial_Agriculture_Existing_Space Heating_Natural Gas_Boiler_A_Technical Potential | F10 | Industrial | Agriculture | Existing | Space Heating | Natural Gas | Boiler | A | Purchases (Incremental) | Technical Potential | 0 | 0 | 0.087988 | 0.087179 | 0.086309 | 0.085386 | 0.084419 | 0.083415 | 0.08238 | 0.081319 | 0.080239 | 0.079143 | 0.078035 | 0.076919 | 0.075798 | 0.074675 | 0.073551 | 0.072429 | 0.071311 | 0.070198 | 0.069092 | 0.067994 | 0
F11_Industrial_Agriculture_Existing_Space Heating_Natural Gas_Boiler_A_Technical Potential | F11 | Industrial | Agriculture | Existing | Space Heating | Natural Gas | Boiler | A | Purchases (Cumulative) | Technical Potential | 0 | 0 | 0.087988 | 0.17517 | 0.26148 | 0.34686 | 0.43128 | 0.5147 | 0.59708 | 0.6784 | 0.75863 | 0.83778 | 0.91581 | 0.99273 | 1.0685 | 1.1432 | 1.2168 | 1.2892 | 1.3605 | 1.4307 | 1.4998 | 1.5678 | 0
F1_Industrial_Agriculture_Existing_Space Heating_Natural Gas_Unit Heater_A_Technical Potential | F1 | Industrial | Agriculture | Existing | Space Heating | Natural Gas | Unit Heater | A | Integrated Unit Energy Savings (kWh or therms) | Technical Potential | 0 | 43660.7244 | 43660.7244 | 43660.7244 | 43660.7244 | 43660.7244 | 43660.7244 | 43660.7244 | 43660.7244 | 43660.7244 | 43660.7244 | 43660.7244 | 43660.7244 | 43660.7244 | 43660.7244 | 43660.7244 | 43660.7244 | 43660.7244 | 43660.7244 | 43660.7244 | 43660.7244 | 43660.7244 | 0
F2_Industrial_Agriculture_Existing_Space Heating_Natural Gas_Unit Heater_A_Technical Potential | F2 | Industrial | Agriculture | Existing | Space Heating | Natural Gas | Unit Heater | A | Integrated Unit Summer Peak Savings (kW) | Technical Potential | 0 | 0 | 0 | 0 | 0 | 0 | 0 | 0 | 0 | 0 | 0 | 0 | 0 | 0 | 0 | 0 | 0 | 0 | 0 | 0 | 0 | 0 | 0
F3_Industrial_Agriculture_Existing_Space Heating_Natural Gas_Unit Heater_A_Technical Potential | F3 | Industrial | Agriculture | Existing | Space Heating | Natural Gas | Unit Heater | A | Integrated Unit Winter Peak Savings (kW) | Technical Potential | 0 | 0 | 0 | 0 | 0 | 0 | 0 | 0 | 0 | 0 | 0 | 0 | 0 | 0 | 0 | 0 | 0 | 0 | 0 | 0 | 0 | 0 | 0
F4_Industrial_Agriculture_Existing_Space Heating_Natural Gas_Unit Heater_A_Technical Potential | F4 | Industrial | Agriculture | Existing | Space Heating | Natural Gas | Unit Heater | A | Incremental Energy Savings (MWh or mTherms) | Technical Potential | 0 | 0 | 0.19992 | 0.38122 | 0.60608 | 0.86762 | 1.1598 | 1.4771 | 1.815 | 2.1692 | 2.4761 | 2.7411 | 2.9803 | 3.2052 | 3.424 | 3.6422 | 3.8633 | 3.6269 | 3.4646 | 3.3669 | 3.3251 | 3.3219 | 0
F5_Industrial_Agriculture_Existing_Space Heating_Natural Gas_Unit Heater_A_Technical Potential | F5 | Industrial | Agriculture | Existing | Space Heating | Natural Gas | Unit Heater | A | Incremental Summer Peak Savings (MW) | Technical Potential | 0 | 0 | 0 | 0 | 0 | 0 | 0 | 0 | 0 | 0 | 0 | 0 | 0 | 0 | 0 | 0 | 0 | 0 | 0 | 0 | 0 | 0 | 0
F6_Industrial_Agriculture_Existing_Space Heating_Natural Gas_Unit Heater_A_Technical Potential | F6 | Industrial | Agriculture | Existing | Space Heating | Natural Gas | Unit Heater | A | Incremental Winter Peak Savings (MW) | Technical Potential | 0 | 0 | 0 | 0 | 0 | 0 | 0 | 0 | 0 | 0 | 0 | 0 | 0 | 0 | 0 | 0 | 0 | 0 | 0 | 0 | 0 | 0 | 0
F7_Industrial_Agriculture_Existing_Space Heating_Natural Gas_Unit Heater_A_Technical Potential | F7 | Industrial | Agriculture | Existing | Space Heating | Natural Gas | Unit Heater | A | Cumulative Energy Savings (MWh or mTherms) | Technical Potential | 0 | 0 | 0.19992 | 0.58114 | 1.1872 | 2.0548 | 3.2146 | 4.6918 | 6.5068 | 8.6759 | 11.152 | 13.8931 | 16.8734 | 20.0786 | 23.3027 | 26.5637 | 29.821 | 32.5802 | 34.885 | 36.7747 | 38.2848 | 39.4375 | 0
F8_Industrial_Agriculture_Existing_Space Heating_Natural Gas_Unit Heater_A_Technical Potential | F8 | Industrial | Agriculture | Existing | Space Heating | Natural Gas | Unit Heater | A | Cumulative Summer Peak Savings (MW) | Technical Potential | 0 | 0 | 0 | 0 | 0 | 0 | 0 | 0 | 0 | 0 | 0 | 0 | 0 | 0 | 0 | 0 | 0 | 0 | 0 | 0 | 0 | 0 | 0
F9_Industrial_Agriculture_Existing_Space Heating_Natural Gas_Unit Heater_A_Technical Potential | F9 | Industrial | Agriculture | Existing | Space Heating | Natural Gas | Unit Heater | A | Cumulative Winter Peak Savings (MW) | Technical Potential | 0 | 0 | 0 | 0 | 0 | 0 | 0 | 0 | 0 | 0 | 0 | 0 | 0 | 0 | 0 | 0 | 0 | 0 | 0 | 0 | 0 | 0 | 0
F10_Industrial_Agriculture_Existing_Space Heating_Natural Gas_Unit Heater_A_Technical Potential | F10 | Industrial | Agriculture | Existing | Space Heating | Natural Gas | Unit Heater | A | Purchases (Incremental) | Technical Potential | 0 | 0 | 0.0045789 | 0.0087314 | 0.013882 | 0.019872 | 0.026563 | 0.033832 | 0.041571 | 0.049682 | 0.056713 | 0.062782 | 0.068259 | 0.073411 | 0.078423 | 0.083421 | 0.088486 | 0.083069 | 0.079352 | 0.077114 | 0.076158 | 0.076084 | 0
F11_Industrial_Agriculture_Existing_Space Heating_Natural Gas_Unit Heater_A_Technical Potential | F11 | Industrial | Agriculture | Existing | Space Heating | Natural Gas | Unit Heater | A | Purchases (Cumulative) | Technical Potential | 0 | 0 | 0.0045789 | 0.01331 | 0.027192 | 0.047064 | 0.073627 | 0.10746 | 0.14903 | 0.19871 | 0.25543 | 0.31821 | 0.38647 | 0.45988 | 0.53372 | 0.60841 | 0.68302 | 0.74621 | 0.799 | 0.84228 | 0.87687 | 0.90327 | 0
F1_Industrial_Agriculture_New_Space Heating_Natural Gas_Furnace_A_Technical Potential | F1 | Industrial | Agriculture | New | Space Heating | Natural Gas | Furnace | A | Integrated Unit Energy Savings (kWh or therms) | Technical Potential | 0 | 1443.5073 | 1443.5073 | 1443.5073 | 1443.5073 | 1443.5073 | 1443.5073 | 1443.5073 | 1443.5073 | 1443.5073 | 1443.5073 | 1443.5073 | 1443.5073 | 1443.5073 | 1443.5073 | 1443.5073 | 1443.5073 | 1443.5073 | 1443.5073 | 1443.5073 | 1443.5073 | 1443.5073 | 0
F2_Industrial_Agriculture_New_Space Heating_Natural Gas_Furnace_A_Technical Potential | F2 | Industrial | Agriculture | New | Space Heating | Natural Gas | Furnace | A | Integrated Unit Summer Peak Savings (kW) | Technical Potential | 0 | 0 | 0 | 0 | 0 | 0 | 0 | 0 | 0 | 0 | 0 | 0 | 0 | 0 | 0 | 0 | 0 | 0 | 0 | 0 | 0 | 0 | 0
F3_Industrial_Agriculture_New_Space Heating_Natural Gas_Furnace_A_Technical Potential | F3 | Industrial | Agriculture | New | Space Heating | Natural Gas | Furnace | A | Integrated Unit Winter Peak Savings (kW) | Technical Potential | 0 | 0 | 0 | 0 | 0 | 0 | 0 | 0 | 0 | 0 | 0 | 0 | 0 | 0 | 0 | 0 | 0 | 0 | 0 | 0 | 0 | 0 | 0
F4_Industrial_Agriculture_New_Space Heating_Natural Gas_Furnace_A_Technical Potential | F4 | Industrial | Agriculture | New | Space Heating | Natural Gas | Furnace | A | Incremental Energy Savings (MWh or mTherms) | Technical Potential | 0 | 0 | 0.023228 | 0.74024 | 0.73842 | 0.82765 | 0.49845 | 0.57863 | 0.57134 | 0.64267 | 0.47865 | 0.55052 | 0.54322 | 0.63015 | 0.42768 | 0.51979 | 0.5194 | 0.60465 | 0.39939 | 0.56676 | 0.54941 | 0.5995 | 0
F5_Industrial_Agriculture_New_Space Heating_Natural Gas_Furnace_A_Technical Potential | F5 | Industrial | Agriculture | New | Space Heating | Natural Gas | Furnace | A | Incremental Summer Peak Savings (MW) | Technical Potential | 0 | 0 | 0 | 0 | 0 | 0 | 0 | 0 | 0 | 0 | 0 | 0 | 0 | 0 | 0 | 0 | 0 | 0 | 0 | 0 | 0 | 0 | 0
F6_Industrial_Agriculture_New_Space Heating_Natural Gas_Furnace_A_Technical Potential | F6 | Industrial | Agriculture | New | Space Heating | Natural Gas | Furnace | A | Incremental Winter Peak Savings (MW) | Technical Potential | 0 | 0 | 0 | 0 | 0 | 0 | 0 | 0 | 0 | 0 | 0 | 0 | 0 | 0 | 0 | 0 | 0 | 0 | 0 | 0 | 0 | 0 | 0
F7_Industrial_Agriculture_New_Space Heating_Natural Gas_Furnace_A_Technical Potential | F7 | Industrial | Agriculture | New | Space Heating | Natural Gas | Furnace | A | Cumulative Energy Savings (MWh or mTherms) | Technical Potential | 0 | 0 | 0.023228 | 0.76347 | 1.5019 | 2.3295 | 2.828 | 3.4066 | 3.9779 | 4.6206 | 5.0993 | 5.6498 | 6.193 | 6.8232 | 7.2508 | 7.7706 | 8.29 | 8.8947 | 9.294 | 9.8608 | 10.4102 | 11.0097 | 0
F8_Industrial_Agriculture_New_Space Heating_Natural Gas_Furnace_A_Technical Potential | F8 | Industrial | Agriculture | New | Space Heating | Natural Gas | Furnace | A | Cumulative Summer Peak Savings (MW) | Technical Potential | 0 | 0 | 0 | 0 | 0 | 0 | 0 | 0 | 0 | 0 | 0 | 0 | 0 | 0 | 0 | 0 | 0 | 0 | 0 | 0 | 0 | 0 | 0
F9_Industrial_Agriculture_New_Space Heating_Natural Gas_Furnace_A_Technical Potential | F9 | Industrial | Agriculture | New | Space Heating | Natural Gas | Furnace | A | Cumulative Winter Peak Savings (MW) | Technical Potential | 0 | 0 | 0 | 0 | 0 | 0 | 0 | 0 | 0 | 0 | 0 | 0 | 0 | 0 | 0 | 0 | 0 | 0 | 0 | 0 | 0 | 0 | 0
F10_Industrial_Agriculture_New_Space Heating_Natural Gas_Furnace_A_Technical Potential | F10 | Industrial | Agriculture | New | Space Heating | Natural Gas | Furnace | A | Purchases (Incremental) | Technical Potential | 0 | 0 | 0.016091 | 0.5128 | 0.51155 | 0.57336 | 0.3453 | 0.40085 | 0.3958 | 0.44521 | 0.33159 | 0.38138 | 0.37632 | 0.43654 | 0.29628 | 0.36009 | 0.35981 | 0.41887 | 0.27668 | 0.39263 | 0.38061 | 0.41531 | 0
F11_Industrial_Agriculture_New_Space Heating_Natural Gas_Furnace_A_Technical Potential | F11 | Industrial | Agriculture | New | Space Heating | Natural Gas | Furnace | A | Purchases (Cumulative) | Technical Potential | 0 | 0 | 0.016091 | 0.5289 | 1.0404 | 1.6138 | 1.9591 | 2.36 | 2.7558 | 3.201 | 3.5326 | 3.9139 | 4.2902 | 4.7268 | 5.0231 | 5.3832 | 5.743 | 6.1618 | 6.4385 | 6.8311 | 7.2118 | 7.6271 | 0
F1_Industrial_Agriculture_New_Space Heating_Natural Gas_Boiler_A_Technical Potential | F1 | Industrial | Agriculture | New | Space Heating | Natural Gas | Boiler | A | Integrated Unit Energy Savings (kWh or therms) | Technical Potential | 0 | 15225.431 | 15225.431 | 15225.431 | 15225.431 | 15225.431 | 15225.431 | 15225.431 | 15225.431 | 15225.431 | 15225.431 | 15225.431 | 15225.431 | 15225.431 | 15225.431 | 15225.431 | 15225.431 | 15225.431 | 15225.431 | 15225.431 | 15225.431 | 15225.431 | 0
F2_Industrial_Agriculture_New_Space Heating_Natural Gas_Boiler_A_Technical Potential | F2 | Industrial | Agriculture | New | Space Heating | Natural Gas | Boiler | A | Integrated Unit Summer Peak Savings (kW) | Technical Potential | 0 | 0 | 0 | 0 | 0 | 0 | 0 | 0 | 0 | 0 | 0 | 0 | 0 | 0 | 0 | 0 | 0 | 0 | 0 | 0 | 0 | 0 | 0
F3_Industrial_Agriculture_New_Space Heating_Natural Gas_Boiler_A_Technical Potential | F3 | Industrial | Agriculture | New | Space Heating | Natural Gas | Boiler | A | Integrated Unit Winter Peak Savings (kW) | Technical Potential | 0 | 0 | 0 | 0 | 0 | 0 | 0 | 0 | 0 | 0 | 0 | 0 | 0 | 0 | 0 | 0 | 0 | 0 | 0 | 0 | 0 | 0 | 0
F4_Industrial_Agriculture_New_Space Heating_Natural Gas_Boiler_A_Technical Potential | F4 | Industrial | Agriculture | New | Space Heating | Natural Gas | Boiler | A | Incremental Energy Savings (MWh or mTherms) | Technical Potential | 0 | 0 | 0.056667 | 1.8059 | 1.8015 | 2.0192 | 1.216 | 1.4116 | 1.3938 | 1.5679 | 1.1677 | 1.3431 | 1.3252 | 1.5373 | 1.0434 | 1.2681 | 1.2671 | 1.4751 | 0.97435 | 1.2006 | 1.1679 | 1.1645 | 0
F5_Industrial_Agriculture_New_Space Heating_Natural Gas_Boiler_A_Technical Potential | F5 | Industrial | Agriculture | New | Space Heating | Natural Gas | Boiler | A | Incremental Summer Peak Savings (MW) | Technical Potential | 0 | 0 | 0 | 0 | 0 | 0 | 0 | 0 | 0 | 0 | 0 | 0 | 0 | 0 | 0 | 0 | 0 | 0 | 0 | 0 | 0 | 0 | 0
F6_Industrial_Agriculture_New_Space Heating_Natural Gas_Boiler_A_Technical Potential | F6 | Industrial | Agriculture | New | Space Heating | Natural Gas | Boiler | A | Incremental Winter Peak Savings (MW) | Technical Potential | 0 | 0 | 0 | 0 | 0 | 0 | 0 | 0 | 0 | 0 | 0 | 0 | 0 | 0 | 0 | 0 | 0 | 0 | 0 | 0 | 0 | 0 | 0
F7_Industrial_Agriculture_New_Space Heating_Natural Gas_Boiler_A_Technical Potential | F7 | Industrial | Agriculture | New | Space Heating | Natural Gas | Boiler | A | Cumulative Energy Savings (MWh or mTherms) | Technical Potential | 0 | 0 | 0.056667 | 1.8626 | 3.664 | 5.6832 | 6.8992 | 8.3108 | 9.7047 | 11.2725 | 12.4403 | 13.7833 | 15.1086 | 16.6459 | 17.6893 | 18.9574 | 20.2245 | 21.6996 | 22.6739 | 23.8746 | 25.0425 | 26.207 | 0
F8_Industrial_Agriculture_New_Space Heating_Natural Gas_Boiler_A_Technical Potential | F8 | Industrial | Agriculture | New | Space Heating | Natural Gas | Boiler | A | Cumulative Summer Peak Savings (MW) | Technical Potential | 0 | 0 | 0 | 0 | 0 | 0 | 0 | 0 | 0 | 0 | 0 | 0 | 0 | 0 | 0 | 0 | 0 | 0 | 0 | 0 | 0 | 0 | 0
F9_Industrial_Agriculture_New_Space Heating_Natural Gas_Boiler_A_Technical Potential | F9 | Industrial | Agriculture | New | Space Heating | Natural Gas | Boiler | A | Cumulative Winter Peak Savings (MW) | Technical Potential | 0 | 0 | 0 | 0 | 0 | 0 | 0 | 0 | 0 | 0 | 0 | 0 | 0 | 0 | 0 | 0 | 0 | 0 | 0 | 0 | 0 | 0 | 0
F10_Industrial_Agriculture_New_Space Heating_Natural Gas_Boiler_A_Technical Potential | F10 | Industrial | Agriculture | New | Space Heating | Natural Gas | Boiler | A | Purchases (Incremental) | Technical Potential | 0 | 0 | 0.0037219 | 0.11861 | 0.11832 | 0.13262 | 0.079868 | 0.092716 | 0.091547 | 0.10298 | 0.076696 | 0.088211 | 0.087041 | 0.10097 | 0.068529 | 0.083287 | 0.083224 | 0.096884 | 0.063995 | 0.078857 | 0.076709 | 0.076483 | 0
F11_Industrial_Agriculture_New_Space Heating_Natural Gas_Boiler_A_Technical Potential | F11 | Industrial | Agriculture | New | Space Heating | Natural Gas | Boiler | A | Purchases (Cumulative) | Technical Potential | 0 | 0 | 0.0037219 | 0.12233 | 0.24065 | 0.37327 | 0.45314 | 0.54585 | 0.6374 | 0.74038 | 0.81707 | 0.90528 | 0.99233 | 1.0933 | 1.1618 | 1.2451 | 1.3283 | 1.4252 | 1.4892 | 1.5681 | 1.6448 | 1.7213 | 0
F1_Industrial_Agriculture_New_Space Heating_Natural Gas_Unit Heater_A_Technical Potential | F1 | Industrial | Agriculture | New | Space Heating | Natural Gas | Unit Heater | A | Integrated Unit Energy Savings (kWh or therms) | Technical Potential | 0 | 43660.7244 | 43660.7244 | 43660.7244 | 43660.7244 | 43660.7244 | 43660.7244 | 43660.7244 | 43660.7244 | 43660.7244 | 43660.7244 | 43660.7244 | 43660.7244 | 43660.7244 | 43660.7244 | 43660.7244 | 43660.7244 | 43660.7244 | 43660.7244 | 43660.7244 | 43660.7244 | 43660.7244 | 0
F2_Industrial_Agriculture_New_Space Heating_Natural Gas_Unit Heater_A_Technical Potential | F2 | Industrial | Agriculture | New | Space Heating | Natural Gas | Unit Heater | A | Integrated Unit Summer Peak Savings (kW) | Technical Potential | 0 | 0 | 0 | 0 | 0 | 0 | 0 | 0 | 0 | 0 | 0 | 0 | 0 | 0 | 0 | 0 | 0 | 0 | 0 | 0 | 0 | 0 | 0
F3_Industrial_Agriculture_New_Space Heating_Natural Gas_Unit Heater_A_Technical Potential | F3 | Industrial | Agriculture | New | Space Heating | Natural Gas | Unit Heater | A | Integrated Unit Winter Peak Savings (kW) | Technical Potential | 0 | 0 | 0 | 0 | 0 | 0 | 0 | 0 | 0 | 0 | 0 | 0 | 0 | 0 | 0 | 0 | 0 | 0 | 0 | 0 | 0 | 0 | 0
F4_Industrial_Agriculture_New_Space Heating_Natural Gas_Unit Heater_A_Technical Potential | F4 | Industrial | Agriculture | New | Space Heating | Natural Gas | Unit Heater | A | Incremental Energy Savings (MWh or mTherms) | Technical Potential | 0 | 0 | 0.1056 | 3.3653 | 3.3571 | 3.7627 | 2.2661 | 2.6306 | 2.5975 | 2.9217 | 2.1761 | 2.5028 | 3.3517 | 3.5916 | 3.1989 | 4.0381 | 4.4539 | 6.0323 | 3.8401 | 5.2309 | 5.1535 | 5.0932 | 0
F5_Industrial_Agriculture_New_Space Heating_Natural Gas_Unit Heater_A_Technical Potential | F5 | Industrial | Agriculture | New | Space Heating | Natural Gas | Unit Heater | A | Incremental Summer Peak Savings (MW) | Technical Potential | 0 | 0 | 0 | 0 | 0 | 0 | 0 | 0 | 0 | 0 | 0 | 0 | 0 | 0 | 0 | 0 | 0 | 0 | 0 | 0 | 0 | 0 | 0
F6_Industrial_Agriculture_New_Space Heating_Natural Gas_Unit Heater_A_Technical Potential | F6 | Industrial | Agriculture | New | Space Heating | Natural Gas | Unit Heater | A | Incremental Winter Peak Savings (MW) | Technical Potential | 0 | 0 | 0 | 0 | 0 | 0 | 0 | 0 | 0 | 0 | 0 | 0 | 0 | 0 | 0 | 0 | 0 | 0 | 0 | 0 | 0 | 0 | 0
F7_Industrial_Agriculture_New_Space Heating_Natural Gas_Unit Heater_A_Technical Potential | F7 | Industrial | Agriculture | New | Space Heating | Natural Gas | Unit Heater | A | Cumulative Energy Savings (MWh or mTherms) | Technical Potential | 0 | 0 | 0.1056 | 3.4709 | 6.828 | 10.5907 | 12.8568 | 15.4874 | 18.0849 | 21.0066 | 23.1827 | 25.6855 | 29.0372 | 32.6288 | 35.7221 | 36.3949 | 37.4917 | 39.7613 | 40.236 | 42.1099 | 43.5006 | 45.6721 | 0
F8_Industrial_Agriculture_New_Space Heating_Natural Gas_Unit Heater_A_Technical Potential | F8 | Industrial | Agriculture | New | Space Heating | Natural Gas | Unit Heater | A | Cumulative Summer Peak Savings (MW) | Technical Potential | 0 | 0 | 0 | 0 | 0 | 0 | 0 | 0 | 0 | 0 | 0 | 0 | 0 | 0 | 0 | 0 | 0 | 0 | 0 | 0 | 0 | 0 | 0
F9_Industrial_Agriculture_New_Space Heating_Natural Gas_Unit Heater_A_Technical Potential | F9 | Industrial | Agriculture | New | Space Heating | Natural Gas | Unit Heater | A | Cumulative Winter Peak Savings (MW) | Technical Potential | 0 | 0 | 0 | 0 | 0 | 0 | 0 | 0 | 0 | 0 | 0 | 0 | 0 | 0 | 0 | 0 | 0 | 0 | 0 | 0 | 0 | 0 | 0
F10_Industrial_Agriculture_New_Space Heating_Natural Gas_Unit Heater_A_Technical Potential | F10 | Industrial | Agriculture | New | Space Heating | Natural Gas | Unit Heater | A | Purchases (Incremental) | Technical Potential | 0 | 0 | 0.0024187 | 0.077079 | 0.07689 | 0.086181 | 0.051902 | 0.060251 | 0.059492 | 0.066919 | 0.049841 | 0.057324 | 0.076767 | 0.082262 | 0.073266 | 0.092488 | 0.10201 | 0.13816 | 0.087953 | 0.11981 | 0.11803 | 0.11665 | 0
F11_Industrial_Agriculture_New_Space Heating_Natural Gas_Unit Heater_A_Technical Potential | F11 | Industrial | Agriculture | New | Space Heating | Natural Gas | Unit Heater | A | Purchases (Cumulative) | Technical Potential | 0 | 0 | 0.0024187 | 0.079498 | 0.15639 | 0.24257 | 0.29447 | 0.35472 | 0.41421 | 0.48113 | 0.53097 | 0.5883 | 0.66506 | 0.74733 | 0.81817 | 0.83358 | 0.8587 | 0.91069 | 0.92156 | 0.96448 | 0.99633 | 1.0461 | 0
F1_Industrial_Primary Metals_Existing_Space Heating_Natural Gas_Furnace_A_Technical Potential | F1 | Industrial | Primary Metals | Existing | Space Heating | Natural Gas | Furnace | A | Integrated Unit Energy Savings (kWh or therms) | Technical Potential | 0 | 1443.5459 | 1443.5459 | 1443.5459 | 1443.5459 | 1443.5459 | 1443.5459 | 1443.5459 | 1443.5459 | 1443.5459 | 1443.5459 | 1443.5459 | 1443.5459 | 1443.5459 | 1443.5459 | 1443.5459 | 1443.5459 | 1443.5459 | 1443.5459 | 1443.5459 | 1443.5459 | 1443.5459 | 0
F2_Industrial_Primary Metals_Existing_Space Heating_Natural Gas_Furnace_A_Technical Potential | F2 | Industrial | Primary Metals | Existing | Space Heating | Natural Gas | Furnace | A | Integrated Unit Summer Peak Savings (kW) | Technical Potential | 0 | 0 | 0 | 0 | 0 | 0 | 0 | 0 | 0 | 0 | 0 | 0 | 0 | 0 | 0 | 0 | 0 | 0 | 0 | 0 | 0 | 0 | 0
F3_Industrial_Primary Metals_Existing_Space Heating_Natural Gas_Furnace_A_Technical Potential | F3 | Industrial | Primary Metals | Existing | Space Heating | Natural Gas | Furnace | A | Integrated Unit Winter Peak Savings (kW) | Technical Potential | 0 | 0 | 0 | 0 | 0 | 0 | 0 | 0 | 0 | 0 | 0 | 0 | 0 | 0 | 0 | 0 | 0 | 0 | 0 | 0 | 0 | 0 | 0
F4_Industrial_Primary Metals_Existing_Space Heating_Natural Gas_Furnace_A_Technical Potential | F4 | Industrial | Primary Metals | Existing | Space Heating | Natural Gas | Furnace | A | Incremental Energy Savings (MWh or mTherms) | Technical Potential | 0 | 0 | 0.045364 | 0.047187 | 0.048782 | 0.050169 | 0.051365 | 0.052386 | 0.053246 | 0.053958 | 0.054537 | 0.054991 | 0.050864 | 0.047047 | 0.043516 | 0.04025 | 0.037229 | 0.034435 | 0.031851 | 0.031896 | 0.03201 | 0.032177 | 0
F5_Industrial_Primary Metals_Existing_Space Heating_Natural Gas_Furnace_A_Technical Potential | F5 | Industrial | Primary Metals | Existing | Space Heating | Natural Gas | Furnace | A | Incremental Summer Peak Savings (MW) | Technical Potential | 0 | 0 | 0 | 0 | 0 | 0 | 0 | 0 | 0 | 0 | 0 | 0 | 0 | 0 | 0 | 0 | 0 | 0 | 0 | 0 | 0 | 0 | 0
F6_Industrial_Primary Metals_Existing_Space Heating_Natural Gas_Furnace_A_Technical Potential | F6 | Industrial | Primary Metals | Existing | Space Heating | Natural Gas | Furnace | A | Incremental Winter Peak Savings (MW) | Technical Potential | 0 | 0 | 0 | 0 | 0 | 0 | 0 | 0 | 0 | 0 | 0 | 0 | 0 | 0 | 0 | 0 | 0 | 0 | 0 | 0 | 0 | 0 | 0
F7_Industrial_Primary Metals_Existing_Space Heating_Natural Gas_Furnace_A_Technical Potential | F7 | Industrial | Primary Metals | Existing | Space Heating | Natural Gas | Furnace | A | Cumulative Energy Savings (MWh or mTherms) | Technical Potential | 0 | 0 | 0.045364 | 0.092551 | 0.14133 | 0.1915 | 0.24287 | 0.29525 | 0.3485 | 0.40246 | 0.45699 | 0.51198 | 0.56285 | 0.6099 | 0.65341 | 0.69366 | 0.73089 | 0.76533 | 0.79718 | 0.82907 | 0.86108 | 0.89326 | 0
F8_Industrial_Primary Metals_Existing_Space Heating_Natural Gas_Furnace_A_Technical Potential | F8 | Industrial | Primary Metals | Existing | Space Heating | Natural Gas | Furnace | A | Cumulative Summer Peak Savings (MW) | Technical Potential | 0 | 0 | 0 | 0 | 0 | 0 | 0 | 0 | 0 | 0 | 0 | 0 | 0 | 0 | 0 | 0 | 0 | 0 | 0 | 0 | 0 | 0 | 0
F9_Industrial_Primary Metals_Existing_Space Heating_Natural Gas_Furnace_A_Technical Potential | F9 | Industrial | Primary Metals | Existing | Space Heating | Natural Gas | Furnace | A | Cumulative Winter Peak Savings (MW) | Technical Potential | 0 | 0 | 0 | 0 | 0 | 0 | 0 | 0 | 0 | 0 | 0 | 0 | 0 | 0 | 0 | 0 | 0 | 0 | 0 | 0 | 0 | 0 | 0
F10_Industrial_Primary Metals_Existing_Space Heating_Natural Gas_Furnace_A_Technical Potential | F10 | Industrial | Primary Metals | Existing | Space Heating | Natural Gas | Furnace | A | Purchases (Incremental) | Technical Potential | 0 | 0 | 0.031426 | 0.032688 | 0.033793 | 0.034754 | 0.035582 | 0.03629 | 0.036885 | 0.037379 | 0.03778 | 0.038095 | 0.035236 | 0.032591 | 0.030145 | 0.027883 | 0.02579 | 0.023855 | 0.022064 | 0.022095 | 0.022175 | 0.02229 | 0
F11_Industrial_Primary Metals_Existing_Space Heating_Natural Gas_Furnace_A_Technical Potential | F11 | Industrial | Primary Metals | Existing | Space Heating | Natural Gas | Furnace | A | Purchases (Cumulative) | Technical Potential | 0 | 0 | 0.031426 | 0.064114 | 0.097907 | 0.13266 | 0.16824 | 0.20453 | 0.24142 | 0.2788 | 0.31658 | 0.35467 | 0.38991 | 0.4225 | 0.45264 | 0.48053 | 0.50632 | 0.53017 | 0.55224 | 0.57433 | 0.59651 | 0.6188 | 0
F1_Industrial_Primary Metals_Existing_Space Heating_Natural Gas_Boiler_A_Technical Potential | F1 | Industrial | Primary Metals | Existing | Space Heating | Natural Gas | Boiler | A | Integrated Unit Energy Savings (kWh or therms) | Technical Potential | 0 | 15226.9124 | 15226.9124 | 15226.9124 | 15226.9124 | 15226.9124 | 15226.9124 | 15226.9124 | 15226.9124 | 15226.9124 | 15226.9124 | 15226.9124 | 15226.9124 | 15226.9124 | 15226.9124 | 15226.9124 | 15226.9124 | 15226.9124 | 15226.9124 | 15226.9124 | 15226.9124 | 15226.9124 | 0
F2_Industrial_Primary Metals_Existing_Space Heating_Natural Gas_Boiler_A_Technical Potential | F2 | Industrial | Primary Metals | Existing | Space Heating | Natural Gas | Boiler | A | Integrated Unit Summer Peak Savings (kW) | Technical Potential | 0 | 0 | 0 | 0 | 0 | 0 | 0 | 0 | 0 | 0 | 0 | 0 | 0 | 0 | 0 | 0 | 0 | 0 | 0 | 0 | 0 | 0 | 0
F3_Industrial_Primary Metals_Existing_Space Heating_Natural Gas_Boiler_A_Technical Potential | F3 | Industrial | Primary Metals | Existing | Space Heating | Natural Gas | Boiler | A | Integrated Unit Winter Peak Savings (kW) | Technical Potential | 0 | 0 | 0 | 0 | 0 | 0 | 0 | 0 | 0 | 0 | 0 | 0 | 0 | 0 | 0 | 0 | 0 | 0 | 0 | 0 | 0 | 0 | 0
F4_Industrial_Primary Metals_Existing_Space Heating_Natural Gas_Boiler_A_Technical Potential | F4 | Industrial | Primary Metals | Existing | Space Heating | Natural Gas | Boiler | A | Incremental Energy Savings (MWh or mTherms) | Technical Potential | 0 | 0 | 0.12142 | 0.1203 | 0.1191 | 0.11783 | 0.11649 | 0.11511 | 0.11368 | 0.11222 | 0.11073 | 0.10921 | 0.10768 | 0.10614 | 0.1046 | 0.10305 | 0.1015 | 0.099948 | 0.098405 | 0.096869 | 0.095343 | 0.093827 | 0
F5_Industrial_Primary Metals_Existing_Space Heating_Natural Gas_Boiler_A_Technical Potential | F5 | Industrial | Primary Metals | Existing | Space Heating | Natural Gas | Boiler | A | Incremental Summer Peak Savings (MW) | Technical Potential | 0 | 0 | 0 | 0 | 0 | 0 | 0 | 0 | 0 | 0 | 0 | 0 | 0 | 0 | 0 | 0 | 0 | 0 | 0 | 0 | 0 | 0 | 0
F6_Industrial_Primary Metals_Existing_Space Heating_Natural Gas_Boiler_A_Technical Potential | F6 | Industrial | Primary Metals | Existing | Space Heating | Natural Gas | Boiler | A | Incremental Winter Peak Savings (MW) | Technical Potential | 0 | 0 | 0 | 0 | 0 | 0 | 0 | 0 | 0 | 0 | 0 | 0 | 0 | 0 | 0 | 0 | 0 | 0 | 0 | 0 | 0 | 0 | 0
F7_Industrial_Primary Metals_Existing_Space Heating_Natural Gas_Boiler_A_Technical Potential | F7 | Industrial | Primary Metals | Existing | Space Heating | Natural Gas | Boiler | A | Cumulative Energy Savings (MWh or mTherms) | Technical Potential | 0 | 0 | 0.12142 | 0.24172 | 0.36082 | 0.47865 | 0.59514 | 0.71025 | 0.82393 | 0.93615 | 1.0469 | 1.1561 | 1.2638 | 1.3699 | 1.4745 | 1.5776 | 1.6791 | 1.779 | 1.8774 | 1.9743 | 2.0696 | 2.1634 | 0
F8_Industrial_Primary Metals_Existing_Space Heating_Natural Gas_Boiler_A_Technical Potential | F8 | Industrial | Primary Metals | Existing | Space Heating | Natural Gas | Boiler | A | Cumulative Summer Peak Savings (MW) | Technical Potential | 0 | 0 | 0 | 0 | 0 | 0 | 0 | 0 | 0 | 0 | 0 | 0 | 0 | 0 | 0 | 0 | 0 | 0 | 0 | 0 | 0 | 0 | 0
F9_Industrial_Primary Metals_Existing_Space Heating_Natural Gas_Boiler_A_Technical Potential | F9 | Industrial | Primary Metals | Existing | Space Heating | Natural Gas | Boiler | A | Cumulative Winter Peak Savings (MW) | Technical Potential | 0 | 0 | 0 | 0 | 0 | 0 | 0 | 0 | 0 | 0 | 0 | 0 | 0 | 0 | 0 | 0 | 0 | 0 | 0 | 0 | 0 | 0 | 0
F10_Industrial_Primary Metals_Existing_Space Heating_Natural Gas_Boiler_A_Technical Potential | F10 | Industrial | Primary Metals | Existing | Space Heating | Natural Gas | Boiler | A | Purchases (Incremental) | Technical Potential | 0 | 0 | 0.007974 | 0.0079007 | 0.0078218 | 0.0077381 | 0.0076505 | 0.0075595 | 0.0074657 | 0.0073696 | 0.0072717 | 0.0071724 | 0.007072 | 0.0069709 | 0.0068692 | 0.0067674 | 0.0066656 | 0.0065639 | 0.0064625 | 0.0063617 | 0.0062615 | 0.0061619 | 0
F11_Industrial_Primary Metals_Existing_Space Heating_Natural Gas_Boiler_A_Technical Potential | F11 | Industrial | Primary Metals | Existing | Space Heating | Natural Gas | Boiler | A | Purchases (Cumulative) | Technical Potential | 0 | 0 | 0.007974 | 0.015875 | 0.023696 | 0.031435 | 0.039085 | 0.046645 | 0.05411 | 0.06148 | 0.068752 | 0.075924 | 0.082996 | 0.089967 | 0.096836 | 0.1036 | 0.11027 | 0.11683 | 0.1233 | 0.12966 | 0.13592 | 0.14208 | 0
F1_Industrial_Primary Metals_Existing_Space Heating_Natural Gas_Unit Heater_A_Technical Potential | F1 | Industrial | Primary Metals | Existing | Space Heating | Natural Gas | Unit Heater | A | Integrated Unit Energy Savings (kWh or therms) | Technical Potential | 0 | 43660.7244 | 43660.7244 | 43660.7244 | 43660.7244 | 43660.7244 | 43660.7244 | 43660.7244 | 43660.7244 | 43660.7244 | 43660.7244 | 43660.7244 | 43660.7244 | 43660.7244 | 43660.7244 | 43660.7244 | 43660.7244 | 43660.7244 | 43660.7244 | 43660.7244 | 43660.7244 | 43660.7244 | 0
F2_Industrial_Primary Metals_Existing_Space Heating_Natural Gas_Unit Heater_A_Technical Potential | F2 | Industrial | Primary Metals | Existing | Space Heating | Natural Gas | Unit Heater | A | Integrated Unit Summer Peak Savings (kW) | Technical Potential | 0 | 0 | 0 | 0 | 0 | 0 | 0 | 0 | 0 | 0 | 0 | 0 | 0 | 0 | 0 | 0 | 0 | 0 | 0 | 0 | 0 | 0 | 0
F3_Industrial_Primary Metals_Existing_Space Heating_Natural Gas_Unit Heater_A_Technical Potential | F3 | Industrial | Primary Metals | Existing | Space Heating | Natural Gas | Unit Heater | A | Integrated Unit Winter Peak Savings (kW) | Technical Potential | 0 | 0 | 0 | 0 | 0 | 0 | 0 | 0 | 0 | 0 | 0 | 0 | 0 | 0 | 0 | 0 | 0 | 0 | 0 | 0 | 0 | 0 | 0
F4_Industrial_Primary Metals_Existing_Space Heating_Natural Gas_Unit Heater_A_Technical Potential | F4 | Industrial | Primary Metals | Existing | Space Heating | Natural Gas | Unit Heater | A | Incremental Energy Savings (MWh or mTherms) | Technical Potential | 0 | 0 | 0.018118 | 0.034548 | 0.054926 | 0.078629 | 0.1051 | 0.13387 | 0.16449 | 0.19658 | 0.2244 | 0.24841 | 0.27009 | 0.29047 | 0.3103 | 0.33008 | 0.35012 | 0.32868 | 0.31398 | 0.30512 | 0.30134 | 0.30105 | 0
F5_Industrial_Primary Metals_Existing_Space Heating_Natural Gas_Unit Heater_A_Technical Potential | F5 | Industrial | Primary Metals | Existing | Space Heating | Natural Gas | Unit Heater | A | Incremental Summer Peak Savings (MW) | Technical Potential | 0 | 0 | 0 | 0 | 0 | 0 | 0 | 0 | 0 | 0 | 0 | 0 | 0 | 0 | 0 | 0 | 0 | 0 | 0 | 0 | 0 | 0 | 0
F6_Industrial_Primary Metals_Existing_Space Heating_Natural Gas_Unit Heater_A_Technical Potential | F6 | Industrial | Primary Metals | Existing | Space Heating | Natural Gas | Unit Heater | A | Incremental Winter Peak Savings (MW) | Technical Potential | 0 | 0 | 0 | 0 | 0 | 0 | 0 | 0 | 0 | 0 | 0 | 0 | 0 | 0 | 0 | 0 | 0 | 0 | 0 | 0 | 0 | 0 | 0
F7_Industrial_Primary Metals_Existing_Space Heating_Natural Gas_Unit Heater_A_Technical Potential | F7 | Industrial | Primary Metals | Existing | Space Heating | Natural Gas | Unit Heater | A | Cumulative Energy Savings (MWh or mTherms) | Technical Potential | 0 | 0 | 0.018118 | 0.052666 | 0.10759 | 0.18622 | 0.29133 | 0.42519 | 0.58968 | 0.78626 | 1.0107 | 1.2591 | 1.5292 | 1.8196 | 2.1118 | 2.4073 | 2.7025 | 2.9526 | 3.1615 | 3.3327 | 3.4696 | 3.574 | 0
F8_Industrial_Primary Metals_Existing_Space Heating_Natural Gas_Unit Heater_A_Technical Potential | F8 | Industrial | Primary Metals | Existing | Space Heating | Natural Gas | Unit Heater | A | Cumulative Summer Peak Savings (MW) | Technical Potential | 0 | 0 | 0 | 0 | 0 | 0 | 0 | 0 | 0 | 0 | 0 | 0 | 0 | 0 | 0 | 0 | 0 | 0 | 0 | 0 | 0 | 0 | 0
F9_Industrial_Primary Metals_Existing_Space Heating_Natural Gas_Unit Heater_A_Technical Potential | F9 | Industrial | Primary Metals | Existing | Space Heating | Natural Gas | Unit Heater | A | Cumulative Winter Peak Savings (MW) | Technical Potential | 0 | 0 | 0 | 0 | 0 | 0 | 0 | 0 | 0 | 0 | 0 | 0 | 0 | 0 | 0 | 0 | 0 | 0 | 0 | 0 | 0 | 0 | 0
F10_Industrial_Primary Metals_Existing_Space Heating_Natural Gas_Unit Heater_A_Technical Potential | F10 | Industrial | Primary Metals | Existing | Space Heating | Natural Gas | Unit Heater | A | Purchases (Incremental) | Technical Potential | 0 | 0 | 0.00041496 | 0.00079129 | 0.001258 | 0.0018009 | 0.0024073 | 0.0030661 | 0.0037674 | 0.0045025 | 0.0051396 | 0.0056896 | 0.006186 | 0.0066529 | 0.0071071 | 0.0075601 | 0.008019 | 0.0075282 | 0.0071913 | 0.0069885 | 0.0069019 | 0.0068951 | 0
F11_Industrial_Primary Metals_Existing_Space Heating_Natural Gas_Unit Heater_A_Technical Potential | F11 | Industrial | Primary Metals | Existing | Space Heating | Natural Gas | Unit Heater | A | Purchases (Cumulative) | Technical Potential | 0 | 0 | 0.00041496 | 0.0012063 | 0.0024643 | 0.0042652 | 0.0066725 | 0.0097385 | 0.013506 | 0.018008 | 0.023148 | 0.028838 | 0.035024 | 0.041677 | 0.048369 | 0.055138 | 0.061899 | 0.067626 | 0.07241 | 0.076332 | 0.079467 | 0.081859 | 0
F1_Industrial_Primary Metals_New_Space Heating_Natural Gas_Furnace_A_Technical Potential | F1 | Industrial | Primary Metals | New | Space Heating | Natural Gas | Furnace | A | Integrated Unit Energy Savings (kWh or therms) | Technical Potential | 0 | 1443.5073 | 1443.5073 | 1443.5073 | 1443.5073 | 1443.5073 | 1443.5073 | 1443.5073 | 1443.5073 | 1443.5073 | 1443.5073 | 1443.5073 | 1443.5073 | 1443.5073 | 1443.5073 | 1443.5073 | 1443.5073 | 1443.5073 | 1443.5073 | 1443.5073 | 1443.5073 | 1443.5073 | 0
F2_Industrial_Primary Metals_New_Space Heating_Natural Gas_Furnace_A_Technical Potential | F2 | Industrial | Primary Metals | New | Space Heating | Natural Gas | Furnace | A | Integrated Unit Summer Peak Savings (kW) | Technical Potential | 0 | 0 | 0 | 0 | 0 | 0 | 0 | 0 | 0 | 0 | 0 | 0 | 0 | 0 | 0 | 0 | 0 | 0 | 0 | 0 | 0 | 0 | 0
F3_Industrial_Primary Metals_New_Space Heating_Natural Gas_Furnace_A_Technical Potential | F3 | Industrial | Primary Metals | New | Space Heating | Natural Gas | Furnace | A | Integrated Unit Winter Peak Savings (kW) | Technical Potential | 0 | 0 | 0 | 0 | 0 | 0 | 0 | 0 | 0 | 0 | 0 | 0 | 0 | 0 | 0 | 0 | 0 | 0 | 0 | 0 | 0 | 0 | 0
F4_Industrial_Primary Metals_New_Space Heating_Natural Gas_Furnace_A_Technical Potential | F4 | Industrial | Primary Metals | New | Space Heating | Natural Gas | Furnace | A | Incremental Energy Savings (MWh or mTherms) | Technical Potential | 0 | 0 | 0.002105 | 0.067084 | 0.06692 | 0.075006 | 0.045172 | 0.052438 | 0.051778 | 0.058242 | 0.043378 | 0.049891 | 0.049229 | 0.057107 | 0.038759 | 0.047106 | 0.04707 | 0.054796 | 0.036195 | 0.051363 | 0.04979 | 0.05433 | 0
F5_Industrial_Primary Metals_New_Space Heating_Natural Gas_Furnace_A_Technical Potential | F5 | Industrial | Primary Metals | New | Space Heating | Natural Gas | Furnace | A | Incremental Summer Peak Savings (MW) | Technical Potential | 0 | 0 | 0 | 0 | 0 | 0 | 0 | 0 | 0 | 0 | 0 | 0 | 0 | 0 | 0 | 0 | 0 | 0 | 0 | 0 | 0 | 0 | 0
F6_Industrial_Primary Metals_New_Space Heating_Natural Gas_Furnace_A_Technical Potential | F6 | Industrial | Primary Metals | New | Space Heating | Natural Gas | Furnace | A | Incremental Winter Peak Savings (MW) | Technical Potential | 0 | 0 | 0 | 0 | 0 | 0 | 0 | 0 | 0 | 0 | 0 | 0 | 0 | 0 | 0 | 0 | 0 | 0 | 0 | 0 | 0 | 0 | 0
F7_Industrial_Primary Metals_New_Space Heating_Natural Gas_Furnace_A_Technical Potential | F7 | Industrial | Primary Metals | New | Space Heating | Natural Gas | Furnace | A | Cumulative Energy Savings (MWh or mTherms) | Technical Potential | 0 | 0 | 0.002105 | 0.069189 | 0.13611 | 0.21112 | 0.25629 | 0.30873 | 0.3605 | 0.41874 | 0.46212 | 0.51201 | 0.56124 | 0.61835 | 0.65711 | 0.70422 | 0.75129 | 0.80608 | 0.84228 | 0.89364 | 0.94343 | 0.99776 | 0
F8_Industrial_Primary Metals_New_Space Heating_Natural Gas_Furnace_A_Technical Potential | F8 | Industrial | Primary Metals | New | Space Heating | Natural Gas | Furnace | A | Cumulative Summer Peak Savings (MW) | Technical Potential | 0 | 0 | 0 | 0 | 0 | 0 | 0 | 0 | 0 | 0 | 0 | 0 | 0 | 0 | 0 | 0 | 0 | 0 | 0 | 0 | 0 | 0 | 0
F9_Industrial_Primary Metals_New_Space Heating_Natural Gas_Furnace_A_Technical Potential | F9 | Industrial | Primary Metals | New | Space Heating | Natural Gas | Furnace | A | Cumulative Winter Peak Savings (MW) | Technical Potential | 0 | 0 | 0 | 0 | 0 | 0 | 0 | 0 | 0 | 0 | 0 | 0 | 0 | 0 | 0 | 0 | 0 | 0 | 0 | 0 | 0 | 0 | 0
F10_Industrial_Primary Metals_New_Space Heating_Natural Gas_Furnace_A_Technical Potential | F10 | Industrial | Primary Metals | New | Space Heating | Natural Gas | Furnace | A | Purchases (Incremental) | Technical Potential | 0 | 0 | 0.0014583 | 0.046473 | 0.046359 | 0.051961 | 0.031293 | 0.036327 | 0.035869 | 0.040347 | 0.030051 | 0.034562 | 0.034104 | 0.039561 | 0.02685 | 0.032633 | 0.032608 | 0.037961 | 0.025074 | 0.035582 | 0.034492 | 0.037637 | 0
F11_Industrial_Primary Metals_New_Space Heating_Natural Gas_Furnace_A_Technical Potential | F11 | Industrial | Primary Metals | New | Space Heating | Natural Gas | Furnace | A | Purchases (Cumulative) | Technical Potential | 0 | 0 | 0.0014583 | 0.047931 | 0.09429 | 0.14625 | 0.17754 | 0.21387 | 0.24974 | 0.29009 | 0.32014 | 0.3547 | 0.38881 | 0.42837 | 0.45522 | 0.48785 | 0.52046 | 0.55842 | 0.58349 | 0.61908 | 0.65357 | 0.6912 | 0
F1_Industrial_Primary Metals_New_Space Heating_Natural Gas_Boiler_A_Technical Potential | F1 | Industrial | Primary Metals | New | Space Heating | Natural Gas | Boiler | A | Integrated Unit Energy Savings (kWh or therms) | Technical Potential | 0 | 15225.431 | 15225.431 | 15225.431 | 15225.431 | 15225.431 | 15225.431 | 15225.431 | 15225.431 | 15225.431 | 15225.431 | 15225.431 | 15225.431 | 15225.431 | 15225.431 | 15225.431 | 15225.431 | 15225.431 | 15225.431 | 15225.431 | 15225.431 | 15225.431 | 0
F2_Industrial_Primary Metals_New_Space Heating_Natural Gas_Boiler_A_Technical Potential | F2 | Industrial | Primary Metals | New | Space Heating | Natural Gas | Boiler | A | Integrated Unit Summer Peak Savings (kW) | Technical Potential | 0 | 0 | 0 | 0 | 0 | 0 | 0 | 0 | 0 | 0 | 0 | 0 | 0 | 0 | 0 | 0 | 0 | 0 | 0 | 0 | 0 | 0 | 0
F3_Industrial_Primary Metals_New_Space Heating_Natural Gas_Boiler_A_Technical Potential | F3 | Industrial | Primary Metals | New | Space Heating | Natural Gas | Boiler | A | Integrated Unit Winter Peak Savings (kW) | Technical Potential | 0 | 0 | 0 | 0 | 0 | 0 | 0 | 0 | 0 | 0 | 0 | 0 | 0 | 0 | 0 | 0 | 0 | 0 | 0 | 0 | 0 | 0 | 0
F4_Industrial_Primary Metals_New_Space Heating_Natural Gas_Boiler_A_Technical Potential | F4 | Industrial | Primary Metals | New | Space Heating | Natural Gas | Boiler | A | Incremental Energy Savings (MWh or mTherms) | Technical Potential | 0 | 0 | 0.0051355 | 0.16366 | 0.16326 | 0.18299 | 0.1102 | 0.12793 | 0.12632 | 0.14209 | 0.10583 | 0.12171 | 0.1201 | 0.13932 | 0.094557 | 0.11492 | 0.11483 | 0.13368 | 0.088301 | 0.10881 | 0.10584 | 0.10553 | 0
F5_Industrial_Primary Metals_New_Space Heating_Natural Gas_Boiler_A_Technical Potential | F5 | Industrial | Primary Metals | New | Space Heating | Natural Gas | Boiler | A | Incremental Summer Peak Savings (MW) | Technical Potential | 0 | 0 | 0 | 0 | 0 | 0 | 0 | 0 | 0 | 0 | 0 | 0 | 0 | 0 | 0 | 0 | 0 | 0 | 0 | 0 | 0 | 0 | 0
F6_Industrial_Primary Metals_New_Space Heating_Natural Gas_Boiler_A_Technical Potential | F6 | Industrial | Primary Metals | New | Space Heating | Natural Gas | Boiler | A | Incremental Winter Peak Savings (MW) | Technical Potential | 0 | 0 | 0 | 0 | 0 | 0 | 0 | 0 | 0 | 0 | 0 | 0 | 0 | 0 | 0 | 0 | 0 | 0 | 0 | 0 | 0 | 0 | 0
F7_Industrial_Primary Metals_New_Space Heating_Natural Gas_Boiler_A_Technical Potential | F7 | Industrial | Primary Metals | New | Space Heating | Natural Gas | Boiler | A | Cumulative Energy Savings (MWh or mTherms) | Technical Potential | 0 | 0 | 0.0051355 | 0.1688 | 0.33205 | 0.51504 | 0.62524 | 0.75317 | 0.87949 | 1.0216 | 1.1274 | 1.2491 | 1.3692 | 1.5085 | 1.6031 | 1.718 | 1.8329 | 1.9665 | 2.0548 | 2.1636 | 2.2695 | 2.375 | 0
F8_Industrial_Primary Metals_New_Space Heating_Natural Gas_Boiler_A_Technical Potential | F8 | Industrial | Primary Metals | New | Space Heating | Natural Gas | Boiler | A | Cumulative Summer Peak Savings (MW) | Technical Potential | 0 | 0 | 0 | 0 | 0 | 0 | 0 | 0 | 0 | 0 | 0 | 0 | 0 | 0 | 0 | 0 | 0 | 0 | 0 | 0 | 0 | 0 | 0
F9_Industrial_Primary Metals_New_Space Heating_Natural Gas_Boiler_A_Technical Potential | F9 | Industrial | Primary Metals | New | Space Heating | Natural Gas | Boiler | A | Cumulative Winter Peak Savings (MW) | Technical Potential | 0 | 0 | 0 | 0 | 0 | 0 | 0 | 0 | 0 | 0 | 0 | 0 | 0 | 0 | 0 | 0 | 0 | 0 | 0 | 0 | 0 | 0 | 0
F10_Industrial_Primary Metals_New_Space Heating_Natural Gas_Boiler_A_Technical Potential | F10 | Industrial | Primary Metals | New | Space Heating | Natural Gas | Boiler | A | Purchases (Incremental) | Technical Potential | 0 | 0 | 0.0003373 | 0.010749 | 0.010723 | 0.012018 | 0.007238 | 0.0084024 | 0.0082965 | 0.0093323 | 0.0069506 | 0.0079942 | 0.0078881 | 0.0091505 | 0.0062105 | 0.0075479 | 0.0075422 | 0.0087802 | 0.0057996 | 0.0071464 | 0.0069518 | 0.0069313 | 0
F11_Industrial_Primary Metals_New_Space Heating_Natural Gas_Boiler_A_Technical Potential | F11 | Industrial | Primary Metals | New | Space Heating | Natural Gas | Boiler | A | Purchases (Cumulative) | Technical Potential | 0 | 0 | 0.0003373 | 0.011086 | 0.021809 | 0.033828 | 0.041066 | 0.049468 | 0.057765 | 0.067097 | 0.074047 | 0.082042 | 0.08993 | 0.09908 | 0.10529 | 0.11284 | 0.12038 | 0.12916 | 0.13496 | 0.14211 | 0.14906 | 0.15599 | 0
F1_Industrial_Primary Metals_New_Space Heating_Natural Gas_Unit Heater_A_Technical Potential | F1 | Industrial | Primary Metals | New | Space Heating | Natural Gas | Unit Heater | A | Integrated Unit Energy Savings (kWh or therms) | Technical Potential | 0 | 43660.7244 | 43660.7244 | 43660.7244 | 43660.7244 | 43660.7244 | 43660.7244 | 43660.7244 | 43660.7244 | 43660.7244 | 43660.7244 | 43660.7244 | 43660.7244 | 43660.7244 | 43660.7244 | 43660.7244 | 43660.7244 | 43660.7244 | 43660.7244 | 43660.7244 | 43660.7244 | 43660.7244 | 0
F2_Industrial_Primary Metals_New_Space Heating_Natural Gas_Unit Heater_A_Technical Potential | F2 | Industrial | Primary Metals | New | Space Heating | Natural Gas | Unit Heater | A | Integrated Unit Summer Peak Savings (kW) | Technical Potential | 0 | 0 | 0 | 0 | 0 | 0 | 0 | 0 | 0 | 0 | 0 | 0 | 0 | 0 | 0 | 0 | 0 | 0 | 0 | 0 | 0 | 0 | 0
F3_Industrial_Primary Metals_New_Space Heating_Natural Gas_Unit Heater_A_Technical Potential | F3 | Industrial | Primary Metals | New | Space Heating | Natural Gas | Unit Heater | A | Integrated Unit Winter Peak Savings (kW) | Technical Potential | 0 | 0 | 0 | 0 | 0 | 0 | 0 | 0 | 0 | 0 | 0 | 0 | 0 | 0 | 0 | 0 | 0 | 0 | 0 | 0 | 0 | 0 | 0
F4_Industrial_Primary Metals_New_Space Heating_Natural Gas_Unit Heater_A_Technical Potential | F4 | Industrial | Primary Metals | New | Space Heating | Natural Gas | Unit Heater | A | Incremental Energy Savings (MWh or mTherms) | Technical Potential | 0 | 0 | 0.0095701 | 0.30498 | 0.30423 | 0.341 | 0.20536 | 0.2384 | 0.2354 | 0.26478 | 0.19721 | 0.22682 | 0.30375 | 0.32549 | 0.2899 | 0.36596 | 0.40363 | 0.54668 | 0.34801 | 0.47405 | 0.46703 | 0.46157 | 0
F5_Industrial_Primary Metals_New_Space Heating_Natural Gas_Unit Heater_A_Technical Potential | F5 | Industrial | Primary Metals | New | Space Heating | Natural Gas | Unit Heater | A | Incremental Summer Peak Savings (MW) | Technical Potential | 0 | 0 | 0 | 0 | 0 | 0 | 0 | 0 | 0 | 0 | 0 | 0 | 0 | 0 | 0 | 0 | 0 | 0 | 0 | 0 | 0 | 0 | 0
F6_Industrial_Primary Metals_New_Space Heating_Natural Gas_Unit Heater_A_Technical Potential | F6 | Industrial | Primary Metals | New | Space Heating | Natural Gas | Unit Heater | A | Incremental Winter Peak Savings (MW) | Technical Potential | 0 | 0 | 0 | 0 | 0 | 0 | 0 | 0 | 0 | 0 | 0 | 0 | 0 | 0 | 0 | 0 | 0 | 0 | 0 | 0 | 0 | 0 | 0
F7_Industrial_Primary Metals_New_Space Heating_Natural Gas_Unit Heater_A_Technical Potential | F7 | Industrial | Primary Metals | New | Space Heating | Natural Gas | Unit Heater | A | Cumulative Energy Savings (MWh or mTherms) | Technical Potential | 0 | 0 | 0.0095701 | 0.31455 | 0.61879 | 0.95979 | 1.1652 | 1.4036 | 1.6389 | 1.9037 | 2.1009 | 2.3278 | 2.6315 | 2.957 | 3.2373 | 3.2983 | 3.3977 | 3.6034 | 3.6464 | 3.8162 | 3.9423 | 4.139 | 0
F8_Industrial_Primary Metals_New_Space Heating_Natural Gas_Unit Heater_A_Technical Potential | F8 | Industrial | Primary Metals | New | Space Heating | Natural Gas | Unit Heater | A | Cumulative Summer Peak Savings (MW) | Technical Potential | 0 | 0 | 0 | 0 | 0 | 0 | 0 | 0 | 0 | 0 | 0 | 0 | 0 | 0 | 0 | 0 | 0 | 0 | 0 | 0 | 0 | 0 | 0
F9_Industrial_Primary Metals_New_Space Heating_Natural Gas_Unit Heater_A_Technical Potential | F9 | Industrial | Primary Metals | New | Space Heating | Natural Gas | Unit Heater | A | Cumulative Winter Peak Savings (MW) | Technical Potential | 0 | 0 | 0 | 0 | 0 | 0 | 0 | 0 | 0 | 0 | 0 | 0 | 0 | 0 | 0 | 0 | 0 | 0 | 0 | 0 | 0 | 0 | 0
F10_Industrial_Primary Metals_New_Space Heating_Natural Gas_Unit Heater_A_Technical Potential | F10 | Industrial | Primary Metals | New | Space Heating | Natural Gas | Unit Heater | A | Purchases (Incremental) | Technical Potential | 0 | 0 | 0.00021919 | 0.0069853 | 0.0069682 | 0.0078102 | 0.0047036 | 0.0054603 | 0.0053915 | 0.0060646 | 0.0045169 | 0.005195 | 0.006957 | 0.007455 | 0.0066398 | 0.0083818 | 0.0092448 | 0.012521 | 0.0079708 | 0.010858 | 0.010697 | 0.010572 | 0
F11_Industrial_Primary Metals_New_Space Heating_Natural Gas_Unit Heater_A_Technical Potential | F11 | Industrial | Primary Metals | New | Space Heating | Natural Gas | Unit Heater | A | Purchases (Cumulative) | Technical Potential | 0 | 0 | 0.00021919 | 0.0072045 | 0.014173 | 0.021983 | 0.026686 | 0.032147 | 0.037538 | 0.043603 | 0.04812 | 0.053315 | 0.060272 | 0.067727 | 0.074147 | 0.075544 | 0.07782 | 0.082531 | 0.083517 | 0.087406 | 0.090293 | 0.0948 | 0
F1_Industrial_Stone, Clay, and Glass_Existing_Space Heating_Natural Gas_Furnace_A_Technical Potential | F1 | Industrial | Stone, Clay, and Glass | Existing | Space Heating | Natural Gas | Furnace | A | Integrated Unit Energy Savings (kWh or therms) | Technical Potential | 0 | 1443.5459 | 1443.5459 | 1443.5459 | 1443.5459 | 1443.5459 | 1443.5459 | 1443.5459 | 1443.5459 | 1443.5459 | 1443.5459 | 1443.5459 | 1443.5459 | 1443.5459 | 1443.5459 | 1443.5459 | 1443.5459 | 1443.5459 | 1443.5459 | 1443.5459 | 1443.5459 | 1443.5459 | 0
F2_Industrial_Stone, Clay, and Glass_Existing_Space Heating_Natural Gas_Furnace_A_Technical Potential | F2 | Industrial | Stone, Clay, and Glass | Existing | Space Heating | Natural Gas | Furnace | A | Integrated Unit Summer Peak Savings (kW) | Technical Potential | 0 | 0 | 0 | 0 | 0 | 0 | 0 | 0 | 0 | 0 | 0 | 0 | 0 | 0 | 0 | 0 | 0 | 0 | 0 | 0 | 0 | 0 | 0
F3_Industrial_Stone, Clay, and Glass_Existing_Space Heating_Natural Gas_Furnace_A_Technical Potential | F3 | Industrial | Stone, Clay, and Glass | Existing | Space Heating | Natural Gas | Furnace | A | Integrated Unit Winter Peak Savings (kW) | Technical Potential | 0 | 0 | 0 | 0 | 0 | 0 | 0 | 0 | 0 | 0 | 0 | 0 | 0 | 0 | 0 | 0 | 0 | 0 | 0 | 0 | 0 | 0 | 0
F4_Industrial_Stone, Clay, and Glass_Existing_Space Heating_Natural Gas_Furnace_A_Technical Potential | F4 | Industrial | Stone, Clay, and Glass | Existing | Space Heating | Natural Gas | Furnace | A | Incremental Energy Savings (MWh or mTherms) | Technical Potential | 0 | 0 | 0.046421 | 0.048286 | 0.049918 | 0.051338 | 0.052561 | 0.053606 | 0.054486 | 0.055215 | 0.055807 | 0.056272 | 0.052049 | 0.048143 | 0.04453 | 0.041188 | 0.038096 | 0.035237 | 0.032593 | 0.032639 | 0.032756 | 0.032927 | 0
F5_Industrial_Stone, Clay, and Glass_Existing_Space Heating_Natural Gas_Furnace_A_Technical Potential | F5 | Industrial | Stone, Clay, and Glass | Existing | Space Heating | Natural Gas | Furnace | A | Incremental Summer Peak Savings (MW) | Technical Potential | 0 | 0 | 0 | 0 | 0 | 0 | 0 | 0 | 0 | 0 | 0 | 0 | 0 | 0 | 0 | 0 | 0 | 0 | 0 | 0 | 0 | 0 | 0
F6_Industrial_Stone, Clay, and Glass_Existing_Space Heating_Natural Gas_Furnace_A_Technical Potential | F6 | Industrial | Stone, Clay, and Glass | Existing | Space Heating | Natural Gas | Furnace | A | Incremental Winter Peak Savings (MW) | Technical Potential | 0 | 0 | 0 | 0 | 0 | 0 | 0 | 0 | 0 | 0 | 0 | 0 | 0 | 0 | 0 | 0 | 0 | 0 | 0 | 0 | 0 | 0 | 0
F7_Industrial_Stone, Clay, and Glass_Existing_Space Heating_Natural Gas_Furnace_A_Technical Potential | F7 | Industrial | Stone, Clay, and Glass | Existing | Space Heating | Natural Gas | Furnace | A | Cumulative Energy Savings (MWh or mTherms) | Technical Potential | 0 | 0 | 0.046421 | 0.094707 | 0.14462 | 0.19596 | 0.24852 | 0.30213 | 0.35662 | 0.41183 | 0.46764 | 0.52391 | 0.57596 | 0.6241 | 0.66863 | 0.70982 | 0.74791 | 0.78315 | 0.81574 | 0.84838 | 0.88114 | 0.91407 | 0
F8_Industrial_Stone, Clay, and Glass_Existing_Space Heating_Natural Gas_Furnace_A_Technical Potential | F8 | Industrial | Stone, Clay, and Glass | Existing | Space Heating | Natural Gas | Furnace | A | Cumulative Summer Peak Savings (MW) | Technical Potential | 0 | 0 | 0 | 0 | 0 | 0 | 0 | 0 | 0 | 0 | 0 | 0 | 0 | 0 | 0 | 0 | 0 | 0 | 0 | 0 | 0 | 0 | 0
F9_Industrial_Stone, Clay, and Glass_Existing_Space Heating_Natural Gas_Furnace_A_Technical Potential | F9 | Industrial | Stone, Clay, and Glass | Existing | Space Heating | Natural Gas | Furnace | A | Cumulative Winter Peak Savings (MW) | Technical Potential | 0 | 0 | 0 | 0 | 0 | 0 | 0 | 0 | 0 | 0 | 0 | 0 | 0 | 0 | 0 | 0 | 0 | 0 | 0 | 0 | 0 | 0 | 0
F10_Industrial_Stone, Clay, and Glass_Existing_Space Heating_Natural Gas_Furnace_A_Technical Potential | F10 | Industrial | Stone, Clay, and Glass | Existing | Space Heating | Natural Gas | Furnace | A | Purchases (Incremental) | Technical Potential | 0 | 0 | 0.032158 | 0.033449 | 0.03458 | 0.035563 | 0.036411 | 0.037135 | 0.037744 | 0.03825 | 0.03866 | 0.038982 | 0.036056 | 0.03335 | 0.030847 | 0.028532 | 0.026391 | 0.02441 | 0.022578 | 0.02261 | 0.022691 | 0.02281 | 0
F11_Industrial_Stone, Clay, and Glass_Existing_Space Heating_Natural Gas_Furnace_A_Technical Potential | F11 | Industrial | Stone, Clay, and Glass | Existing | Space Heating | Natural Gas | Furnace | A | Purchases (Cumulative) | Technical Potential | 0 | 0 | 0.032158 | 0.065607 | 0.10019 | 0.13575 | 0.17216 | 0.2093 | 0.24704 | 0.28529 | 0.32395 | 0.36293 | 0.39899 | 0.43234 | 0.46319 | 0.49172 | 0.51811 | 0.54252 | 0.5651 | 0.58771 | 0.6104 | 0.63321 | 0
F1_Industrial_Stone, Clay, and Glass_Existing_Space Heating_Natural Gas_Boiler_A_Technical Potential | F1 | Industrial | Stone, Clay, and Glass | Existing | Space Heating | Natural Gas | Boiler | A | Integrated Unit Energy Savings (kWh or therms) | Technical Potential | 0 | 15226.9124 | 15226.9124 | 15226.9124 | 15226.9124 | 15226.9124 | 15226.9124 | 15226.9124 | 15226.9124 | 15226.9124 | 15226.9124 | 15226.9124 | 15226.9124 | 15226.9124 | 15226.9124 | 15226.9124 | 15226.9124 | 15226.9124 | 15226.9124 | 15226.9124 | 15226.9124 | 15226.9124 | 0
F2_Industrial_Stone, Clay, and Glass_Existing_Space Heating_Natural Gas_Boiler_A_Technical Potential | F2 | Industrial | Stone, Clay, and Glass | Existing | Space Heating | Natural Gas | Boiler | A | Integrated Unit Summer Peak Savings (kW) | Technical Potential | 0 | 0 | 0 | 0 | 0 | 0 | 0 | 0 | 0 | 0 | 0 | 0 | 0 | 0 | 0 | 0 | 0 | 0 | 0 | 0 | 0 | 0 | 0
F3_Industrial_Stone, Clay, and Glass_Existing_Space Heating_Natural Gas_Boiler_A_Technical Potential | F3 | Industrial | Stone, Clay, and Glass | Existing | Space Heating | Natural Gas | Boiler | A | Integrated Unit Winter Peak Savings (kW) | Technical Potential | 0 | 0 | 0 | 0 | 0 | 0 | 0 | 0 | 0 | 0 | 0 | 0 | 0 | 0 | 0 | 0 | 0 | 0 | 0 | 0 | 0 | 0 | 0
F4_Industrial_Stone, Clay, and Glass_Existing_Space Heating_Natural Gas_Boiler_A_Technical Potential | F4 | Industrial | Stone, Clay, and Glass | Existing | Space Heating | Natural Gas | Boiler | A | Incremental Energy Savings (MWh or mTherms) | Technical Potential | 0 | 0 | 0.12425 | 0.1231 | 0.12188 | 0.12057 | 0.11921 | 0.11779 | 0.11633 | 0.11483 | 0.1133 | 0.11176 | 0.11019 | 0.10862 | 0.10703 | 0.10545 | 0.10386 | 0.10228 | 0.1007 | 0.099125 | 0.097563 | 0.096013 | 0
F5_Industrial_Stone, Clay, and Glass_Existing_Space Heating_Natural Gas_Boiler_A_Technical Potential | F5 | Industrial | Stone, Clay, and Glass | Existing | Space Heating | Natural Gas | Boiler | A | Incremental Summer Peak Savings (MW) | Technical Potential | 0 | 0 | 0 | 0 | 0 | 0 | 0 | 0 | 0 | 0 | 0 | 0 | 0 | 0 | 0 | 0 | 0 | 0 | 0 | 0 | 0 | 0 | 0
F6_Industrial_Stone, Clay, and Glass_Existing_Space Heating_Natural Gas_Boiler_A_Technical Potential | F6 | Industrial | Stone, Clay, and Glass | Existing | Space Heating | Natural Gas | Boiler | A | Incremental Winter Peak Savings (MW) | Technical Potential | 0 | 0 | 0 | 0 | 0 | 0 | 0 | 0 | 0 | 0 | 0 | 0 | 0 | 0 | 0 | 0 | 0 | 0 | 0 | 0 | 0 | 0 | 0
F7_Industrial_Stone, Clay, and Glass_Existing_Space Heating_Natural Gas_Boiler_A_Technical Potential | F7 | Industrial | Stone, Clay, and Glass | Existing | Space Heating | Natural Gas | Boiler | A | Cumulative Energy Savings (MWh or mTherms) | Technical Potential | 0 | 0 | 0.12425 | 0.24735 | 0.36923 | 0.4898 | 0.60901 | 0.7268 | 0.84312 | 0.95795 | 1.0713 | 1.183 | 1.2932 | 1.4018 | 1.5089 | 1.6143 | 1.7182 | 1.8204 | 1.9211 | 2.0203 | 2.1178 | 2.2138 | 0
F8_Industrial_Stone, Clay, and Glass_Existing_Space Heating_Natural Gas_Boiler_A_Technical Potential | F8 | Industrial | Stone, Clay, and Glass | Existing | Space Heating | Natural Gas | Boiler | A | Cumulative Summer Peak Savings (MW) | Technical Potential | 0 | 0 | 0 | 0 | 0 | 0 | 0 | 0 | 0 | 0 | 0 | 0 | 0 | 0 | 0 | 0 | 0 | 0 | 0 | 0 | 0 | 0 | 0
F9_Industrial_Stone, Clay, and Glass_Existing_Space Heating_Natural Gas_Boiler_A_Technical Potential | F9 | Industrial | Stone, Clay, and Glass | Existing | Space Heating | Natural Gas | Boiler | A | Cumulative Winter Peak Savings (MW) | Technical Potential | 0 | 0 | 0 | 0 | 0 | 0 | 0 | 0 | 0 | 0 | 0 | 0 | 0 | 0 | 0 | 0 | 0 | 0 | 0 | 0 | 0 | 0 | 0
F10_Industrial_Stone, Clay, and Glass_Existing_Space Heating_Natural Gas_Boiler_A_Technical Potential | F10 | Industrial | Stone, Clay, and Glass | Existing | Space Heating | Natural Gas | Boiler | A | Purchases (Incremental) | Technical Potential | 0 | 0 | 0.0081597 | 0.0080847 | 0.008004 | 0.0079184 | 0.0078287 | 0.0077356 | 0.0076396 | 0.0075413 | 0.0074411 | 0.0073394 | 0.0072367 | 0.0071332 | 0.0070292 | 0.006925 | 0.0068208 | 0.0067168 | 0.0066131 | 0.0065099 | 0.0064073 | 0.0063055 | 0
F11_Industrial_Stone, Clay, and Glass_Existing_Space Heating_Natural Gas_Boiler_A_Technical Potential | F11 | Industrial | Stone, Clay, and Glass | Existing | Space Heating | Natural Gas | Boiler | A | Purchases (Cumulative) | Technical Potential | 0 | 0 | 0.0081597 | 0.016244 | 0.024248 | 0.032167 | 0.039995 | 0.047731 | 0.055371 | 0.062912 | 0.070353 | 0.077692 | 0.084929 | 0.092062 | 0.099091 | 0.10602 | 0.11284 | 0.11955 | 0.12617 | 0.13268 | 0.13908 | 0.14539 | 0
F1_Industrial_Stone, Clay, and Glass_Existing_Space Heating_Natural Gas_Unit Heater_A_Technical Potential | F1 | Industrial | Stone, Clay, and Glass | Existing | Space Heating | Natural Gas | Unit Heater | A | Integrated Unit Energy Savings (kWh or therms) | Technical Potential | 0 | 43660.7244 | 43660.7244 | 43660.7244 | 43660.7244 | 43660.7244 | 43660.7244 | 43660.7244 | 43660.7244 | 43660.7244 | 43660.7244 | 43660.7244 | 43660.7244 | 43660.7244 | 43660.7244 | 43660.7244 | 43660.7244 | 43660.7244 | 43660.7244 | 43660.7244 | 43660.7244 | 43660.7244 | 0
F2_Industrial_Stone, Clay, and Glass_Existing_Space Heating_Natural Gas_Unit Heater_A_Technical Potential | F2 | Industrial | Stone, Clay, and Glass | Existing | Space Heating | Natural Gas | Unit Heater | A | Integrated Unit Summer Peak Savings (kW) | Technical Potential | 0 | 0 | 0 | 0 | 0 | 0 | 0 | 0 | 0 | 0 | 0 | 0 | 0 | 0 | 0 | 0 | 0 | 0 | 0 | 0 | 0 | 0 | 0
F3_Industrial_Stone, Clay, and Glass_Existing_Space Heating_Natural Gas_Unit Heater_A_Technical Potential | F3 | Industrial | Stone, Clay, and Glass | Existing | Space Heating | Natural Gas | Unit Heater | A | Integrated Unit Winter Peak Savings (kW) | Technical Potential | 0 | 0 | 0 | 0 | 0 | 0 | 0 | 0 | 0 | 0 | 0 | 0 | 0 | 0 | 0 | 0 | 0 | 0 | 0 | 0 | 0 | 0 | 0
F4_Industrial_Stone, Clay, and Glass_Existing_Space Heating_Natural Gas_Unit Heater_A_Technical Potential | F4 | Industrial | Stone, Clay, and Glass | Existing | Space Heating | Natural Gas | Unit Heater | A | Incremental Energy Savings (MWh or mTherms) | Technical Potential | 0 | 0 | 0.01854 | 0.035353 | 0.056205 | 0.08046 | 0.10755 | 0.13698 | 0.16832 | 0.20116 | 0.22963 | 0.2542 | 0.27638 | 0.29724 | 0.31753 | 0.33777 | 0.35827 | 0.33634 | 0.32129 | 0.31223 | 0.30836 | 0.30806 | 0
F5_Industrial_Stone, Clay, and Glass_Existing_Space Heating_Natural Gas_Unit Heater_A_Technical Potential | F5 | Industrial | Stone, Clay, and Glass | Existing | Space Heating | Natural Gas | Unit Heater | A | Incremental Summer Peak Savings (MW) | Technical Potential | 0 | 0 | 0 | 0 | 0 | 0 | 0 | 0 | 0 | 0 | 0 | 0 | 0 | 0 | 0 | 0 | 0 | 0 | 0 | 0 | 0 | 0 | 0
F6_Industrial_Stone, Clay, and Glass_Existing_Space Heating_Natural Gas_Unit Heater_A_Technical Potential | F6 | Industrial | Stone, Clay, and Glass | Existing | Space Heating | Natural Gas | Unit Heater | A | Incremental Winter Peak Savings (MW) | Technical Potential | 0 | 0 | 0 | 0 | 0 | 0 | 0 | 0 | 0 | 0 | 0 | 0 | 0 | 0 | 0 | 0 | 0 | 0 | 0 | 0 | 0 | 0 | 0
F7_Industrial_Stone, Clay, and Glass_Existing_Space Heating_Natural Gas_Unit Heater_A_Technical Potential | F7 | Industrial | Stone, Clay, and Glass | Existing | Space Heating | Natural Gas | Unit Heater | A | Cumulative Energy Savings (MWh or mTherms) | Technical Potential | 0 | 0 | 0.01854 | 0.053893 | 0.1101 | 0.19056 | 0.29811 | 0.4351 | 0.60341 | 0.80457 | 1.0342 | 1.2884 | 1.5648 | 1.862 | 2.161 | 2.4634 | 2.7655 | 3.0214 | 3.2351 | 3.4103 | 3.5504 | 3.6573 | 0
F8_Industrial_Stone, Clay, and Glass_Existing_Space Heating_Natural Gas_Unit Heater_A_Technical Potential | F8 | Industrial | Stone, Clay, and Glass | Existing | Space Heating | Natural Gas | Unit Heater | A | Cumulative Summer Peak Savings (MW) | Technical Potential | 0 | 0 | 0 | 0 | 0 | 0 | 0 | 0 | 0 | 0 | 0 | 0 | 0 | 0 | 0 | 0 | 0 | 0 | 0 | 0 | 0 | 0 | 0
F9_Industrial_Stone, Clay, and Glass_Existing_Space Heating_Natural Gas_Unit Heater_A_Technical Potential | F9 | Industrial | Stone, Clay, and Glass | Existing | Space Heating | Natural Gas | Unit Heater | A | Cumulative Winter Peak Savings (MW) | Technical Potential | 0 | 0 | 0 | 0 | 0 | 0 | 0 | 0 | 0 | 0 | 0 | 0 | 0 | 0 | 0 | 0 | 0 | 0 | 0 | 0 | 0 | 0 | 0
F10_Industrial_Stone, Clay, and Glass_Existing_Space Heating_Natural Gas_Unit Heater_A_Technical Potential | F10 | Industrial | Stone, Clay, and Glass | Existing | Space Heating | Natural Gas | Unit Heater | A | Purchases (Incremental) | Technical Potential | 0 | 0 | 0.00042463 | 0.00080972 | 0.0012873 | 0.0018428 | 0.0024634 | 0.0031375 | 0.0038551 | 0.0046073 | 0.0052593 | 0.0058221 | 0.0063301 | 0.0068079 | 0.0072727 | 0.0077362 | 0.0082058 | 0.0077035 | 0.0073588 | 0.0071513 | 0.0070626 | 0.0070557 | 0
F11_Industrial_Stone, Clay, and Glass_Existing_Space Heating_Natural Gas_Unit Heater_A_Technical Potential | F11 | Industrial | Stone, Clay, and Glass | Existing | Space Heating | Natural Gas | Unit Heater | A | Purchases (Cumulative) | Technical Potential | 0 | 0 | 0.00042463 | 0.0012343 | 0.0025217 | 0.0043645 | 0.0068279 | 0.0099654 | 0.01382 | 0.018428 | 0.023687 | 0.029509 | 0.035839 | 0.042647 | 0.049495 | 0.056422 | 0.06334 | 0.069201 | 0.074096 | 0.07811 | 0.081318 | 0.083766 | 0
F1_Industrial_Stone, Clay, and Glass_New_Space Heating_Natural Gas_Furnace_A_Technical Potential | F1 | Industrial | Stone, Clay, and Glass | New | Space Heating | Natural Gas | Furnace | A | Integrated Unit Energy Savings (kWh or therms) | Technical Potential | 0 | 1443.5073 | 1443.5073 | 1443.5073 | 1443.5073 | 1443.5073 | 1443.5073 | 1443.5073 | 1443.5073 | 1443.5073 | 1443.5073 | 1443.5073 | 1443.5073 | 1443.5073 | 1443.5073 | 1443.5073 | 1443.5073 | 1443.5073 | 1443.5073 | 1443.5073 | 1443.5073 | 1443.5073 | 0
F2_Industrial_Stone, Clay, and Glass_New_Space Heating_Natural Gas_Furnace_A_Technical Potential | F2 | Industrial | Stone, Clay, and Glass | New | Space Heating | Natural Gas | Furnace | A | Integrated Unit Summer Peak Savings (kW) | Technical Potential | 0 | 0 | 0 | 0 | 0 | 0 | 0 | 0 | 0 | 0 | 0 | 0 | 0 | 0 | 0 | 0 | 0 | 0 | 0 | 0 | 0 | 0 | 0
F3_Industrial_Stone, Clay, and Glass_New_Space Heating_Natural Gas_Furnace_A_Technical Potential | F3 | Industrial | Stone, Clay, and Glass | New | Space Heating | Natural Gas | Furnace | A | Integrated Unit Winter Peak Savings (kW) | Technical Potential | 0 | 0 | 0 | 0 | 0 | 0 | 0 | 0 | 0 | 0 | 0 | 0 | 0 | 0 | 0 | 0 | 0 | 0 | 0 | 0 | 0 | 0 | 0
F4_Industrial_Stone, Clay, and Glass_New_Space Heating_Natural Gas_Furnace_A_Technical Potential | F4 | Industrial | Stone, Clay, and Glass | New | Space Heating | Natural Gas | Furnace | A | Incremental Energy Savings (MWh or mTherms) | Technical Potential | 0 | 0 | 0.0021541 | 0.068647 | 0.068478 | 0.076753 | 0.046224 | 0.05366 | 0.052984 | 0.059598 | 0.044389 | 0.051053 | 0.050376 | 0.058437 | 0.039662 | 0.048203 | 0.048167 | 0.056073 | 0.037038 | 0.05256 | 0.05095 | 0.055595 | 0
F5_Industrial_Stone, Clay, and Glass_New_Space Heating_Natural Gas_Furnace_A_Technical Potential | F5 | Industrial | Stone, Clay, and Glass | New | Space Heating | Natural Gas | Furnace | A | Incremental Summer Peak Savings (MW) | Technical Potential | 0 | 0 | 0 | 0 | 0 | 0 | 0 | 0 | 0 | 0 | 0 | 0 | 0 | 0 | 0 | 0 | 0 | 0 | 0 | 0 | 0 | 0 | 0
F6_Industrial_Stone, Clay, and Glass_New_Space Heating_Natural Gas_Furnace_A_Technical Potential | F6 | Industrial | Stone, Clay, and Glass | New | Space Heating | Natural Gas | Furnace | A | Incremental Winter Peak Savings (MW) | Technical Potential | 0 | 0 | 0 | 0 | 0 | 0 | 0 | 0 | 0 | 0 | 0 | 0 | 0 | 0 | 0 | 0 | 0 | 0 | 0 | 0 | 0 | 0 | 0
F7_Industrial_Stone, Clay, and Glass_New_Space Heating_Natural Gas_Furnace_A_Technical Potential | F7 | Industrial | Stone, Clay, and Glass | New | Space Heating | Natural Gas | Furnace | A | Cumulative Energy Savings (MWh or mTherms) | Technical Potential | 0 | 0 | 0.0021541 | 0.070801 | 0.13928 | 0.21603 | 0.26226 | 0.31592 | 0.3689 | 0.4285 | 0.47289 | 0.52394 | 0.57432 | 0.63275 | 0.67241 | 0.72062 | 0.76878 | 0.82486 | 0.86189 | 0.91445 | 0.9654 | 1.021 | 0
F8_Industrial_Stone, Clay, and Glass_New_Space Heating_Natural Gas_Furnace_A_Technical Potential | F8 | Industrial | Stone, Clay, and Glass | New | Space Heating | Natural Gas | Furnace | A | Cumulative Summer Peak Savings (MW) | Technical Potential | 0 | 0 | 0 | 0 | 0 | 0 | 0 | 0 | 0 | 0 | 0 | 0 | 0 | 0 | 0 | 0 | 0 | 0 | 0 | 0 | 0 | 0 | 0
F9_Industrial_Stone, Clay, and Glass_New_Space Heating_Natural Gas_Furnace_A_Technical Potential | F9 | Industrial | Stone, Clay, and Glass | New | Space Heating | Natural Gas | Furnace | A | Cumulative Winter Peak Savings (MW) | Technical Potential | 0 | 0 | 0 | 0 | 0 | 0 | 0 | 0 | 0 | 0 | 0 | 0 | 0 | 0 | 0 | 0 | 0 | 0 | 0 | 0 | 0 | 0 | 0
F10_Industrial_Stone, Clay, and Glass_New_Space Heating_Natural Gas_Furnace_A_Technical Potential | F10 | Industrial | Stone, Clay, and Glass | New | Space Heating | Natural Gas | Furnace | A | Purchases (Incremental) | Technical Potential | 0 | 0 | 0.0014923 | 0.047556 | 0.047439 | 0.053171 | 0.032022 | 0.037173 | 0.036705 | 0.041287 | 0.03075 | 0.035367 | 0.034898 | 0.040483 | 0.027476 | 0.033393 | 0.033368 | 0.038845 | 0.025658 | 0.036411 | 0.035296 | 0.038514 | 0
F11_Industrial_Stone, Clay, and Glass_New_Space Heating_Natural Gas_Furnace_A_Technical Potential | F11 | Industrial | Stone, Clay, and Glass | New | Space Heating | Natural Gas | Furnace | A | Purchases (Cumulative) | Technical Potential | 0 | 0 | 0.0014923 | 0.049048 | 0.096487 | 0.14966 | 0.18168 | 0.21885 | 0.25556 | 0.29685 | 0.3276 | 0.36296 | 0.39786 | 0.43834 | 0.46582 | 0.49921 | 0.53258 | 0.57143 | 0.59708 | 0.63349 | 0.66879 | 0.7073 | 0
F1_Industrial_Stone, Clay, and Glass_New_Space Heating_Natural Gas_Boiler_A_Technical Potential | F1 | Industrial | Stone, Clay, and Glass | New | Space Heating | Natural Gas | Boiler | A | Integrated Unit Energy Savings (kWh or therms) | Technical Potential | 0 | 15225.431 | 15225.431 | 15225.431 | 15225.431 | 15225.431 | 15225.431 | 15225.431 | 15225.431 | 15225.431 | 15225.431 | 15225.431 | 15225.431 | 15225.431 | 15225.431 | 15225.431 | 15225.431 | 15225.431 | 15225.431 | 15225.431 | 15225.431 | 15225.431 | 0
F2_Industrial_Stone, Clay, and Glass_New_Space Heating_Natural Gas_Boiler_A_Technical Potential | F2 | Industrial | Stone, Clay, and Glass | New | Space Heating | Natural Gas | Boiler | A | Integrated Unit Summer Peak Savings (kW) | Technical Potential | 0 | 0 | 0 | 0 | 0 | 0 | 0 | 0 | 0 | 0 | 0 | 0 | 0 | 0 | 0 | 0 | 0 | 0 | 0 | 0 | 0 | 0 | 0
F3_Industrial_Stone, Clay, and Glass_New_Space Heating_Natural Gas_Boiler_A_Technical Potential | F3 | Industrial | Stone, Clay, and Glass | New | Space Heating | Natural Gas | Boiler | A | Integrated Unit Winter Peak Savings (kW) | Technical Potential | 0 | 0 | 0 | 0 | 0 | 0 | 0 | 0 | 0 | 0 | 0 | 0 | 0 | 0 | 0 | 0 | 0 | 0 | 0 | 0 | 0 | 0 | 0
F4_Industrial_Stone, Clay, and Glass_New_Space Heating_Natural Gas_Boiler_A_Technical Potential | F4 | Industrial | Stone, Clay, and Glass | New | Space Heating | Natural Gas | Boiler | A | Incremental Energy Savings (MWh or mTherms) | Technical Potential | 0 | 0 | 0.0052551 | 0.16747 | 0.16706 | 0.18725 | 0.11277 | 0.13091 | 0.12926 | 0.1454 | 0.10829 | 0.12455 | 0.1229 | 0.14256 | 0.096759 | 0.1176 | 0.11751 | 0.1368 | 0.090358 | 0.11134 | 0.10831 | 0.10799 | 0
F5_Industrial_Stone, Clay, and Glass_New_Space Heating_Natural Gas_Boiler_A_Technical Potential | F5 | Industrial | Stone, Clay, and Glass | New | Space Heating | Natural Gas | Boiler | A | Incremental Summer Peak Savings (MW) | Technical Potential | 0 | 0 | 0 | 0 | 0 | 0 | 0 | 0 | 0 | 0 | 0 | 0 | 0 | 0 | 0 | 0 | 0 | 0 | 0 | 0 | 0 | 0 | 0
F6_Industrial_Stone, Clay, and Glass_New_Space Heating_Natural Gas_Boiler_A_Technical Potential | F6 | Industrial | Stone, Clay, and Glass | New | Space Heating | Natural Gas | Boiler | A | Incremental Winter Peak Savings (MW) | Technical Potential | 0 | 0 | 0 | 0 | 0 | 0 | 0 | 0 | 0 | 0 | 0 | 0 | 0 | 0 | 0 | 0 | 0 | 0 | 0 | 0 | 0 | 0 | 0
F7_Industrial_Stone, Clay, and Glass_New_Space Heating_Natural Gas_Boiler_A_Technical Potential | F7 | Industrial | Stone, Clay, and Glass | New | Space Heating | Natural Gas | Boiler | A | Cumulative Energy Savings (MWh or mTherms) | Technical Potential | 0 | 0 | 0.0052551 | 0.17273 | 0.33979 | 0.52704 | 0.63981 | 0.77072 | 0.89998 | 1.0454 | 1.1537 | 1.2782 | 1.4011 | 1.5437 | 1.6404 | 1.758 | 1.8755 | 2.0123 | 2.1027 | 2.214 | 2.3223 | 2.4303 | 0
F8_Industrial_Stone, Clay, and Glass_New_Space Heating_Natural Gas_Boiler_A_Technical Potential | F8 | Industrial | Stone, Clay, and Glass | New | Space Heating | Natural Gas | Boiler | A | Cumulative Summer Peak Savings (MW) | Technical Potential | 0 | 0 | 0 | 0 | 0 | 0 | 0 | 0 | 0 | 0 | 0 | 0 | 0 | 0 | 0 | 0 | 0 | 0 | 0 | 0 | 0 | 0 | 0
F9_Industrial_Stone, Clay, and Glass_New_Space Heating_Natural Gas_Boiler_A_Technical Potential | F9 | Industrial | Stone, Clay, and Glass | New | Space Heating | Natural Gas | Boiler | A | Cumulative Winter Peak Savings (MW) | Technical Potential | 0 | 0 | 0 | 0 | 0 | 0 | 0 | 0 | 0 | 0 | 0 | 0 | 0 | 0 | 0 | 0 | 0 | 0 | 0 | 0 | 0 | 0 | 0
F10_Industrial_Stone, Clay, and Glass_New_Space Heating_Natural Gas_Boiler_A_Technical Potential | F10 | Industrial | Stone, Clay, and Glass | New | Space Heating | Natural Gas | Boiler | A | Purchases (Incremental) | Technical Potential | 0 | 0 | 0.00034515 | 0.010999 | 0.010972 | 0.012298 | 0.0074066 | 0.0085981 | 0.0084897 | 0.0095496 | 0.0071125 | 0.0081804 | 0.0080719 | 0.0093636 | 0.0063551 | 0.0077238 | 0.0077179 | 0.0089847 | 0.0059347 | 0.0073129 | 0.0071137 | 0.0070927 | 0
F11_Industrial_Stone, Clay, and Glass_New_Space Heating_Natural Gas_Boiler_A_Technical Potential | F11 | Industrial | Stone, Clay, and Glass | New | Space Heating | Natural Gas | Boiler | A | Purchases (Cumulative) | Technical Potential | 0 | 0 | 0.00034515 | 0.011345 | 0.022317 | 0.034616 | 0.042022 | 0.05062 | 0.05911 | 0.06866 | 0.075772 | 0.083953 | 0.092024 | 0.10139 | 0.10774 | 0.11547 | 0.12318 | 0.13217 | 0.1381 | 0.14542 | 0.15253 | 0.15962 | 0
F1_Industrial_Stone, Clay, and Glass_New_Space Heating_Natural Gas_Unit Heater_A_Technical Potential | F1 | Industrial | Stone, Clay, and Glass | New | Space Heating | Natural Gas | Unit Heater | A | Integrated Unit Energy Savings (kWh or therms) | Technical Potential | 0 | 43660.7244 | 43660.7244 | 43660.7244 | 43660.7244 | 43660.7244 | 43660.7244 | 43660.7244 | 43660.7244 | 43660.7244 | 43660.7244 | 43660.7244 | 43660.7244 | 43660.7244 | 43660.7244 | 43660.7244 | 43660.7244 | 43660.7244 | 43660.7244 | 43660.7244 | 43660.7244 | 43660.7244 | 0
F2_Industrial_Stone, Clay, and Glass_New_Space Heating_Natural Gas_Unit Heater_A_Technical Potential | F2 | Industrial | Stone, Clay, and Glass | New | Space Heating | Natural Gas | Unit Heater | A | Integrated Unit Summer Peak Savings (kW) | Technical Potential | 0 | 0 | 0 | 0 | 0 | 0 | 0 | 0 | 0 | 0 | 0 | 0 | 0 | 0 | 0 | 0 | 0 | 0 | 0 | 0 | 0 | 0 | 0
F3_Industrial_Stone, Clay, and Glass_New_Space Heating_Natural Gas_Unit Heater_A_Technical Potential | F3 | Industrial | Stone, Clay, and Glass | New | Space Heating | Natural Gas | Unit Heater | A | Integrated Unit Winter Peak Savings (kW) | Technical Potential | 0 | 0 | 0 | 0 | 0 | 0 | 0 | 0 | 0 | 0 | 0 | 0 | 0 | 0 | 0 | 0 | 0 | 0 | 0 | 0 | 0 | 0 | 0
F4_Industrial_Stone, Clay, and Glass_New_Space Heating_Natural Gas_Unit Heater_A_Technical Potential | F4 | Industrial | Stone, Clay, and Glass | New | Space Heating | Natural Gas | Unit Heater | A | Incremental Energy Savings (MWh or mTherms) | Technical Potential | 0 | 0 | 0.009793 | 0.31209 | 0.31132 | 0.34894 | 0.21015 | 0.24395 | 0.24088 | 0.27095 | 0.2018 | 0.2321 | 0.31082 | 0.33307 | 0.29665 | 0.37448 | 0.41303 | 0.55941 | 0.35612 | 0.48509 | 0.47791 | 0.47232 | 0
F5_Industrial_Stone, Clay, and Glass_New_Space Heating_Natural Gas_Unit Heater_A_Technical Potential | F5 | Industrial | Stone, Clay, and Glass | New | Space Heating | Natural Gas | Unit Heater | A | Incremental Summer Peak Savings (MW) | Technical Potential | 0 | 0 | 0 | 0 | 0 | 0 | 0 | 0 | 0 | 0 | 0 | 0 | 0 | 0 | 0 | 0 | 0 | 0 | 0 | 0 | 0 | 0 | 0
F6_Industrial_Stone, Clay, and Glass_New_Space Heating_Natural Gas_Unit Heater_A_Technical Potential | F6 | Industrial | Stone, Clay, and Glass | New | Space Heating | Natural Gas | Unit Heater | A | Incremental Winter Peak Savings (MW) | Technical Potential | 0 | 0 | 0 | 0 | 0 | 0 | 0 | 0 | 0 | 0 | 0 | 0 | 0 | 0 | 0 | 0 | 0 | 0 | 0 | 0 | 0 | 0 | 0
F7_Industrial_Stone, Clay, and Glass_New_Space Heating_Natural Gas_Unit Heater_A_Technical Potential | F7 | Industrial | Stone, Clay, and Glass | New | Space Heating | Natural Gas | Unit Heater | A | Cumulative Energy Savings (MWh or mTherms) | Technical Potential | 0 | 0 | 0.009793 | 0.32188 | 0.6332 | 0.98214 | 1.1923 | 1.4362 | 1.6771 | 1.9481 | 2.1499 | 2.382 | 2.6928 | 3.0259 | 3.3127 | 3.3751 | 3.4768 | 3.6873 | 3.7313 | 3.9051 | 4.0341 | 4.2355 | 0
F8_Industrial_Stone, Clay, and Glass_New_Space Heating_Natural Gas_Unit Heater_A_Technical Potential | F8 | Industrial | Stone, Clay, and Glass | New | Space Heating | Natural Gas | Unit Heater | A | Cumulative Summer Peak Savings (MW) | Technical Potential | 0 | 0 | 0 | 0 | 0 | 0 | 0 | 0 | 0 | 0 | 0 | 0 | 0 | 0 | 0 | 0 | 0 | 0 | 0 | 0 | 0 | 0 | 0
F9_Industrial_Stone, Clay, and Glass_New_Space Heating_Natural Gas_Unit Heater_A_Technical Potential | F9 | Industrial | Stone, Clay, and Glass | New | Space Heating | Natural Gas | Unit Heater | A | Cumulative Winter Peak Savings (MW) | Technical Potential | 0 | 0 | 0 | 0 | 0 | 0 | 0 | 0 | 0 | 0 | 0 | 0 | 0 | 0 | 0 | 0 | 0 | 0 | 0 | 0 | 0 | 0 | 0
F10_Industrial_Stone, Clay, and Glass_New_Space Heating_Natural Gas_Unit Heater_A_Technical Potential | F10 | Industrial | Stone, Clay, and Glass | New | Space Heating | Natural Gas | Unit Heater | A | Purchases (Incremental) | Technical Potential | 0 | 0 | 0.0002243 | 0.007148 | 0.0071305 | 0.0079921 | 0.0048132 | 0.0055875 | 0.005517 | 0.0062058 | 0.0046221 | 0.005316 | 0.0071191 | 0.0076287 | 0.0067944 | 0.008577 | 0.0094601 | 0.012813 | 0.0081564 | 0.011111 | 0.010946 | 0.010818 | 0
F11_Industrial_Stone, Clay, and Glass_New_Space Heating_Natural Gas_Unit Heater_A_Technical Potential | F11 | Industrial | Stone, Clay, and Glass | New | Space Heating | Natural Gas | Unit Heater | A | Purchases (Cumulative) | Technical Potential | 0 | 0 | 0.0002243 | 0.0073723 | 0.014503 | 0.022495 | 0.027308 | 0.032896 | 0.038413 | 0.044618 | 0.04924 | 0.054556 | 0.061676 | 0.069304 | 0.075874 | 0.077303 | 0.079633 | 0.084454 | 0.085462 | 0.089442 | 0.092396 | 0.097008 | 0
F1_Industrial_Petroleum_Existing_Space Heating_Natural Gas_Furnace_A_Technical Potential | F1 | Industrial | Petroleum | Existing | Space Heating | Natural Gas | Furnace | A | Integrated Unit Energy Savings (kWh or therms) | Technical Potential | 0 | 1443.5459 | 1443.5459 | 1443.5459 | 1443.5459 | 1443.5459 | 1443.5459 | 1443.5459 | 1443.5459 | 1443.5459 | 1443.5459 | 1443.5459 | 1443.5459 | 1443.5459 | 1443.5459 | 1443.5459 | 1443.5459 | 1443.5459 | 1443.5459 | 1443.5459 | 1443.5459 | 1443.5459 | 0
F2_Industrial_Petroleum_Existing_Space Heating_Natural Gas_Furnace_A_Technical Potential | F2 | Industrial | Petroleum | Existing | Space Heating | Natural Gas | Furnace | A | Integrated Unit Summer Peak Savings (kW) | Technical Potential | 0 | 0 | 0 | 0 | 0 | 0 | 0 | 0 | 0 | 0 | 0 | 0 | 0 | 0 | 0 | 0 | 0 | 0 | 0 | 0 | 0 | 0 | 0
F3_Industrial_Petroleum_Existing_Space Heating_Natural Gas_Furnace_A_Technical Potential | F3 | Industrial | Petroleum | Existing | Space Heating | Natural Gas | Furnace | A | Integrated Unit Winter Peak Savings (kW) | Technical Potential | 0 | 0 | 0 | 0 | 0 | 0 | 0 | 0 | 0 | 0 | 0 | 0 | 0 | 0 | 0 | 0 | 0 | 0 | 0 | 0 | 0 | 0 | 0
F4_Industrial_Petroleum_Existing_Space Heating_Natural Gas_Furnace_A_Technical Potential | F4 | Industrial | Petroleum | Existing | Space Heating | Natural Gas | Furnace | A | Incremental Energy Savings (MWh or mTherms) | Technical Potential | 0 | 0 | 0.0052986 | 0.0055114 | 0.0056978 | 0.0058598 | 0.0059995 | 0.0061187 | 0.0062191 | 0.0063024 | 0.0063699 | 0.006423 | 0.005941 | 0.0054951 | 0.0050827 | 0.0047012 | 0.0043484 | 0.0040221 | 0.0037202 | 0.0037254 | 0.0037388 | 0.0037583 | 0
F5_Industrial_Petroleum_Existing_Space Heating_Natural Gas_Furnace_A_Technical Potential | F5 | Industrial | Petroleum | Existing | Space Heating | Natural Gas | Furnace | A | Incremental Summer Peak Savings (MW) | Technical Potential | 0 | 0 | 0 | 0 | 0 | 0 | 0 | 0 | 0 | 0 | 0 | 0 | 0 | 0 | 0 | 0 | 0 | 0 | 0 | 0 | 0 | 0 | 0
F6_Industrial_Petroleum_Existing_Space Heating_Natural Gas_Furnace_A_Technical Potential | F6 | Industrial | Petroleum | Existing | Space Heating | Natural Gas | Furnace | A | Incremental Winter Peak Savings (MW) | Technical Potential | 0 | 0 | 0 | 0 | 0 | 0 | 0 | 0 | 0 | 0 | 0 | 0 | 0 | 0 | 0 | 0 | 0 | 0 | 0 | 0 | 0 | 0 | 0
F7_Industrial_Petroleum_Existing_Space Heating_Natural Gas_Furnace_A_Technical Potential | F7 | Industrial | Petroleum | Existing | Space Heating | Natural Gas | Furnace | A | Cumulative Energy Savings (MWh or mTherms) | Technical Potential | 0 | 0 | 0.0052986 | 0.01081 | 0.016508 | 0.022368 | 0.028367 | 0.034486 | 0.040705 | 0.047007 | 0.053377 | 0.0598 | 0.065741 | 0.071236 | 0.076319 | 0.08102 | 0.085369 | 0.089391 | 0.093111 | 0.096836 | 0.10058 | 0.10433 | 0
F8_Industrial_Petroleum_Existing_Space Heating_Natural Gas_Furnace_A_Technical Potential | F8 | Industrial | Petroleum | Existing | Space Heating | Natural Gas | Furnace | A | Cumulative Summer Peak Savings (MW) | Technical Potential | 0 | 0 | 0 | 0 | 0 | 0 | 0 | 0 | 0 | 0 | 0 | 0 | 0 | 0 | 0 | 0 | 0 | 0 | 0 | 0 | 0 | 0 | 0
F9_Industrial_Petroleum_Existing_Space Heating_Natural Gas_Furnace_A_Technical Potential | F9 | Industrial | Petroleum | Existing | Space Heating | Natural Gas | Furnace | A | Cumulative Winter Peak Savings (MW) | Technical Potential | 0 | 0 | 0 | 0 | 0 | 0 | 0 | 0 | 0 | 0 | 0 | 0 | 0 | 0 | 0 | 0 | 0 | 0 | 0 | 0 | 0 | 0 | 0
F10_Industrial_Petroleum_Existing_Space Heating_Natural Gas_Furnace_A_Technical Potential | F10 | Industrial | Petroleum | Existing | Space Heating | Natural Gas | Furnace | A | Purchases (Incremental) | Technical Potential | 0 | 0 | 0.0036705 | 0.003818 | 0.0039471 | 0.0040593 | 0.0041561 | 0.0042386 | 0.0043082 | 0.0043659 | 0.0044127 | 0.0044495 | 0.0041156 | 0.0038067 | 0.003521 | 0.0032567 | 0.0030123 | 0.0027862 | 0.0025771 | 0.0025808 | 0.00259 | 0.0026035 | 0
F11_Industrial_Petroleum_Existing_Space Heating_Natural Gas_Furnace_A_Technical Potential | F11 | Industrial | Petroleum | Existing | Space Heating | Natural Gas | Furnace | A | Purchases (Cumulative) | Technical Potential | 0 | 0 | 0.0036705 | 0.0074885 | 0.011436 | 0.015495 | 0.019651 | 0.02389 | 0.028198 | 0.032564 | 0.036976 | 0.041426 | 0.045541 | 0.049348 | 0.052869 | 0.056126 | 0.059138 | 0.061924 | 0.064501 | 0.067082 | 0.069672 | 0.072276 | 0
F1_Industrial_Petroleum_Existing_Space Heating_Natural Gas_Boiler_A_Technical Potential | F1 | Industrial | Petroleum | Existing | Space Heating | Natural Gas | Boiler | A | Integrated Unit Energy Savings (kWh or therms) | Technical Potential | 0 | 15226.9124 | 15226.9124 | 15226.9124 | 15226.9124 | 15226.9124 | 15226.9124 | 15226.9124 | 15226.9124 | 15226.9124 | 15226.9124 | 15226.9124 | 15226.9124 | 15226.9124 | 15226.9124 | 15226.9124 | 15226.9124 | 15226.9124 | 15226.9124 | 15226.9124 | 15226.9124 | 15226.9124 | 0
F2_Industrial_Petroleum_Existing_Space Heating_Natural Gas_Boiler_A_Technical Potential | F2 | Industrial | Petroleum | Existing | Space Heating | Natural Gas | Boiler | A | Integrated Unit Summer Peak Savings (kW) | Technical Potential | 0 | 0 | 0 | 0 | 0 | 0 | 0 | 0 | 0 | 0 | 0 | 0 | 0 | 0 | 0 | 0 | 0 | 0 | 0 | 0 | 0 | 0 | 0
F3_Industrial_Petroleum_Existing_Space Heating_Natural Gas_Boiler_A_Technical Potential | F3 | Industrial | Petroleum | Existing | Space Heating | Natural Gas | Boiler | A | Integrated Unit Winter Peak Savings (kW) | Technical Potential | 0 | 0 | 0 | 0 | 0 | 0 | 0 | 0 | 0 | 0 | 0 | 0 | 0 | 0 | 0 | 0 | 0 | 0 | 0 | 0 | 0 | 0 | 0
F4_Industrial_Petroleum_Existing_Space Heating_Natural Gas_Boiler_A_Technical Potential | F4 | Industrial | Petroleum | Existing | Space Heating | Natural Gas | Boiler | A | Incremental Energy Savings (MWh or mTherms) | Technical Potential | 0 | 0 | 0.014182 | 0.014051 | 0.013911 | 0.013762 | 0.013607 | 0.013445 | 0.013278 | 0.013107 | 0.012933 | 0.012756 | 0.012578 | 0.012398 | 0.012217 | 0.012036 | 0.011855 | 0.011674 | 0.011494 | 0.011314 | 0.011136 | 0.010959 | 0
F5_Industrial_Petroleum_Existing_Space Heating_Natural Gas_Boiler_A_Technical Potential | F5 | Industrial | Petroleum | Existing | Space Heating | Natural Gas | Boiler | A | Incremental Summer Peak Savings (MW) | Technical Potential | 0 | 0 | 0 | 0 | 0 | 0 | 0 | 0 | 0 | 0 | 0 | 0 | 0 | 0 | 0 | 0 | 0 | 0 | 0 | 0 | 0 | 0 | 0
F6_Industrial_Petroleum_Existing_Space Heating_Natural Gas_Boiler_A_Technical Potential | F6 | Industrial | Petroleum | Existing | Space Heating | Natural Gas | Boiler | A | Incremental Winter Peak Savings (MW) | Technical Potential | 0 | 0 | 0 | 0 | 0 | 0 | 0 | 0 | 0 | 0 | 0 | 0 | 0 | 0 | 0 | 0 | 0 | 0 | 0 | 0 | 0 | 0 | 0
F7_Industrial_Petroleum_Existing_Space Heating_Natural Gas_Boiler_A_Technical Potential | F7 | Industrial | Petroleum | Existing | Space Heating | Natural Gas | Boiler | A | Cumulative Energy Savings (MWh or mTherms) | Technical Potential | 0 | 0 | 0.014182 | 0.028233 | 0.042144 | 0.055907 | 0.069513 | 0.082958 | 0.096236 | 0.10934 | 0.12228 | 0.13503 | 0.14761 | 0.16001 | 0.17222 | 0.18426 | 0.19611 | 0.20779 | 0.21928 | 0.2306 | 0.24173 | 0.25269 | 0
F8_Industrial_Petroleum_Existing_Space Heating_Natural Gas_Boiler_A_Technical Potential | F8 | Industrial | Petroleum | Existing | Space Heating | Natural Gas | Boiler | A | Cumulative Summer Peak Savings (MW) | Technical Potential | 0 | 0 | 0 | 0 | 0 | 0 | 0 | 0 | 0 | 0 | 0 | 0 | 0 | 0 | 0 | 0 | 0 | 0 | 0 | 0 | 0 | 0 | 0
F9_Industrial_Petroleum_Existing_Space Heating_Natural Gas_Boiler_A_Technical Potential | F9 | Industrial | Petroleum | Existing | Space Heating | Natural Gas | Boiler | A | Cumulative Winter Peak Savings (MW) | Technical Potential | 0 | 0 | 0 | 0 | 0 | 0 | 0 | 0 | 0 | 0 | 0 | 0 | 0 | 0 | 0 | 0 | 0 | 0 | 0 | 0 | 0 | 0 | 0
F10_Industrial_Petroleum_Existing_Space Heating_Natural Gas_Boiler_A_Technical Potential | F10 | Industrial | Petroleum | Existing | Space Heating | Natural Gas | Boiler | A | Purchases (Incremental) | Technical Potential | 0 | 0 | 0.00093136 | 0.0009228 | 0.00091359 | 0.00090382 | 0.00089358 | 0.00088295 | 0.000872 | 0.00086077 | 0.00084934 | 0.00083774 | 0.00082601 | 0.0008142 | 0.00080233 | 0.00079044 | 0.00077854 | 0.00076667 | 0.00075483 | 0.00074305 | 0.00073134 | 0.00071972 | 0
F11_Industrial_Petroleum_Existing_Space Heating_Natural Gas_Boiler_A_Technical Potential | F11 | Industrial | Petroleum | Existing | Space Heating | Natural Gas | Boiler | A | Purchases (Cumulative) | Technical Potential | 0 | 0 | 0.00093136 | 0.0018542 | 0.0027678 | 0.0036716 | 0.0045652 | 0.0054481 | 0.0063201 | 0.0071809 | 0.0080302 | 0.008868 | 0.009694 | 0.010508 | 0.011311 | 0.012101 | 0.012879 | 0.013646 | 0.014401 | 0.015144 | 0.015875 | 0.016595 | 0
F1_Industrial_Petroleum_Existing_Space Heating_Natural Gas_Unit Heater_A_Technical Potential | F1 | Industrial | Petroleum | Existing | Space Heating | Natural Gas | Unit Heater | A | Integrated Unit Energy Savings (kWh or therms) | Technical Potential | 0 | 0 | 0 | 0 | 0 | 0 | 0 | 0 | 0 | 0 | 0 | 0 | 0 | 0 | 0 | 0 | 0 | 0 | 0 | 0 | 0 | 0 | 0
F2_Industrial_Petroleum_Existing_Space Heating_Natural Gas_Unit Heater_A_Technical Potential | F2 | Industrial | Petroleum | Existing | Space Heating | Natural Gas | Unit Heater | A | Integrated Unit Summer Peak Savings (kW) | Technical Potential | 0 | 0 | 0 | 0 | 0 | 0 | 0 | 0 | 0 | 0 | 0 | 0 | 0 | 0 | 0 | 0 | 0 | 0 | 0 | 0 | 0 | 0 | 0
F3_Industrial_Petroleum_Existing_Space Heating_Natural Gas_Unit Heater_A_Technical Potential | F3 | Industrial | Petroleum | Existing | Space Heating | Natural Gas | Unit Heater | A | Integrated Unit Winter Peak Savings (kW) | Technical Potential | 0 | 0 | 0 | 0 | 0 | 0 | 0 | 0 | 0 | 0 | 0 | 0 | 0 | 0 | 0 | 0 | 0 | 0 | 0 | 0 | 0 | 0 | 0
F4_Industrial_Petroleum_Existing_Space Heating_Natural Gas_Unit Heater_A_Technical Potential | F4 | Industrial | Petroleum | Existing | Space Heating | Natural Gas | Unit Heater | A | Incremental Energy Savings (MWh or mTherms) | Technical Potential | 0 | 0 | 0 | 0 | 0 | 0 | 0 | 0 | 0 | 0 | 0 | 0 | 0 | 0 | 0 | 0 | 0 | 0 | 0 | 0 | 0 | 0 | 0
F5_Industrial_Petroleum_Existing_Space Heating_Natural Gas_Unit Heater_A_Technical Potential | F5 | Industrial | Petroleum | Existing | Space Heating | Natural Gas | Unit Heater | A | Incremental Summer Peak Savings (MW) | Technical Potential | 0 | 0 | 0 | 0 | 0 | 0 | 0 | 0 | 0 | 0 | 0 | 0 | 0 | 0 | 0 | 0 | 0 | 0 | 0 | 0 | 0 | 0 | 0
F6_Industrial_Petroleum_Existing_Space Heating_Natural Gas_Unit Heater_A_Technical Potential | F6 | Industrial | Petroleum | Existing | Space Heating | Natural Gas | Unit Heater | A | Incremental Winter Peak Savings (MW) | Technical Potential | 0 | 0 | 0 | 0 | 0 | 0 | 0 | 0 | 0 | 0 | 0 | 0 | 0 | 0 | 0 | 0 | 0 | 0 | 0 | 0 | 0 | 0 | 0
F7_Industrial_Petroleum_Existing_Space Heating_Natural Gas_Unit Heater_A_Technical Potential | F7 | Industrial | Petroleum | Existing | Space Heating | Natural Gas | Unit Heater | A | Cumulative Energy Savings (MWh or mTherms) | Technical Potential | 0 | 0 | 0 | 0 | 0 | 0 | 0 | 0 | 0 | 0 | 0 | 0 | 0 | 0 | 0 | 0 | 0 | 0 | 0 | 0 | 0 | 0 | 0
F8_Industrial_Petroleum_Existing_Space Heating_Natural Gas_Unit Heater_A_Technical Potential | F8 | Industrial | Petroleum | Existing | Space Heating | Natural Gas | Unit Heater | A | Cumulative Summer Peak Savings (MW) | Technical Potential | 0 | 0 | 0 | 0 | 0 | 0 | 0 | 0 | 0 | 0 | 0 | 0 | 0 | 0 | 0 | 0 | 0 | 0 | 0 | 0 | 0 | 0 | 0
F9_Industrial_Petroleum_Existing_Space Heating_Natural Gas_Unit Heater_A_Technical Potential | F9 | Industrial | Petroleum | Existing | Space Heating | Natural Gas | Unit Heater | A | Cumulative Winter Peak Savings (MW) | Technical Potential | 0 | 0 | 0 | 0 | 0 | 0 | 0 | 0 | 0 | 0 | 0 | 0 | 0 | 0 | 0 | 0 | 0 | 0 | 0 | 0 | 0 | 0 | 0
F10_Industrial_Petroleum_Existing_Space Heating_Natural Gas_Unit Heater_A_Technical Potential | F10 | Industrial | Petroleum | Existing | Space Heating | Natural Gas | Unit Heater | A | Purchases (Incremental) | Technical Potential | 0 | 0 | 0 | 0 | 0 | 0 | 0 | 0 | 0 | 0 | 0 | 0 | 0 | 0 | 0 | 0 | 0 | 0 | 0 | 0 | 0 | 0 | 0
F11_Industrial_Petroleum_Existing_Space Heating_Natural Gas_Unit Heater_A_Technical Potential | F11 | Industrial | Petroleum | Existing | Space Heating | Natural Gas | Unit Heater | A | Purchases (Cumulative) | Technical Potential | 0 | 0 | 0 | 0 | 0 | 0 | 0 | 0 | 0 | 0 | 0 | 0 | 0 | 0 | 0 | 0 | 0 | 0 | 0 | 0 | 0 | 0 | 0
F1_Industrial_Petroleum_New_Space Heating_Natural Gas_Furnace_A_Technical Potential | F1 | Industrial | Petroleum | New | Space Heating | Natural Gas | Furnace | A | Integrated Unit Energy Savings (kWh or therms) | Technical Potential | 0 | 1443.5073 | 1443.5073 | 1443.5073 | 1443.5073 | 1443.5073 | 1443.5073 | 1443.5073 | 1443.5073 | 1443.5073 | 1443.5073 | 1443.5073 | 1443.5073 | 1443.5073 | 1443.5073 | 1443.5073 | 1443.5073 | 1443.5073 | 1443.5073 | 1443.5073 | 1443.5073 | 1443.5073 | 0
F2_Industrial_Petroleum_New_Space Heating_Natural Gas_Furnace_A_Technical Potential | F2 | Industrial | Petroleum | New | Space Heating | Natural Gas | Furnace | A | Integrated Unit Summer Peak Savings (kW) | Technical Potential | 0 | 0 | 0 | 0 | 0 | 0 | 0 | 0 | 0 | 0 | 0 | 0 | 0 | 0 | 0 | 0 | 0 | 0 | 0 | 0 | 0 | 0 | 0
F3_Industrial_Petroleum_New_Space Heating_Natural Gas_Furnace_A_Technical Potential | F3 | Industrial | Petroleum | New | Space Heating | Natural Gas | Furnace | A | Integrated Unit Winter Peak Savings (kW) | Technical Potential | 0 | 0 | 0 | 0 | 0 | 0 | 0 | 0 | 0 | 0 | 0 | 0 | 0 | 0 | 0 | 0 | 0 | 0 | 0 | 0 | 0 | 0 | 0
F4_Industrial_Petroleum_New_Space Heating_Natural Gas_Furnace_A_Technical Potential | F4 | Industrial | Petroleum | New | Space Heating | Natural Gas | Furnace | A | Incremental Energy Savings (MWh or mTherms) | Technical Potential | 0 | 0 | 0.00024587 | 0.0078355 | 0.0078162 | 0.0087608 | 0.0052761 | 0.0061249 | 0.0060477 | 0.0068027 | 0.0050666 | 0.0058273 | 0.00575 | 0.0066702 | 0.0045271 | 0.005502 | 0.0054979 | 0.0064002 | 0.0042275 | 0.0059993 | 0.0058155 | 0.0063457 | 0
F5_Industrial_Petroleum_New_Space Heating_Natural Gas_Furnace_A_Technical Potential | F5 | Industrial | Petroleum | New | Space Heating | Natural Gas | Furnace | A | Incremental Summer Peak Savings (MW) | Technical Potential | 0 | 0 | 0 | 0 | 0 | 0 | 0 | 0 | 0 | 0 | 0 | 0 | 0 | 0 | 0 | 0 | 0 | 0 | 0 | 0 | 0 | 0 | 0
F6_Industrial_Petroleum_New_Space Heating_Natural Gas_Furnace_A_Technical Potential | F6 | Industrial | Petroleum | New | Space Heating | Natural Gas | Furnace | A | Incremental Winter Peak Savings (MW) | Technical Potential | 0 | 0 | 0 | 0 | 0 | 0 | 0 | 0 | 0 | 0 | 0 | 0 | 0 | 0 | 0 | 0 | 0 | 0 | 0 | 0 | 0 | 0 | 0
F7_Industrial_Petroleum_New_Space Heating_Natural Gas_Furnace_A_Technical Potential | F7 | Industrial | Petroleum | New | Space Heating | Natural Gas | Furnace | A | Cumulative Energy Savings (MWh or mTherms) | Technical Potential | 0 | 0 | 0.00024587 | 0.0080814 | 0.015898 | 0.024658 | 0.029934 | 0.036059 | 0.042107 | 0.04891 | 0.053976 | 0.059804 | 0.065554 | 0.072224 | 0.076751 | 0.082253 | 0.087751 | 0.094151 | 0.098378 | 0.10438 | 0.11019 | 0.11654 | 0
F8_Industrial_Petroleum_New_Space Heating_Natural Gas_Furnace_A_Technical Potential | F8 | Industrial | Petroleum | New | Space Heating | Natural Gas | Furnace | A | Cumulative Summer Peak Savings (MW) | Technical Potential | 0 | 0 | 0 | 0 | 0 | 0 | 0 | 0 | 0 | 0 | 0 | 0 | 0 | 0 | 0 | 0 | 0 | 0 | 0 | 0 | 0 | 0 | 0
F9_Industrial_Petroleum_New_Space Heating_Natural Gas_Furnace_A_Technical Potential | F9 | Industrial | Petroleum | New | Space Heating | Natural Gas | Furnace | A | Cumulative Winter Peak Savings (MW) | Technical Potential | 0 | 0 | 0 | 0 | 0 | 0 | 0 | 0 | 0 | 0 | 0 | 0 | 0 | 0 | 0 | 0 | 0 | 0 | 0 | 0 | 0 | 0 | 0
F10_Industrial_Petroleum_New_Space Heating_Natural Gas_Furnace_A_Technical Potential | F10 | Industrial | Petroleum | New | Space Heating | Natural Gas | Furnace | A | Purchases (Incremental) | Technical Potential | 0 | 0 | 0.00017033 | 0.0054281 | 0.0054148 | 0.0060691 | 0.0036551 | 0.004243 | 0.0041896 | 0.0047126 | 0.0035099 | 0.0040369 | 0.0039834 | 0.0046208 | 0.0031362 | 0.0038116 | 0.0038087 | 0.0044338 | 0.0029287 | 0.004156 | 0.0040287 | 0.0043961 | 0
F11_Industrial_Petroleum_New_Space Heating_Natural Gas_Furnace_A_Technical Potential | F11 | Industrial | Petroleum | New | Space Heating | Natural Gas | Furnace | A | Purchases (Cumulative) | Technical Potential | 0 | 0 | 0.00017033 | 0.0055984 | 0.011013 | 0.017082 | 0.020737 | 0.02498 | 0.02917 | 0.033883 | 0.037392 | 0.041429 | 0.045413 | 0.050034 | 0.05317 | 0.056981 | 0.06079 | 0.065224 | 0.068152 | 0.072308 | 0.076337 | 0.080733 | 0
F1_Industrial_Petroleum_New_Space Heating_Natural Gas_Boiler_A_Technical Potential | F1 | Industrial | Petroleum | New | Space Heating | Natural Gas | Boiler | A | Integrated Unit Energy Savings (kWh or therms) | Technical Potential | 0 | 15225.431 | 15225.431 | 15225.431 | 15225.431 | 15225.431 | 15225.431 | 15225.431 | 15225.431 | 15225.431 | 15225.431 | 15225.431 | 15225.431 | 15225.431 | 15225.431 | 15225.431 | 15225.431 | 15225.431 | 15225.431 | 15225.431 | 15225.431 | 15225.431 | 0
F2_Industrial_Petroleum_New_Space Heating_Natural Gas_Boiler_A_Technical Potential | F2 | Industrial | Petroleum | New | Space Heating | Natural Gas | Boiler | A | Integrated Unit Summer Peak Savings (kW) | Technical Potential | 0 | 0 | 0 | 0 | 0 | 0 | 0 | 0 | 0 | 0 | 0 | 0 | 0 | 0 | 0 | 0 | 0 | 0 | 0 | 0 | 0 | 0 | 0
F3_Industrial_Petroleum_New_Space Heating_Natural Gas_Boiler_A_Technical Potential | F3 | Industrial | Petroleum | New | Space Heating | Natural Gas | Boiler | A | Integrated Unit Winter Peak Savings (kW) | Technical Potential | 0 | 0 | 0 | 0 | 0 | 0 | 0 | 0 | 0 | 0 | 0 | 0 | 0 | 0 | 0 | 0 | 0 | 0 | 0 | 0 | 0 | 0 | 0
F4_Industrial_Petroleum_New_Space Heating_Natural Gas_Boiler_A_Technical Potential | F4 | Industrial | Petroleum | New | Space Heating | Natural Gas | Boiler | A | Incremental Energy Savings (MWh or mTherms) | Technical Potential | 0 | 0 | 0.00059983 | 0.019116 | 0.019069 | 0.021373 | 0.012872 | 0.014942 | 0.014754 | 0.016596 | 0.012361 | 0.014216 | 0.014028 | 0.016273 | 0.011044 | 0.013423 | 0.013413 | 0.015614 | 0.010314 | 0.012709 | 0.012363 | 0.012326 | 0
F5_Industrial_Petroleum_New_Space Heating_Natural Gas_Boiler_A_Technical Potential | F5 | Industrial | Petroleum | New | Space Heating | Natural Gas | Boiler | A | Incremental Summer Peak Savings (MW) | Technical Potential | 0 | 0 | 0 | 0 | 0 | 0 | 0 | 0 | 0 | 0 | 0 | 0 | 0 | 0 | 0 | 0 | 0 | 0 | 0 | 0 | 0 | 0 | 0
F6_Industrial_Petroleum_New_Space Heating_Natural Gas_Boiler_A_Technical Potential | F6 | Industrial | Petroleum | New | Space Heating | Natural Gas | Boiler | A | Incremental Winter Peak Savings (MW) | Technical Potential | 0 | 0 | 0 | 0 | 0 | 0 | 0 | 0 | 0 | 0 | 0 | 0 | 0 | 0 | 0 | 0 | 0 | 0 | 0 | 0 | 0 | 0 | 0
F7_Industrial_Petroleum_New_Space Heating_Natural Gas_Boiler_A_Technical Potential | F7 | Industrial | Petroleum | New | Space Heating | Natural Gas | Boiler | A | Cumulative Energy Savings (MWh or mTherms) | Technical Potential | 0 | 0 | 0.00059983 | 0.019715 | 0.038784 | 0.060157 | 0.073029 | 0.087971 | 0.10273 | 0.11932 | 0.13168 | 0.1459 | 0.15993 | 0.1762 | 0.18724 | 0.20067 | 0.21408 | 0.22969 | 0.24001 | 0.25271 | 0.26508 | 0.2774 | 0
F8_Industrial_Petroleum_New_Space Heating_Natural Gas_Boiler_A_Technical Potential | F8 | Industrial | Petroleum | New | Space Heating | Natural Gas | Boiler | A | Cumulative Summer Peak Savings (MW) | Technical Potential | 0 | 0 | 0 | 0 | 0 | 0 | 0 | 0 | 0 | 0 | 0 | 0 | 0 | 0 | 0 | 0 | 0 | 0 | 0 | 0 | 0 | 0 | 0
F9_Industrial_Petroleum_New_Space Heating_Natural Gas_Boiler_A_Technical Potential | F9 | Industrial | Petroleum | New | Space Heating | Natural Gas | Boiler | A | Cumulative Winter Peak Savings (MW) | Technical Potential | 0 | 0 | 0 | 0 | 0 | 0 | 0 | 0 | 0 | 0 | 0 | 0 | 0 | 0 | 0 | 0 | 0 | 0 | 0 | 0 | 0 | 0 | 0
F10_Industrial_Petroleum_New_Space Heating_Natural Gas_Boiler_A_Technical Potential | F10 | Industrial | Petroleum | New | Space Heating | Natural Gas | Boiler | A | Purchases (Incremental) | Technical Potential | 0 | 0 | 3.9397e-05 | 0.0012555 | 0.0012524 | 0.0014038 | 0.00084541 | 0.0009814 | 0.00096904 | 0.00109 | 0.00081184 | 0.00093373 | 0.00092134 | 0.0010688 | 0.00072539 | 0.00088161 | 0.00088094 | 0.0010255 | 0.00067739 | 0.00083471 | 0.00081198 | 0.00080958 | 0
F11_Industrial_Petroleum_New_Space Heating_Natural Gas_Boiler_A_Technical Potential | F11 | Industrial | Petroleum | New | Space Heating | Natural Gas | Boiler | A | Purchases (Cumulative) | Technical Potential | 0 | 0 | 3.9397e-05 | 0.0012949 | 0.0025473 | 0.0039511 | 0.0047965 | 0.0057779 | 0.0067469 | 0.007837 | 0.0086488 | 0.0095825 | 0.010504 | 0.011573 | 0.012298 | 0.01318 | 0.014061 | 0.015086 | 0.015764 | 0.016598 | 0.01741 | 0.01822 | 0
F1_Industrial_Petroleum_New_Space Heating_Natural Gas_Unit Heater_A_Technical Potential | F1 | Industrial | Petroleum | New | Space Heating | Natural Gas | Unit Heater | A | Integrated Unit Energy Savings (kWh or therms) | Technical Potential | 0 | 0 | 0 | 0 | 0 | 0 | 0 | 0 | 0 | 0 | 0 | 0 | 0 | 0 | 0 | 0 | 0 | 0 | 0 | 0 | 0 | 0 | 0
F2_Industrial_Petroleum_New_Space Heating_Natural Gas_Unit Heater_A_Technical Potential | F2 | Industrial | Petroleum | New | Space Heating | Natural Gas | Unit Heater | A | Integrated Unit Summer Peak Savings (kW) | Technical Potential | 0 | 0 | 0 | 0 | 0 | 0 | 0 | 0 | 0 | 0 | 0 | 0 | 0 | 0 | 0 | 0 | 0 | 0 | 0 | 0 | 0 | 0 | 0
F3_Industrial_Petroleum_New_Space Heating_Natural Gas_Unit Heater_A_Technical Potential | F3 | Industrial | Petroleum | New | Space Heating | Natural Gas | Unit Heater | A | Integrated Unit Winter Peak Savings (kW) | Technical Potential | 0 | 0 | 0 | 0 | 0 | 0 | 0 | 0 | 0 | 0 | 0 | 0 | 0 | 0 | 0 | 0 | 0 | 0 | 0 | 0 | 0 | 0 | 0
F4_Industrial_Petroleum_New_Space Heating_Natural Gas_Unit Heater_A_Technical Potential | F4 | Industrial | Petroleum | New | Space Heating | Natural Gas | Unit Heater | A | Incremental Energy Savings (MWh or mTherms) | Technical Potential | 0 | 0 | 0 | 0 | 0 | 0 | 0 | 0 | 0 | 0 | 0 | 0 | 0 | 0 | 0 | 0 | 0 | 0 | 0 | 0 | 0 | 0 | 0
F5_Industrial_Petroleum_New_Space Heating_Natural Gas_Unit Heater_A_Technical Potential | F5 | Industrial | Petroleum | New | Space Heating | Natural Gas | Unit Heater | A | Incremental Summer Peak Savings (MW) | Technical Potential | 0 | 0 | 0 | 0 | 0 | 0 | 0 | 0 | 0 | 0 | 0 | 0 | 0 | 0 | 0 | 0 | 0 | 0 | 0 | 0 | 0 | 0 | 0
F6_Industrial_Petroleum_New_Space Heating_Natural Gas_Unit Heater_A_Technical Potential | F6 | Industrial | Petroleum | New | Space Heating | Natural Gas | Unit Heater | A | Incremental Winter Peak Savings (MW) | Technical Potential | 0 | 0 | 0 | 0 | 0 | 0 | 0 | 0 | 0 | 0 | 0 | 0 | 0 | 0 | 0 | 0 | 0 | 0 | 0 | 0 | 0 | 0 | 0
F7_Industrial_Petroleum_New_Space Heating_Natural Gas_Unit Heater_A_Technical Potential | F7 | Industrial | Petroleum | New | Space Heating | Natural Gas | Unit Heater | A | Cumulative Energy Savings (MWh or mTherms) | Technical Potential | 0 | 0 | 0 | 0 | 0 | 0 | 0 | 0 | 0 | 0 | 0 | 0 | 0 | 0 | 0 | 0 | 0 | 0 | 0 | 0 | 0 | 0 | 0
F8_Industrial_Petroleum_New_Space Heating_Natural Gas_Unit Heater_A_Technical Potential | F8 | Industrial | Petroleum | New | Space Heating | Natural Gas | Unit Heater | A | Cumulative Summer Peak Savings (MW) | Technical Potential | 0 | 0 | 0 | 0 | 0 | 0 | 0 | 0 | 0 | 0 | 0 | 0 | 0 | 0 | 0 | 0 | 0 | 0 | 0 | 0 | 0 | 0 | 0
F9_Industrial_Petroleum_New_Space Heating_Natural Gas_Unit Heater_A_Technical Potential | F9 | Industrial | Petroleum | New | Space Heating | Natural Gas | Unit Heater | A | Cumulative Winter Peak Savings (MW) | Technical Potential | 0 | 0 | 0 | 0 | 0 | 0 | 0 | 0 | 0 | 0 | 0 | 0 | 0 | 0 | 0 | 0 | 0 | 0 | 0 | 0 | 0 | 0 | 0
F10_Industrial_Petroleum_New_Space Heating_Natural Gas_Unit Heater_A_Technical Potential | F10 | Industrial | Petroleum | New | Space Heating | Natural Gas | Unit Heater | A | Purchases (Incremental) | Technical Potential | 0 | 0 | 0 | 0 | 0 | 0 | 0 | 0 | 0 | 0 | 0 | 0 | 0 | 0 | 0 | 0 | 0 | 0 | 0 | 0 | 0 | 0 | 0
F11_Industrial_Petroleum_New_Space Heating_Natural Gas_Unit Heater_A_Technical Potential | F11 | Industrial | Petroleum | New | Space Heating | Natural Gas | Unit Heater | A | Purchases (Cumulative) | Technical Potential | 0 | 0 | 0 | 0 | 0 | 0 | 0 | 0 | 0 | 0 | 0 | 0 | 0 | 0 | 0 | 0 | 0 | 0 | 0 | 0 | 0 | 0 | 0
F1_Industrial_Paper and Printing_Existing_Space Heating_Natural Gas_Furnace_A_Technical Potential | F1 | Industrial | Paper and Printing | Existing | Space Heating | Natural Gas | Furnace | A | Integrated Unit Energy Savings (kWh or therms) | Technical Potential | 0 | 1443.5459 | 1443.5459 | 1443.5459 | 1443.5459 | 1443.5459 | 1443.5459 | 1443.5459 | 1443.5459 | 1443.5459 | 1443.5459 | 1443.5459 | 1443.5459 | 1443.5459 | 1443.5459 | 1443.5459 | 1443.5459 | 1443.5459 | 1443.5459 | 1443.5459 | 1443.5459 | 1443.5459 | 0
F2_Industrial_Paper and Printing_Existing_Space Heating_Natural Gas_Furnace_A_Technical Potential | F2 | Industrial | Paper and Printing | Existing | Space Heating | Natural Gas | Furnace | A | Integrated Unit Summer Peak Savings (kW) | Technical Potential | 0 | 0 | 0 | 0 | 0 | 0 | 0 | 0 | 0 | 0 | 0 | 0 | 0 | 0 | 0 | 0 | 0 | 0 | 0 | 0 | 0 | 0 | 0
F3_Industrial_Paper and Printing_Existing_Space Heating_Natural Gas_Furnace_A_Technical Potential | F3 | Industrial | Paper and Printing | Existing | Space Heating | Natural Gas | Furnace | A | Integrated Unit Winter Peak Savings (kW) | Technical Potential | 0 | 0 | 0 | 0 | 0 | 0 | 0 | 0 | 0 | 0 | 0 | 0 | 0 | 0 | 0 | 0 | 0 | 0 | 0 | 0 | 0 | 0 | 0
F4_Industrial_Paper and Printing_Existing_Space Heating_Natural Gas_Furnace_A_Technical Potential | F4 | Industrial | Paper and Printing | Existing | Space Heating | Natural Gas | Furnace | A | Incremental Energy Savings (MWh or mTherms) | Technical Potential | 0 | 0 | 0.032586 | 0.033895 | 0.035041 | 0.036037 | 0.036896 | 0.037629 | 0.038247 | 0.038759 | 0.039174 | 0.039501 | 0.036537 | 0.033795 | 0.031258 | 0.028912 | 0.026742 | 0.024735 | 0.022879 | 0.022911 | 0.022993 | 0.023113 | 0
F5_Industrial_Paper and Printing_Existing_Space Heating_Natural Gas_Furnace_A_Technical Potential | F5 | Industrial | Paper and Printing | Existing | Space Heating | Natural Gas | Furnace | A | Incremental Summer Peak Savings (MW) | Technical Potential | 0 | 0 | 0 | 0 | 0 | 0 | 0 | 0 | 0 | 0 | 0 | 0 | 0 | 0 | 0 | 0 | 0 | 0 | 0 | 0 | 0 | 0 | 0
F6_Industrial_Paper and Printing_Existing_Space Heating_Natural Gas_Furnace_A_Technical Potential | F6 | Industrial | Paper and Printing | Existing | Space Heating | Natural Gas | Furnace | A | Incremental Winter Peak Savings (MW) | Technical Potential | 0 | 0 | 0 | 0 | 0 | 0 | 0 | 0 | 0 | 0 | 0 | 0 | 0 | 0 | 0 | 0 | 0 | 0 | 0 | 0 | 0 | 0 | 0
F7_Industrial_Paper and Printing_Existing_Space Heating_Natural Gas_Furnace_A_Technical Potential | F7 | Industrial | Paper and Printing | Existing | Space Heating | Natural Gas | Furnace | A | Cumulative Energy Savings (MWh or mTherms) | Technical Potential | 0 | 0 | 0.032586 | 0.066481 | 0.10152 | 0.13756 | 0.17446 | 0.21208 | 0.25033 | 0.28909 | 0.32827 | 0.36777 | 0.4043 | 0.4381 | 0.46936 | 0.49827 | 0.52501 | 0.54975 | 0.57263 | 0.59554 | 0.61853 | 0.64164 | 0
F8_Industrial_Paper and Printing_Existing_Space Heating_Natural Gas_Furnace_A_Technical Potential | F8 | Industrial | Paper and Printing | Existing | Space Heating | Natural Gas | Furnace | A | Cumulative Summer Peak Savings (MW) | Technical Potential | 0 | 0 | 0 | 0 | 0 | 0 | 0 | 0 | 0 | 0 | 0 | 0 | 0 | 0 | 0 | 0 | 0 | 0 | 0 | 0 | 0 | 0 | 0
F9_Industrial_Paper and Printing_Existing_Space Heating_Natural Gas_Furnace_A_Technical Potential | F9 | Industrial | Paper and Printing | Existing | Space Heating | Natural Gas | Furnace | A | Cumulative Winter Peak Savings (MW) | Technical Potential | 0 | 0 | 0 | 0 | 0 | 0 | 0 | 0 | 0 | 0 | 0 | 0 | 0 | 0 | 0 | 0 | 0 | 0 | 0 | 0 | 0 | 0 | 0
F10_Industrial_Paper and Printing_Existing_Space Heating_Natural Gas_Furnace_A_Technical Potential | F10 | Industrial | Paper and Printing | Existing | Space Heating | Natural Gas | Furnace | A | Purchases (Incremental) | Technical Potential | 0 | 0 | 0.022574 | 0.02348 | 0.024274 | 0.024964 | 0.025559 | 0.026067 | 0.026495 | 0.02685 | 0.027138 | 0.027364 | 0.02531 | 0.023411 | 0.021654 | 0.020029 | 0.018526 | 0.017135 | 0.015849 | 0.015871 | 0.015928 | 0.016012 | 0
F11_Industrial_Paper and Printing_Existing_Space Heating_Natural Gas_Furnace_A_Technical Potential | F11 | Industrial | Paper and Printing | Existing | Space Heating | Natural Gas | Furnace | A | Purchases (Cumulative) | Technical Potential | 0 | 0 | 0.022574 | 0.046054 | 0.070328 | 0.095292 | 0.12085 | 0.14692 | 0.17341 | 0.20026 | 0.2274 | 0.25477 | 0.28008 | 0.30349 | 0.32514 | 0.34517 | 0.3637 | 0.38083 | 0.39668 | 0.41255 | 0.42848 | 0.44449 | 0
F1_Industrial_Paper and Printing_Existing_Space Heating_Natural Gas_Boiler_A_Technical Potential | F1 | Industrial | Paper and Printing | Existing | Space Heating | Natural Gas | Boiler | A | Integrated Unit Energy Savings (kWh or therms) | Technical Potential | 0 | 15226.9124 | 15226.9124 | 15226.9124 | 15226.9124 | 15226.9124 | 15226.9124 | 15226.9124 | 15226.9124 | 15226.9124 | 15226.9124 | 15226.9124 | 15226.9124 | 15226.9124 | 15226.9124 | 15226.9124 | 15226.9124 | 15226.9124 | 15226.9124 | 15226.9124 | 15226.9124 | 15226.9124 | 0
F2_Industrial_Paper and Printing_Existing_Space Heating_Natural Gas_Boiler_A_Technical Potential | F2 | Industrial | Paper and Printing | Existing | Space Heating | Natural Gas | Boiler | A | Integrated Unit Summer Peak Savings (kW) | Technical Potential | 0 | 0 | 0 | 0 | 0 | 0 | 0 | 0 | 0 | 0 | 0 | 0 | 0 | 0 | 0 | 0 | 0 | 0 | 0 | 0 | 0 | 0 | 0
F3_Industrial_Paper and Printing_Existing_Space Heating_Natural Gas_Boiler_A_Technical Potential | F3 | Industrial | Paper and Printing | Existing | Space Heating | Natural Gas | Boiler | A | Integrated Unit Winter Peak Savings (kW) | Technical Potential | 0 | 0 | 0 | 0 | 0 | 0 | 0 | 0 | 0 | 0 | 0 | 0 | 0 | 0 | 0 | 0 | 0 | 0 | 0 | 0 | 0 | 0 | 0
F4_Industrial_Paper and Printing_Existing_Space Heating_Natural Gas_Boiler_A_Technical Potential | F4 | Industrial | Paper and Printing | Existing | Space Heating | Natural Gas | Boiler | A | Incremental Energy Savings (MWh or mTherms) | Technical Potential | 0 | 0 | 0.087217 | 0.086415 | 0.085553 | 0.084638 | 0.083679 | 0.082684 | 0.081658 | 0.080607 | 0.079536 | 0.07845 | 0.077352 | 0.076245 | 0.075134 | 0.07402 | 0.072906 | 0.071794 | 0.070686 | 0.069583 | 0.068486 | 0.067398 | 0
F5_Industrial_Paper and Printing_Existing_Space Heating_Natural Gas_Boiler_A_Technical Potential | F5 | Industrial | Paper and Printing | Existing | Space Heating | Natural Gas | Boiler | A | Incremental Summer Peak Savings (MW) | Technical Potential | 0 | 0 | 0 | 0 | 0 | 0 | 0 | 0 | 0 | 0 | 0 | 0 | 0 | 0 | 0 | 0 | 0 | 0 | 0 | 0 | 0 | 0 | 0
F6_Industrial_Paper and Printing_Existing_Space Heating_Natural Gas_Boiler_A_Technical Potential | F6 | Industrial | Paper and Printing | Existing | Space Heating | Natural Gas | Boiler | A | Incremental Winter Peak Savings (MW) | Technical Potential | 0 | 0 | 0 | 0 | 0 | 0 | 0 | 0 | 0 | 0 | 0 | 0 | 0 | 0 | 0 | 0 | 0 | 0 | 0 | 0 | 0 | 0 | 0
F7_Industrial_Paper and Printing_Existing_Space Heating_Natural Gas_Boiler_A_Technical Potential | F7 | Industrial | Paper and Printing | Existing | Space Heating | Natural Gas | Boiler | A | Cumulative Energy Savings (MWh or mTherms) | Technical Potential | 0 | 0 | 0.087217 | 0.17363 | 0.25919 | 0.34382 | 0.4275 | 0.51019 | 0.59184 | 0.67245 | 0.75199 | 0.83044 | 0.90779 | 0.98403 | 1.0592 | 1.1332 | 1.2061 | 1.2779 | 1.3486 | 1.4182 | 1.4866 | 1.554 | 0
F8_Industrial_Paper and Printing_Existing_Space Heating_Natural Gas_Boiler_A_Technical Potential | F8 | Industrial | Paper and Printing | Existing | Space Heating | Natural Gas | Boiler | A | Cumulative Summer Peak Savings (MW) | Technical Potential | 0 | 0 | 0 | 0 | 0 | 0 | 0 | 0 | 0 | 0 | 0 | 0 | 0 | 0 | 0 | 0 | 0 | 0 | 0 | 0 | 0 | 0 | 0
F9_Industrial_Paper and Printing_Existing_Space Heating_Natural Gas_Boiler_A_Technical Potential | F9 | Industrial | Paper and Printing | Existing | Space Heating | Natural Gas | Boiler | A | Cumulative Winter Peak Savings (MW) | Technical Potential | 0 | 0 | 0 | 0 | 0 | 0 | 0 | 0 | 0 | 0 | 0 | 0 | 0 | 0 | 0 | 0 | 0 | 0 | 0 | 0 | 0 | 0 | 0
F10_Industrial_Paper and Printing_Existing_Space Heating_Natural Gas_Boiler_A_Technical Potential | F10 | Industrial | Paper and Printing | Existing | Space Heating | Natural Gas | Boiler | A | Purchases (Incremental) | Technical Potential | 0 | 0 | 0.0057278 | 0.0056752 | 0.0056185 | 0.0055584 | 0.0054955 | 0.0054301 | 0.0053627 | 0.0052937 | 0.0052234 | 0.005152 | 0.0050799 | 0.0050073 | 0.0049343 | 0.0048611 | 0.004788 | 0.0047149 | 0.0046422 | 0.0045697 | 0.0044977 | 0.0044262 | 0
F11_Industrial_Paper and Printing_Existing_Space Heating_Natural Gas_Boiler_A_Technical Potential | F11 | Industrial | Paper and Printing | Existing | Space Heating | Natural Gas | Boiler | A | Purchases (Cumulative) | Technical Potential | 0 | 0 | 0.0057278 | 0.011403 | 0.017022 | 0.02258 | 0.028075 | 0.033506 | 0.038868 | 0.044162 | 0.049385 | 0.054537 | 0.059617 | 0.064625 | 0.069559 | 0.07442 | 0.079208 | 0.083923 | 0.088565 | 0.093135 | 0.097633 | 0.10206 | 0
F1_Industrial_Paper and Printing_Existing_Space Heating_Natural Gas_Unit Heater_A_Technical Potential | F1 | Industrial | Paper and Printing | Existing | Space Heating | Natural Gas | Unit Heater | A | Integrated Unit Energy Savings (kWh or therms) | Technical Potential | 0 | 43660.7244 | 43660.7244 | 43660.7244 | 43660.7244 | 43660.7244 | 43660.7244 | 43660.7244 | 43660.7244 | 43660.7244 | 43660.7244 | 43660.7244 | 43660.7244 | 43660.7244 | 43660.7244 | 43660.7244 | 43660.7244 | 43660.7244 | 43660.7244 | 43660.7244 | 43660.7244 | 43660.7244 | 0
F2_Industrial_Paper and Printing_Existing_Space Heating_Natural Gas_Unit Heater_A_Technical Potential | F2 | Industrial | Paper and Printing | Existing | Space Heating | Natural Gas | Unit Heater | A | Integrated Unit Summer Peak Savings (kW) | Technical Potential | 0 | 0 | 0 | 0 | 0 | 0 | 0 | 0 | 0 | 0 | 0 | 0 | 0 | 0 | 0 | 0 | 0 | 0 | 0 | 0 | 0 | 0 | 0
F3_Industrial_Paper and Printing_Existing_Space Heating_Natural Gas_Unit Heater_A_Technical Potential | F3 | Industrial | Paper and Printing | Existing | Space Heating | Natural Gas | Unit Heater | A | Integrated Unit Winter Peak Savings (kW) | Technical Potential | 0 | 0 | 0 | 0 | 0 | 0 | 0 | 0 | 0 | 0 | 0 | 0 | 0 | 0 | 0 | 0 | 0 | 0 | 0 | 0 | 0 | 0 | 0
F4_Industrial_Paper and Printing_Existing_Space Heating_Natural Gas_Unit Heater_A_Technical Potential | F4 | Industrial | Paper and Printing | Existing | Space Heating | Natural Gas | Unit Heater | A | Incremental Energy Savings (MWh or mTherms) | Technical Potential | 0 | 0 | 0.013014 | 0.024817 | 0.039454 | 0.05648 | 0.075498 | 0.096159 | 0.11815 | 0.14121 | 0.16119 | 0.17844 | 0.19401 | 0.20865 | 0.2229 | 0.2371 | 0.25149 | 0.2361 | 0.22554 | 0.21917 | 0.21646 | 0.21625 | 0
F5_Industrial_Paper and Printing_Existing_Space Heating_Natural Gas_Unit Heater_A_Technical Potential | F5 | Industrial | Paper and Printing | Existing | Space Heating | Natural Gas | Unit Heater | A | Incremental Summer Peak Savings (MW) | Technical Potential | 0 | 0 | 0 | 0 | 0 | 0 | 0 | 0 | 0 | 0 | 0 | 0 | 0 | 0 | 0 | 0 | 0 | 0 | 0 | 0 | 0 | 0 | 0
F6_Industrial_Paper and Printing_Existing_Space Heating_Natural Gas_Unit Heater_A_Technical Potential | F6 | Industrial | Paper and Printing | Existing | Space Heating | Natural Gas | Unit Heater | A | Incremental Winter Peak Savings (MW) | Technical Potential | 0 | 0 | 0 | 0 | 0 | 0 | 0 | 0 | 0 | 0 | 0 | 0 | 0 | 0 | 0 | 0 | 0 | 0 | 0 | 0 | 0 | 0 | 0
F7_Industrial_Paper and Printing_Existing_Space Heating_Natural Gas_Unit Heater_A_Technical Potential | F7 | Industrial | Paper and Printing | Existing | Space Heating | Natural Gas | Unit Heater | A | Cumulative Energy Savings (MWh or mTherms) | Technical Potential | 0 | 0 | 0.013014 | 0.037831 | 0.077285 | 0.13377 | 0.20926 | 0.30542 | 0.42358 | 0.56478 | 0.72597 | 0.90441 | 1.0984 | 1.3071 | 1.517 | 1.7292 | 1.9413 | 2.1209 | 2.2709 | 2.3939 | 2.4923 | 2.5673 | 0
F8_Industrial_Paper and Printing_Existing_Space Heating_Natural Gas_Unit Heater_A_Technical Potential | F8 | Industrial | Paper and Printing | Existing | Space Heating | Natural Gas | Unit Heater | A | Cumulative Summer Peak Savings (MW) | Technical Potential | 0 | 0 | 0 | 0 | 0 | 0 | 0 | 0 | 0 | 0 | 0 | 0 | 0 | 0 | 0 | 0 | 0 | 0 | 0 | 0 | 0 | 0 | 0
F9_Industrial_Paper and Printing_Existing_Space Heating_Natural Gas_Unit Heater_A_Technical Potential | F9 | Industrial | Paper and Printing | Existing | Space Heating | Natural Gas | Unit Heater | A | Cumulative Winter Peak Savings (MW) | Technical Potential | 0 | 0 | 0 | 0 | 0 | 0 | 0 | 0 | 0 | 0 | 0 | 0 | 0 | 0 | 0 | 0 | 0 | 0 | 0 | 0 | 0 | 0 | 0
F10_Industrial_Paper and Printing_Existing_Space Heating_Natural Gas_Unit Heater_A_Technical Potential | F10 | Industrial | Paper and Printing | Existing | Space Heating | Natural Gas | Unit Heater | A | Purchases (Incremental) | Technical Potential | 0 | 0 | 0.00029808 | 0.0005684 | 0.00090366 | 0.0012936 | 0.0017292 | 0.0022024 | 0.0027062 | 0.0032342 | 0.0036919 | 0.0040869 | 0.0044435 | 0.0047789 | 0.0051052 | 0.0054305 | 0.0057602 | 0.0054076 | 0.0051656 | 0.0050199 | 0.0049577 | 0.0049529 | 0
F11_Industrial_Paper and Printing_Existing_Space Heating_Natural Gas_Unit Heater_A_Technical Potential | F11 | Industrial | Paper and Printing | Existing | Space Heating | Natural Gas | Unit Heater | A | Purchases (Cumulative) | Technical Potential | 0 | 0 | 0.00029808 | 0.00086647 | 0.0017701 | 0.0030637 | 0.004793 | 0.0069954 | 0.0097015 | 0.012936 | 0.016628 | 0.020715 | 0.025158 | 0.029937 | 0.034744 | 0.039606 | 0.044463 | 0.048577 | 0.052013 | 0.054831 | 0.057082 | 0.058801 | 0
F1_Industrial_Paper and Printing_New_Space Heating_Natural Gas_Furnace_A_Technical Potential | F1 | Industrial | Paper and Printing | New | Space Heating | Natural Gas | Furnace | A | Integrated Unit Energy Savings (kWh or therms) | Technical Potential | 0 | 1443.5073 | 1443.5073 | 1443.5073 | 1443.5073 | 1443.5073 | 1443.5073 | 1443.5073 | 1443.5073 | 1443.5073 | 1443.5073 | 1443.5073 | 1443.5073 | 1443.5073 | 1443.5073 | 1443.5073 | 1443.5073 | 1443.5073 | 1443.5073 | 1443.5073 | 1443.5073 | 1443.5073 | 0
F2_Industrial_Paper and Printing_New_Space Heating_Natural Gas_Furnace_A_Technical Potential | F2 | Industrial | Paper and Printing | New | Space Heating | Natural Gas | Furnace | A | Integrated Unit Summer Peak Savings (kW) | Technical Potential | 0 | 0 | 0 | 0 | 0 | 0 | 0 | 0 | 0 | 0 | 0 | 0 | 0 | 0 | 0 | 0 | 0 | 0 | 0 | 0 | 0 | 0 | 0
F3_Industrial_Paper and Printing_New_Space Heating_Natural Gas_Furnace_A_Technical Potential | F3 | Industrial | Paper and Printing | New | Space Heating | Natural Gas | Furnace | A | Integrated Unit Winter Peak Savings (kW) | Technical Potential | 0 | 0 | 0 | 0 | 0 | 0 | 0 | 0 | 0 | 0 | 0 | 0 | 0 | 0 | 0 | 0 | 0 | 0 | 0 | 0 | 0 | 0 | 0
F4_Industrial_Paper and Printing_New_Space Heating_Natural Gas_Furnace_A_Technical Potential | F4 | Industrial | Paper and Printing | New | Space Heating | Natural Gas | Furnace | A | Incremental Energy Savings (MWh or mTherms) | Technical Potential | 0 | 0 | 0.0015121 | 0.048188 | 0.048069 | 0.053878 | 0.032448 | 0.037667 | 0.037193 | 0.041836 | 0.031159 | 0.035837 | 0.035362 | 0.041021 | 0.027841 | 0.033837 | 0.033811 | 0.039361 | 0.025999 | 0.036895 | 0.035765 | 0.039026 | 0
F5_Industrial_Paper and Printing_New_Space Heating_Natural Gas_Furnace_A_Technical Potential | F5 | Industrial | Paper and Printing | New | Space Heating | Natural Gas | Furnace | A | Incremental Summer Peak Savings (MW) | Technical Potential | 0 | 0 | 0 | 0 | 0 | 0 | 0 | 0 | 0 | 0 | 0 | 0 | 0 | 0 | 0 | 0 | 0 | 0 | 0 | 0 | 0 | 0 | 0
F6_Industrial_Paper and Printing_New_Space Heating_Natural Gas_Furnace_A_Technical Potential | F6 | Industrial | Paper and Printing | New | Space Heating | Natural Gas | Furnace | A | Incremental Winter Peak Savings (MW) | Technical Potential | 0 | 0 | 0 | 0 | 0 | 0 | 0 | 0 | 0 | 0 | 0 | 0 | 0 | 0 | 0 | 0 | 0 | 0 | 0 | 0 | 0 | 0 | 0
F7_Industrial_Paper and Printing_New_Space Heating_Natural Gas_Furnace_A_Technical Potential | F7 | Industrial | Paper and Printing | New | Space Heating | Natural Gas | Furnace | A | Cumulative Energy Savings (MWh or mTherms) | Technical Potential | 0 | 0 | 0.0015121 | 0.0497 | 0.097769 | 0.15165 | 0.1841 | 0.22176 | 0.25896 | 0.30079 | 0.33195 | 0.36779 | 0.40315 | 0.44417 | 0.47201 | 0.50585 | 0.53966 | 0.57902 | 0.60502 | 0.64192 | 0.67768 | 0.71671 | 0
F8_Industrial_Paper and Printing_New_Space Heating_Natural Gas_Furnace_A_Technical Potential | F8 | Industrial | Paper and Printing | New | Space Heating | Natural Gas | Furnace | A | Cumulative Summer Peak Savings (MW) | Technical Potential | 0 | 0 | 0 | 0 | 0 | 0 | 0 | 0 | 0 | 0 | 0 | 0 | 0 | 0 | 0 | 0 | 0 | 0 | 0 | 0 | 0 | 0 | 0
F9_Industrial_Paper and Printing_New_Space Heating_Natural Gas_Furnace_A_Technical Potential | F9 | Industrial | Paper and Printing | New | Space Heating | Natural Gas | Furnace | A | Cumulative Winter Peak Savings (MW) | Technical Potential | 0 | 0 | 0 | 0 | 0 | 0 | 0 | 0 | 0 | 0 | 0 | 0 | 0 | 0 | 0 | 0 | 0 | 0 | 0 | 0 | 0 | 0 | 0
F10_Industrial_Paper and Printing_New_Space Heating_Natural Gas_Furnace_A_Technical Potential | F10 | Industrial | Paper and Printing | New | Space Heating | Natural Gas | Furnace | A | Purchases (Incremental) | Technical Potential | 0 | 0 | 0.0010475 | 0.033382 | 0.0333 | 0.037325 | 0.022478 | 0.026094 | 0.025766 | 0.028982 | 0.021586 | 0.024827 | 0.024497 | 0.028418 | 0.019287 | 0.023441 | 0.023423 | 0.027268 | 0.018011 | 0.025559 | 0.024777 | 0.027035 | 0
F11_Industrial_Paper and Printing_New_Space Heating_Natural Gas_Furnace_A_Technical Potential | F11 | Industrial | Paper and Printing | New | Space Heating | Natural Gas | Furnace | A | Purchases (Cumulative) | Technical Potential | 0 | 0 | 0.0010475 | 0.03443 | 0.06773 | 0.10505 | 0.12753 | 0.15363 | 0.17939 | 0.20838 | 0.22996 | 0.25479 | 0.27929 | 0.3077 | 0.32699 | 0.35043 | 0.37385 | 0.40112 | 0.41913 | 0.44469 | 0.46947 | 0.4965 | 0
F1_Industrial_Paper and Printing_New_Space Heating_Natural Gas_Boiler_A_Technical Potential | F1 | Industrial | Paper and Printing | New | Space Heating | Natural Gas | Boiler | A | Integrated Unit Energy Savings (kWh or therms) | Technical Potential | 0 | 15225.431 | 15225.431 | 15225.431 | 15225.431 | 15225.431 | 15225.431 | 15225.431 | 15225.431 | 15225.431 | 15225.431 | 15225.431 | 15225.431 | 15225.431 | 15225.431 | 15225.431 | 15225.431 | 15225.431 | 15225.431 | 15225.431 | 15225.431 | 15225.431 | 0
F2_Industrial_Paper and Printing_New_Space Heating_Natural Gas_Boiler_A_Technical Potential | F2 | Industrial | Paper and Printing | New | Space Heating | Natural Gas | Boiler | A | Integrated Unit Summer Peak Savings (kW) | Technical Potential | 0 | 0 | 0 | 0 | 0 | 0 | 0 | 0 | 0 | 0 | 0 | 0 | 0 | 0 | 0 | 0 | 0 | 0 | 0 | 0 | 0 | 0 | 0
F3_Industrial_Paper and Printing_New_Space Heating_Natural Gas_Boiler_A_Technical Potential | F3 | Industrial | Paper and Printing | New | Space Heating | Natural Gas | Boiler | A | Integrated Unit Winter Peak Savings (kW) | Technical Potential | 0 | 0 | 0 | 0 | 0 | 0 | 0 | 0 | 0 | 0 | 0 | 0 | 0 | 0 | 0 | 0 | 0 | 0 | 0 | 0 | 0 | 0 | 0
F4_Industrial_Paper and Printing_New_Space Heating_Natural Gas_Boiler_A_Technical Potential | F4 | Industrial | Paper and Printing | New | Space Heating | Natural Gas | Boiler | A | Incremental Energy Savings (MWh or mTherms) | Technical Potential | 0 | 0 | 0.0036889 | 0.11756 | 0.11727 | 0.13144 | 0.07916 | 0.091894 | 0.090736 | 0.10206 | 0.076017 | 0.08743 | 0.08627 | 0.10008 | 0.067922 | 0.08255 | 0.082487 | 0.096026 | 0.063428 | 0.078158 | 0.07603 | 0.075805 | 0
F5_Industrial_Paper and Printing_New_Space Heating_Natural Gas_Boiler_A_Technical Potential | F5 | Industrial | Paper and Printing | New | Space Heating | Natural Gas | Boiler | A | Incremental Summer Peak Savings (MW) | Technical Potential | 0 | 0 | 0 | 0 | 0 | 0 | 0 | 0 | 0 | 0 | 0 | 0 | 0 | 0 | 0 | 0 | 0 | 0 | 0 | 0 | 0 | 0 | 0
F6_Industrial_Paper and Printing_New_Space Heating_Natural Gas_Boiler_A_Technical Potential | F6 | Industrial | Paper and Printing | New | Space Heating | Natural Gas | Boiler | A | Incremental Winter Peak Savings (MW) | Technical Potential | 0 | 0 | 0 | 0 | 0 | 0 | 0 | 0 | 0 | 0 | 0 | 0 | 0 | 0 | 0 | 0 | 0 | 0 | 0 | 0 | 0 | 0 | 0
F7_Industrial_Paper and Printing_New_Space Heating_Natural Gas_Boiler_A_Technical Potential | F7 | Industrial | Paper and Printing | New | Space Heating | Natural Gas | Boiler | A | Cumulative Energy Savings (MWh or mTherms) | Technical Potential | 0 | 0 | 0.0036889 | 0.12125 | 0.23852 | 0.36996 | 0.44912 | 0.54102 | 0.63175 | 0.73382 | 0.80983 | 0.89726 | 0.98353 | 1.0836 | 1.1515 | 1.2341 | 1.3166 | 1.4126 | 1.476 | 1.5542 | 1.6302 | 1.706 | 0
F8_Industrial_Paper and Printing_New_Space Heating_Natural Gas_Boiler_A_Technical Potential | F8 | Industrial | Paper and Printing | New | Space Heating | Natural Gas | Boiler | A | Cumulative Summer Peak Savings (MW) | Technical Potential | 0 | 0 | 0 | 0 | 0 | 0 | 0 | 0 | 0 | 0 | 0 | 0 | 0 | 0 | 0 | 0 | 0 | 0 | 0 | 0 | 0 | 0 | 0
F9_Industrial_Paper and Printing_New_Space Heating_Natural Gas_Boiler_A_Technical Potential | F9 | Industrial | Paper and Printing | New | Space Heating | Natural Gas | Boiler | A | Cumulative Winter Peak Savings (MW) | Technical Potential | 0 | 0 | 0 | 0 | 0 | 0 | 0 | 0 | 0 | 0 | 0 | 0 | 0 | 0 | 0 | 0 | 0 | 0 | 0 | 0 | 0 | 0 | 0
F10_Industrial_Paper and Printing_New_Space Heating_Natural Gas_Boiler_A_Technical Potential | F10 | Industrial | Paper and Printing | New | Space Heating | Natural Gas | Boiler | A | Purchases (Incremental) | Technical Potential | 0 | 0 | 0.00024229 | 0.0077213 | 0.0077023 | 0.0086331 | 0.0051992 | 0.0060356 | 0.0059595 | 0.0067035 | 0.0049928 | 0.0057423 | 0.0056662 | 0.0065729 | 0.0044611 | 0.0054218 | 0.0054177 | 0.006307 | 0.0041659 | 0.0051334 | 0.0049936 | 0.0049788 | 0
F11_Industrial_Paper and Printing_New_Space Heating_Natural Gas_Boiler_A_Technical Potential | F11 | Industrial | Paper and Printing | New | Space Heating | Natural Gas | Boiler | A | Purchases (Cumulative) | Technical Potential | 0 | 0 | 0.00024229 | 0.0079636 | 0.015666 | 0.024299 | 0.029498 | 0.035534 | 0.041493 | 0.048197 | 0.05319 | 0.058932 | 0.064598 | 0.071171 | 0.075632 | 0.081054 | 0.086472 | 0.092779 | 0.096944 | 0.10208 | 0.10707 | 0.11205 | 0
F1_Industrial_Paper and Printing_New_Space Heating_Natural Gas_Unit Heater_A_Technical Potential | F1 | Industrial | Paper and Printing | New | Space Heating | Natural Gas | Unit Heater | A | Integrated Unit Energy Savings (kWh or therms) | Technical Potential | 0 | 43660.7244 | 43660.7244 | 43660.7244 | 43660.7244 | 43660.7244 | 43660.7244 | 43660.7244 | 43660.7244 | 43660.7244 | 43660.7244 | 43660.7244 | 43660.7244 | 43660.7244 | 43660.7244 | 43660.7244 | 43660.7244 | 43660.7244 | 43660.7244 | 43660.7244 | 43660.7244 | 43660.7244 | 0
F2_Industrial_Paper and Printing_New_Space Heating_Natural Gas_Unit Heater_A_Technical Potential | F2 | Industrial | Paper and Printing | New | Space Heating | Natural Gas | Unit Heater | A | Integrated Unit Summer Peak Savings (kW) | Technical Potential | 0 | 0 | 0 | 0 | 0 | 0 | 0 | 0 | 0 | 0 | 0 | 0 | 0 | 0 | 0 | 0 | 0 | 0 | 0 | 0 | 0 | 0 | 0
F3_Industrial_Paper and Printing_New_Space Heating_Natural Gas_Unit Heater_A_Technical Potential | F3 | Industrial | Paper and Printing | New | Space Heating | Natural Gas | Unit Heater | A | Integrated Unit Winter Peak Savings (kW) | Technical Potential | 0 | 0 | 0 | 0 | 0 | 0 | 0 | 0 | 0 | 0 | 0 | 0 | 0 | 0 | 0 | 0 | 0 | 0 | 0 | 0 | 0 | 0 | 0
F4_Industrial_Paper and Printing_New_Space Heating_Natural Gas_Unit Heater_A_Technical Potential | F4 | Industrial | Paper and Printing | New | Space Heating | Natural Gas | Unit Heater | A | Incremental Energy Savings (MWh or mTherms) | Technical Potential | 0 | 0 | 0.0068744 | 0.21907 | 0.21854 | 0.24495 | 0.14752 | 0.17125 | 0.16909 | 0.1902 | 0.14166 | 0.16293 | 0.21819 | 0.23381 | 0.20824 | 0.26287 | 0.28994 | 0.39269 | 0.24998 | 0.34052 | 0.33548 | 0.33155 | 0
F5_Industrial_Paper and Printing_New_Space Heating_Natural Gas_Unit Heater_A_Technical Potential | F5 | Industrial | Paper and Printing | New | Space Heating | Natural Gas | Unit Heater | A | Incremental Summer Peak Savings (MW) | Technical Potential | 0 | 0 | 0 | 0 | 0 | 0 | 0 | 0 | 0 | 0 | 0 | 0 | 0 | 0 | 0 | 0 | 0 | 0 | 0 | 0 | 0 | 0 | 0
F6_Industrial_Paper and Printing_New_Space Heating_Natural Gas_Unit Heater_A_Technical Potential | F6 | Industrial | Paper and Printing | New | Space Heating | Natural Gas | Unit Heater | A | Incremental Winter Peak Savings (MW) | Technical Potential | 0 | 0 | 0 | 0 | 0 | 0 | 0 | 0 | 0 | 0 | 0 | 0 | 0 | 0 | 0 | 0 | 0 | 0 | 0 | 0 | 0 | 0 | 0
F7_Industrial_Paper and Printing_New_Space Heating_Natural Gas_Unit Heater_A_Technical Potential | F7 | Industrial | Paper and Printing | New | Space Heating | Natural Gas | Unit Heater | A | Cumulative Energy Savings (MWh or mTherms) | Technical Potential | 0 | 0 | 0.0068744 | 0.22595 | 0.44449 | 0.68943 | 0.83695 | 1.0082 | 1.1773 | 1.3675 | 1.5091 | 1.6721 | 1.8903 | 2.1241 | 2.3254 | 2.3692 | 2.4406 | 2.5884 | 2.6193 | 2.7413 | 2.8318 | 2.9731 | 0
F8_Industrial_Paper and Printing_New_Space Heating_Natural Gas_Unit Heater_A_Technical Potential | F8 | Industrial | Paper and Printing | New | Space Heating | Natural Gas | Unit Heater | A | Cumulative Summer Peak Savings (MW) | Technical Potential | 0 | 0 | 0 | 0 | 0 | 0 | 0 | 0 | 0 | 0 | 0 | 0 | 0 | 0 | 0 | 0 | 0 | 0 | 0 | 0 | 0 | 0 | 0
F9_Industrial_Paper and Printing_New_Space Heating_Natural Gas_Unit Heater_A_Technical Potential | F9 | Industrial | Paper and Printing | New | Space Heating | Natural Gas | Unit Heater | A | Cumulative Winter Peak Savings (MW) | Technical Potential | 0 | 0 | 0 | 0 | 0 | 0 | 0 | 0 | 0 | 0 | 0 | 0 | 0 | 0 | 0 | 0 | 0 | 0 | 0 | 0 | 0 | 0 | 0
F10_Industrial_Paper and Printing_New_Space Heating_Natural Gas_Unit Heater_A_Technical Potential | F10 | Industrial | Paper and Printing | New | Space Heating | Natural Gas | Unit Heater | A | Purchases (Incremental) | Technical Potential | 0 | 0 | 0.00015745 | 0.0050177 | 0.0050053 | 0.0056102 | 0.0033787 | 0.0039222 | 0.0038728 | 0.0043563 | 0.0032445 | 0.0037317 | 0.0049974 | 0.0053551 | 0.0047695 | 0.0060208 | 0.0066407 | 0.0089941 | 0.0057255 | 0.0077992 | 0.0076837 | 0.0075939 | 0
F11_Industrial_Paper and Printing_New_Space Heating_Natural Gas_Unit Heater_A_Technical Potential | F11 | Industrial | Paper and Printing | New | Space Heating | Natural Gas | Unit Heater | A | Purchases (Cumulative) | Technical Potential | 0 | 0 | 0.00015745 | 0.0051751 | 0.01018 | 0.015791 | 0.019169 | 0.023092 | 0.026964 | 0.031321 | 0.034565 | 0.038297 | 0.043294 | 0.048649 | 0.053261 | 0.054264 | 0.0559 | 0.059284 | 0.059992 | 0.062785 | 0.064859 | 0.068097 | 0
F1_Industrial_Instruments_Existing_Space Heating_Natural Gas_Furnace_A_Technical Potential | F1 | Industrial | Instruments | Existing | Space Heating | Natural Gas | Furnace | A | Integrated Unit Energy Savings (kWh or therms) | Technical Potential | 0 | 1443.5459 | 1443.5459 | 1443.5459 | 1443.5459 | 1443.5459 | 1443.5459 | 1443.5459 | 1443.5459 | 1443.5459 | 1443.5459 | 1443.5459 | 1443.5459 | 1443.5459 | 1443.5459 | 1443.5459 | 1443.5459 | 1443.5459 | 1443.5459 | 1443.5459 | 1443.5459 | 1443.5459 | 0
F2_Industrial_Instruments_Existing_Space Heating_Natural Gas_Furnace_A_Technical Potential | F2 | Industrial | Instruments | Existing | Space Heating | Natural Gas | Furnace | A | Integrated Unit Summer Peak Savings (kW) | Technical Potential | 0 | 0 | 0 | 0 | 0 | 0 | 0 | 0 | 0 | 0 | 0 | 0 | 0 | 0 | 0 | 0 | 0 | 0 | 0 | 0 | 0 | 0 | 0
F3_Industrial_Instruments_Existing_Space Heating_Natural Gas_Furnace_A_Technical Potential | F3 | Industrial | Instruments | Existing | Space Heating | Natural Gas | Furnace | A | Integrated Unit Winter Peak Savings (kW) | Technical Potential | 0 | 0 | 0 | 0 | 0 | 0 | 0 | 0 | 0 | 0 | 0 | 0 | 0 | 0 | 0 | 0 | 0 | 0 | 0 | 0 | 0 | 0 | 0
F4_Industrial_Instruments_Existing_Space Heating_Natural Gas_Furnace_A_Technical Potential | F4 | Industrial | Instruments | Existing | Space Heating | Natural Gas | Furnace | A | Incremental Energy Savings (MWh or mTherms) | Technical Potential | 0 | 0 | 0.20855 | 0.21693 | 0.22426 | 0.23064 | 0.23614 | 0.24083 | 0.24478 | 0.24806 | 0.25072 | 0.25281 | 0.23383 | 0.21628 | 0.20005 | 0.18504 | 0.17115 | 0.15831 | 0.14643 | 0.14663 | 0.14716 | 0.14793 | 0
F5_Industrial_Instruments_Existing_Space Heating_Natural Gas_Furnace_A_Technical Potential | F5 | Industrial | Instruments | Existing | Space Heating | Natural Gas | Furnace | A | Incremental Summer Peak Savings (MW) | Technical Potential | 0 | 0 | 0 | 0 | 0 | 0 | 0 | 0 | 0 | 0 | 0 | 0 | 0 | 0 | 0 | 0 | 0 | 0 | 0 | 0 | 0 | 0 | 0
F6_Industrial_Instruments_Existing_Space Heating_Natural Gas_Furnace_A_Technical Potential | F6 | Industrial | Instruments | Existing | Space Heating | Natural Gas | Furnace | A | Incremental Winter Peak Savings (MW) | Technical Potential | 0 | 0 | 0 | 0 | 0 | 0 | 0 | 0 | 0 | 0 | 0 | 0 | 0 | 0 | 0 | 0 | 0 | 0 | 0 | 0 | 0 | 0 | 0
F7_Industrial_Instruments_Existing_Space Heating_Natural Gas_Furnace_A_Technical Potential | F7 | Industrial | Instruments | Existing | Space Heating | Natural Gas | Furnace | A | Cumulative Energy Savings (MWh or mTherms) | Technical Potential | 0 | 0 | 0.20855 | 0.42548 | 0.64974 | 0.88037 | 1.1165 | 1.3573 | 1.6021 | 1.8502 | 2.1009 | 2.3537 | 2.5875 | 2.8038 | 3.0039 | 3.1889 | 3.3601 | 3.5184 | 3.6648 | 3.8114 | 3.9586 | 4.1065 | 0
F8_Industrial_Instruments_Existing_Space Heating_Natural Gas_Furnace_A_Technical Potential | F8 | Industrial | Instruments | Existing | Space Heating | Natural Gas | Furnace | A | Cumulative Summer Peak Savings (MW) | Technical Potential | 0 | 0 | 0 | 0 | 0 | 0 | 0 | 0 | 0 | 0 | 0 | 0 | 0 | 0 | 0 | 0 | 0 | 0 | 0 | 0 | 0 | 0 | 0
F9_Industrial_Instruments_Existing_Space Heating_Natural Gas_Furnace_A_Technical Potential | F9 | Industrial | Instruments | Existing | Space Heating | Natural Gas | Furnace | A | Cumulative Winter Peak Savings (MW) | Technical Potential | 0 | 0 | 0 | 0 | 0 | 0 | 0 | 0 | 0 | 0 | 0 | 0 | 0 | 0 | 0 | 0 | 0 | 0 | 0 | 0 | 0 | 0 | 0
F10_Industrial_Instruments_Existing_Space Heating_Natural Gas_Furnace_A_Technical Potential | F10 | Industrial | Instruments | Existing | Space Heating | Natural Gas | Furnace | A | Purchases (Incremental) | Technical Potential | 0 | 0 | 0.14447 | 0.15027 | 0.15535 | 0.15977 | 0.16358 | 0.16683 | 0.16957 | 0.17184 | 0.17368 | 0.17513 | 0.16199 | 0.14983 | 0.13858 | 0.12818 | 0.11856 | 0.10966 | 0.10143 | 0.10158 | 0.10194 | 0.10247 | 0
F11_Industrial_Instruments_Existing_Space Heating_Natural Gas_Furnace_A_Technical Potential | F11 | Industrial | Instruments | Existing | Space Heating | Natural Gas | Furnace | A | Purchases (Cumulative) | Technical Potential | 0 | 0 | 0.14447 | 0.29474 | 0.4501 | 0.60987 | 0.77345 | 0.94028 | 1.1099 | 1.2817 | 1.4554 | 1.6305 | 1.7925 | 1.9423 | 2.0809 | 2.2091 | 2.3276 | 2.4373 | 2.5387 | 2.6403 | 2.7423 | 2.8447 | 0
F1_Industrial_Instruments_Existing_Space Heating_Natural Gas_Boiler_A_Technical Potential | F1 | Industrial | Instruments | Existing | Space Heating | Natural Gas | Boiler | A | Integrated Unit Energy Savings (kWh or therms) | Technical Potential | 0 | 15226.9124 | 15226.9124 | 15226.9124 | 15226.9124 | 15226.9124 | 15226.9124 | 15226.9124 | 15226.9124 | 15226.9124 | 15226.9124 | 15226.9124 | 15226.9124 | 15226.9124 | 15226.9124 | 15226.9124 | 15226.9124 | 15226.9124 | 15226.9124 | 15226.9124 | 15226.9124 | 15226.9124 | 0
F2_Industrial_Instruments_Existing_Space Heating_Natural Gas_Boiler_A_Technical Potential | F2 | Industrial | Instruments | Existing | Space Heating | Natural Gas | Boiler | A | Integrated Unit Summer Peak Savings (kW) | Technical Potential | 0 | 0 | 0 | 0 | 0 | 0 | 0 | 0 | 0 | 0 | 0 | 0 | 0 | 0 | 0 | 0 | 0 | 0 | 0 | 0 | 0 | 0 | 0
F3_Industrial_Instruments_Existing_Space Heating_Natural Gas_Boiler_A_Technical Potential | F3 | Industrial | Instruments | Existing | Space Heating | Natural Gas | Boiler | A | Integrated Unit Winter Peak Savings (kW) | Technical Potential | 0 | 0 | 0 | 0 | 0 | 0 | 0 | 0 | 0 | 0 | 0 | 0 | 0 | 0 | 0 | 0 | 0 | 0 | 0 | 0 | 0 | 0 | 0
F4_Industrial_Instruments_Existing_Space Heating_Natural Gas_Boiler_A_Technical Potential | F4 | Industrial | Instruments | Existing | Space Heating | Natural Gas | Boiler | A | Incremental Energy Savings (MWh or mTherms) | Technical Potential | 0 | 0 | 0.55819 | 0.55306 | 0.54754 | 0.54168 | 0.53555 | 0.52917 | 0.52261 | 0.51588 | 0.50903 | 0.50208 | 0.49505 | 0.48797 | 0.48086 | 0.47373 | 0.4666 | 0.45948 | 0.45239 | 0.44533 | 0.43831 | 0.43134 | 0
F5_Industrial_Instruments_Existing_Space Heating_Natural Gas_Boiler_A_Technical Potential | F5 | Industrial | Instruments | Existing | Space Heating | Natural Gas | Boiler | A | Incremental Summer Peak Savings (MW) | Technical Potential | 0 | 0 | 0 | 0 | 0 | 0 | 0 | 0 | 0 | 0 | 0 | 0 | 0 | 0 | 0 | 0 | 0 | 0 | 0 | 0 | 0 | 0 | 0
F6_Industrial_Instruments_Existing_Space Heating_Natural Gas_Boiler_A_Technical Potential | F6 | Industrial | Instruments | Existing | Space Heating | Natural Gas | Boiler | A | Incremental Winter Peak Savings (MW) | Technical Potential | 0 | 0 | 0 | 0 | 0 | 0 | 0 | 0 | 0 | 0 | 0 | 0 | 0 | 0 | 0 | 0 | 0 | 0 | 0 | 0 | 0 | 0 | 0
F7_Industrial_Instruments_Existing_Space Heating_Natural Gas_Boiler_A_Technical Potential | F7 | Industrial | Instruments | Existing | Space Heating | Natural Gas | Boiler | A | Cumulative Energy Savings (MWh or mTherms) | Technical Potential | 0 | 0 | 0.55819 | 1.1112 | 1.6588 | 2.2005 | 2.736 | 3.2652 | 3.7878 | 4.3037 | 4.8127 | 5.3148 | 5.8098 | 6.2978 | 6.7787 | 7.2524 | 7.719 | 8.1785 | 8.6308 | 9.0762 | 9.5145 | 9.9458 | 0
F8_Industrial_Instruments_Existing_Space Heating_Natural Gas_Boiler_A_Technical Potential | F8 | Industrial | Instruments | Existing | Space Heating | Natural Gas | Boiler | A | Cumulative Summer Peak Savings (MW) | Technical Potential | 0 | 0 | 0 | 0 | 0 | 0 | 0 | 0 | 0 | 0 | 0 | 0 | 0 | 0 | 0 | 0 | 0 | 0 | 0 | 0 | 0 | 0 | 0
F9_Industrial_Instruments_Existing_Space Heating_Natural Gas_Boiler_A_Technical Potential | F9 | Industrial | Instruments | Existing | Space Heating | Natural Gas | Boiler | A | Cumulative Winter Peak Savings (MW) | Technical Potential | 0 | 0 | 0 | 0 | 0 | 0 | 0 | 0 | 0 | 0 | 0 | 0 | 0 | 0 | 0 | 0 | 0 | 0 | 0 | 0 | 0 | 0 | 0
F10_Industrial_Instruments_Existing_Space Heating_Natural Gas_Boiler_A_Technical Potential | F10 | Industrial | Instruments | Existing | Space Heating | Natural Gas | Boiler | A | Purchases (Incremental) | Technical Potential | 0 | 0 | 0.036658 | 0.036321 | 0.035958 | 0.035574 | 0.035171 | 0.034753 | 0.034321 | 0.03388 | 0.03343 | 0.032973 | 0.032511 | 0.032047 | 0.031579 | 0.031111 | 0.030643 | 0.030176 | 0.02971 | 0.029246 | 0.028785 | 0.028328 | 0
F11_Industrial_Instruments_Existing_Space Heating_Natural Gas_Boiler_A_Technical Potential | F11 | Industrial | Instruments | Existing | Space Heating | Natural Gas | Boiler | A | Purchases (Cumulative) | Technical Potential | 0 | 0 | 0.036658 | 0.072979 | 0.10894 | 0.14451 | 0.17968 | 0.21443 | 0.24876 | 0.28264 | 0.31607 | 0.34904 | 0.38155 | 0.4136 | 0.44518 | 0.47629 | 0.50693 | 0.53711 | 0.56682 | 0.59606 | 0.62485 | 0.65317 | 0
F1_Industrial_Instruments_Existing_Space Heating_Natural Gas_Unit Heater_A_Technical Potential | F1 | Industrial | Instruments | Existing | Space Heating | Natural Gas | Unit Heater | A | Integrated Unit Energy Savings (kWh or therms) | Technical Potential | 0 | 43660.7244 | 43660.7244 | 43660.7244 | 43660.7244 | 43660.7244 | 43660.7244 | 43660.7244 | 43660.7244 | 43660.7244 | 43660.7244 | 43660.7244 | 43660.7244 | 43660.7244 | 43660.7244 | 43660.7244 | 43660.7244 | 43660.7244 | 43660.7244 | 43660.7244 | 43660.7244 | 43660.7244 | 0
F2_Industrial_Instruments_Existing_Space Heating_Natural Gas_Unit Heater_A_Technical Potential | F2 | Industrial | Instruments | Existing | Space Heating | Natural Gas | Unit Heater | A | Integrated Unit Summer Peak Savings (kW) | Technical Potential | 0 | 0 | 0 | 0 | 0 | 0 | 0 | 0 | 0 | 0 | 0 | 0 | 0 | 0 | 0 | 0 | 0 | 0 | 0 | 0 | 0 | 0 | 0
F3_Industrial_Instruments_Existing_Space Heating_Natural Gas_Unit Heater_A_Technical Potential | F3 | Industrial | Instruments | Existing | Space Heating | Natural Gas | Unit Heater | A | Integrated Unit Winter Peak Savings (kW) | Technical Potential | 0 | 0 | 0 | 0 | 0 | 0 | 0 | 0 | 0 | 0 | 0 | 0 | 0 | 0 | 0 | 0 | 0 | 0 | 0 | 0 | 0 | 0 | 0
F4_Industrial_Instruments_Existing_Space Heating_Natural Gas_Unit Heater_A_Technical Potential | F4 | Industrial | Instruments | Existing | Space Heating | Natural Gas | Unit Heater | A | Incremental Energy Savings (MWh or mTherms) | Technical Potential | 0 | 0 | 0.083291 | 0.15883 | 0.25251 | 0.36147 | 0.48319 | 0.61541 | 0.75617 | 0.90372 | 1.0316 | 1.142 | 1.2416 | 1.3354 | 1.4265 | 1.5174 | 1.6096 | 1.511 | 1.4434 | 1.4027 | 1.3853 | 1.384 | 0
F5_Industrial_Instruments_Existing_Space Heating_Natural Gas_Unit Heater_A_Technical Potential | F5 | Industrial | Instruments | Existing | Space Heating | Natural Gas | Unit Heater | A | Incremental Summer Peak Savings (MW) | Technical Potential | 0 | 0 | 0 | 0 | 0 | 0 | 0 | 0 | 0 | 0 | 0 | 0 | 0 | 0 | 0 | 0 | 0 | 0 | 0 | 0 | 0 | 0 | 0
F6_Industrial_Instruments_Existing_Space Heating_Natural Gas_Unit Heater_A_Technical Potential | F6 | Industrial | Instruments | Existing | Space Heating | Natural Gas | Unit Heater | A | Incremental Winter Peak Savings (MW) | Technical Potential | 0 | 0 | 0 | 0 | 0 | 0 | 0 | 0 | 0 | 0 | 0 | 0 | 0 | 0 | 0 | 0 | 0 | 0 | 0 | 0 | 0 | 0 | 0
F7_Industrial_Instruments_Existing_Space Heating_Natural Gas_Unit Heater_A_Technical Potential | F7 | Industrial | Instruments | Existing | Space Heating | Natural Gas | Unit Heater | A | Cumulative Energy Savings (MWh or mTherms) | Technical Potential | 0 | 0 | 0.083291 | 0.24212 | 0.49462 | 0.8561 | 1.3393 | 1.9547 | 2.7109 | 3.6146 | 4.6462 | 5.7882 | 7.0299 | 8.3652 | 9.7085 | 11.0671 | 12.4241 | 13.5737 | 14.5339 | 15.3212 | 15.9504 | 16.4306 | 0
F8_Industrial_Instruments_Existing_Space Heating_Natural Gas_Unit Heater_A_Technical Potential | F8 | Industrial | Instruments | Existing | Space Heating | Natural Gas | Unit Heater | A | Cumulative Summer Peak Savings (MW) | Technical Potential | 0 | 0 | 0 | 0 | 0 | 0 | 0 | 0 | 0 | 0 | 0 | 0 | 0 | 0 | 0 | 0 | 0 | 0 | 0 | 0 | 0 | 0 | 0
F9_Industrial_Instruments_Existing_Space Heating_Natural Gas_Unit Heater_A_Technical Potential | F9 | Industrial | Instruments | Existing | Space Heating | Natural Gas | Unit Heater | A | Cumulative Winter Peak Savings (MW) | Technical Potential | 0 | 0 | 0 | 0 | 0 | 0 | 0 | 0 | 0 | 0 | 0 | 0 | 0 | 0 | 0 | 0 | 0 | 0 | 0 | 0 | 0 | 0 | 0
F10_Industrial_Instruments_Existing_Space Heating_Natural Gas_Unit Heater_A_Technical Potential | F10 | Industrial | Instruments | Existing | Space Heating | Natural Gas | Unit Heater | A | Purchases (Incremental) | Technical Potential | 0 | 0 | 0.0019077 | 0.0036377 | 0.0057834 | 0.0082791 | 0.011067 | 0.014095 | 0.017319 | 0.020699 | 0.023628 | 0.026156 | 0.028438 | 0.030585 | 0.032673 | 0.034755 | 0.036865 | 0.034609 | 0.03306 | 0.032128 | 0.031729 | 0.031698 | 0
F11_Industrial_Instruments_Existing_Space Heating_Natural Gas_Unit Heater_A_Technical Potential | F11 | Industrial | Instruments | Existing | Space Heating | Natural Gas | Unit Heater | A | Purchases (Cumulative) | Technical Potential | 0 | 0 | 0.0019077 | 0.0055454 | 0.011329 | 0.019608 | 0.030675 | 0.04477 | 0.06209 | 0.082788 | 0.10642 | 0.13257 | 0.16101 | 0.1916 | 0.22236 | 0.25348 | 0.28456 | 0.31089 | 0.33288 | 0.35092 | 0.36533 | 0.37633 | 0
F1_Industrial_Instruments_New_Space Heating_Natural Gas_Furnace_A_Technical Potential | F1 | Industrial | Instruments | New | Space Heating | Natural Gas | Furnace | A | Integrated Unit Energy Savings (kWh or therms) | Technical Potential | 0 | 1443.5073 | 1443.5073 | 1443.5073 | 1443.5073 | 1443.5073 | 1443.5073 | 1443.5073 | 1443.5073 | 1443.5073 | 1443.5073 | 1443.5073 | 1443.5073 | 1443.5073 | 1443.5073 | 1443.5073 | 1443.5073 | 1443.5073 | 1443.5073 | 1443.5073 | 1443.5073 | 1443.5073 | 0
F2_Industrial_Instruments_New_Space Heating_Natural Gas_Furnace_A_Technical Potential | F2 | Industrial | Instruments | New | Space Heating | Natural Gas | Furnace | A | Integrated Unit Summer Peak Savings (kW) | Technical Potential | 0 | 0 | 0 | 0 | 0 | 0 | 0 | 0 | 0 | 0 | 0 | 0 | 0 | 0 | 0 | 0 | 0 | 0 | 0 | 0 | 0 | 0 | 0
F3_Industrial_Instruments_New_Space Heating_Natural Gas_Furnace_A_Technical Potential | F3 | Industrial | Instruments | New | Space Heating | Natural Gas | Furnace | A | Integrated Unit Winter Peak Savings (kW) | Technical Potential | 0 | 0 | 0 | 0 | 0 | 0 | 0 | 0 | 0 | 0 | 0 | 0 | 0 | 0 | 0 | 0 | 0 | 0 | 0 | 0 | 0 | 0 | 0
F4_Industrial_Instruments_New_Space Heating_Natural Gas_Furnace_A_Technical Potential | F4 | Industrial | Instruments | New | Space Heating | Natural Gas | Furnace | A | Incremental Energy Savings (MWh or mTherms) | Technical Potential | 0 | 0 | 0.0096773 | 0.3084 | 0.30764 | 0.34482 | 0.20766 | 0.24107 | 0.23803 | 0.26775 | 0.19942 | 0.22936 | 0.22632 | 0.26253 | 0.17818 | 0.21656 | 0.21639 | 0.25191 | 0.16639 | 0.23613 | 0.2289 | 0.24977 | 0
F5_Industrial_Instruments_New_Space Heating_Natural Gas_Furnace_A_Technical Potential | F5 | Industrial | Instruments | New | Space Heating | Natural Gas | Furnace | A | Incremental Summer Peak Savings (MW) | Technical Potential | 0 | 0 | 0 | 0 | 0 | 0 | 0 | 0 | 0 | 0 | 0 | 0 | 0 | 0 | 0 | 0 | 0 | 0 | 0 | 0 | 0 | 0 | 0
F6_Industrial_Instruments_New_Space Heating_Natural Gas_Furnace_A_Technical Potential | F6 | Industrial | Instruments | New | Space Heating | Natural Gas | Furnace | A | Incremental Winter Peak Savings (MW) | Technical Potential | 0 | 0 | 0 | 0 | 0 | 0 | 0 | 0 | 0 | 0 | 0 | 0 | 0 | 0 | 0 | 0 | 0 | 0 | 0 | 0 | 0 | 0 | 0
F7_Industrial_Instruments_New_Space Heating_Natural Gas_Furnace_A_Technical Potential | F7 | Industrial | Instruments | New | Space Heating | Natural Gas | Furnace | A | Cumulative Energy Savings (MWh or mTherms) | Technical Potential | 0 | 0 | 0.0096773 | 0.31808 | 0.62572 | 0.97054 | 1.1782 | 1.4193 | 1.6573 | 1.9251 | 2.1245 | 2.3538 | 2.5802 | 2.8427 | 3.0209 | 3.2374 | 3.4538 | 3.7057 | 3.8721 | 4.1083 | 4.3371 | 4.5869 | 0
F8_Industrial_Instruments_New_Space Heating_Natural Gas_Furnace_A_Technical Potential | F8 | Industrial | Instruments | New | Space Heating | Natural Gas | Furnace | A | Cumulative Summer Peak Savings (MW) | Technical Potential | 0 | 0 | 0 | 0 | 0 | 0 | 0 | 0 | 0 | 0 | 0 | 0 | 0 | 0 | 0 | 0 | 0 | 0 | 0 | 0 | 0 | 0 | 0
F9_Industrial_Instruments_New_Space Heating_Natural Gas_Furnace_A_Technical Potential | F9 | Industrial | Instruments | New | Space Heating | Natural Gas | Furnace | A | Cumulative Winter Peak Savings (MW) | Technical Potential | 0 | 0 | 0 | 0 | 0 | 0 | 0 | 0 | 0 | 0 | 0 | 0 | 0 | 0 | 0 | 0 | 0 | 0 | 0 | 0 | 0 | 0 | 0
F10_Industrial_Instruments_New_Space Heating_Natural Gas_Furnace_A_Technical Potential | F10 | Industrial | Instruments | New | Space Heating | Natural Gas | Furnace | A | Purchases (Incremental) | Technical Potential | 0 | 0 | 0.0067041 | 0.21365 | 0.21312 | 0.23888 | 0.14386 | 0.167 | 0.1649 | 0.18549 | 0.13815 | 0.15889 | 0.15678 | 0.18187 | 0.12344 | 0.15002 | 0.14991 | 0.17451 | 0.11527 | 0.16358 | 0.15857 | 0.17303 | 0
F11_Industrial_Instruments_New_Space Heating_Natural Gas_Furnace_A_Technical Potential | F11 | Industrial | Instruments | New | Space Heating | Natural Gas | Furnace | A | Purchases (Cumulative) | Technical Potential | 0 | 0 | 0.0067041 | 0.22035 | 0.43347 | 0.67235 | 0.81621 | 0.98321 | 1.1481 | 1.3336 | 1.4717 | 1.6306 | 1.7874 | 1.9693 | 2.0927 | 2.2428 | 2.3927 | 2.5672 | 2.6824 | 2.846 | 3.0046 | 3.1776 | 0
F1_Industrial_Instruments_New_Space Heating_Natural Gas_Boiler_A_Technical Potential | F1 | Industrial | Instruments | New | Space Heating | Natural Gas | Boiler | A | Integrated Unit Energy Savings (kWh or therms) | Technical Potential | 0 | 15225.431 | 15225.431 | 15225.431 | 15225.431 | 15225.431 | 15225.431 | 15225.431 | 15225.431 | 15225.431 | 15225.431 | 15225.431 | 15225.431 | 15225.431 | 15225.431 | 15225.431 | 15225.431 | 15225.431 | 15225.431 | 15225.431 | 15225.431 | 15225.431 | 0
F2_Industrial_Instruments_New_Space Heating_Natural Gas_Boiler_A_Technical Potential | F2 | Industrial | Instruments | New | Space Heating | Natural Gas | Boiler | A | Integrated Unit Summer Peak Savings (kW) | Technical Potential | 0 | 0 | 0 | 0 | 0 | 0 | 0 | 0 | 0 | 0 | 0 | 0 | 0 | 0 | 0 | 0 | 0 | 0 | 0 | 0 | 0 | 0 | 0
F3_Industrial_Instruments_New_Space Heating_Natural Gas_Boiler_A_Technical Potential | F3 | Industrial | Instruments | New | Space Heating | Natural Gas | Boiler | A | Integrated Unit Winter Peak Savings (kW) | Technical Potential | 0 | 0 | 0 | 0 | 0 | 0 | 0 | 0 | 0 | 0 | 0 | 0 | 0 | 0 | 0 | 0 | 0 | 0 | 0 | 0 | 0 | 0 | 0
F4_Industrial_Instruments_New_Space Heating_Natural Gas_Boiler_A_Technical Potential | F4 | Industrial | Instruments | New | Space Heating | Natural Gas | Boiler | A | Incremental Energy Savings (MWh or mTherms) | Technical Potential | 0 | 0 | 0.023609 | 0.75238 | 0.75053 | 0.84123 | 0.50662 | 0.58812 | 0.58071 | 0.65321 | 0.48651 | 0.55955 | 0.55213 | 0.64048 | 0.4347 | 0.52832 | 0.52792 | 0.61457 | 0.40594 | 0.50021 | 0.48659 | 0.48515 | 0
F5_Industrial_Instruments_New_Space Heating_Natural Gas_Boiler_A_Technical Potential | F5 | Industrial | Instruments | New | Space Heating | Natural Gas | Boiler | A | Incremental Summer Peak Savings (MW) | Technical Potential | 0 | 0 | 0 | 0 | 0 | 0 | 0 | 0 | 0 | 0 | 0 | 0 | 0 | 0 | 0 | 0 | 0 | 0 | 0 | 0 | 0 | 0 | 0
F6_Industrial_Instruments_New_Space Heating_Natural Gas_Boiler_A_Technical Potential | F6 | Industrial | Instruments | New | Space Heating | Natural Gas | Boiler | A | Incremental Winter Peak Savings (MW) | Technical Potential | 0 | 0 | 0 | 0 | 0 | 0 | 0 | 0 | 0 | 0 | 0 | 0 | 0 | 0 | 0 | 0 | 0 | 0 | 0 | 0 | 0 | 0 | 0
F7_Industrial_Instruments_New_Space Heating_Natural Gas_Boiler_A_Technical Potential | F7 | Industrial | Instruments | New | Space Heating | Natural Gas | Boiler | A | Cumulative Energy Savings (MWh or mTherms) | Technical Potential | 0 | 0 | 0.023609 | 0.77599 | 1.5265 | 2.3678 | 2.8744 | 3.4625 | 4.0432 | 4.6964 | 5.1829 | 5.7425 | 6.2946 | 6.9351 | 7.3698 | 7.8981 | 8.426 | 9.0406 | 9.4465 | 9.9467 | 10.4333 | 10.9185 | 0
F8_Industrial_Instruments_New_Space Heating_Natural Gas_Boiler_A_Technical Potential | F8 | Industrial | Instruments | New | Space Heating | Natural Gas | Boiler | A | Cumulative Summer Peak Savings (MW) | Technical Potential | 0 | 0 | 0 | 0 | 0 | 0 | 0 | 0 | 0 | 0 | 0 | 0 | 0 | 0 | 0 | 0 | 0 | 0 | 0 | 0 | 0 | 0 | 0
F9_Industrial_Instruments_New_Space Heating_Natural Gas_Boiler_A_Technical Potential | F9 | Industrial | Instruments | New | Space Heating | Natural Gas | Boiler | A | Cumulative Winter Peak Savings (MW) | Technical Potential | 0 | 0 | 0 | 0 | 0 | 0 | 0 | 0 | 0 | 0 | 0 | 0 | 0 | 0 | 0 | 0 | 0 | 0 | 0 | 0 | 0 | 0 | 0
F10_Industrial_Instruments_New_Space Heating_Natural Gas_Boiler_A_Technical Potential | F10 | Industrial | Instruments | New | Space Heating | Natural Gas | Boiler | A | Purchases (Incremental) | Technical Potential | 0 | 0 | 0.0015506 | 0.049416 | 0.049295 | 0.055252 | 0.033275 | 0.038628 | 0.038141 | 0.042902 | 0.031954 | 0.036751 | 0.036264 | 0.042067 | 0.028551 | 0.0347 | 0.034673 | 0.040364 | 0.026662 | 0.032854 | 0.031959 | 0.031865 | 0
F11_Industrial_Instruments_New_Space Heating_Natural Gas_Boiler_A_Technical Potential | F11 | Industrial | Instruments | New | Space Heating | Natural Gas | Boiler | A | Purchases (Cumulative) | Technical Potential | 0 | 0 | 0.0015506 | 0.050967 | 0.10026 | 0.15551 | 0.18879 | 0.22742 | 0.26556 | 0.30846 | 0.34041 | 0.37716 | 0.41343 | 0.45549 | 0.48404 | 0.51874 | 0.55342 | 0.59378 | 0.62044 | 0.6533 | 0.68526 | 0.71712 | 0
F1_Industrial_Instruments_New_Space Heating_Natural Gas_Unit Heater_A_Technical Potential | F1 | Industrial | Instruments | New | Space Heating | Natural Gas | Unit Heater | A | Integrated Unit Energy Savings (kWh or therms) | Technical Potential | 0 | 43660.7244 | 43660.7244 | 43660.7244 | 43660.7244 | 43660.7244 | 43660.7244 | 43660.7244 | 43660.7244 | 43660.7244 | 43660.7244 | 43660.7244 | 43660.7244 | 43660.7244 | 43660.7244 | 43660.7244 | 43660.7244 | 43660.7244 | 43660.7244 | 43660.7244 | 43660.7244 | 43660.7244 | 0
F2_Industrial_Instruments_New_Space Heating_Natural Gas_Unit Heater_A_Technical Potential | F2 | Industrial | Instruments | New | Space Heating | Natural Gas | Unit Heater | A | Integrated Unit Summer Peak Savings (kW) | Technical Potential | 0 | 0 | 0 | 0 | 0 | 0 | 0 | 0 | 0 | 0 | 0 | 0 | 0 | 0 | 0 | 0 | 0 | 0 | 0 | 0 | 0 | 0 | 0
F3_Industrial_Instruments_New_Space Heating_Natural Gas_Unit Heater_A_Technical Potential | F3 | Industrial | Instruments | New | Space Heating | Natural Gas | Unit Heater | A | Integrated Unit Winter Peak Savings (kW) | Technical Potential | 0 | 0 | 0 | 0 | 0 | 0 | 0 | 0 | 0 | 0 | 0 | 0 | 0 | 0 | 0 | 0 | 0 | 0 | 0 | 0 | 0 | 0 | 0
F4_Industrial_Instruments_New_Space Heating_Natural Gas_Unit Heater_A_Technical Potential | F4 | Industrial | Instruments | New | Space Heating | Natural Gas | Unit Heater | A | Incremental Energy Savings (MWh or mTherms) | Technical Potential | 0 | 0 | 0.043996 | 1.4021 | 1.3986 | 1.5676 | 0.9441 | 1.096 | 1.0822 | 1.2173 | 0.90661 | 1.0427 | 1.3964 | 1.4964 | 1.3327 | 1.6824 | 1.8556 | 2.5132 | 1.5999 | 2.1793 | 2.1471 | 2.1219 | 0
F5_Industrial_Instruments_New_Space Heating_Natural Gas_Unit Heater_A_Technical Potential | F5 | Industrial | Instruments | New | Space Heating | Natural Gas | Unit Heater | A | Incremental Summer Peak Savings (MW) | Technical Potential | 0 | 0 | 0 | 0 | 0 | 0 | 0 | 0 | 0 | 0 | 0 | 0 | 0 | 0 | 0 | 0 | 0 | 0 | 0 | 0 | 0 | 0 | 0
F6_Industrial_Instruments_New_Space Heating_Natural Gas_Unit Heater_A_Technical Potential | F6 | Industrial | Instruments | New | Space Heating | Natural Gas | Unit Heater | A | Incremental Winter Peak Savings (MW) | Technical Potential | 0 | 0 | 0 | 0 | 0 | 0 | 0 | 0 | 0 | 0 | 0 | 0 | 0 | 0 | 0 | 0 | 0 | 0 | 0 | 0 | 0 | 0 | 0
F7_Industrial_Instruments_New_Space Heating_Natural Gas_Unit Heater_A_Technical Potential | F7 | Industrial | Instruments | New | Space Heating | Natural Gas | Unit Heater | A | Cumulative Energy Savings (MWh or mTherms) | Technical Potential | 0 | 0 | 0.043996 | 1.4461 | 2.8447 | 4.4123 | 5.3564 | 6.4524 | 7.5346 | 8.7519 | 9.6585 | 10.7012 | 12.0976 | 13.5939 | 14.8827 | 15.163 | 15.6199 | 16.5655 | 16.7633 | 17.544 | 18.1234 | 19.0281 | 0
F8_Industrial_Instruments_New_Space Heating_Natural Gas_Unit Heater_A_Technical Potential | F8 | Industrial | Instruments | New | Space Heating | Natural Gas | Unit Heater | A | Cumulative Summer Peak Savings (MW) | Technical Potential | 0 | 0 | 0 | 0 | 0 | 0 | 0 | 0 | 0 | 0 | 0 | 0 | 0 | 0 | 0 | 0 | 0 | 0 | 0 | 0 | 0 | 0 | 0
F9_Industrial_Instruments_New_Space Heating_Natural Gas_Unit Heater_A_Technical Potential | F9 | Industrial | Instruments | New | Space Heating | Natural Gas | Unit Heater | A | Cumulative Winter Peak Savings (MW) | Technical Potential | 0 | 0 | 0 | 0 | 0 | 0 | 0 | 0 | 0 | 0 | 0 | 0 | 0 | 0 | 0 | 0 | 0 | 0 | 0 | 0 | 0 | 0 | 0
F10_Industrial_Instruments_New_Space Heating_Natural Gas_Unit Heater_A_Technical Potential | F10 | Industrial | Instruments | New | Space Heating | Natural Gas | Unit Heater | A | Purchases (Incremental) | Technical Potential | 0 | 0 | 0.0010077 | 0.032113 | 0.032034 | 0.035905 | 0.021624 | 0.025102 | 0.024786 | 0.02788 | 0.020765 | 0.023883 | 0.031983 | 0.034272 | 0.030525 | 0.038533 | 0.0425 | 0.057562 | 0.036643 | 0.049915 | 0.049176 | 0.048601 | 0
F11_Industrial_Instruments_New_Space Heating_Natural Gas_Unit Heater_A_Technical Potential | F11 | Industrial | Instruments | New | Space Heating | Natural Gas | Unit Heater | A | Purchases (Cumulative) | Technical Potential | 0 | 0 | 0.0010077 | 0.033121 | 0.065155 | 0.10106 | 0.12268 | 0.14779 | 0.17257 | 0.20045 | 0.22122 | 0.2451 | 0.27708 | 0.31135 | 0.34087 | 0.34729 | 0.35776 | 0.37941 | 0.38394 | 0.40183 | 0.4151 | 0.43582 | 0
F1_Industrial_Wood and Lumber Products_Existing_Space Heating_Natural Gas_Furnace_A_Technical Potential | F1 | Industrial | Wood and Lumber Products | Existing | Space Heating | Natural Gas | Furnace | A | Integrated Unit Energy Savings (kWh or therms) | Technical Potential | 0 | 1443.5459 | 1443.5459 | 1443.5459 | 1443.5459 | 1443.5459 | 1443.5459 | 1443.5459 | 1443.5459 | 1443.5459 | 1443.5459 | 1443.5459 | 1443.5459 | 1443.5459 | 1443.5459 | 1443.5459 | 1443.5459 | 1443.5459 | 1443.5459 | 1443.5459 | 1443.5459 | 1443.5459 | 0
F2_Industrial_Wood and Lumber Products_Existing_Space Heating_Natural Gas_Furnace_A_Technical Potential | F2 | Industrial | Wood and Lumber Products | Existing | Space Heating | Natural Gas | Furnace | A | Integrated Unit Summer Peak Savings (kW) | Technical Potential | 0 | 0 | 0 | 0 | 0 | 0 | 0 | 0 | 0 | 0 | 0 | 0 | 0 | 0 | 0 | 0 | 0 | 0 | 0 | 0 | 0 | 0 | 0
F3_Industrial_Wood and Lumber Products_Existing_Space Heating_Natural Gas_Furnace_A_Technical Potential | F3 | Industrial | Wood and Lumber Products | Existing | Space Heating | Natural Gas | Furnace | A | Integrated Unit Winter Peak Savings (kW) | Technical Potential | 0 | 0 | 0 | 0 | 0 | 0 | 0 | 0 | 0 | 0 | 0 | 0 | 0 | 0 | 0 | 0 | 0 | 0 | 0 | 0 | 0 | 0 | 0
F4_Industrial_Wood and Lumber Products_Existing_Space Heating_Natural Gas_Furnace_A_Technical Potential | F4 | Industrial | Wood and Lumber Products | Existing | Space Heating | Natural Gas | Furnace | A | Incremental Energy Savings (MWh or mTherms) | Technical Potential | 0 | 0 | 0.044355 | 0.046136 | 0.047696 | 0.049052 | 0.050222 | 0.05122 | 0.05206 | 0.052757 | 0.053323 | 0.053768 | 0.049732 | 0.046 | 0.042547 | 0.039354 | 0.036401 | 0.033669 | 0.031142 | 0.031186 | 0.031298 | 0.031461 | 0
F5_Industrial_Wood and Lumber Products_Existing_Space Heating_Natural Gas_Furnace_A_Technical Potential | F5 | Industrial | Wood and Lumber Products | Existing | Space Heating | Natural Gas | Furnace | A | Incremental Summer Peak Savings (MW) | Technical Potential | 0 | 0 | 0 | 0 | 0 | 0 | 0 | 0 | 0 | 0 | 0 | 0 | 0 | 0 | 0 | 0 | 0 | 0 | 0 | 0 | 0 | 0 | 0
F6_Industrial_Wood and Lumber Products_Existing_Space Heating_Natural Gas_Furnace_A_Technical Potential | F6 | Industrial | Wood and Lumber Products | Existing | Space Heating | Natural Gas | Furnace | A | Incremental Winter Peak Savings (MW) | Technical Potential | 0 | 0 | 0 | 0 | 0 | 0 | 0 | 0 | 0 | 0 | 0 | 0 | 0 | 0 | 0 | 0 | 0 | 0 | 0 | 0 | 0 | 0 | 0
F7_Industrial_Wood and Lumber Products_Existing_Space Heating_Natural Gas_Furnace_A_Technical Potential | F7 | Industrial | Wood and Lumber Products | Existing | Space Heating | Natural Gas | Furnace | A | Cumulative Energy Savings (MWh or mTherms) | Technical Potential | 0 | 0 | 0.044355 | 0.090491 | 0.13819 | 0.18724 | 0.23746 | 0.28868 | 0.34074 | 0.3935 | 0.44682 | 0.50059 | 0.55032 | 0.59632 | 0.63887 | 0.67822 | 0.71462 | 0.74829 | 0.77943 | 0.81062 | 0.84192 | 0.87338 | 0
F8_Industrial_Wood and Lumber Products_Existing_Space Heating_Natural Gas_Furnace_A_Technical Potential | F8 | Industrial | Wood and Lumber Products | Existing | Space Heating | Natural Gas | Furnace | A | Cumulative Summer Peak Savings (MW) | Technical Potential | 0 | 0 | 0 | 0 | 0 | 0 | 0 | 0 | 0 | 0 | 0 | 0 | 0 | 0 | 0 | 0 | 0 | 0 | 0 | 0 | 0 | 0 | 0
F9_Industrial_Wood and Lumber Products_Existing_Space Heating_Natural Gas_Furnace_A_Technical Potential | F9 | Industrial | Wood and Lumber Products | Existing | Space Heating | Natural Gas | Furnace | A | Cumulative Winter Peak Savings (MW) | Technical Potential | 0 | 0 | 0 | 0 | 0 | 0 | 0 | 0 | 0 | 0 | 0 | 0 | 0 | 0 | 0 | 0 | 0 | 0 | 0 | 0 | 0 | 0 | 0
F10_Industrial_Wood and Lumber Products_Existing_Space Heating_Natural Gas_Furnace_A_Technical Potential | F10 | Industrial | Wood and Lumber Products | Existing | Space Heating | Natural Gas | Furnace | A | Purchases (Incremental) | Technical Potential | 0 | 0 | 0.030726 | 0.03196 | 0.033041 | 0.03398 | 0.034791 | 0.035482 | 0.036064 | 0.036547 | 0.036939 | 0.037247 | 0.034451 | 0.031866 | 0.029474 | 0.027262 | 0.025216 | 0.023324 | 0.021573 | 0.021604 | 0.021681 | 0.021794 | 0
F11_Industrial_Wood and Lumber Products_Existing_Space Heating_Natural Gas_Furnace_A_Technical Potential | F11 | Industrial | Wood and Lumber Products | Existing | Space Heating | Natural Gas | Furnace | A | Purchases (Cumulative) | Technical Potential | 0 | 0 | 0.030726 | 0.062687 | 0.095728 | 0.12971 | 0.1645 | 0.19998 | 0.23604 | 0.27259 | 0.30953 | 0.34678 | 0.38123 | 0.41309 | 0.44257 | 0.46983 | 0.49505 | 0.51837 | 0.53994 | 0.56155 | 0.58323 | 0.60502 | 0
F1_Industrial_Wood and Lumber Products_Existing_Space Heating_Natural Gas_Boiler_A_Technical Potential | F1 | Industrial | Wood and Lumber Products | Existing | Space Heating | Natural Gas | Boiler | A | Integrated Unit Energy Savings (kWh or therms) | Technical Potential | 0 | 15226.9124 | 15226.9124 | 15226.9124 | 15226.9124 | 15226.9124 | 15226.9124 | 15226.9124 | 15226.9124 | 15226.9124 | 15226.9124 | 15226.9124 | 15226.9124 | 15226.9124 | 15226.9124 | 15226.9124 | 15226.9124 | 15226.9124 | 15226.9124 | 15226.9124 | 15226.9124 | 15226.9124 | 0
F2_Industrial_Wood and Lumber Products_Existing_Space Heating_Natural Gas_Boiler_A_Technical Potential | F2 | Industrial | Wood and Lumber Products | Existing | Space Heating | Natural Gas | Boiler | A | Integrated Unit Summer Peak Savings (kW) | Technical Potential | 0 | 0 | 0 | 0 | 0 | 0 | 0 | 0 | 0 | 0 | 0 | 0 | 0 | 0 | 0 | 0 | 0 | 0 | 0 | 0 | 0 | 0 | 0
F3_Industrial_Wood and Lumber Products_Existing_Space Heating_Natural Gas_Boiler_A_Technical Potential | F3 | Industrial | Wood and Lumber Products | Existing | Space Heating | Natural Gas | Boiler | A | Integrated Unit Winter Peak Savings (kW) | Technical Potential | 0 | 0 | 0 | 0 | 0 | 0 | 0 | 0 | 0 | 0 | 0 | 0 | 0 | 0 | 0 | 0 | 0 | 0 | 0 | 0 | 0 | 0 | 0
F4_Industrial_Wood and Lumber Products_Existing_Space Heating_Natural Gas_Boiler_A_Technical Potential | F4 | Industrial | Wood and Lumber Products | Existing | Space Heating | Natural Gas | Boiler | A | Incremental Energy Savings (MWh or mTherms) | Technical Potential | 0 | 0 | 0.11872 | 0.11763 | 0.11645 | 0.11521 | 0.1139 | 0.11255 | 0.11115 | 0.10972 | 0.10826 | 0.10678 | 0.10529 | 0.10378 | 0.10227 | 0.10075 | 0.099237 | 0.097723 | 0.096214 | 0.094713 | 0.093221 | 0.091739 | 0
F5_Industrial_Wood and Lumber Products_Existing_Space Heating_Natural Gas_Boiler_A_Technical Potential | F5 | Industrial | Wood and Lumber Products | Existing | Space Heating | Natural Gas | Boiler | A | Incremental Summer Peak Savings (MW) | Technical Potential | 0 | 0 | 0 | 0 | 0 | 0 | 0 | 0 | 0 | 0 | 0 | 0 | 0 | 0 | 0 | 0 | 0 | 0 | 0 | 0 | 0 | 0 | 0
F6_Industrial_Wood and Lumber Products_Existing_Space Heating_Natural Gas_Boiler_A_Technical Potential | F6 | Industrial | Wood and Lumber Products | Existing | Space Heating | Natural Gas | Boiler | A | Incremental Winter Peak Savings (MW) | Technical Potential | 0 | 0 | 0 | 0 | 0 | 0 | 0 | 0 | 0 | 0 | 0 | 0 | 0 | 0 | 0 | 0 | 0 | 0 | 0 | 0 | 0 | 0 | 0
F7_Industrial_Wood and Lumber Products_Existing_Space Heating_Natural Gas_Boiler_A_Technical Potential | F7 | Industrial | Wood and Lumber Products | Existing | Space Heating | Natural Gas | Boiler | A | Cumulative Energy Savings (MWh or mTherms) | Technical Potential | 0 | 0 | 0.11872 | 0.23634 | 0.35279 | 0.468 | 0.5819 | 0.69444 | 0.80559 | 0.91531 | 1.0236 | 1.1304 | 1.2356 | 1.3394 | 1.4417 | 1.5424 | 1.6417 | 1.7394 | 1.8356 | 1.9303 | 2.0236 | 2.1153 | 0
F8_Industrial_Wood and Lumber Products_Existing_Space Heating_Natural Gas_Boiler_A_Technical Potential | F8 | Industrial | Wood and Lumber Products | Existing | Space Heating | Natural Gas | Boiler | A | Cumulative Summer Peak Savings (MW) | Technical Potential | 0 | 0 | 0 | 0 | 0 | 0 | 0 | 0 | 0 | 0 | 0 | 0 | 0 | 0 | 0 | 0 | 0 | 0 | 0 | 0 | 0 | 0 | 0
F9_Industrial_Wood and Lumber Products_Existing_Space Heating_Natural Gas_Boiler_A_Technical Potential | F9 | Industrial | Wood and Lumber Products | Existing | Space Heating | Natural Gas | Boiler | A | Cumulative Winter Peak Savings (MW) | Technical Potential | 0 | 0 | 0 | 0 | 0 | 0 | 0 | 0 | 0 | 0 | 0 | 0 | 0 | 0 | 0 | 0 | 0 | 0 | 0 | 0 | 0 | 0 | 0
F10_Industrial_Wood and Lumber Products_Existing_Space Heating_Natural Gas_Boiler_A_Technical Potential | F10 | Industrial | Wood and Lumber Products | Existing | Space Heating | Natural Gas | Boiler | A | Purchases (Incremental) | Technical Potential | 0 | 0 | 0.0077965 | 0.0077248 | 0.0076477 | 0.0075659 | 0.0074802 | 0.0073912 | 0.0072995 | 0.0072056 | 0.0071099 | 0.0070127 | 0.0069146 | 0.0068157 | 0.0067164 | 0.0066168 | 0.0065172 | 0.0064178 | 0.0063187 | 0.0062201 | 0.0061221 | 0.0060248 | 0
F11_Industrial_Wood and Lumber Products_Existing_Space Heating_Natural Gas_Boiler_A_Technical Potential | F11 | Industrial | Wood and Lumber Products | Existing | Space Heating | Natural Gas | Boiler | A | Purchases (Cumulative) | Technical Potential | 0 | 0 | 0.0077965 | 0.015521 | 0.023169 | 0.030735 | 0.038215 | 0.045606 | 0.052906 | 0.060111 | 0.067221 | 0.074234 | 0.081149 | 0.087964 | 0.094681 | 0.1013 | 0.10781 | 0.11423 | 0.12055 | 0.12677 | 0.13289 | 0.13892 | 0
F1_Industrial_Wood and Lumber Products_Existing_Space Heating_Natural Gas_Unit Heater_A_Technical Potential | F1 | Industrial | Wood and Lumber Products | Existing | Space Heating | Natural Gas | Unit Heater | A | Integrated Unit Energy Savings (kWh or therms) | Technical Potential | 0 | 43660.7244 | 43660.7244 | 43660.7244 | 43660.7244 | 43660.7244 | 43660.7244 | 43660.7244 | 43660.7244 | 43660.7244 | 43660.7244 | 43660.7244 | 43660.7244 | 43660.7244 | 43660.7244 | 43660.7244 | 43660.7244 | 43660.7244 | 43660.7244 | 43660.7244 | 43660.7244 | 43660.7244 | 0
F2_Industrial_Wood and Lumber Products_Existing_Space Heating_Natural Gas_Unit Heater_A_Technical Potential | F2 | Industrial | Wood and Lumber Products | Existing | Space Heating | Natural Gas | Unit Heater | A | Integrated Unit Summer Peak Savings (kW) | Technical Potential | 0 | 0 | 0 | 0 | 0 | 0 | 0 | 0 | 0 | 0 | 0 | 0 | 0 | 0 | 0 | 0 | 0 | 0 | 0 | 0 | 0 | 0 | 0
F3_Industrial_Wood and Lumber Products_Existing_Space Heating_Natural Gas_Unit Heater_A_Technical Potential | F3 | Industrial | Wood and Lumber Products | Existing | Space Heating | Natural Gas | Unit Heater | A | Integrated Unit Winter Peak Savings (kW) | Technical Potential | 0 | 0 | 0 | 0 | 0 | 0 | 0 | 0 | 0 | 0 | 0 | 0 | 0 | 0 | 0 | 0 | 0 | 0 | 0 | 0 | 0 | 0 | 0
F4_Industrial_Wood and Lumber Products_Existing_Space Heating_Natural Gas_Unit Heater_A_Technical Potential | F4 | Industrial | Wood and Lumber Products | Existing | Space Heating | Natural Gas | Unit Heater | A | Incremental Energy Savings (MWh or mTherms) | Technical Potential | 0 | 0 | 0.017714 | 0.033779 | 0.053704 | 0.076879 | 0.10277 | 0.13089 | 0.16082 | 0.19221 | 0.21941 | 0.24288 | 0.26408 | 0.28401 | 0.3034 | 0.32273 | 0.34232 | 0.32137 | 0.30699 | 0.29833 | 0.29463 | 0.29435 | 0
F5_Industrial_Wood and Lumber Products_Existing_Space Heating_Natural Gas_Unit Heater_A_Technical Potential | F5 | Industrial | Wood and Lumber Products | Existing | Space Heating | Natural Gas | Unit Heater | A | Incremental Summer Peak Savings (MW) | Technical Potential | 0 | 0 | 0 | 0 | 0 | 0 | 0 | 0 | 0 | 0 | 0 | 0 | 0 | 0 | 0 | 0 | 0 | 0 | 0 | 0 | 0 | 0 | 0
F6_Industrial_Wood and Lumber Products_Existing_Space Heating_Natural Gas_Unit Heater_A_Technical Potential | F6 | Industrial | Wood and Lumber Products | Existing | Space Heating | Natural Gas | Unit Heater | A | Incremental Winter Peak Savings (MW) | Technical Potential | 0 | 0 | 0 | 0 | 0 | 0 | 0 | 0 | 0 | 0 | 0 | 0 | 0 | 0 | 0 | 0 | 0 | 0 | 0 | 0 | 0 | 0 | 0
F7_Industrial_Wood and Lumber Products_Existing_Space Heating_Natural Gas_Unit Heater_A_Technical Potential | F7 | Industrial | Wood and Lumber Products | Existing | Space Heating | Natural Gas | Unit Heater | A | Cumulative Energy Savings (MWh or mTherms) | Technical Potential | 0 | 0 | 0.017714 | 0.051494 | 0.1052 | 0.18208 | 0.28484 | 0.41573 | 0.57655 | 0.76876 | 0.98816 | 1.231 | 1.4951 | 1.7791 | 2.0648 | 2.3538 | 2.6424 | 2.8869 | 3.0911 | 3.2585 | 3.3924 | 3.4945 | 0
F8_Industrial_Wood and Lumber Products_Existing_Space Heating_Natural Gas_Unit Heater_A_Technical Potential | F8 | Industrial | Wood and Lumber Products | Existing | Space Heating | Natural Gas | Unit Heater | A | Cumulative Summer Peak Savings (MW) | Technical Potential | 0 | 0 | 0 | 0 | 0 | 0 | 0 | 0 | 0 | 0 | 0 | 0 | 0 | 0 | 0 | 0 | 0 | 0 | 0 | 0 | 0 | 0 | 0
F9_Industrial_Wood and Lumber Products_Existing_Space Heating_Natural Gas_Unit Heater_A_Technical Potential | F9 | Industrial | Wood and Lumber Products | Existing | Space Heating | Natural Gas | Unit Heater | A | Cumulative Winter Peak Savings (MW) | Technical Potential | 0 | 0 | 0 | 0 | 0 | 0 | 0 | 0 | 0 | 0 | 0 | 0 | 0 | 0 | 0 | 0 | 0 | 0 | 0 | 0 | 0 | 0 | 0
F10_Industrial_Wood and Lumber Products_Existing_Space Heating_Natural Gas_Unit Heater_A_Technical Potential | F10 | Industrial | Wood and Lumber Products | Existing | Space Heating | Natural Gas | Unit Heater | A | Purchases (Incremental) | Technical Potential | 0 | 0 | 0.00040573 | 0.00077368 | 0.00123 | 0.0017608 | 0.0023537 | 0.0029978 | 0.0036835 | 0.0044022 | 0.0050252 | 0.005563 | 0.0060483 | 0.0065049 | 0.006949 | 0.0073918 | 0.0078406 | 0.0073606 | 0.0070313 | 0.0068329 | 0.0067482 | 0.0067417 | 0
F11_Industrial_Wood and Lumber Products_Existing_Space Heating_Natural Gas_Unit Heater_A_Technical Potential | F11 | Industrial | Wood and Lumber Products | Existing | Space Heating | Natural Gas | Unit Heater | A | Purchases (Cumulative) | Technical Potential | 0 | 0 | 0.00040573 | 0.0011794 | 0.0024094 | 0.0041702 | 0.006524 | 0.0095218 | 0.013205 | 0.017608 | 0.022633 | 0.028196 | 0.034244 | 0.040749 | 0.047292 | 0.05391 | 0.060521 | 0.066121 | 0.070798 | 0.074633 | 0.077698 | 0.080037 | 0
F1_Industrial_Wood and Lumber Products_New_Space Heating_Natural Gas_Furnace_A_Technical Potential | F1 | Industrial | Wood and Lumber Products | New | Space Heating | Natural Gas | Furnace | A | Integrated Unit Energy Savings (kWh or therms) | Technical Potential | 0 | 1443.5073 | 1443.5073 | 1443.5073 | 1443.5073 | 1443.5073 | 1443.5073 | 1443.5073 | 1443.5073 | 1443.5073 | 1443.5073 | 1443.5073 | 1443.5073 | 1443.5073 | 1443.5073 | 1443.5073 | 1443.5073 | 1443.5073 | 1443.5073 | 1443.5073 | 1443.5073 | 1443.5073 | 0
F2_Industrial_Wood and Lumber Products_New_Space Heating_Natural Gas_Furnace_A_Technical Potential | F2 | Industrial | Wood and Lumber Products | New | Space Heating | Natural Gas | Furnace | A | Integrated Unit Summer Peak Savings (kW) | Technical Potential | 0 | 0 | 0 | 0 | 0 | 0 | 0 | 0 | 0 | 0 | 0 | 0 | 0 | 0 | 0 | 0 | 0 | 0 | 0 | 0 | 0 | 0 | 0
F3_Industrial_Wood and Lumber Products_New_Space Heating_Natural Gas_Furnace_A_Technical Potential | F3 | Industrial | Wood and Lumber Products | New | Space Heating | Natural Gas | Furnace | A | Integrated Unit Winter Peak Savings (kW) | Technical Potential | 0 | 0 | 0 | 0 | 0 | 0 | 0 | 0 | 0 | 0 | 0 | 0 | 0 | 0 | 0 | 0 | 0 | 0 | 0 | 0 | 0 | 0 | 0
F4_Industrial_Wood and Lumber Products_New_Space Heating_Natural Gas_Furnace_A_Technical Potential | F4 | Industrial | Wood and Lumber Products | New | Space Heating | Natural Gas | Furnace | A | Incremental Energy Savings (MWh or mTherms) | Technical Potential | 0 | 0 | 0.0020582 | 0.065591 | 0.06543 | 0.073337 | 0.044166 | 0.051271 | 0.050625 | 0.056946 | 0.042413 | 0.04878 | 0.048133 | 0.055836 | 0.037896 | 0.046058 | 0.046023 | 0.053577 | 0.035389 | 0.05022 | 0.048682 | 0.05312 | 0
F5_Industrial_Wood and Lumber Products_New_Space Heating_Natural Gas_Furnace_A_Technical Potential | F5 | Industrial | Wood and Lumber Products | New | Space Heating | Natural Gas | Furnace | A | Incremental Summer Peak Savings (MW) | Technical Potential | 0 | 0 | 0 | 0 | 0 | 0 | 0 | 0 | 0 | 0 | 0 | 0 | 0 | 0 | 0 | 0 | 0 | 0 | 0 | 0 | 0 | 0 | 0
F6_Industrial_Wood and Lumber Products_New_Space Heating_Natural Gas_Furnace_A_Technical Potential | F6 | Industrial | Wood and Lumber Products | New | Space Heating | Natural Gas | Furnace | A | Incremental Winter Peak Savings (MW) | Technical Potential | 0 | 0 | 0 | 0 | 0 | 0 | 0 | 0 | 0 | 0 | 0 | 0 | 0 | 0 | 0 | 0 | 0 | 0 | 0 | 0 | 0 | 0 | 0
F7_Industrial_Wood and Lumber Products_New_Space Heating_Natural Gas_Furnace_A_Technical Potential | F7 | Industrial | Wood and Lumber Products | New | Space Heating | Natural Gas | Furnace | A | Cumulative Energy Savings (MWh or mTherms) | Technical Potential | 0 | 0 | 0.0020582 | 0.067649 | 0.13308 | 0.20642 | 0.25058 | 0.30185 | 0.35248 | 0.40942 | 0.45184 | 0.50062 | 0.54875 | 0.60459 | 0.64248 | 0.68854 | 0.73456 | 0.78814 | 0.82353 | 0.87375 | 0.92243 | 0.97555 | 0
F8_Industrial_Wood and Lumber Products_New_Space Heating_Natural Gas_Furnace_A_Technical Potential | F8 | Industrial | Wood and Lumber Products | New | Space Heating | Natural Gas | Furnace | A | Cumulative Summer Peak Savings (MW) | Technical Potential | 0 | 0 | 0 | 0 | 0 | 0 | 0 | 0 | 0 | 0 | 0 | 0 | 0 | 0 | 0 | 0 | 0 | 0 | 0 | 0 | 0 | 0 | 0
F9_Industrial_Wood and Lumber Products_New_Space Heating_Natural Gas_Furnace_A_Technical Potential | F9 | Industrial | Wood and Lumber Products | New | Space Heating | Natural Gas | Furnace | A | Cumulative Winter Peak Savings (MW) | Technical Potential | 0 | 0 | 0 | 0 | 0 | 0 | 0 | 0 | 0 | 0 | 0 | 0 | 0 | 0 | 0 | 0 | 0 | 0 | 0 | 0 | 0 | 0 | 0
F10_Industrial_Wood and Lumber Products_New_Space Heating_Natural Gas_Furnace_A_Technical Potential | F10 | Industrial | Wood and Lumber Products | New | Space Heating | Natural Gas | Furnace | A | Purchases (Incremental) | Technical Potential | 0 | 0 | 0.0014258 | 0.045439 | 0.045327 | 0.050805 | 0.030597 | 0.035519 | 0.035071 | 0.039449 | 0.029382 | 0.033793 | 0.033345 | 0.038681 | 0.026253 | 0.031907 | 0.031883 | 0.037116 | 0.024516 | 0.03479 | 0.033725 | 0.0368 | 0
F11_Industrial_Wood and Lumber Products_New_Space Heating_Natural Gas_Furnace_A_Technical Potential | F11 | Industrial | Wood and Lumber Products | New | Space Heating | Natural Gas | Furnace | A | Purchases (Cumulative) | Technical Potential | 0 | 0 | 0.0014258 | 0.046865 | 0.092192 | 0.143 | 0.17359 | 0.20911 | 0.24418 | 0.28363 | 0.31301 | 0.34681 | 0.38015 | 0.41883 | 0.44509 | 0.47699 | 0.50887 | 0.54599 | 0.57051 | 0.6053 | 0.63902 | 0.67582 | 0
F1_Industrial_Wood and Lumber Products_New_Space Heating_Natural Gas_Boiler_A_Technical Potential | F1 | Industrial | Wood and Lumber Products | New | Space Heating | Natural Gas | Boiler | A | Integrated Unit Energy Savings (kWh or therms) | Technical Potential | 0 | 15225.431 | 15225.431 | 15225.431 | 15225.431 | 15225.431 | 15225.431 | 15225.431 | 15225.431 | 15225.431 | 15225.431 | 15225.431 | 15225.431 | 15225.431 | 15225.431 | 15225.431 | 15225.431 | 15225.431 | 15225.431 | 15225.431 | 15225.431 | 15225.431 | 0
F2_Industrial_Wood and Lumber Products_New_Space Heating_Natural Gas_Boiler_A_Technical Potential | F2 | Industrial | Wood and Lumber Products | New | Space Heating | Natural Gas | Boiler | A | Integrated Unit Summer Peak Savings (kW) | Technical Potential | 0 | 0 | 0 | 0 | 0 | 0 | 0 | 0 | 0 | 0 | 0 | 0 | 0 | 0 | 0 | 0 | 0 | 0 | 0 | 0 | 0 | 0 | 0
F3_Industrial_Wood and Lumber Products_New_Space Heating_Natural Gas_Boiler_A_Technical Potential | F3 | Industrial | Wood and Lumber Products | New | Space Heating | Natural Gas | Boiler | A | Integrated Unit Winter Peak Savings (kW) | Technical Potential | 0 | 0 | 0 | 0 | 0 | 0 | 0 | 0 | 0 | 0 | 0 | 0 | 0 | 0 | 0 | 0 | 0 | 0 | 0 | 0 | 0 | 0 | 0
F4_Industrial_Wood and Lumber Products_New_Space Heating_Natural Gas_Boiler_A_Technical Potential | F4 | Industrial | Wood and Lumber Products | New | Space Heating | Natural Gas | Boiler | A | Incremental Energy Savings (MWh or mTherms) | Technical Potential | 0 | 0 | 0.0050212 | 0.16002 | 0.15962 | 0.17891 | 0.10775 | 0.12508 | 0.12351 | 0.13893 | 0.10347 | 0.11901 | 0.11743 | 0.13622 | 0.092452 | 0.11236 | 0.11228 | 0.13071 | 0.086336 | 0.10639 | 0.10349 | 0.10318 | 0
F5_Industrial_Wood and Lumber Products_New_Space Heating_Natural Gas_Boiler_A_Technical Potential | F5 | Industrial | Wood and Lumber Products | New | Space Heating | Natural Gas | Boiler | A | Incremental Summer Peak Savings (MW) | Technical Potential | 0 | 0 | 0 | 0 | 0 | 0 | 0 | 0 | 0 | 0 | 0 | 0 | 0 | 0 | 0 | 0 | 0 | 0 | 0 | 0 | 0 | 0 | 0
F6_Industrial_Wood and Lumber Products_New_Space Heating_Natural Gas_Boiler_A_Technical Potential | F6 | Industrial | Wood and Lumber Products | New | Space Heating | Natural Gas | Boiler | A | Incremental Winter Peak Savings (MW) | Technical Potential | 0 | 0 | 0 | 0 | 0 | 0 | 0 | 0 | 0 | 0 | 0 | 0 | 0 | 0 | 0 | 0 | 0 | 0 | 0 | 0 | 0 | 0 | 0
F7_Industrial_Wood and Lumber Products_New_Space Heating_Natural Gas_Boiler_A_Technical Potential | F7 | Industrial | Wood and Lumber Products | New | Space Heating | Natural Gas | Boiler | A | Cumulative Energy Savings (MWh or mTherms) | Technical Potential | 0 | 0 | 0.0050212 | 0.16504 | 0.32466 | 0.50358 | 0.61133 | 0.73641 | 0.85992 | 0.99884 | 1.1023 | 1.2213 | 1.3387 | 1.475 | 1.5674 | 1.6798 | 1.7921 | 1.9228 | 2.0091 | 2.1155 | 2.219 | 2.3222 | 0
F8_Industrial_Wood and Lumber Products_New_Space Heating_Natural Gas_Boiler_A_Technical Potential | F8 | Industrial | Wood and Lumber Products | New | Space Heating | Natural Gas | Boiler | A | Cumulative Summer Peak Savings (MW) | Technical Potential | 0 | 0 | 0 | 0 | 0 | 0 | 0 | 0 | 0 | 0 | 0 | 0 | 0 | 0 | 0 | 0 | 0 | 0 | 0 | 0 | 0 | 0 | 0
F9_Industrial_Wood and Lumber Products_New_Space Heating_Natural Gas_Boiler_A_Technical Potential | F9 | Industrial | Wood and Lumber Products | New | Space Heating | Natural Gas | Boiler | A | Cumulative Winter Peak Savings (MW) | Technical Potential | 0 | 0 | 0 | 0 | 0 | 0 | 0 | 0 | 0 | 0 | 0 | 0 | 0 | 0 | 0 | 0 | 0 | 0 | 0 | 0 | 0 | 0 | 0
F10_Industrial_Wood and Lumber Products_New_Space Heating_Natural Gas_Boiler_A_Technical Potential | F10 | Industrial | Wood and Lumber Products | New | Space Heating | Natural Gas | Boiler | A | Purchases (Incremental) | Technical Potential | 0 | 0 | 0.00032979 | 0.01051 | 0.010484 | 0.011751 | 0.0070769 | 0.0082154 | 0.0081118 | 0.0091246 | 0.0067959 | 0.0078162 | 0.0077126 | 0.0089468 | 0.0060722 | 0.00738 | 0.0073744 | 0.0085848 | 0.0056705 | 0.0069874 | 0.0067971 | 0.006777 | 0
F11_Industrial_Wood and Lumber Products_New_Space Heating_Natural Gas_Boiler_A_Technical Potential | F11 | Industrial | Wood and Lumber Products | New | Space Heating | Natural Gas | Boiler | A | Purchases (Cumulative) | Technical Potential | 0 | 0 | 0.00032979 | 0.01084 | 0.021324 | 0.033075 | 0.040152 | 0.048367 | 0.056479 | 0.065603 | 0.072399 | 0.080216 | 0.087928 | 0.096875 | 0.10295 | 0.11033 | 0.1177 | 0.12629 | 0.13196 | 0.13894 | 0.14574 | 0.15252 | 0
F1_Industrial_Wood and Lumber Products_New_Space Heating_Natural Gas_Unit Heater_A_Technical Potential | F1 | Industrial | Wood and Lumber Products | New | Space Heating | Natural Gas | Unit Heater | A | Integrated Unit Energy Savings (kWh or therms) | Technical Potential | 0 | 43660.7244 | 43660.7244 | 43660.7244 | 43660.7244 | 43660.7244 | 43660.7244 | 43660.7244 | 43660.7244 | 43660.7244 | 43660.7244 | 43660.7244 | 43660.7244 | 43660.7244 | 43660.7244 | 43660.7244 | 43660.7244 | 43660.7244 | 43660.7244 | 43660.7244 | 43660.7244 | 43660.7244 | 0
F2_Industrial_Wood and Lumber Products_New_Space Heating_Natural Gas_Unit Heater_A_Technical Potential | F2 | Industrial | Wood and Lumber Products | New | Space Heating | Natural Gas | Unit Heater | A | Integrated Unit Summer Peak Savings (kW) | Technical Potential | 0 | 0 | 0 | 0 | 0 | 0 | 0 | 0 | 0 | 0 | 0 | 0 | 0 | 0 | 0 | 0 | 0 | 0 | 0 | 0 | 0 | 0 | 0
F3_Industrial_Wood and Lumber Products_New_Space Heating_Natural Gas_Unit Heater_A_Technical Potential | F3 | Industrial | Wood and Lumber Products | New | Space Heating | Natural Gas | Unit Heater | A | Integrated Unit Winter Peak Savings (kW) | Technical Potential | 0 | 0 | 0 | 0 | 0 | 0 | 0 | 0 | 0 | 0 | 0 | 0 | 0 | 0 | 0 | 0 | 0 | 0 | 0 | 0 | 0 | 0 | 0
F4_Industrial_Wood and Lumber Products_New_Space Heating_Natural Gas_Unit Heater_A_Technical Potential | F4 | Industrial | Wood and Lumber Products | New | Space Heating | Natural Gas | Unit Heater | A | Incremental Energy Savings (MWh or mTherms) | Technical Potential | 0 | 0 | 0.0093571 | 0.2982 | 0.29746 | 0.33341 | 0.20079 | 0.23309 | 0.23016 | 0.25889 | 0.19282 | 0.22177 | 0.29699 | 0.31825 | 0.28345 | 0.35781 | 0.39465 | 0.53451 | 0.34026 | 0.4635 | 0.45664 | 0.4513 | 0
F5_Industrial_Wood and Lumber Products_New_Space Heating_Natural Gas_Unit Heater_A_Technical Potential | F5 | Industrial | Wood and Lumber Products | New | Space Heating | Natural Gas | Unit Heater | A | Incremental Summer Peak Savings (MW) | Technical Potential | 0 | 0 | 0 | 0 | 0 | 0 | 0 | 0 | 0 | 0 | 0 | 0 | 0 | 0 | 0 | 0 | 0 | 0 | 0 | 0 | 0 | 0 | 0
F6_Industrial_Wood and Lumber Products_New_Space Heating_Natural Gas_Unit Heater_A_Technical Potential | F6 | Industrial | Wood and Lumber Products | New | Space Heating | Natural Gas | Unit Heater | A | Incremental Winter Peak Savings (MW) | Technical Potential | 0 | 0 | 0 | 0 | 0 | 0 | 0 | 0 | 0 | 0 | 0 | 0 | 0 | 0 | 0 | 0 | 0 | 0 | 0 | 0 | 0 | 0 | 0
F7_Industrial_Wood and Lumber Products_New_Space Heating_Natural Gas_Unit Heater_A_Technical Potential | F7 | Industrial | Wood and Lumber Products | New | Space Heating | Natural Gas | Unit Heater | A | Cumulative Energy Savings (MWh or mTherms) | Technical Potential | 0 | 0 | 0.0093571 | 0.30755 | 0.60502 | 0.93843 | 1.1392 | 1.3723 | 1.6025 | 1.8614 | 2.0542 | 2.2759 | 2.5729 | 2.8912 | 3.1653 | 3.2249 | 3.3221 | 3.5232 | 3.5652 | 3.7313 | 3.8545 | 4.0469 | 0
F8_Industrial_Wood and Lumber Products_New_Space Heating_Natural Gas_Unit Heater_A_Technical Potential | F8 | Industrial | Wood and Lumber Products | New | Space Heating | Natural Gas | Unit Heater | A | Cumulative Summer Peak Savings (MW) | Technical Potential | 0 | 0 | 0 | 0 | 0 | 0 | 0 | 0 | 0 | 0 | 0 | 0 | 0 | 0 | 0 | 0 | 0 | 0 | 0 | 0 | 0 | 0 | 0
F9_Industrial_Wood and Lumber Products_New_Space Heating_Natural Gas_Unit Heater_A_Technical Potential | F9 | Industrial | Wood and Lumber Products | New | Space Heating | Natural Gas | Unit Heater | A | Cumulative Winter Peak Savings (MW) | Technical Potential | 0 | 0 | 0 | 0 | 0 | 0 | 0 | 0 | 0 | 0 | 0 | 0 | 0 | 0 | 0 | 0 | 0 | 0 | 0 | 0 | 0 | 0 | 0
F10_Industrial_Wood and Lumber Products_New_Space Heating_Natural Gas_Unit Heater_A_Technical Potential | F10 | Industrial | Wood and Lumber Products | New | Space Heating | Natural Gas | Unit Heater | A | Purchases (Incremental) | Technical Potential | 0 | 0 | 0.00021431 | 0.0068298 | 0.0068131 | 0.0076364 | 0.0045989 | 0.0053387 | 0.0052715 | 0.0059296 | 0.0044163 | 0.0050794 | 0.0068022 | 0.0072891 | 0.006492 | 0.0081952 | 0.009039 | 0.012242 | 0.0077934 | 0.010616 | 0.010459 | 0.010336 | 0
F11_Industrial_Wood and Lumber Products_New_Space Heating_Natural Gas_Unit Heater_A_Technical Potential | F11 | Industrial | Wood and Lumber Products | New | Space Heating | Natural Gas | Unit Heater | A | Purchases (Cumulative) | Technical Potential | 0 | 0 | 0.00021431 | 0.0070441 | 0.013857 | 0.021494 | 0.026093 | 0.031431 | 0.036703 | 0.042632 | 0.047049 | 0.052128 | 0.05893 | 0.066219 | 0.072497 | 0.073862 | 0.076088 | 0.080694 | 0.081658 | 0.085461 | 0.088283 | 0.09269 | 0
F1_Industrial_Other Industrial_Existing_Space Heating_Natural Gas_Furnace_A_Technical Potential | F1 | Industrial | Other Industrial | Existing | Space Heating | Natural Gas | Furnace | A | Integrated Unit Energy Savings (kWh or therms) | Technical Potential | 0 | 1443.5459 | 1443.5459 | 1443.5459 | 1443.5459 | 1443.5459 | 1443.5459 | 1443.5459 | 1443.5459 | 1443.5459 | 1443.5459 | 1443.5459 | 1443.5459 | 1443.5459 | 1443.5459 | 1443.5459 | 1443.5459 | 1443.5459 | 1443.5459 | 1443.5459 | 1443.5459 | 1443.5459 | 0
F2_Industrial_Other Industrial_Existing_Space Heating_Natural Gas_Furnace_A_Technical Potential | F2 | Industrial | Other Industrial | Existing | Space Heating | Natural Gas | Furnace | A | Integrated Unit Summer Peak Savings (kW) | Technical Potential | 0 | 0 | 0 | 0 | 0 | 0 | 0 | 0 | 0 | 0 | 0 | 0 | 0 | 0 | 0 | 0 | 0 | 0 | 0 | 0 | 0 | 0 | 0
F3_Industrial_Other Industrial_Existing_Space Heating_Natural Gas_Furnace_A_Technical Potential | F3 | Industrial | Other Industrial | Existing | Space Heating | Natural Gas | Furnace | A | Integrated Unit Winter Peak Savings (kW) | Technical Potential | 0 | 0 | 0 | 0 | 0 | 0 | 0 | 0 | 0 | 0 | 0 | 0 | 0 | 0 | 0 | 0 | 0 | 0 | 0 | 0 | 0 | 0 | 0
F4_Industrial_Other Industrial_Existing_Space Heating_Natural Gas_Furnace_A_Technical Potential | F4 | Industrial | Other Industrial | Existing | Space Heating | Natural Gas | Furnace | A | Incremental Energy Savings (MWh or mTherms) | Technical Potential | 0 | 0 | 0.44098 | 0.45869 | 0.4742 | 0.48768 | 0.49931 | 0.50923 | 0.51759 | 0.52452 | 0.53014 | 0.53456 | 0.49444 | 0.45733 | 0.42301 | 0.39126 | 0.3619 | 0.33474 | 0.30961 | 0.31005 | 0.31116 | 0.31279 | 0
F5_Industrial_Other Industrial_Existing_Space Heating_Natural Gas_Furnace_A_Technical Potential | F5 | Industrial | Other Industrial | Existing | Space Heating | Natural Gas | Furnace | A | Incremental Summer Peak Savings (MW) | Technical Potential | 0 | 0 | 0 | 0 | 0 | 0 | 0 | 0 | 0 | 0 | 0 | 0 | 0 | 0 | 0 | 0 | 0 | 0 | 0 | 0 | 0 | 0 | 0
F6_Industrial_Other Industrial_Existing_Space Heating_Natural Gas_Furnace_A_Technical Potential | F6 | Industrial | Other Industrial | Existing | Space Heating | Natural Gas | Furnace | A | Incremental Winter Peak Savings (MW) | Technical Potential | 0 | 0 | 0 | 0 | 0 | 0 | 0 | 0 | 0 | 0 | 0 | 0 | 0 | 0 | 0 | 0 | 0 | 0 | 0 | 0 | 0 | 0 | 0
F7_Industrial_Other Industrial_Existing_Space Heating_Natural Gas_Furnace_A_Technical Potential | F7 | Industrial | Other Industrial | Existing | Space Heating | Natural Gas | Furnace | A | Cumulative Energy Savings (MWh or mTherms) | Technical Potential | 0 | 0 | 0.44098 | 0.89966 | 1.3739 | 1.8615 | 2.3608 | 2.8701 | 3.3877 | 3.9122 | 4.4423 | 4.9769 | 5.4713 | 5.9286 | 6.3517 | 6.7429 | 7.1048 | 7.4395 | 7.7492 | 8.0592 | 8.3704 | 8.6832 | 0
F8_Industrial_Other Industrial_Existing_Space Heating_Natural Gas_Furnace_A_Technical Potential | F8 | Industrial | Other Industrial | Existing | Space Heating | Natural Gas | Furnace | A | Cumulative Summer Peak Savings (MW) | Technical Potential | 0 | 0 | 0 | 0 | 0 | 0 | 0 | 0 | 0 | 0 | 0 | 0 | 0 | 0 | 0 | 0 | 0 | 0 | 0 | 0 | 0 | 0 | 0
F9_Industrial_Other Industrial_Existing_Space Heating_Natural Gas_Furnace_A_Technical Potential | F9 | Industrial | Other Industrial | Existing | Space Heating | Natural Gas | Furnace | A | Cumulative Winter Peak Savings (MW) | Technical Potential | 0 | 0 | 0 | 0 | 0 | 0 | 0 | 0 | 0 | 0 | 0 | 0 | 0 | 0 | 0 | 0 | 0 | 0 | 0 | 0 | 0 | 0 | 0
F10_Industrial_Other Industrial_Existing_Space Heating_Natural Gas_Furnace_A_Technical Potential | F10 | Industrial | Other Industrial | Existing | Space Heating | Natural Gas | Furnace | A | Purchases (Incremental) | Technical Potential | 0 | 0 | 0.30548 | 0.31775 | 0.32849 | 0.33784 | 0.34589 | 0.35276 | 0.35855 | 0.36335 | 0.36725 | 0.37031 | 0.34252 | 0.31681 | 0.29303 | 0.27104 | 0.2507 | 0.23188 | 0.21448 | 0.21478 | 0.21555 | 0.21668 | 0
F11_Industrial_Other Industrial_Existing_Space Heating_Natural Gas_Furnace_A_Technical Potential | F11 | Industrial | Other Industrial | Existing | Space Heating | Natural Gas | Furnace | A | Purchases (Cumulative) | Technical Potential | 0 | 0 | 0.30548 | 0.62323 | 0.95173 | 1.2896 | 1.6355 | 1.9882 | 2.3468 | 2.7101 | 3.0774 | 3.4477 | 3.7902 | 4.107 | 4.4 | 4.6711 | 4.9218 | 5.1537 | 5.3681 | 5.5829 | 5.7985 | 6.0152 | 0
F1_Industrial_Other Industrial_Existing_Space Heating_Natural Gas_Boiler_A_Technical Potential | F1 | Industrial | Other Industrial | Existing | Space Heating | Natural Gas | Boiler | A | Integrated Unit Energy Savings (kWh or therms) | Technical Potential | 0 | 15226.9124 | 15226.9124 | 15226.9124 | 15226.9124 | 15226.9124 | 15226.9124 | 15226.9124 | 15226.9124 | 15226.9124 | 15226.9124 | 15226.9124 | 15226.9124 | 15226.9124 | 15226.9124 | 15226.9124 | 15226.9124 | 15226.9124 | 15226.9124 | 15226.9124 | 15226.9124 | 15226.9124 | 0
F2_Industrial_Other Industrial_Existing_Space Heating_Natural Gas_Boiler_A_Technical Potential | F2 | Industrial | Other Industrial | Existing | Space Heating | Natural Gas | Boiler | A | Integrated Unit Summer Peak Savings (kW) | Technical Potential | 0 | 0 | 0 | 0 | 0 | 0 | 0 | 0 | 0 | 0 | 0 | 0 | 0 | 0 | 0 | 0 | 0 | 0 | 0 | 0 | 0 | 0 | 0
F3_Industrial_Other Industrial_Existing_Space Heating_Natural Gas_Boiler_A_Technical Potential | F3 | Industrial | Other Industrial | Existing | Space Heating | Natural Gas | Boiler | A | Integrated Unit Winter Peak Savings (kW) | Technical Potential | 0 | 0 | 0 | 0 | 0 | 0 | 0 | 0 | 0 | 0 | 0 | 0 | 0 | 0 | 0 | 0 | 0 | 0 | 0 | 0 | 0 | 0 | 0
F4_Industrial_Other Industrial_Existing_Space Heating_Natural Gas_Boiler_A_Technical Potential | F4 | Industrial | Other Industrial | Existing | Space Heating | Natural Gas | Boiler | A | Incremental Energy Savings (MWh or mTherms) | Technical Potential | 0 | 0 | 1.1803 | 1.1694 | 1.1578 | 1.1454 | 1.1324 | 1.1189 | 1.105 | 1.0908 | 1.0763 | 1.0616 | 1.0468 | 1.0318 | 1.0168 | 1.0017 | 0.98662 | 0.97157 | 0.95657 | 0.94164 | 0.9268 | 0.91207 | 0
F5_Industrial_Other Industrial_Existing_Space Heating_Natural Gas_Boiler_A_Technical Potential | F5 | Industrial | Other Industrial | Existing | Space Heating | Natural Gas | Boiler | A | Incremental Summer Peak Savings (MW) | Technical Potential | 0 | 0 | 0 | 0 | 0 | 0 | 0 | 0 | 0 | 0 | 0 | 0 | 0 | 0 | 0 | 0 | 0 | 0 | 0 | 0 | 0 | 0 | 0
F6_Industrial_Other Industrial_Existing_Space Heating_Natural Gas_Boiler_A_Technical Potential | F6 | Industrial | Other Industrial | Existing | Space Heating | Natural Gas | Boiler | A | Incremental Winter Peak Savings (MW) | Technical Potential | 0 | 0 | 0 | 0 | 0 | 0 | 0 | 0 | 0 | 0 | 0 | 0 | 0 | 0 | 0 | 0 | 0 | 0 | 0 | 0 | 0 | 0 | 0
F7_Industrial_Other Industrial_Existing_Space Heating_Natural Gas_Boiler_A_Technical Potential | F7 | Industrial | Other Industrial | Existing | Space Heating | Natural Gas | Boiler | A | Cumulative Energy Savings (MWh or mTherms) | Technical Potential | 0 | 0 | 1.1803 | 2.3497 | 3.5075 | 4.6528 | 5.7853 | 6.9042 | 8.0092 | 9.1001 | 10.1764 | 11.238 | 12.2848 | 13.3166 | 14.3334 | 15.3351 | 16.3217 | 17.2933 | 18.2498 | 19.1915 | 20.1183 | 21.0303 | 0
F8_Industrial_Other Industrial_Existing_Space Heating_Natural Gas_Boiler_A_Technical Potential | F8 | Industrial | Other Industrial | Existing | Space Heating | Natural Gas | Boiler | A | Cumulative Summer Peak Savings (MW) | Technical Potential | 0 | 0 | 0 | 0 | 0 | 0 | 0 | 0 | 0 | 0 | 0 | 0 | 0 | 0 | 0 | 0 | 0 | 0 | 0 | 0 | 0 | 0 | 0
F9_Industrial_Other Industrial_Existing_Space Heating_Natural Gas_Boiler_A_Technical Potential | F9 | Industrial | Other Industrial | Existing | Space Heating | Natural Gas | Boiler | A | Cumulative Winter Peak Savings (MW) | Technical Potential | 0 | 0 | 0 | 0 | 0 | 0 | 0 | 0 | 0 | 0 | 0 | 0 | 0 | 0 | 0 | 0 | 0 | 0 | 0 | 0 | 0 | 0 | 0
F10_Industrial_Other Industrial_Existing_Space Heating_Natural Gas_Boiler_A_Technical Potential | F10 | Industrial | Other Industrial | Existing | Space Heating | Natural Gas | Boiler | A | Purchases (Incremental) | Technical Potential | 0 | 0 | 0.077513 | 0.0768 | 0.076034 | 0.075221 | 0.074369 | 0.073484 | 0.072572 | 0.071638 | 0.070686 | 0.069721 | 0.068745 | 0.067762 | 0.066774 | 0.065784 | 0.064794 | 0.063806 | 0.062821 | 0.061841 | 0.060866 | 0.059899 | 0
F11_Industrial_Other Industrial_Existing_Space Heating_Natural Gas_Boiler_A_Technical Potential | F11 | Industrial | Other Industrial | Existing | Space Heating | Natural Gas | Boiler | A | Purchases (Cumulative) | Technical Potential | 0 | 0 | 0.077513 | 0.15431 | 0.23035 | 0.30557 | 0.37994 | 0.45342 | 0.52599 | 0.59763 | 0.66832 | 0.73804 | 0.80678 | 0.87454 | 0.94132 | 1.0071 | 1.0719 | 1.1357 | 1.1985 | 1.2604 | 1.3212 | 1.3811 | 0
F1_Industrial_Other Industrial_Existing_Space Heating_Natural Gas_Unit Heater_A_Technical Potential | F1 | Industrial | Other Industrial | Existing | Space Heating | Natural Gas | Unit Heater | A | Integrated Unit Energy Savings (kWh or therms) | Technical Potential | 0 | 43660.7244 | 43660.7244 | 43660.7244 | 43660.7244 | 43660.7244 | 43660.7244 | 43660.7244 | 43660.7244 | 43660.7244 | 43660.7244 | 43660.7244 | 43660.7244 | 43660.7244 | 43660.7244 | 43660.7244 | 43660.7244 | 43660.7244 | 43660.7244 | 43660.7244 | 43660.7244 | 43660.7244 | 0
F2_Industrial_Other Industrial_Existing_Space Heating_Natural Gas_Unit Heater_A_Technical Potential | F2 | Industrial | Other Industrial | Existing | Space Heating | Natural Gas | Unit Heater | A | Integrated Unit Summer Peak Savings (kW) | Technical Potential | 0 | 0 | 0 | 0 | 0 | 0 | 0 | 0 | 0 | 0 | 0 | 0 | 0 | 0 | 0 | 0 | 0 | 0 | 0 | 0 | 0 | 0 | 0
F3_Industrial_Other Industrial_Existing_Space Heating_Natural Gas_Unit Heater_A_Technical Potential | F3 | Industrial | Other Industrial | Existing | Space Heating | Natural Gas | Unit Heater | A | Integrated Unit Winter Peak Savings (kW) | Technical Potential | 0 | 0 | 0 | 0 | 0 | 0 | 0 | 0 | 0 | 0 | 0 | 0 | 0 | 0 | 0 | 0 | 0 | 0 | 0 | 0 | 0 | 0 | 0
F4_Industrial_Other Industrial_Existing_Space Heating_Natural Gas_Unit Heater_A_Technical Potential | F4 | Industrial | Other Industrial | Existing | Space Heating | Natural Gas | Unit Heater | A | Incremental Energy Savings (MWh or mTherms) | Technical Potential | 0 | 0 | 0.17612 | 0.33584 | 0.53392 | 0.76433 | 1.0217 | 1.3013 | 1.5989 | 1.9109 | 2.1813 | 2.4148 | 2.6254 | 2.8236 | 3.0164 | 3.2086 | 3.4034 | 3.1951 | 3.0521 | 2.966 | 2.9293 | 2.9264 | 0
F5_Industrial_Other Industrial_Existing_Space Heating_Natural Gas_Unit Heater_A_Technical Potential | F5 | Industrial | Other Industrial | Existing | Space Heating | Natural Gas | Unit Heater | A | Incremental Summer Peak Savings (MW) | Technical Potential | 0 | 0 | 0 | 0 | 0 | 0 | 0 | 0 | 0 | 0 | 0 | 0 | 0 | 0 | 0 | 0 | 0 | 0 | 0 | 0 | 0 | 0 | 0
F6_Industrial_Other Industrial_Existing_Space Heating_Natural Gas_Unit Heater_A_Technical Potential | F6 | Industrial | Other Industrial | Existing | Space Heating | Natural Gas | Unit Heater | A | Incremental Winter Peak Savings (MW) | Technical Potential | 0 | 0 | 0 | 0 | 0 | 0 | 0 | 0 | 0 | 0 | 0 | 0 | 0 | 0 | 0 | 0 | 0 | 0 | 0 | 0 | 0 | 0 | 0
F7_Industrial_Other Industrial_Existing_Space Heating_Natural Gas_Unit Heater_A_Technical Potential | F7 | Industrial | Other Industrial | Existing | Space Heating | Natural Gas | Unit Heater | A | Cumulative Energy Savings (MWh or mTherms) | Technical Potential | 0 | 0 | 0.17612 | 0.51195 | 1.0459 | 1.8102 | 2.8319 | 4.1332 | 5.7321 | 7.643 | 9.8244 | 12.2391 | 14.8646 | 17.6882 | 20.5284 | 23.4012 | 26.2707 | 28.7014 | 30.7318 | 32.3966 | 33.7269 | 34.7424 | 0
F8_Industrial_Other Industrial_Existing_Space Heating_Natural Gas_Unit Heater_A_Technical Potential | F8 | Industrial | Other Industrial | Existing | Space Heating | Natural Gas | Unit Heater | A | Cumulative Summer Peak Savings (MW) | Technical Potential | 0 | 0 | 0 | 0 | 0 | 0 | 0 | 0 | 0 | 0 | 0 | 0 | 0 | 0 | 0 | 0 | 0 | 0 | 0 | 0 | 0 | 0 | 0
F9_Industrial_Other Industrial_Existing_Space Heating_Natural Gas_Unit Heater_A_Technical Potential | F9 | Industrial | Other Industrial | Existing | Space Heating | Natural Gas | Unit Heater | A | Cumulative Winter Peak Savings (MW) | Technical Potential | 0 | 0 | 0 | 0 | 0 | 0 | 0 | 0 | 0 | 0 | 0 | 0 | 0 | 0 | 0 | 0 | 0 | 0 | 0 | 0 | 0 | 0 | 0
F10_Industrial_Other Industrial_Existing_Space Heating_Natural Gas_Unit Heater_A_Technical Potential | F10 | Industrial | Other Industrial | Existing | Space Heating | Natural Gas | Unit Heater | A | Purchases (Incremental) | Technical Potential | 0 | 0 | 0.0040338 | 0.0076919 | 0.012229 | 0.017506 | 0.023401 | 0.029805 | 0.036622 | 0.043767 | 0.049961 | 0.055307 | 0.060133 | 0.064672 | 0.069087 | 0.07349 | 0.077951 | 0.073179 | 0.069905 | 0.067933 | 0.067091 | 0.067026 | 0
F11_Industrial_Other Industrial_Existing_Space Heating_Natural Gas_Unit Heater_A_Technical Potential | F11 | Industrial | Other Industrial | Existing | Space Heating | Natural Gas | Unit Heater | A | Purchases (Cumulative) | Technical Potential | 0 | 0 | 0.0040338 | 0.011726 | 0.023955 | 0.041461 | 0.064862 | 0.094666 | 0.13129 | 0.17505 | 0.22502 | 0.28032 | 0.34046 | 0.40513 | 0.47018 | 0.53598 | 0.6017 | 0.65737 | 0.70388 | 0.74201 | 0.77248 | 0.79574 | 0
F1_Industrial_Other Industrial_New_Space Heating_Natural Gas_Furnace_A_Technical Potential | F1 | Industrial | Other Industrial | New | Space Heating | Natural Gas | Furnace | A | Integrated Unit Energy Savings (kWh or therms) | Technical Potential | 0 | 1443.5073 | 1443.5073 | 1443.5073 | 1443.5073 | 1443.5073 | 1443.5073 | 1443.5073 | 1443.5073 | 1443.5073 | 1443.5073 | 1443.5073 | 1443.5073 | 1443.5073 | 1443.5073 | 1443.5073 | 1443.5073 | 1443.5073 | 1443.5073 | 1443.5073 | 1443.5073 | 1443.5073 | 0
F2_Industrial_Other Industrial_New_Space Heating_Natural Gas_Furnace_A_Technical Potential | F2 | Industrial | Other Industrial | New | Space Heating | Natural Gas | Furnace | A | Integrated Unit Summer Peak Savings (kW) | Technical Potential | 0 | 0 | 0 | 0 | 0 | 0 | 0 | 0 | 0 | 0 | 0 | 0 | 0 | 0 | 0 | 0 | 0 | 0 | 0 | 0 | 0 | 0 | 0
F3_Industrial_Other Industrial_New_Space Heating_Natural Gas_Furnace_A_Technical Potential | F3 | Industrial | Other Industrial | New | Space Heating | Natural Gas | Furnace | A | Integrated Unit Winter Peak Savings (kW) | Technical Potential | 0 | 0 | 0 | 0 | 0 | 0 | 0 | 0 | 0 | 0 | 0 | 0 | 0 | 0 | 0 | 0 | 0 | 0 | 0 | 0 | 0 | 0 | 0
F4_Industrial_Other Industrial_New_Space Heating_Natural Gas_Furnace_A_Technical Potential | F4 | Industrial | Other Industrial | New | Space Heating | Natural Gas | Furnace | A | Incremental Energy Savings (MWh or mTherms) | Technical Potential | 0 | 0 | 0.020463 | 0.65211 | 0.65051 | 0.72912 | 0.4391 | 0.50974 | 0.50332 | 0.56615 | 0.42167 | 0.48498 | 0.47854 | 0.55513 | 0.37677 | 0.45791 | 0.45756 | 0.53266 | 0.35184 | 0.49929 | 0.484 | 0.52813 | 0
F5_Industrial_Other Industrial_New_Space Heating_Natural Gas_Furnace_A_Technical Potential | F5 | Industrial | Other Industrial | New | Space Heating | Natural Gas | Furnace | A | Incremental Summer Peak Savings (MW) | Technical Potential | 0 | 0 | 0 | 0 | 0 | 0 | 0 | 0 | 0 | 0 | 0 | 0 | 0 | 0 | 0 | 0 | 0 | 0 | 0 | 0 | 0 | 0 | 0
F6_Industrial_Other Industrial_New_Space Heating_Natural Gas_Furnace_A_Technical Potential | F6 | Industrial | Other Industrial | New | Space Heating | Natural Gas | Furnace | A | Incremental Winter Peak Savings (MW) | Technical Potential | 0 | 0 | 0 | 0 | 0 | 0 | 0 | 0 | 0 | 0 | 0 | 0 | 0 | 0 | 0 | 0 | 0 | 0 | 0 | 0 | 0 | 0 | 0
F7_Industrial_Other Industrial_New_Space Heating_Natural Gas_Furnace_A_Technical Potential | F7 | Industrial | Other Industrial | New | Space Heating | Natural Gas | Furnace | A | Cumulative Energy Savings (MWh or mTherms) | Technical Potential | 0 | 0 | 0.020463 | 0.67257 | 1.3231 | 2.0522 | 2.4913 | 3.001 | 3.5044 | 4.0705 | 4.4922 | 4.9772 | 5.4557 | 6.0108 | 6.3876 | 6.8455 | 7.3031 | 7.8357 | 8.1876 | 8.6869 | 9.1708 | 9.699 | 0
F8_Industrial_Other Industrial_New_Space Heating_Natural Gas_Furnace_A_Technical Potential | F8 | Industrial | Other Industrial | New | Space Heating | Natural Gas | Furnace | A | Cumulative Summer Peak Savings (MW) | Technical Potential | 0 | 0 | 0 | 0 | 0 | 0 | 0 | 0 | 0 | 0 | 0 | 0 | 0 | 0 | 0 | 0 | 0 | 0 | 0 | 0 | 0 | 0 | 0
F9_Industrial_Other Industrial_New_Space Heating_Natural Gas_Furnace_A_Technical Potential | F9 | Industrial | Other Industrial | New | Space Heating | Natural Gas | Furnace | A | Cumulative Winter Peak Savings (MW) | Technical Potential | 0 | 0 | 0 | 0 | 0 | 0 | 0 | 0 | 0 | 0 | 0 | 0 | 0 | 0 | 0 | 0 | 0 | 0 | 0 | 0 | 0 | 0 | 0
F10_Industrial_Other Industrial_New_Space Heating_Natural Gas_Furnace_A_Technical Potential | F10 | Industrial | Other Industrial | New | Space Heating | Natural Gas | Furnace | A | Purchases (Incremental) | Technical Potential | 0 | 0 | 0.014176 | 0.45175 | 0.45064 | 0.5051 | 0.30419 | 0.35313 | 0.34868 | 0.39221 | 0.29211 | 0.33597 | 0.33152 | 0.38457 | 0.26101 | 0.31722 | 0.31698 | 0.369 | 0.24374 | 0.34589 | 0.33529 | 0.36586 | 0
F11_Industrial_Other Industrial_New_Space Heating_Natural Gas_Furnace_A_Technical Potential | F11 | Industrial | Other Industrial | New | Space Heating | Natural Gas | Furnace | A | Purchases (Cumulative) | Technical Potential | 0 | 0 | 0.014176 | 0.46593 | 0.91657 | 1.4217 | 1.7259 | 2.079 | 2.4277 | 2.8199 | 3.112 | 3.448 | 3.7795 | 4.164 | 4.4251 | 4.7423 | 5.0592 | 5.4283 | 5.672 | 6.0179 | 6.3532 | 6.719 | 0
F1_Industrial_Other Industrial_New_Space Heating_Natural Gas_Boiler_A_Technical Potential | F1 | Industrial | Other Industrial | New | Space Heating | Natural Gas | Boiler | A | Integrated Unit Energy Savings (kWh or therms) | Technical Potential | 0 | 15225.431 | 15225.431 | 15225.431 | 15225.431 | 15225.431 | 15225.431 | 15225.431 | 15225.431 | 15225.431 | 15225.431 | 15225.431 | 15225.431 | 15225.431 | 15225.431 | 15225.431 | 15225.431 | 15225.431 | 15225.431 | 15225.431 | 15225.431 | 15225.431 | 0
F2_Industrial_Other Industrial_New_Space Heating_Natural Gas_Boiler_A_Technical Potential | F2 | Industrial | Other Industrial | New | Space Heating | Natural Gas | Boiler | A | Integrated Unit Summer Peak Savings (kW) | Technical Potential | 0 | 0 | 0 | 0 | 0 | 0 | 0 | 0 | 0 | 0 | 0 | 0 | 0 | 0 | 0 | 0 | 0 | 0 | 0 | 0 | 0 | 0 | 0
F3_Industrial_Other Industrial_New_Space Heating_Natural Gas_Boiler_A_Technical Potential | F3 | Industrial | Other Industrial | New | Space Heating | Natural Gas | Boiler | A | Integrated Unit Winter Peak Savings (kW) | Technical Potential | 0 | 0 | 0 | 0 | 0 | 0 | 0 | 0 | 0 | 0 | 0 | 0 | 0 | 0 | 0 | 0 | 0 | 0 | 0 | 0 | 0 | 0 | 0
F4_Industrial_Other Industrial_New_Space Heating_Natural Gas_Boiler_A_Technical Potential | F4 | Industrial | Other Industrial | New | Space Heating | Natural Gas | Boiler | A | Incremental Energy Savings (MWh or mTherms) | Technical Potential | 0 | 0 | 0.049921 | 1.5909 | 1.587 | 1.7788 | 1.0712 | 1.2436 | 1.2279 | 1.3812 | 1.0287 | 1.1832 | 1.1675 | 1.3543 | 0.91916 | 1.1171 | 1.1163 | 1.2995 | 0.85835 | 1.0577 | 1.0289 | 1.0258 | 0
F5_Industrial_Other Industrial_New_Space Heating_Natural Gas_Boiler_A_Technical Potential | F5 | Industrial | Other Industrial | New | Space Heating | Natural Gas | Boiler | A | Incremental Summer Peak Savings (MW) | Technical Potential | 0 | 0 | 0 | 0 | 0 | 0 | 0 | 0 | 0 | 0 | 0 | 0 | 0 | 0 | 0 | 0 | 0 | 0 | 0 | 0 | 0 | 0 | 0
F6_Industrial_Other Industrial_New_Space Heating_Natural Gas_Boiler_A_Technical Potential | F6 | Industrial | Other Industrial | New | Space Heating | Natural Gas | Boiler | A | Incremental Winter Peak Savings (MW) | Technical Potential | 0 | 0 | 0 | 0 | 0 | 0 | 0 | 0 | 0 | 0 | 0 | 0 | 0 | 0 | 0 | 0 | 0 | 0 | 0 | 0 | 0 | 0 | 0
F7_Industrial_Other Industrial_New_Space Heating_Natural Gas_Boiler_A_Technical Potential | F7 | Industrial | Other Industrial | New | Space Heating | Natural Gas | Boiler | A | Cumulative Energy Savings (MWh or mTherms) | Technical Potential | 0 | 0 | 0.049921 | 1.6408 | 3.2278 | 5.0066 | 6.0778 | 7.3214 | 8.5493 | 9.9305 | 10.9592 | 12.1424 | 13.3099 | 14.6641 | 15.5833 | 16.7004 | 17.8167 | 19.1162 | 19.9745 | 21.0322 | 22.0611 | 23.087 | 0
F8_Industrial_Other Industrial_New_Space Heating_Natural Gas_Boiler_A_Technical Potential | F8 | Industrial | Other Industrial | New | Space Heating | Natural Gas | Boiler | A | Cumulative Summer Peak Savings (MW) | Technical Potential | 0 | 0 | 0 | 0 | 0 | 0 | 0 | 0 | 0 | 0 | 0 | 0 | 0 | 0 | 0 | 0 | 0 | 0 | 0 | 0 | 0 | 0 | 0
F9_Industrial_Other Industrial_New_Space Heating_Natural Gas_Boiler_A_Technical Potential | F9 | Industrial | Other Industrial | New | Space Heating | Natural Gas | Boiler | A | Cumulative Winter Peak Savings (MW) | Technical Potential | 0 | 0 | 0 | 0 | 0 | 0 | 0 | 0 | 0 | 0 | 0 | 0 | 0 | 0 | 0 | 0 | 0 | 0 | 0 | 0 | 0 | 0 | 0
F10_Industrial_Other Industrial_New_Space Heating_Natural Gas_Boiler_A_Technical Potential | F10 | Industrial | Other Industrial | New | Space Heating | Natural Gas | Boiler | A | Purchases (Incremental) | Technical Potential | 0 | 0 | 0.0032788 | 0.10449 | 0.10423 | 0.11683 | 0.070359 | 0.081678 | 0.080648 | 0.090717 | 0.067565 | 0.077709 | 0.076679 | 0.08895 | 0.06037 | 0.073372 | 0.073316 | 0.08535 | 0.056376 | 0.069469 | 0.067577 | 0.067377 | 0
F11_Industrial_Other Industrial_New_Space Heating_Natural Gas_Boiler_A_Technical Potential | F11 | Industrial | Other Industrial | New | Space Heating | Natural Gas | Boiler | A | Purchases (Cumulative) | Technical Potential | 0 | 0 | 0.0032788 | 0.10777 | 0.212 | 0.32883 | 0.39919 | 0.48087 | 0.56152 | 0.65223 | 0.7198 | 0.79751 | 0.87419 | 0.96314 | 1.0235 | 1.0969 | 1.1702 | 1.2555 | 1.3119 | 1.3814 | 1.449 | 1.5163 | 0
F1_Industrial_Other Industrial_New_Space Heating_Natural Gas_Unit Heater_A_Technical Potential | F1 | Industrial | Other Industrial | New | Space Heating | Natural Gas | Unit Heater | A | Integrated Unit Energy Savings (kWh or therms) | Technical Potential | 0 | 43660.7244 | 43660.7244 | 43660.7244 | 43660.7244 | 43660.7244 | 43660.7244 | 43660.7244 | 43660.7244 | 43660.7244 | 43660.7244 | 43660.7244 | 43660.7244 | 43660.7244 | 43660.7244 | 43660.7244 | 43660.7244 | 43660.7244 | 43660.7244 | 43660.7244 | 43660.7244 | 43660.7244 | 0
F2_Industrial_Other Industrial_New_Space Heating_Natural Gas_Unit Heater_A_Technical Potential | F2 | Industrial | Other Industrial | New | Space Heating | Natural Gas | Unit Heater | A | Integrated Unit Summer Peak Savings (kW) | Technical Potential | 0 | 0 | 0 | 0 | 0 | 0 | 0 | 0 | 0 | 0 | 0 | 0 | 0 | 0 | 0 | 0 | 0 | 0 | 0 | 0 | 0 | 0 | 0
F3_Industrial_Other Industrial_New_Space Heating_Natural Gas_Unit Heater_A_Technical Potential | F3 | Industrial | Other Industrial | New | Space Heating | Natural Gas | Unit Heater | A | Integrated Unit Winter Peak Savings (kW) | Technical Potential | 0 | 0 | 0 | 0 | 0 | 0 | 0 | 0 | 0 | 0 | 0 | 0 | 0 | 0 | 0 | 0 | 0 | 0 | 0 | 0 | 0 | 0 | 0
F4_Industrial_Other Industrial_New_Space Heating_Natural Gas_Unit Heater_A_Technical Potential | F4 | Industrial | Other Industrial | New | Space Heating | Natural Gas | Unit Heater | A | Incremental Energy Savings (MWh or mTherms) | Technical Potential | 0 | 0 | 0.093029 | 2.9647 | 2.9574 | 3.3148 | 1.9963 | 2.3174 | 2.2882 | 2.5739 | 1.917 | 2.2048 | 2.9527 | 3.164 | 2.818 | 3.5574 | 3.9236 | 5.3142 | 3.3829 | 4.6082 | 4.5399 | 4.4868 | 0
F5_Industrial_Other Industrial_New_Space Heating_Natural Gas_Unit Heater_A_Technical Potential | F5 | Industrial | Other Industrial | New | Space Heating | Natural Gas | Unit Heater | A | Incremental Summer Peak Savings (MW) | Technical Potential | 0 | 0 | 0 | 0 | 0 | 0 | 0 | 0 | 0 | 0 | 0 | 0 | 0 | 0 | 0 | 0 | 0 | 0 | 0 | 0 | 0 | 0 | 0
F6_Industrial_Other Industrial_New_Space Heating_Natural Gas_Unit Heater_A_Technical Potential | F6 | Industrial | Other Industrial | New | Space Heating | Natural Gas | Unit Heater | A | Incremental Winter Peak Savings (MW) | Technical Potential | 0 | 0 | 0 | 0 | 0 | 0 | 0 | 0 | 0 | 0 | 0 | 0 | 0 | 0 | 0 | 0 | 0 | 0 | 0 | 0 | 0 | 0 | 0
F7_Industrial_Other Industrial_New_Space Heating_Natural Gas_Unit Heater_A_Technical Potential | F7 | Industrial | Other Industrial | New | Space Heating | Natural Gas | Unit Heater | A | Cumulative Energy Savings (MWh or mTherms) | Technical Potential | 0 | 0 | 0.093029 | 3.0577 | 6.0151 | 9.3299 | 11.3261 | 13.6436 | 15.9318 | 18.5057 | 20.4227 | 22.6276 | 25.5802 | 28.7442 | 31.4692 | 32.0619 | 33.0282 | 35.0276 | 35.4458 | 37.0966 | 38.3217 | 40.2346 | 0
F8_Industrial_Other Industrial_New_Space Heating_Natural Gas_Unit Heater_A_Technical Potential | F8 | Industrial | Other Industrial | New | Space Heating | Natural Gas | Unit Heater | A | Cumulative Summer Peak Savings (MW) | Technical Potential | 0 | 0 | 0 | 0 | 0 | 0 | 0 | 0 | 0 | 0 | 0 | 0 | 0 | 0 | 0 | 0 | 0 | 0 | 0 | 0 | 0 | 0 | 0
F9_Industrial_Other Industrial_New_Space Heating_Natural Gas_Unit Heater_A_Technical Potential | F9 | Industrial | Other Industrial | New | Space Heating | Natural Gas | Unit Heater | A | Cumulative Winter Peak Savings (MW) | Technical Potential | 0 | 0 | 0 | 0 | 0 | 0 | 0 | 0 | 0 | 0 | 0 | 0 | 0 | 0 | 0 | 0 | 0 | 0 | 0 | 0 | 0 | 0 | 0
F10_Industrial_Other Industrial_New_Space Heating_Natural Gas_Unit Heater_A_Technical Potential | F10 | Industrial | Other Industrial | New | Space Heating | Natural Gas | Unit Heater | A | Purchases (Incremental) | Technical Potential | 0 | 0 | 0.0021307 | 0.067902 | 0.067736 | 0.075921 | 0.045723 | 0.053078 | 0.052409 | 0.058952 | 0.043907 | 0.050499 | 0.067628 | 0.072468 | 0.064544 | 0.081477 | 0.089866 | 0.12171 | 0.077482 | 0.10554 | 0.10398 | 0.10277 | 0
F11_Industrial_Other Industrial_New_Space Heating_Natural Gas_Unit Heater_A_Technical Potential | F11 | Industrial | Other Industrial | New | Space Heating | Natural Gas | Unit Heater | A | Purchases (Cumulative) | Technical Potential | 0 | 0 | 0.0021307 | 0.070033 | 0.13777 | 0.21369 | 0.25941 | 0.31249 | 0.3649 | 0.42385 | 0.46776 | 0.51826 | 0.58589 | 0.65835 | 0.72077 | 0.73434 | 0.75647 | 0.80227 | 0.81185 | 0.84966 | 0.87772 | 0.92153 | 0
F1_Industrial_Food Products_Existing_Space Heating_Natural Gas_Insulation - Roof/Ceiling_A_Technical Potential | F1 | Industrial | Food Products | Existing | Space Heating | Natural Gas | Insulation - Roof/Ceiling | A | Integrated Unit Energy Savings (kWh or therms) | Technical Potential | 0 | 0 | 0.082691 | 0.082114 | 0.08149 | 0.080809 | 0.080058 | 0.079227 | 0.078305 | 0.077286 | 0.076176 | 0.074983 | 0.073726 | 0.072428 | 0.07113 | 0.069859 | 0.068641 | 0.067532 | 0.066536 | 0.065645 | 0.064843 | 0.064105 | 0
F2_Industrial_Food Products_Existing_Space Heating_Natural Gas_Insulation - Roof/Ceiling_A_Technical Potential | F2 | Industrial | Food Products | Existing | Space Heating | Natural Gas | Insulation - Roof/Ceiling | A | Integrated Unit Summer Peak Savings (kW) | Technical Potential | 0 | 0 | 0 | 0 | 0 | 0 | 0 | 0 | 0 | 0 | 0 | 0 | 0 | 0 | 0 | 0 | 0 | 0 | 0 | 0 | 0 | 0 | 0
F3_Industrial_Food Products_Existing_Space Heating_Natural Gas_Insulation - Roof/Ceiling_A_Technical Potential | F3 | Industrial | Food Products | Existing | Space Heating | Natural Gas | Insulation - Roof/Ceiling | A | Integrated Unit Winter Peak Savings (kW) | Technical Potential | 0 | 0 | 0 | 0 | 0 | 0 | 0 | 0 | 0 | 0 | 0 | 0 | 0 | 0 | 0 | 0 | 0 | 0 | 0 | 0 | 0 | 0 | 0
F4_Industrial_Food Products_Existing_Space Heating_Natural Gas_Insulation - Roof/Ceiling_A_Technical Potential | F4 | Industrial | Food Products | Existing | Space Heating | Natural Gas | Insulation - Roof/Ceiling | A | Incremental Energy Savings (MWh or mTherms) | Technical Potential | 0 | 0 | 1.5116 | 2.5816 | 3.9166 | 5.3436 | 6.6216 | 7.5132 | 7.8591 | 7.6231 | 6.8918 | 5.8335 | 4.6421 | 3.4858 | 2.479 | 1.6749 | 1.0782 | 0.66341 | 0.391 | 0.25669 | 0 | 0 | 0
F5_Industrial_Food Products_Existing_Space Heating_Natural Gas_Insulation - Roof/Ceiling_A_Technical Potential | F5 | Industrial | Food Products | Existing | Space Heating | Natural Gas | Insulation - Roof/Ceiling | A | Incremental Summer Peak Savings (MW) | Technical Potential | 0 | 0 | 0 | 0 | 0 | 0 | 0 | 0 | 0 | 0 | 0 | 0 | 0 | 0 | 0 | 0 | 0 | 0 | 0 | 0 | 0 | 0 | 0
F6_Industrial_Food Products_Existing_Space Heating_Natural Gas_Insulation - Roof/Ceiling_A_Technical Potential | F6 | Industrial | Food Products | Existing | Space Heating | Natural Gas | Insulation - Roof/Ceiling | A | Incremental Winter Peak Savings (MW) | Technical Potential | 0 | 0 | 0 | 0 | 0 | 0 | 0 | 0 | 0 | 0 | 0 | 0 | 0 | 0 | 0 | 0 | 0 | 0 | 0 | 0 | 0 | 0 | 0
F7_Industrial_Food Products_Existing_Space Heating_Natural Gas_Insulation - Roof/Ceiling_A_Technical Potential | F7 | Industrial | Food Products | Existing | Space Heating | Natural Gas | Insulation - Roof/Ceiling | A | Cumulative Energy Savings (MWh or mTherms) | Technical Potential | 0 | 0 | 1.5116 | 4.0826 | 7.9682 | 13.2452 | 19.7438 | 27.0518 | 34.5961 | 41.7694 | 48.0608 | 53.1415 | 56.8933 | 59.3772 | 60.7924 | 61.3807 | 61.3889 | 61.0605 | 60.5507 | 59.9966 | 59.2633 | 58.589 | 0
F8_Industrial_Food Products_Existing_Space Heating_Natural Gas_Insulation - Roof/Ceiling_A_Technical Potential | F8 | Industrial | Food Products | Existing | Space Heating | Natural Gas | Insulation - Roof/Ceiling | A | Cumulative Summer Peak Savings (MW) | Technical Potential | 0 | 0 | 0 | 0 | 0 | 0 | 0 | 0 | 0 | 0 | 0 | 0 | 0 | 0 | 0 | 0 | 0 | 0 | 0 | 0 | 0 | 0 | 0
F9_Industrial_Food Products_Existing_Space Heating_Natural Gas_Insulation - Roof/Ceiling_A_Technical Potential | F9 | Industrial | Food Products | Existing | Space Heating | Natural Gas | Insulation - Roof/Ceiling | A | Cumulative Winter Peak Savings (MW) | Technical Potential | 0 | 0 | 0 | 0 | 0 | 0 | 0 | 0 | 0 | 0 | 0 | 0 | 0 | 0 | 0 | 0 | 0 | 0 | 0 | 0 | 0 | 0 | 0
F10_Industrial_Food Products_Existing_Space Heating_Natural Gas_Insulation - Roof/Ceiling_A_Technical Potential | F10 | Industrial | Food Products | Existing | Space Heating | Natural Gas | Insulation - Roof/Ceiling | A | Purchases (Incremental) | Technical Potential | 0 | 0 | 18280.3034 | 31438.9701 | 48061.8738 | 66126.5091 | 82709.9597 | 94831.2469 | 100365.1658 | 98634.7319 | 90471.8576 | 77797.9982 | 62964.3028 | 48127.8866 | 34851.2283 | 23975.2415 | 15707.9168 | 9823.6032 | 5876.4883 | 3910.2731 | 0 | 0 | 0
F11_Industrial_Food Products_Existing_Space Heating_Natural Gas_Insulation - Roof/Ceiling_A_Technical Potential | F11 | Industrial | Food Products | Existing | Space Heating | Natural Gas | Insulation - Roof/Ceiling | A | Purchases (Cumulative) | Technical Potential | 0 | 0 | 18280.3034 | 49719.2735 | 97781.1473 | 163907.6565 | 246617.6162 | 341448.8631 | 441814.0289 | 540448.7609 | 630920.6184 | 708718.6167 | 771682.9195 | 819810.8061 | 854662.0344 | 878637.2759 | 894345.1927 | 904168.7959 | 910045.2841 | 913955.5573 | 913955.5573 | 913955.5573 | 0
F1_Industrial_Food Products_Existing_Space Heating_Natural Gas_Insulation - Wall Cavity_A_Technical Potential | F1 | Industrial | Food Products | Existing | Space Heating | Natural Gas | Insulation - Wall Cavity | A | Integrated Unit Energy Savings (kWh or therms) | Technical Potential | 0 | 0 | 0.018021 | 0.017776 | 0.017457 | 0.017053 | 0.016568 | 0.016015 | 0.015418 | 0.014805 | 0.014204 | 0.013636 | 0.013114 | 0.012643 | 0.012225 | 0.011856 | 0.011528 | 0.011243 | 0.010993 | 0.010768 | 0.010574 | 0.010391 | 0
F2_Industrial_Food Products_Existing_Space Heating_Natural Gas_Insulation - Wall Cavity_A_Technical Potential | F2 | Industrial | Food Products | Existing | Space Heating | Natural Gas | Insulation - Wall Cavity | A | Integrated Unit Summer Peak Savings (kW) | Technical Potential | 0 | 0 | 0 | 0 | 0 | 0 | 0 | 0 | 0 | 0 | 0 | 0 | 0 | 0 | 0 | 0 | 0 | 0 | 0 | 0 | 0 | 0 | 0
F3_Industrial_Food Products_Existing_Space Heating_Natural Gas_Insulation - Wall Cavity_A_Technical Potential | F3 | Industrial | Food Products | Existing | Space Heating | Natural Gas | Insulation - Wall Cavity | A | Integrated Unit Winter Peak Savings (kW) | Technical Potential | 0 | 0 | 0 | 0 | 0 | 0 | 0 | 0 | 0 | 0 | 0 | 0 | 0 | 0 | 0 | 0 | 0 | 0 | 0 | 0 | 0 | 0 | 0
F4_Industrial_Food Products_Existing_Space Heating_Natural Gas_Insulation - Wall Cavity_A_Technical Potential | F4 | Industrial | Food Products | Existing | Space Heating | Natural Gas | Insulation - Wall Cavity | A | Incremental Energy Savings (MWh or mTherms) | Technical Potential | 0 | 0 | 0.32944 | 0.55887 | 0.83901 | 1.1277 | 1.3703 | 1.5187 | 1.5474 | 1.4603 | 1.2851 | 1.0608 | 0.8257 | 0.60848 | 0.42606 | 0.28424 | 0.18108 | 0.11045 | 0.0646 | 0.042108 | 0 | 0 | 0
F5_Industrial_Food Products_Existing_Space Heating_Natural Gas_Insulation - Wall Cavity_A_Technical Potential | F5 | Industrial | Food Products | Existing | Space Heating | Natural Gas | Insulation - Wall Cavity | A | Incremental Summer Peak Savings (MW) | Technical Potential | 0 | 0 | 0 | 0 | 0 | 0 | 0 | 0 | 0 | 0 | 0 | 0 | 0 | 0 | 0 | 0 | 0 | 0 | 0 | 0 | 0 | 0 | 0
F6_Industrial_Food Products_Existing_Space Heating_Natural Gas_Insulation - Wall Cavity_A_Technical Potential | F6 | Industrial | Food Products | Existing | Space Heating | Natural Gas | Insulation - Wall Cavity | A | Incremental Winter Peak Savings (MW) | Technical Potential | 0 | 0 | 0 | 0 | 0 | 0 | 0 | 0 | 0 | 0 | 0 | 0 | 0 | 0 | 0 | 0 | 0 | 0 | 0 | 0 | 0 | 0 | 0
F7_Industrial_Food Products_Existing_Space Heating_Natural Gas_Insulation - Wall Cavity_A_Technical Potential | F7 | Industrial | Food Products | Existing | Space Heating | Natural Gas | Insulation - Wall Cavity | A | Cumulative Energy Savings (MWh or mTherms) | Technical Potential | 0 | 0 | 0.32944 | 0.88383 | 1.7069 | 2.7952 | 4.086 | 5.4683 | 6.8119 | 8.0014 | 8.9615 | 9.6638 | 10.1196 | 10.3648 | 10.4484 | 10.4167 | 10.3102 | 10.1657 | 10.0041 | 9.8419 | 9.6643 | 9.4968 | 0
F8_Industrial_Food Products_Existing_Space Heating_Natural Gas_Insulation - Wall Cavity_A_Technical Potential | F8 | Industrial | Food Products | Existing | Space Heating | Natural Gas | Insulation - Wall Cavity | A | Cumulative Summer Peak Savings (MW) | Technical Potential | 0 | 0 | 0 | 0 | 0 | 0 | 0 | 0 | 0 | 0 | 0 | 0 | 0 | 0 | 0 | 0 | 0 | 0 | 0 | 0 | 0 | 0 | 0
F9_Industrial_Food Products_Existing_Space Heating_Natural Gas_Insulation - Wall Cavity_A_Technical Potential | F9 | Industrial | Food Products | Existing | Space Heating | Natural Gas | Insulation - Wall Cavity | A | Cumulative Winter Peak Savings (MW) | Technical Potential | 0 | 0 | 0 | 0 | 0 | 0 | 0 | 0 | 0 | 0 | 0 | 0 | 0 | 0 | 0 | 0 | 0 | 0 | 0 | 0 | 0 | 0 | 0
F10_Industrial_Food Products_Existing_Space Heating_Natural Gas_Insulation - Wall Cavity_A_Technical Potential | F10 | Industrial | Food Products | Existing | Space Heating | Natural Gas | Insulation - Wall Cavity | A | Purchases (Incremental) | Technical Potential | 0 | 0 | 18280.3034 | 31438.9701 | 48061.8738 | 66126.5091 | 82709.9597 | 94831.2469 | 100365.1658 | 98634.7319 | 90471.8576 | 77797.9982 | 62964.3028 | 48127.8866 | 34851.2283 | 23975.2415 | 15707.9168 | 9823.6032 | 5876.4883 | 3910.2731 | 0 | 0 | 0
F11_Industrial_Food Products_Existing_Space Heating_Natural Gas_Insulation - Wall Cavity_A_Technical Potential | F11 | Industrial | Food Products | Existing | Space Heating | Natural Gas | Insulation - Wall Cavity | A | Purchases (Cumulative) | Technical Potential | 0 | 0 | 18280.3034 | 49719.2735 | 97781.1473 | 163907.6565 | 246617.6162 | 341448.8631 | 441814.0289 | 540448.7609 | 630920.6184 | 708718.6167 | 771682.9195 | 819810.8061 | 854662.0344 | 878637.2759 | 894345.1927 | 904168.7959 | 910045.2841 | 913955.5573 | 913955.5573 | 913955.5573 | 0
F1_Industrial_Food Products_Existing_Space Heating_Natural Gas_Insulation - Ducting_A_Technical Potential | F1 | Industrial | Food Products | Existing | Space Heating | Natural Gas | Insulation - Ducting | A | Integrated Unit Energy Savings (kWh or therms) | Technical Potential | 0 | 0 | 0.001427 | 0.0014008 | 0.0013679 | 0.0013275 | 0.0012801 | 0.0012273 | 0.0011714 | 0.0011152 | 0.0010611 | 0.0010109 | 0.00096556 | 0.00092528 | 0.00088998 | 0.00085908 | 0.00083194 | 0.00080837 | 0.0007877 | 0.00076914 | 0.00075308 | 0.00073792 | 0
F2_Industrial_Food Products_Existing_Space Heating_Natural Gas_Insulation - Ducting_A_Technical Potential | F2 | Industrial | Food Products | Existing | Space Heating | Natural Gas | Insulation - Ducting | A | Integrated Unit Summer Peak Savings (kW) | Technical Potential | 0 | 0 | 0 | 0 | 0 | 0 | 0 | 0 | 0 | 0 | 0 | 0 | 0 | 0 | 0 | 0 | 0 | 0 | 0 | 0 | 0 | 0 | 0
F3_Industrial_Food Products_Existing_Space Heating_Natural Gas_Insulation - Ducting_A_Technical Potential | F3 | Industrial | Food Products | Existing | Space Heating | Natural Gas | Insulation - Ducting | A | Integrated Unit Winter Peak Savings (kW) | Technical Potential | 0 | 0 | 0 | 0 | 0 | 0 | 0 | 0 | 0 | 0 | 0 | 0 | 0 | 0 | 0 | 0 | 0 | 0 | 0 | 0 | 0 | 0 | 0
F4_Industrial_Food Products_Existing_Space Heating_Natural Gas_Insulation - Ducting_A_Technical Potential | F4 | Industrial | Food Products | Existing | Space Heating | Natural Gas | Insulation - Ducting | A | Incremental Energy Savings (MWh or mTherms) | Technical Potential | 0 | 0 | 0.0032936 | 0.0039014 | 0.0045815 | 0.0050724 | 0.005483 | 0.0060398 | 0.0062152 | 0.0059404 | 0.0052348 | 0.0042129 | 0.0030602 | 0.0019073 | 0.0010469 | 0.00047816 | 0.00019253 | 6.6855e-05 | 1.9998e-05 | 4.1825e-06 | 6.6152e-07 | 7.6465e-08 | 0
F5_Industrial_Food Products_Existing_Space Heating_Natural Gas_Insulation - Ducting_A_Technical Potential | F5 | Industrial | Food Products | Existing | Space Heating | Natural Gas | Insulation - Ducting | A | Incremental Summer Peak Savings (MW) | Technical Potential | 0 | 0 | 0 | 0 | 0 | 0 | 0 | 0 | 0 | 0 | 0 | 0 | 0 | 0 | 0 | 0 | 0 | 0 | 0 | 0 | 0 | 0 | 0
F6_Industrial_Food Products_Existing_Space Heating_Natural Gas_Insulation - Ducting_A_Technical Potential | F6 | Industrial | Food Products | Existing | Space Heating | Natural Gas | Insulation - Ducting | A | Incremental Winter Peak Savings (MW) | Technical Potential | 0 | 0 | 0 | 0 | 0 | 0 | 0 | 0 | 0 | 0 | 0 | 0 | 0 | 0 | 0 | 0 | 0 | 0 | 0 | 0 | 0 | 0 | 0
F7_Industrial_Food Products_Existing_Space Heating_Natural Gas_Insulation - Ducting_A_Technical Potential | F7 | Industrial | Food Products | Existing | Space Heating | Natural Gas | Insulation - Ducting | A | Cumulative Energy Savings (MWh or mTherms) | Technical Potential | 0 | 0 | 0.0032936 | 0.0071346 | 0.011548 | 0.01628 | 0.021182 | 0.026347 | 0.031363 | 0.035799 | 0.039298 | 0.041651 | 0.042843 | 0.042963 | 0.042371 | 0.041378 | 0.040263 | 0.039189 | 0.038207 | 0.037311 | 0.036532 | 0.035797 | 0
F8_Industrial_Food Products_Existing_Space Heating_Natural Gas_Insulation - Ducting_A_Technical Potential | F8 | Industrial | Food Products | Existing | Space Heating | Natural Gas | Insulation - Ducting | A | Cumulative Summer Peak Savings (MW) | Technical Potential | 0 | 0 | 0 | 0 | 0 | 0 | 0 | 0 | 0 | 0 | 0 | 0 | 0 | 0 | 0 | 0 | 0 | 0 | 0 | 0 | 0 | 0 | 0
F9_Industrial_Food Products_Existing_Space Heating_Natural Gas_Insulation - Ducting_A_Technical Potential | F9 | Industrial | Food Products | Existing | Space Heating | Natural Gas | Insulation - Ducting | A | Cumulative Winter Peak Savings (MW) | Technical Potential | 0 | 0 | 0 | 0 | 0 | 0 | 0 | 0 | 0 | 0 | 0 | 0 | 0 | 0 | 0 | 0 | 0 | 0 | 0 | 0 | 0 | 0 | 0
F10_Industrial_Food Products_Existing_Space Heating_Natural Gas_Insulation - Ducting_A_Technical Potential | F10 | Industrial | Food Products | Existing | Space Heating | Natural Gas | Insulation - Ducting | A | Purchases (Incremental) | Technical Potential | 0 | 0 | 2308.1073 | 2785.1259 | 3349.4173 | 3821.1087 | 4283.3126 | 4921.3675 | 5305.7335 | 5326.7301 | 4933.2555 | 4167.4381 | 3169.3371 | 2061.3702 | 1176.288 | 556.596 | 231.4229 | 82.7028 | 25.3873 | 5.4379 | 0.87842 | 0.10362 | 0
F11_Industrial_Food Products_Existing_Space Heating_Natural Gas_Insulation - Ducting_A_Technical Potential | F11 | Industrial | Food Products | Existing | Space Heating | Natural Gas | Insulation - Ducting | A | Purchases (Cumulative) | Technical Potential | 0 | 0 | 2308.1073 | 5093.2332 | 8442.6505 | 12263.7592 | 16547.0718 | 21468.4393 | 26774.1728 | 32100.9029 | 37034.1584 | 41201.5965 | 44370.9336 | 46432.3038 | 47608.5917 | 48165.1878 | 48396.6107 | 48479.3135 | 48504.7008 | 48510.1386 | 48511.0171 | 48511.1207 | 0
F1_Industrial_Food Products_Existing_Space Heating_Natural Gas_HVAC - Duct Repair and Sealing_A_Technical Potential | F1 | Industrial | Food Products | Existing | Space Heating | Natural Gas | HVAC - Duct Repair and Sealing | A | Integrated Unit Energy Savings (kWh or therms) | Technical Potential | 0 | 0 | 0.0040402 | 0.0039729 | 0.0038893 | 0.0037876 | 0.0036685 | 0.0035354 | 0.0033937 | 0.0032497 | 0.0031095 | 0.0029776 | 0.0028568 | 0.0027481 | 0.0026517 | 0.0025664 | 0.0024908 | 0.0024248 | 0.0023668 | 0.0023147 | 0.0022695 | 0.002227 | 0
F2_Industrial_Food Products_Existing_Space Heating_Natural Gas_HVAC - Duct Repair and Sealing_A_Technical Potential | F2 | Industrial | Food Products | Existing | Space Heating | Natural Gas | HVAC - Duct Repair and Sealing | A | Integrated Unit Summer Peak Savings (kW) | Technical Potential | 0 | 0 | 0 | 0 | 0 | 0 | 0 | 0 | 0 | 0 | 0 | 0 | 0 | 0 | 0 | 0 | 0 | 0 | 0 | 0 | 0 | 0 | 0
F3_Industrial_Food Products_Existing_Space Heating_Natural Gas_HVAC - Duct Repair and Sealing_A_Technical Potential | F3 | Industrial | Food Products | Existing | Space Heating | Natural Gas | HVAC - Duct Repair and Sealing | A | Integrated Unit Winter Peak Savings (kW) | Technical Potential | 0 | 0 | 0 | 0 | 0 | 0 | 0 | 0 | 0 | 0 | 0 | 0 | 0 | 0 | 0 | 0 | 0 | 0 | 0 | 0 | 0 | 0 | 0
F4_Industrial_Food Products_Existing_Space Heating_Natural Gas_HVAC - Duct Repair and Sealing_A_Technical Potential | F4 | Industrial | Food Products | Existing | Space Heating | Natural Gas | HVAC - Duct Repair and Sealing | A | Incremental Energy Savings (MWh or mTherms) | Technical Potential | 0 | 0 | 0.018976 | 0.018338 | 0.017642 | 0.016885 | 0.016072 | 0.015222 | 0.01436 | 0.013513 | 0.012707 | 0.011959 | 0.011276 | 0.01066 | 0.010108 | 0.0096144 | 0.0091703 | 0.0087735 | 0.008416 | 0.008089 | 0.0077942 | 0.0075163 | 0
F5_Industrial_Food Products_Existing_Space Heating_Natural Gas_HVAC - Duct Repair and Sealing_A_Technical Potential | F5 | Industrial | Food Products | Existing | Space Heating | Natural Gas | HVAC - Duct Repair and Sealing | A | Incremental Summer Peak Savings (MW) | Technical Potential | 0 | 0 | 0 | 0 | 0 | 0 | 0 | 0 | 0 | 0 | 0 | 0 | 0 | 0 | 0 | 0 | 0 | 0 | 0 | 0 | 0 | 0 | 0
F6_Industrial_Food Products_Existing_Space Heating_Natural Gas_HVAC - Duct Repair and Sealing_A_Technical Potential | F6 | Industrial | Food Products | Existing | Space Heating | Natural Gas | HVAC - Duct Repair and Sealing | A | Incremental Winter Peak Savings (MW) | Technical Potential | 0 | 0 | 0 | 0 | 0 | 0 | 0 | 0 | 0 | 0 | 0 | 0 | 0 | 0 | 0 | 0 | 0 | 0 | 0 | 0 | 0 | 0 | 0
F7_Industrial_Food Products_Existing_Space Heating_Natural Gas_HVAC - Duct Repair and Sealing_A_Technical Potential | F7 | Industrial | Food Products | Existing | Space Heating | Natural Gas | HVAC - Duct Repair and Sealing | A | Cumulative Energy Savings (MWh or mTherms) | Technical Potential | 0 | 0 | 0.018976 | 0.036998 | 0.053861 | 0.069338 | 0.08323 | 0.095431 | 0.10597 | 0.11498 | 0.12273 | 0.12948 | 0.13551 | 0.14101 | 0.14617 | 0.15108 | 0.1558 | 0.16045 | 0.16503 | 0.16949 | 0.17397 | 0.17822 | 0
F8_Industrial_Food Products_Existing_Space Heating_Natural Gas_HVAC - Duct Repair and Sealing_A_Technical Potential | F8 | Industrial | Food Products | Existing | Space Heating | Natural Gas | HVAC - Duct Repair and Sealing | A | Cumulative Summer Peak Savings (MW) | Technical Potential | 0 | 0 | 0 | 0 | 0 | 0 | 0 | 0 | 0 | 0 | 0 | 0 | 0 | 0 | 0 | 0 | 0 | 0 | 0 | 0 | 0 | 0 | 0
F9_Industrial_Food Products_Existing_Space Heating_Natural Gas_HVAC - Duct Repair and Sealing_A_Technical Potential | F9 | Industrial | Food Products | Existing | Space Heating | Natural Gas | HVAC - Duct Repair and Sealing | A | Cumulative Winter Peak Savings (MW) | Technical Potential | 0 | 0 | 0 | 0 | 0 | 0 | 0 | 0 | 0 | 0 | 0 | 0 | 0 | 0 | 0 | 0 | 0 | 0 | 0 | 0 | 0 | 0 | 0
F10_Industrial_Food Products_Existing_Space Heating_Natural Gas_HVAC - Duct Repair and Sealing_A_Technical Potential | F10 | Industrial | Food Products | Existing | Space Heating | Natural Gas | HVAC - Duct Repair and Sealing | A | Purchases (Incremental) | Technical Potential | 0 | 0 | 4696.7301 | 4615.752 | 4536.17 | 4457.9602 | 4381.0988 | 4305.5626 | 4231.3288 | 4158.3748 | 4086.6787 | 4016.2187 | 3946.9736 | 3878.9223 | 3812.0444 | 3746.3195 | 3681.7277 | 3618.2497 | 3555.8661 | 3494.558 | 3434.307 | 3375.0948 | 0
F11_Industrial_Food Products_Existing_Space Heating_Natural Gas_HVAC - Duct Repair and Sealing_A_Technical Potential | F11 | Industrial | Food Products | Existing | Space Heating | Natural Gas | HVAC - Duct Repair and Sealing | A | Purchases (Cumulative) | Technical Potential | 0 | 0 | 4696.7301 | 9312.482 | 13848.652 | 18306.6122 | 22687.711 | 26993.2737 | 31224.6024 | 35382.9773 | 39469.656 | 43485.8748 | 47432.8484 | 51311.7707 | 55123.815 | 58870.1345 | 62551.8622 | 66170.1119 | 69725.978 | 73220.536 | 76654.843 | 80029.9378 | 0
F1_Industrial_Food Products_Existing_Space Heating_Natural Gas_Windows - High Efficiency_A_Technical Potential | F1 | Industrial | Food Products | Existing | Space Heating | Natural Gas | Windows - High Efficiency | A | Integrated Unit Energy Savings (kWh or therms) | Technical Potential | 0 | 0 | 0.007698 | 0.0075807 | 0.007426 | 0.0072297 | 0.0069935 | 0.0067256 | 0.0064388 | 0.0061477 | 0.0058657 | 0.0056029 | 0.0053648 | 0.0051531 | 0.0049676 | 0.0048052 | 0.0046627 | 0.0045391 | 0.004431 | 0.0043339 | 0.0042502 | 0.0041709 | 0
F2_Industrial_Food Products_Existing_Space Heating_Natural Gas_Windows - High Efficiency_A_Technical Potential | F2 | Industrial | Food Products | Existing | Space Heating | Natural Gas | Windows - High Efficiency | A | Integrated Unit Summer Peak Savings (kW) | Technical Potential | 0 | 0 | 0 | 0 | 0 | 0 | 0 | 0 | 0 | 0 | 0 | 0 | 0 | 0 | 0 | 0 | 0 | 0 | 0 | 0 | 0 | 0 | 0
F3_Industrial_Food Products_Existing_Space Heating_Natural Gas_Windows - High Efficiency_A_Technical Potential | F3 | Industrial | Food Products | Existing | Space Heating | Natural Gas | Windows - High Efficiency | A | Integrated Unit Winter Peak Savings (kW) | Technical Potential | 0 | 0 | 0 | 0 | 0 | 0 | 0 | 0 | 0 | 0 | 0 | 0 | 0 | 0 | 0 | 0 | 0 | 0 | 0 | 0 | 0 | 0 | 0
F4_Industrial_Food Products_Existing_Space Heating_Natural Gas_Windows - High Efficiency_A_Technical Potential | F4 | Industrial | Food Products | Existing | Space Heating | Natural Gas | Windows - High Efficiency | A | Incremental Energy Savings (MWh or mTherms) | Technical Potential | 0 | 0 | 0.02853 | 0.055193 | 0.094343 | 0.14683 | 0.21187 | 0.28678 | 0.36703 | 0.44646 | 0.51778 | 0.57317 | 0.60512 | 0.60767 | 0.5781 | 0.51805 | 0.43435 | 0.34366 | 0.25211 | 0.16777 | 0.1033 | 0.064977 | 0
F5_Industrial_Food Products_Existing_Space Heating_Natural Gas_Windows - High Efficiency_A_Technical Potential | F5 | Industrial | Food Products | Existing | Space Heating | Natural Gas | Windows - High Efficiency | A | Incremental Summer Peak Savings (MW) | Technical Potential | 0 | 0 | 0 | 0 | 0 | 0 | 0 | 0 | 0 | 0 | 0 | 0 | 0 | 0 | 0 | 0 | 0 | 0 | 0 | 0 | 0 | 0 | 0
F6_Industrial_Food Products_Existing_Space Heating_Natural Gas_Windows - High Efficiency_A_Technical Potential | F6 | Industrial | Food Products | Existing | Space Heating | Natural Gas | Windows - High Efficiency | A | Incremental Winter Peak Savings (MW) | Technical Potential | 0 | 0 | 0 | 0 | 0 | 0 | 0 | 0 | 0 | 0 | 0 | 0 | 0 | 0 | 0 | 0 | 0 | 0 | 0 | 0 | 0 | 0 | 0
F7_Industrial_Food Products_Existing_Space Heating_Natural Gas_Windows - High Efficiency_A_Technical Potential | F7 | Industrial | Food Products | Existing | Space Heating | Natural Gas | Windows - High Efficiency | A | Cumulative Energy Savings (MWh or mTherms) | Technical Potential | 0 | 0 | 0.02853 | 0.083289 | 0.17593 | 0.31811 | 0.51958 | 0.78646 | 1.12 | 1.5158 | 1.964 | 2.4492 | 2.9503 | 3.4415 | 3.8957 | 4.2864 | 4.5936 | 4.8156 | 4.953 | 5.0122 | 5.0187 | 4.9901 | 0
F8_Industrial_Food Products_Existing_Space Heating_Natural Gas_Windows - High Efficiency_A_Technical Potential | F8 | Industrial | Food Products | Existing | Space Heating | Natural Gas | Windows - High Efficiency | A | Cumulative Summer Peak Savings (MW) | Technical Potential | 0 | 0 | 0 | 0 | 0 | 0 | 0 | 0 | 0 | 0 | 0 | 0 | 0 | 0 | 0 | 0 | 0 | 0 | 0 | 0 | 0 | 0 | 0
F9_Industrial_Food Products_Existing_Space Heating_Natural Gas_Windows - High Efficiency_A_Technical Potential | F9 | Industrial | Food Products | Existing | Space Heating | Natural Gas | Windows - High Efficiency | A | Cumulative Winter Peak Savings (MW) | Technical Potential | 0 | 0 | 0 | 0 | 0 | 0 | 0 | 0 | 0 | 0 | 0 | 0 | 0 | 0 | 0 | 0 | 0 | 0 | 0 | 0 | 0 | 0 | 0
F10_Industrial_Food Products_Existing_Space Heating_Natural Gas_Windows - High Efficiency_A_Technical Potential | F10 | Industrial | Food Products | Existing | Space Heating | Natural Gas | Windows - High Efficiency | A | Purchases (Incremental) | Technical Potential | 0 | 0 | 3706.1962 | 7280.7113 | 12704.3493 | 20309.066 | 30294.8372 | 42640.5995 | 57002.8749 | 72622.2395 | 88272.5526 | 102299.5794 | 112794.6267 | 117923.4143 | 116374.0784 | 107810.7779 | 93155.4797 | 75710.3015 | 56897.9041 | 38711.704 | 24306.0555 | 15578.4689 | 0
F11_Industrial_Food Products_Existing_Space Heating_Natural Gas_Windows - High Efficiency_A_Technical Potential | F11 | Industrial | Food Products | Existing | Space Heating | Natural Gas | Windows - High Efficiency | A | Purchases (Cumulative) | Technical Potential | 0 | 0 | 3706.1962 | 10986.9075 | 23691.2568 | 44000.3228 | 74295.1599 | 116935.7594 | 173938.6343 | 246560.8738 | 334833.4264 | 437133.0058 | 549927.6326 | 667851.0468 | 784225.1253 | 892035.9031 | 985191.3828 | 1060901.6843 | 1117799.5884 | 1156511.2923 | 1180817.3478 | 1196395.8167 | 0
F1_Industrial_Food Products_Existing_Space Heating_Natural Gas_Gas Boiler - Maintenance_A_Technical Potential | F1 | Industrial | Food Products | Existing | Space Heating | Natural Gas | Gas Boiler - Maintenance | A | Integrated Unit Energy Savings (kWh or therms) | Technical Potential | 0 | 0 | 0.95056 | 0.9461 | 0.9414 | 0.93644 | 0.93117 | 0.92556 | 0.91959 | 0.91322 | 0.90649 | 0.89944 | 0.89213 | 0.88456 | 0.87695 | 0.86927 | 0.86156 | 0.85438 | 0.8477 | 0.84146 | 0.83564 | 0.83024 | 0
F2_Industrial_Food Products_Existing_Space Heating_Natural Gas_Gas Boiler - Maintenance_A_Technical Potential | F2 | Industrial | Food Products | Existing | Space Heating | Natural Gas | Gas Boiler - Maintenance | A | Integrated Unit Summer Peak Savings (kW) | Technical Potential | 0 | 0 | 0 | 0 | 0 | 0 | 0 | 0 | 0 | 0 | 0 | 0 | 0 | 0 | 0 | 0 | 0 | 0 | 0 | 0 | 0 | 0 | 0
F3_Industrial_Food Products_Existing_Space Heating_Natural Gas_Gas Boiler - Maintenance_A_Technical Potential | F3 | Industrial | Food Products | Existing | Space Heating | Natural Gas | Gas Boiler - Maintenance | A | Integrated Unit Winter Peak Savings (kW) | Technical Potential | 0 | 0 | 0 | 0 | 0 | 0 | 0 | 0 | 0 | 0 | 0 | 0 | 0 | 0 | 0 | 0 | 0 | 0 | 0 | 0 | 0 | 0 | 0
F4_Industrial_Food Products_Existing_Space Heating_Natural Gas_Gas Boiler - Maintenance_A_Technical Potential | F4 | Industrial | Food Products | Existing | Space Heating | Natural Gas | Gas Boiler - Maintenance | A | Incremental Energy Savings (MWh or mTherms) | Technical Potential | 0 | 0 | 0.020193 | 0.013844 | 0.0093718 | 0.0071351 | 0.0061091 | 0.0051639 | 0.0043195 | 0.0035816 | 0.0029478 | 0.0024108 | 0.0019609 | 0.0014881 | 0.0011292 | 0.00085666 | 0.00064985 | 0.00058152 | 0.00044376 | 0.00037278 | 0.00030514 | 0.00024064 | 0
F5_Industrial_Food Products_Existing_Space Heating_Natural Gas_Gas Boiler - Maintenance_A_Technical Potential | F5 | Industrial | Food Products | Existing | Space Heating | Natural Gas | Gas Boiler - Maintenance | A | Incremental Summer Peak Savings (MW) | Technical Potential | 0 | 0 | 0 | 0 | 0 | 0 | 0 | 0 | 0 | 0 | 0 | 0 | 0 | 0 | 0 | 0 | 0 | 0 | 0 | 0 | 0 | 0 | 0
F6_Industrial_Food Products_Existing_Space Heating_Natural Gas_Gas Boiler - Maintenance_A_Technical Potential | F6 | Industrial | Food Products | Existing | Space Heating | Natural Gas | Gas Boiler - Maintenance | A | Incremental Winter Peak Savings (MW) | Technical Potential | 0 | 0 | 0 | 0 | 0 | 0 | 0 | 0 | 0 | 0 | 0 | 0 | 0 | 0 | 0 | 0 | 0 | 0 | 0 | 0 | 0 | 0 | 0
F7_Industrial_Food Products_Existing_Space Heating_Natural Gas_Gas Boiler - Maintenance_A_Technical Potential | F7 | Industrial | Food Products | Existing | Space Heating | Natural Gas | Gas Boiler - Maintenance | A | Cumulative Energy Savings (MWh or mTherms) | Technical Potential | 0 | 0 | 0.020193 | 0.033942 | 0.043145 | 0.050053 | 0.05588 | 0.060707 | 0.064635 | 0.067769 | 0.070218 | 0.072082 | 0.073457 | 0.074322 | 0.074812 | 0.075013 | 0.074998 | 0.074954 | 0.074812 | 0.074634 | 0.074424 | 0.074183 | 0
F8_Industrial_Food Products_Existing_Space Heating_Natural Gas_Gas Boiler - Maintenance_A_Technical Potential | F8 | Industrial | Food Products | Existing | Space Heating | Natural Gas | Gas Boiler - Maintenance | A | Cumulative Summer Peak Savings (MW) | Technical Potential | 0 | 0 | 0 | 0 | 0 | 0 | 0 | 0 | 0 | 0 | 0 | 0 | 0 | 0 | 0 | 0 | 0 | 0 | 0 | 0 | 0 | 0 | 0
F9_Industrial_Food Products_Existing_Space Heating_Natural Gas_Gas Boiler - Maintenance_A_Technical Potential | F9 | Industrial | Food Products | Existing | Space Heating | Natural Gas | Gas Boiler - Maintenance | A | Cumulative Winter Peak Savings (MW) | Technical Potential | 0 | 0 | 0 | 0 | 0 | 0 | 0 | 0 | 0 | 0 | 0 | 0 | 0 | 0 | 0 | 0 | 0 | 0 | 0 | 0 | 0 | 0 | 0
F10_Industrial_Food Products_Existing_Space Heating_Natural Gas_Gas Boiler - Maintenance_A_Technical Potential | F10 | Industrial | Food Products | Existing | Space Heating | Natural Gas | Gas Boiler - Maintenance | A | Purchases (Incremental) | Technical Potential | 0 | 0 | 21.2427 | 14.6328 | 9.9551 | 7.6194 | 6.5606 | 5.5793 | 4.6972 | 3.922 | 3.2519 | 2.6804 | 2.198 | 1.6823 | 1.2876 | 0.98549 | 0.75427 | 0.68064 | 0.52349 | 0.44301 | 0.36515 | 0.28985 | 0
F11_Industrial_Food Products_Existing_Space Heating_Natural Gas_Gas Boiler - Maintenance_A_Technical Potential | F11 | Industrial | Food Products | Existing | Space Heating | Natural Gas | Gas Boiler - Maintenance | A | Purchases (Cumulative) | Technical Potential | 0 | 0 | 21.2427 | 35.8755 | 45.8306 | 53.45 | 60.0107 | 65.5899 | 70.2872 | 74.2091 | 77.4611 | 80.1414 | 82.3395 | 84.0218 | 85.3094 | 86.2949 | 87.0492 | 87.7298 | 88.2533 | 88.6963 | 89.0615 | 89.3513 | 0
F1_Industrial_Food Products_Existing_Process_Natural Gas_Gas Boiler - Maintenance_A_Technical Potential | F1 | Industrial | Food Products | Existing | Process | Natural Gas | Gas Boiler - Maintenance | A | Integrated Unit Energy Savings (kWh or therms) | Technical Potential | 0 | 0 | 34.75 | 34.75 | 34.75 | 34.75 | 34.75 | 34.75 | 34.75 | 34.75 | 34.75 | 34.75 | 34.75 | 34.75 | 34.75 | 34.75 | 34.75 | 34.75 | 34.75 | 34.75 | 34.75 | 34.75 | 0
F2_Industrial_Food Products_Existing_Process_Natural Gas_Gas Boiler - Maintenance_A_Technical Potential | F2 | Industrial | Food Products | Existing | Process | Natural Gas | Gas Boiler - Maintenance | A | Integrated Unit Summer Peak Savings (kW) | Technical Potential | 0 | 0 | 0 | 0 | 0 | 0 | 0 | 0 | 0 | 0 | 0 | 0 | 0 | 0 | 0 | 0 | 0 | 0 | 0 | 0 | 0 | 0 | 0
F3_Industrial_Food Products_Existing_Process_Natural Gas_Gas Boiler - Maintenance_A_Technical Potential | F3 | Industrial | Food Products | Existing | Process | Natural Gas | Gas Boiler - Maintenance | A | Integrated Unit Winter Peak Savings (kW) | Technical Potential | 0 | 0 | 0 | 0 | 0 | 0 | 0 | 0 | 0 | 0 | 0 | 0 | 0 | 0 | 0 | 0 | 0 | 0 | 0 | 0 | 0 | 0 | 0
F4_Industrial_Food Products_Existing_Process_Natural Gas_Gas Boiler - Maintenance_A_Technical Potential | F4 | Industrial | Food Products | Existing | Process | Natural Gas | Gas Boiler - Maintenance | A | Incremental Energy Savings (MWh or mTherms) | Technical Potential | 0 | 0 | 1.7602 | 1.2125 | 0.82488 | 0.63134 | 0.54361 | 0.46229 | 0.38921 | 0.32497 | 0.26945 | 0.2221 | 0.18213 | 0.1394 | 0.10669 | 0.081657 | 0.062498 | 0.056397 | 0.043376 | 0.036708 | 0.030256 | 0.024016 | 0
F5_Industrial_Food Products_Existing_Process_Natural Gas_Gas Boiler - Maintenance_A_Technical Potential | F5 | Industrial | Food Products | Existing | Process | Natural Gas | Gas Boiler - Maintenance | A | Incremental Summer Peak Savings (MW) | Technical Potential | 0 | 0 | 0 | 0 | 0 | 0 | 0 | 0 | 0 | 0 | 0 | 0 | 0 | 0 | 0 | 0 | 0 | 0 | 0 | 0 | 0 | 0 | 0
F6_Industrial_Food Products_Existing_Process_Natural Gas_Gas Boiler - Maintenance_A_Technical Potential | F6 | Industrial | Food Products | Existing | Process | Natural Gas | Gas Boiler - Maintenance | A | Incremental Winter Peak Savings (MW) | Technical Potential | 0 | 0 | 0 | 0 | 0 | 0 | 0 | 0 | 0 | 0 | 0 | 0 | 0 | 0 | 0 | 0 | 0 | 0 | 0 | 0 | 0 | 0 | 0
F7_Industrial_Food Products_Existing_Process_Natural Gas_Gas Boiler - Maintenance_A_Technical Potential | F7 | Industrial | Food Products | Existing | Process | Natural Gas | Gas Boiler - Maintenance | A | Cumulative Energy Savings (MWh or mTherms) | Technical Potential | 0 | 0 | 1.7602 | 2.9726 | 3.7975 | 4.4288 | 4.9724 | 5.4347 | 5.824 | 6.1489 | 6.4184 | 6.6405 | 6.8226 | 6.962 | 7.0687 | 7.1503 | 7.2128 | 7.2692 | 7.3126 | 7.3493 | 7.3796 | 7.4036 | 0
F8_Industrial_Food Products_Existing_Process_Natural Gas_Gas Boiler - Maintenance_A_Technical Potential | F8 | Industrial | Food Products | Existing | Process | Natural Gas | Gas Boiler - Maintenance | A | Cumulative Summer Peak Savings (MW) | Technical Potential | 0 | 0 | 0 | 0 | 0 | 0 | 0 | 0 | 0 | 0 | 0 | 0 | 0 | 0 | 0 | 0 | 0 | 0 | 0 | 0 | 0 | 0 | 0
F9_Industrial_Food Products_Existing_Process_Natural Gas_Gas Boiler - Maintenance_A_Technical Potential | F9 | Industrial | Food Products | Existing | Process | Natural Gas | Gas Boiler - Maintenance | A | Cumulative Winter Peak Savings (MW) | Technical Potential | 0 | 0 | 0 | 0 | 0 | 0 | 0 | 0 | 0 | 0 | 0 | 0 | 0 | 0 | 0 | 0 | 0 | 0 | 0 | 0 | 0 | 0 | 0
F10_Industrial_Food Products_Existing_Process_Natural Gas_Gas Boiler - Maintenance_A_Technical Potential | F10 | Industrial | Food Products | Existing | Process | Natural Gas | Gas Boiler - Maintenance | A | Purchases (Incremental) | Technical Potential | 0 | 0 | 50.6522 | 34.891 | 23.7375 | 18.168 | 15.6435 | 13.3035 | 11.2003 | 9.3517 | 7.754 | 6.3912 | 5.2411 | 4.0114 | 3.0702 | 2.3499 | 1.7985 | 1.623 | 1.2482 | 1.0563 | 0.87069 | 0.69112 | 0
F11_Industrial_Food Products_Existing_Process_Natural Gas_Gas Boiler - Maintenance_A_Technical Potential | F11 | Industrial | Food Products | Existing | Process | Natural Gas | Gas Boiler - Maintenance | A | Purchases (Cumulative) | Technical Potential | 0 | 0 | 50.6522 | 85.5432 | 109.2807 | 127.4487 | 143.0922 | 156.3957 | 167.596 | 176.9477 | 184.7018 | 191.093 | 196.3341 | 200.3455 | 203.4157 | 205.7656 | 207.5641 | 209.187 | 210.4353 | 211.4916 | 212.3623 | 213.0534 | 0
F1_Industrial_Food Products_Existing_Space Heating_Natural Gas_Gas Furnace - Maintenance_A_Technical Potential | F1 | Industrial | Food Products | Existing | Space Heating | Natural Gas | Gas Furnace - Maintenance | A | Integrated Unit Energy Savings (kWh or therms) | Technical Potential | 0 | 0 | 0.0093773 | 0.009303 | 0.0092261 | 0.0091465 | 0.0090641 | 0.0089791 | 0.0088912 | 0.0088006 | 0.0087079 | 0.0086136 | 0.0085184 | 0.0084222 | 0.0083271 | 0.0082329 | 0.00814 | 0.0080535 | 0.0079732 | 0.0078984 | 0.0078285 | 0.0077633 | 0
F2_Industrial_Food Products_Existing_Space Heating_Natural Gas_Gas Furnace - Maintenance_A_Technical Potential | F2 | Industrial | Food Products | Existing | Space Heating | Natural Gas | Gas Furnace - Maintenance | A | Integrated Unit Summer Peak Savings (kW) | Technical Potential | 0 | 0 | 0 | 0 | 0 | 0 | 0 | 0 | 0 | 0 | 0 | 0 | 0 | 0 | 0 | 0 | 0 | 0 | 0 | 0 | 0 | 0 | 0
F3_Industrial_Food Products_Existing_Space Heating_Natural Gas_Gas Furnace - Maintenance_A_Technical Potential | F3 | Industrial | Food Products | Existing | Space Heating | Natural Gas | Gas Furnace - Maintenance | A | Integrated Unit Winter Peak Savings (kW) | Technical Potential | 0 | 0 | 0 | 0 | 0 | 0 | 0 | 0 | 0 | 0 | 0 | 0 | 0 | 0 | 0 | 0 | 0 | 0 | 0 | 0 | 0 | 0 | 0
F4_Industrial_Food Products_Existing_Space Heating_Natural Gas_Gas Furnace - Maintenance_A_Technical Potential | F4 | Industrial | Food Products | Existing | Space Heating | Natural Gas | Gas Furnace - Maintenance | A | Incremental Energy Savings (MWh or mTherms) | Technical Potential | 0 | 0 | 0.00015893 | 0.00010861 | 7.328e-05 | 5.5603e-05 | 4.7446e-05 | 3.997e-05 | 3.3322e-05 | 2.7538e-05 | 2.2593e-05 | 1.8421e-05 | 1.4939e-05 | 1.1305e-05 | 8.5545e-06 | 6.4733e-06 | 4.8986e-06 | 4.3735e-06 | 3.3302e-06 | 2.7917e-06 | 2.2807e-06 | 1.7953e-06 | 0
F5_Industrial_Food Products_Existing_Space Heating_Natural Gas_Gas Furnace - Maintenance_A_Technical Potential | F5 | Industrial | Food Products | Existing | Space Heating | Natural Gas | Gas Furnace - Maintenance | A | Incremental Summer Peak Savings (MW) | Technical Potential | 0 | 0 | 0 | 0 | 0 | 0 | 0 | 0 | 0 | 0 | 0 | 0 | 0 | 0 | 0 | 0 | 0 | 0 | 0 | 0 | 0 | 0 | 0
F6_Industrial_Food Products_Existing_Space Heating_Natural Gas_Gas Furnace - Maintenance_A_Technical Potential | F6 | Industrial | Food Products | Existing | Space Heating | Natural Gas | Gas Furnace - Maintenance | A | Incremental Winter Peak Savings (MW) | Technical Potential | 0 | 0 | 0 | 0 | 0 | 0 | 0 | 0 | 0 | 0 | 0 | 0 | 0 | 0 | 0 | 0 | 0 | 0 | 0 | 0 | 0 | 0 | 0
F7_Industrial_Food Products_Existing_Space Heating_Natural Gas_Gas Furnace - Maintenance_A_Technical Potential | F7 | Industrial | Food Products | Existing | Space Heating | Natural Gas | Gas Furnace - Maintenance | A | Cumulative Energy Savings (MWh or mTherms) | Technical Potential | 0 | 0 | 0.00015893 | 0.00026628 | 0.00033736 | 0.00039005 | 0.00043399 | 0.00046988 | 0.00049861 | 0.00052107 | 0.00053817 | 0.00055076 | 0.00055961 | 0.0005646 | 0.00056678 | 0.00056684 | 0.00056534 | 0.00056371 | 0.00056142 | 0.00055894 | 0.00055628 | 0.00055344 | 0
F8_Industrial_Food Products_Existing_Space Heating_Natural Gas_Gas Furnace - Maintenance_A_Technical Potential | F8 | Industrial | Food Products | Existing | Space Heating | Natural Gas | Gas Furnace - Maintenance | A | Cumulative Summer Peak Savings (MW) | Technical Potential | 0 | 0 | 0 | 0 | 0 | 0 | 0 | 0 | 0 | 0 | 0 | 0 | 0 | 0 | 0 | 0 | 0 | 0 | 0 | 0 | 0 | 0 | 0
F9_Industrial_Food Products_Existing_Space Heating_Natural Gas_Gas Furnace - Maintenance_A_Technical Potential | F9 | Industrial | Food Products | Existing | Space Heating | Natural Gas | Gas Furnace - Maintenance | A | Cumulative Winter Peak Savings (MW) | Technical Potential | 0 | 0 | 0 | 0 | 0 | 0 | 0 | 0 | 0 | 0 | 0 | 0 | 0 | 0 | 0 | 0 | 0 | 0 | 0 | 0 | 0 | 0 | 0
F10_Industrial_Food Products_Existing_Space Heating_Natural Gas_Gas Furnace - Maintenance_A_Technical Potential | F10 | Industrial | Food Products | Existing | Space Heating | Natural Gas | Gas Furnace - Maintenance | A | Purchases (Incremental) | Technical Potential | 0 | 0 | 16.9486 | 11.6748 | 7.9427 | 6.0791 | 5.2344 | 4.4514 | 3.7477 | 3.1292 | 2.5946 | 2.1386 | 1.7537 | 1.3422 | 1.0273 | 0.78628 | 0.6018 | 0.54305 | 0.41767 | 0.35346 | 0.29134 | 0.23125 | 0
F11_Industrial_Food Products_Existing_Space Heating_Natural Gas_Gas Furnace - Maintenance_A_Technical Potential | F11 | Industrial | Food Products | Existing | Space Heating | Natural Gas | Gas Furnace - Maintenance | A | Purchases (Cumulative) | Technical Potential | 0 | 0 | 16.9486 | 28.6234 | 36.5661 | 42.6452 | 47.8797 | 52.3311 | 56.0788 | 59.2079 | 61.8025 | 63.941 | 65.6947 | 67.037 | 68.0643 | 68.8506 | 69.4524 | 69.9954 | 70.4131 | 70.7666 | 71.0579 | 71.2891 | 0
F1_Industrial_Food Products_Existing_Space Heating_Natural Gas_Gas Boiler - Hot Water Reset_A_Technical Potential | F1 | Industrial | Food Products | Existing | Space Heating | Natural Gas | Gas Boiler - Hot Water Reset | A | Integrated Unit Energy Savings (kWh or therms) | Technical Potential | 0 | 0 | 3.4507 | 3.4287 | 3.4057 | 3.3817 | 3.3564 | 3.3298 | 3.3018 | 3.2721 | 3.241 | 3.2086 | 3.1752 | 3.1408 | 3.1063 | 3.0715 | 3.0369 | 3.0043 | 2.9736 | 2.9447 | 2.9174 | 2.8916 | 0
F2_Industrial_Food Products_Existing_Space Heating_Natural Gas_Gas Boiler - Hot Water Reset_A_Technical Potential | F2 | Industrial | Food Products | Existing | Space Heating | Natural Gas | Gas Boiler - Hot Water Reset | A | Integrated Unit Summer Peak Savings (kW) | Technical Potential | 0 | 0 | 0 | 0 | 0 | 0 | 0 | 0 | 0 | 0 | 0 | 0 | 0 | 0 | 0 | 0 | 0 | 0 | 0 | 0 | 0 | 0 | 0
F3_Industrial_Food Products_Existing_Space Heating_Natural Gas_Gas Boiler - Hot Water Reset_A_Technical Potential | F3 | Industrial | Food Products | Existing | Space Heating | Natural Gas | Gas Boiler - Hot Water Reset | A | Integrated Unit Winter Peak Savings (kW) | Technical Potential | 0 | 0 | 0 | 0 | 0 | 0 | 0 | 0 | 0 | 0 | 0 | 0 | 0 | 0 | 0 | 0 | 0 | 0 | 0 | 0 | 0 | 0 | 0
F4_Industrial_Food Products_Existing_Space Heating_Natural Gas_Gas Boiler - Hot Water Reset_A_Technical Potential | F4 | Industrial | Food Products | Existing | Space Heating | Natural Gas | Gas Boiler - Hot Water Reset | A | Incremental Energy Savings (MWh or mTherms) | Technical Potential | 0 | 0 | 0.035624 | 0.042712 | 0.051022 | 0.057796 | 0.064304 | 0.073297 | 0.078356 | 0.07796 | 0.071515 | 0.059809 | 0.045011 | 0.028958 | 0.016343 | 0.0076468 | 0.0031435 | 0.0011113 | 0.00033766 | 7.1622e-05 | 1.1462e-05 | 1.3402e-06 | 0
F5_Industrial_Food Products_Existing_Space Heating_Natural Gas_Gas Boiler - Hot Water Reset_A_Technical Potential | F5 | Industrial | Food Products | Existing | Space Heating | Natural Gas | Gas Boiler - Hot Water Reset | A | Incremental Summer Peak Savings (MW) | Technical Potential | 0 | 0 | 0 | 0 | 0 | 0 | 0 | 0 | 0 | 0 | 0 | 0 | 0 | 0 | 0 | 0 | 0 | 0 | 0 | 0 | 0 | 0 | 0
F6_Industrial_Food Products_Existing_Space Heating_Natural Gas_Gas Boiler - Hot Water Reset_A_Technical Potential | F6 | Industrial | Food Products | Existing | Space Heating | Natural Gas | Gas Boiler - Hot Water Reset | A | Incremental Winter Peak Savings (MW) | Technical Potential | 0 | 0 | 0 | 0 | 0 | 0 | 0 | 0 | 0 | 0 | 0 | 0 | 0 | 0 | 0 | 0 | 0 | 0 | 0 | 0 | 0 | 0 | 0
F7_Industrial_Food Products_Existing_Space Heating_Natural Gas_Gas Boiler - Hot Water Reset_A_Technical Potential | F7 | Industrial | Food Products | Existing | Space Heating | Natural Gas | Gas Boiler - Hot Water Reset | A | Cumulative Energy Savings (MWh or mTherms) | Technical Potential | 0 | 0 | 0.035624 | 0.078108 | 0.12861 | 0.1855 | 0.24842 | 0.31974 | 0.39541 | 0.46982 | 0.53687 | 0.59131 | 0.63016 | 0.65229 | 0.66146 | 0.66171 | 0.65739 | 0.65145 | 0.64513 | 0.63893 | 0.63301 | 0.62741 | 0
F8_Industrial_Food Products_Existing_Space Heating_Natural Gas_Gas Boiler - Hot Water Reset_A_Technical Potential | F8 | Industrial | Food Products | Existing | Space Heating | Natural Gas | Gas Boiler - Hot Water Reset | A | Cumulative Summer Peak Savings (MW) | Technical Potential | 0 | 0 | 0 | 0 | 0 | 0 | 0 | 0 | 0 | 0 | 0 | 0 | 0 | 0 | 0 | 0 | 0 | 0 | 0 | 0 | 0 | 0 | 0
F9_Industrial_Food Products_Existing_Space Heating_Natural Gas_Gas Boiler - Hot Water Reset_A_Technical Potential | F9 | Industrial | Food Products | Existing | Space Heating | Natural Gas | Gas Boiler - Hot Water Reset | A | Cumulative Winter Peak Savings (MW) | Technical Potential | 0 | 0 | 0 | 0 | 0 | 0 | 0 | 0 | 0 | 0 | 0 | 0 | 0 | 0 | 0 | 0 | 0 | 0 | 0 | 0 | 0 | 0 | 0
F10_Industrial_Food Products_Existing_Space Heating_Natural Gas_Gas Boiler - Hot Water Reset_A_Technical Potential | F10 | Industrial | Food Products | Existing | Space Heating | Natural Gas | Gas Boiler - Hot Water Reset | A | Purchases (Incremental) | Technical Potential | 0 | 0 | 10.3237 | 12.4573 | 14.9813 | 17.0911 | 19.1584 | 22.0123 | 23.7315 | 23.8254 | 22.0655 | 18.6401 | 14.1758 | 9.2201 | 5.2613 | 2.4895 | 1.0351 | 0.36991 | 0.11355 | 0.024322 | 0.003929 | 0.00046348 | 0
F11_Industrial_Food Products_Existing_Space Heating_Natural Gas_Gas Boiler - Hot Water Reset_A_Technical Potential | F11 | Industrial | Food Products | Existing | Space Heating | Natural Gas | Gas Boiler - Hot Water Reset | A | Purchases (Cumulative) | Technical Potential | 0 | 0 | 10.3237 | 22.781 | 37.7623 | 54.8533 | 74.0117 | 96.024 | 119.7555 | 143.5809 | 165.6464 | 184.2865 | 198.4623 | 207.6824 | 212.9437 | 215.4332 | 216.4683 | 216.8383 | 216.9518 | 216.9761 | 216.9801 | 216.9805 | 0
F1_Industrial_Food Products_Existing_Process_Natural Gas_Gas Boiler - Hot Water Reset_A_Technical Potential | F1 | Industrial | Food Products | Existing | Process | Natural Gas | Gas Boiler - Hot Water Reset | A | Integrated Unit Energy Savings (kWh or therms) | Technical Potential | 0 | 0 | 63.0972 | 63.0164 | 62.9377 | 62.8594 | 62.7802 | 62.7001 | 62.619 | 62.5367 | 62.453 | 62.368 | 62.2816 | 62.1939 | 62.1052 | 62.0153 | 61.9245 | 61.8328 | 61.7401 | 61.6464 | 61.5517 | 61.4556 | 0
F2_Industrial_Food Products_Existing_Process_Natural Gas_Gas Boiler - Hot Water Reset_A_Technical Potential | F2 | Industrial | Food Products | Existing | Process | Natural Gas | Gas Boiler - Hot Water Reset | A | Integrated Unit Summer Peak Savings (kW) | Technical Potential | 0 | 0 | 0 | 0 | 0 | 0 | 0 | 0 | 0 | 0 | 0 | 0 | 0 | 0 | 0 | 0 | 0 | 0 | 0 | 0 | 0 | 0 | 0
F3_Industrial_Food Products_Existing_Process_Natural Gas_Gas Boiler - Hot Water Reset_A_Technical Potential | F3 | Industrial | Food Products | Existing | Process | Natural Gas | Gas Boiler - Hot Water Reset | A | Integrated Unit Winter Peak Savings (kW) | Technical Potential | 0 | 0 | 0 | 0 | 0 | 0 | 0 | 0 | 0 | 0 | 0 | 0 | 0 | 0 | 0 | 0 | 0 | 0 | 0 | 0 | 0 | 0 | 0
F4_Industrial_Food Products_Existing_Process_Natural Gas_Gas Boiler - Hot Water Reset_A_Technical Potential | F4 | Industrial | Food Products | Existing | Process | Natural Gas | Gas Boiler - Hot Water Reset | A | Incremental Energy Savings (MWh or mTherms) | Technical Potential | 0 | 0 | 1.5532 | 1.8718 | 2.2483 | 2.5617 | 2.8679 | 3.291 | 3.5434 | 3.5527 | 3.2859 | 2.772 | 2.1052 | 1.3673 | 0.77913 | 0.36813 | 0.15284 | 0.054539 | 0.016717 | 0.0035752 | 0.00057665 | 6.7918e-05 | 0
F5_Industrial_Food Products_Existing_Process_Natural Gas_Gas Boiler - Hot Water Reset_A_Technical Potential | F5 | Industrial | Food Products | Existing | Process | Natural Gas | Gas Boiler - Hot Water Reset | A | Incremental Summer Peak Savings (MW) | Technical Potential | 0 | 0 | 0 | 0 | 0 | 0 | 0 | 0 | 0 | 0 | 0 | 0 | 0 | 0 | 0 | 0 | 0 | 0 | 0 | 0 | 0 | 0 | 0
F6_Industrial_Food Products_Existing_Process_Natural Gas_Gas Boiler - Hot Water Reset_A_Technical Potential | F6 | Industrial | Food Products | Existing | Process | Natural Gas | Gas Boiler - Hot Water Reset | A | Incremental Winter Peak Savings (MW) | Technical Potential | 0 | 0 | 0 | 0 | 0 | 0 | 0 | 0 | 0 | 0 | 0 | 0 | 0 | 0 | 0 | 0 | 0 | 0 | 0 | 0 | 0 | 0 | 0
F7_Industrial_Food Products_Existing_Process_Natural Gas_Gas Boiler - Hot Water Reset_A_Technical Potential | F7 | Industrial | Food Products | Existing | Process | Natural Gas | Gas Boiler - Hot Water Reset | A | Cumulative Energy Savings (MWh or mTherms) | Technical Potential | 0 | 0 | 1.5532 | 3.4231 | 5.667 | 8.2217 | 11.0793 | 14.3561 | 17.8809 | 21.4101 | 24.6674 | 27.4058 | 29.4731 | 30.7989 | 31.5341 | 31.8566 | 31.9628 | 31.97 | 31.9388 | 31.8939 | 31.8454 | 31.7958 | 0
F8_Industrial_Food Products_Existing_Process_Natural Gas_Gas Boiler - Hot Water Reset_A_Technical Potential | F8 | Industrial | Food Products | Existing | Process | Natural Gas | Gas Boiler - Hot Water Reset | A | Cumulative Summer Peak Savings (MW) | Technical Potential | 0 | 0 | 0 | 0 | 0 | 0 | 0 | 0 | 0 | 0 | 0 | 0 | 0 | 0 | 0 | 0 | 0 | 0 | 0 | 0 | 0 | 0 | 0
F9_Industrial_Food Products_Existing_Process_Natural Gas_Gas Boiler - Hot Water Reset_A_Technical Potential | F9 | Industrial | Food Products | Existing | Process | Natural Gas | Gas Boiler - Hot Water Reset | A | Cumulative Winter Peak Savings (MW) | Technical Potential | 0 | 0 | 0 | 0 | 0 | 0 | 0 | 0 | 0 | 0 | 0 | 0 | 0 | 0 | 0 | 0 | 0 | 0 | 0 | 0 | 0 | 0 | 0
F10_Industrial_Food Products_Existing_Process_Natural Gas_Gas Boiler - Hot Water Reset_A_Technical Potential | F10 | Industrial | Food Products | Existing | Process | Natural Gas | Gas Boiler - Hot Water Reset | A | Purchases (Incremental) | Technical Potential | 0 | 0 | 24.6163 | 29.7038 | 35.722 | 40.7527 | 45.6822 | 52.4871 | 56.5865 | 56.8104 | 52.6139 | 44.4464 | 33.8015 | 21.9848 | 12.5453 | 5.9362 | 2.4682 | 0.88204 | 0.27076 | 0.057996 | 0.0093685 | 0.0011052 | 0
F11_Industrial_Food Products_Existing_Process_Natural Gas_Gas Boiler - Hot Water Reset_A_Technical Potential | F11 | Industrial | Food Products | Existing | Process | Natural Gas | Gas Boiler - Hot Water Reset | A | Purchases (Cumulative) | Technical Potential | 0 | 0 | 24.6163 | 54.3201 | 90.0422 | 130.7949 | 176.477 | 228.9642 | 285.5506 | 342.361 | 394.9749 | 439.4213 | 473.2228 | 495.2076 | 507.7529 | 513.6891 | 516.1572 | 517.0393 | 517.31 | 517.368 | 517.3774 | 517.3785 | 0
F1_Industrial_Food Products_Existing_Space Heating_Natural Gas_Steam Trap Maintenance_A_Technical Potential | F1 | Industrial | Food Products | Existing | Space Heating | Natural Gas | Steam Trap Maintenance | A | Integrated Unit Energy Savings (kWh or therms) | Technical Potential | 0 | 0 | 1.2209 | 1.2149 | 1.2086 | 1.202 | 1.1949 | 1.1873 | 1.1793 | 1.1706 | 1.1615 | 1.1518 | 1.1418 | 1.1315 | 1.1211 | 1.1106 | 1.1001 | 1.0904 | 1.0814 | 1.073 | 1.0652 | 1.0579 | 0
F2_Industrial_Food Products_Existing_Space Heating_Natural Gas_Steam Trap Maintenance_A_Technical Potential | F2 | Industrial | Food Products | Existing | Space Heating | Natural Gas | Steam Trap Maintenance | A | Integrated Unit Summer Peak Savings (kW) | Technical Potential | 0 | 0 | 0 | 0 | 0 | 0 | 0 | 0 | 0 | 0 | 0 | 0 | 0 | 0 | 0 | 0 | 0 | 0 | 0 | 0 | 0 | 0 | 0
F3_Industrial_Food Products_Existing_Space Heating_Natural Gas_Steam Trap Maintenance_A_Technical Potential | F3 | Industrial | Food Products | Existing | Space Heating | Natural Gas | Steam Trap Maintenance | A | Integrated Unit Winter Peak Savings (kW) | Technical Potential | 0 | 0 | 0 | 0 | 0 | 0 | 0 | 0 | 0 | 0 | 0 | 0 | 0 | 0 | 0 | 0 | 0 | 0 | 0 | 0 | 0 | 0 | 0
F4_Industrial_Food Products_Existing_Space Heating_Natural Gas_Steam Trap Maintenance_A_Technical Potential | F4 | Industrial | Food Products | Existing | Space Heating | Natural Gas | Steam Trap Maintenance | A | Incremental Energy Savings (MWh or mTherms) | Technical Potential | 0 | 0 | 0.0070348 | 0.0068797 | 0.0067261 | 0.0065738 | 0.0064224 | 0.0062717 | 0.0061217 | 0.0059721 | 0.0058232 | 0.0056753 | 0.005529 | 0.0053844 | 0.0052429 | 0.0051044 | 0.0049691 | 0.0048403 | 0.0047174 | 0.0046001 | 0.0044879 | 0.0043805 | 0
F5_Industrial_Food Products_Existing_Space Heating_Natural Gas_Steam Trap Maintenance_A_Technical Potential | F5 | Industrial | Food Products | Existing | Space Heating | Natural Gas | Steam Trap Maintenance | A | Incremental Summer Peak Savings (MW) | Technical Potential | 0 | 0 | 0 | 0 | 0 | 0 | 0 | 0 | 0 | 0 | 0 | 0 | 0 | 0 | 0 | 0 | 0 | 0 | 0 | 0 | 0 | 0 | 0
F6_Industrial_Food Products_Existing_Space Heating_Natural Gas_Steam Trap Maintenance_A_Technical Potential | F6 | Industrial | Food Products | Existing | Space Heating | Natural Gas | Steam Trap Maintenance | A | Incremental Winter Peak Savings (MW) | Technical Potential | 0 | 0 | 0 | 0 | 0 | 0 | 0 | 0 | 0 | 0 | 0 | 0 | 0 | 0 | 0 | 0 | 0 | 0 | 0 | 0 | 0 | 0 | 0
F7_Industrial_Food Products_Existing_Space Heating_Natural Gas_Steam Trap Maintenance_A_Technical Potential | F7 | Industrial | Food Products | Existing | Space Heating | Natural Gas | Steam Trap Maintenance | A | Cumulative Energy Savings (MWh or mTherms) | Technical Potential | 0 | 0 | 0.0070348 | 0.01388 | 0.020534 | 0.026995 | 0.033259 | 0.03932 | 0.045174 | 0.050815 | 0.056241 | 0.06145 | 0.066445 | 0.071227 | 0.075815 | 0.080211 | 0.084425 | 0.088518 | 0.092503 | 0.096385 | 0.10017 | 0.10387 | 0
F8_Industrial_Food Products_Existing_Space Heating_Natural Gas_Steam Trap Maintenance_A_Technical Potential | F8 | Industrial | Food Products | Existing | Space Heating | Natural Gas | Steam Trap Maintenance | A | Cumulative Summer Peak Savings (MW) | Technical Potential | 0 | 0 | 0 | 0 | 0 | 0 | 0 | 0 | 0 | 0 | 0 | 0 | 0 | 0 | 0 | 0 | 0 | 0 | 0 | 0 | 0 | 0 | 0
F9_Industrial_Food Products_Existing_Space Heating_Natural Gas_Steam Trap Maintenance_A_Technical Potential | F9 | Industrial | Food Products | Existing | Space Heating | Natural Gas | Steam Trap Maintenance | A | Cumulative Winter Peak Savings (MW) | Technical Potential | 0 | 0 | 0 | 0 | 0 | 0 | 0 | 0 | 0 | 0 | 0 | 0 | 0 | 0 | 0 | 0 | 0 | 0 | 0 | 0 | 0 | 0 | 0
F10_Industrial_Food Products_Existing_Space Heating_Natural Gas_Steam Trap Maintenance_A_Technical Potential | F10 | Industrial | Food Products | Existing | Space Heating | Natural Gas | Steam Trap Maintenance | A | Purchases (Incremental) | Technical Potential | 0 | 0 | 5.7621 | 5.6627 | 5.5651 | 5.4691 | 5.3748 | 5.2822 | 5.1911 | 5.1016 | 5.0136 | 4.9272 | 4.8422 | 4.7588 | 4.6767 | 4.5961 | 4.5168 | 4.439 | 4.3624 | 4.2872 | 4.2133 | 4.1407 | 0
F11_Industrial_Food Products_Existing_Space Heating_Natural Gas_Steam Trap Maintenance_A_Technical Potential | F11 | Industrial | Food Products | Existing | Space Heating | Natural Gas | Steam Trap Maintenance | A | Purchases (Cumulative) | Technical Potential | 0 | 0 | 5.7621 | 11.4248 | 16.9899 | 22.459 | 27.8339 | 33.116 | 38.3071 | 43.4087 | 48.4224 | 53.3496 | 58.1918 | 62.9506 | 67.6273 | 72.2234 | 76.7402 | 81.1791 | 85.5416 | 89.8288 | 94.0421 | 98.1827 | 0
F1_Industrial_Food Products_Existing_Process_Natural Gas_Steam Trap Maintenance_A_Technical Potential | F1 | Industrial | Food Products | Existing | Process | Natural Gas | Steam Trap Maintenance | A | Integrated Unit Energy Savings (kWh or therms) | Technical Potential | 0 | 0 | 44.6293 | 44.6204 | 44.6139 | 44.6084 | 44.6032 | 44.5983 | 44.5935 | 44.5887 | 44.5839 | 44.5791 | 44.5743 | 44.5695 | 44.5649 | 44.5606 | 44.5567 | 44.553 | 44.5498 | 44.547 | 44.5445 | 44.5422 | 0
F2_Industrial_Food Products_Existing_Process_Natural Gas_Steam Trap Maintenance_A_Technical Potential | F2 | Industrial | Food Products | Existing | Process | Natural Gas | Steam Trap Maintenance | A | Integrated Unit Summer Peak Savings (kW) | Technical Potential | 0 | 0 | 0 | 0 | 0 | 0 | 0 | 0 | 0 | 0 | 0 | 0 | 0 | 0 | 0 | 0 | 0 | 0 | 0 | 0 | 0 | 0 | 0
F3_Industrial_Food Products_Existing_Process_Natural Gas_Steam Trap Maintenance_A_Technical Potential | F3 | Industrial | Food Products | Existing | Process | Natural Gas | Steam Trap Maintenance | A | Integrated Unit Winter Peak Savings (kW) | Technical Potential | 0 | 0 | 0 | 0 | 0 | 0 | 0 | 0 | 0 | 0 | 0 | 0 | 0 | 0 | 0 | 0 | 0 | 0 | 0 | 0 | 0 | 0 | 0
F4_Industrial_Food Products_Existing_Process_Natural Gas_Steam Trap Maintenance_A_Technical Potential | F4 | Industrial | Food Products | Existing | Process | Natural Gas | Steam Trap Maintenance | A | Incremental Energy Savings (MWh or mTherms) | Technical Potential | 0 | 0 | 0.61318 | 0.60248 | 0.59201 | 0.58173 | 0.57164 | 0.56172 | 0.55197 | 0.5424 | 0.53299 | 0.52374 | 0.51466 | 0.50573 | 0.49696 | 0.48834 | 0.47988 | 0.47157 | 0.46341 | 0.45539 | 0.44751 | 0.43977 | 0
F5_Industrial_Food Products_Existing_Process_Natural Gas_Steam Trap Maintenance_A_Technical Potential | F5 | Industrial | Food Products | Existing | Process | Natural Gas | Steam Trap Maintenance | A | Incremental Summer Peak Savings (MW) | Technical Potential | 0 | 0 | 0 | 0 | 0 | 0 | 0 | 0 | 0 | 0 | 0 | 0 | 0 | 0 | 0 | 0 | 0 | 0 | 0 | 0 | 0 | 0 | 0
F6_Industrial_Food Products_Existing_Process_Natural Gas_Steam Trap Maintenance_A_Technical Potential | F6 | Industrial | Food Products | Existing | Process | Natural Gas | Steam Trap Maintenance | A | Incremental Winter Peak Savings (MW) | Technical Potential | 0 | 0 | 0 | 0 | 0 | 0 | 0 | 0 | 0 | 0 | 0 | 0 | 0 | 0 | 0 | 0 | 0 | 0 | 0 | 0 | 0 | 0 | 0
F7_Industrial_Food Products_Existing_Process_Natural Gas_Steam Trap Maintenance_A_Technical Potential | F7 | Industrial | Food Products | Existing | Process | Natural Gas | Steam Trap Maintenance | A | Cumulative Energy Savings (MWh or mTherms) | Technical Potential | 0 | 0 | 0.61318 | 1.2155 | 1.8074 | 2.3889 | 2.9602 | 3.5216 | 4.0732 | 4.6152 | 5.1477 | 5.6709 | 6.1849 | 6.69 | 7.1863 | 7.6739 | 8.1531 | 8.624 | 9.0868 | 9.5416 | 9.9886 | 10.4278 | 0
F8_Industrial_Food Products_Existing_Process_Natural Gas_Steam Trap Maintenance_A_Technical Potential | F8 | Industrial | Food Products | Existing | Process | Natural Gas | Steam Trap Maintenance | A | Cumulative Summer Peak Savings (MW) | Technical Potential | 0 | 0 | 0 | 0 | 0 | 0 | 0 | 0 | 0 | 0 | 0 | 0 | 0 | 0 | 0 | 0 | 0 | 0 | 0 | 0 | 0 | 0 | 0
F9_Industrial_Food Products_Existing_Process_Natural Gas_Steam Trap Maintenance_A_Technical Potential | F9 | Industrial | Food Products | Existing | Process | Natural Gas | Steam Trap Maintenance | A | Cumulative Winter Peak Savings (MW) | Technical Potential | 0 | 0 | 0 | 0 | 0 | 0 | 0 | 0 | 0 | 0 | 0 | 0 | 0 | 0 | 0 | 0 | 0 | 0 | 0 | 0 | 0 | 0 | 0
F10_Industrial_Food Products_Existing_Process_Natural Gas_Steam Trap Maintenance_A_Technical Potential | F10 | Industrial | Food Products | Existing | Process | Natural Gas | Steam Trap Maintenance | A | Purchases (Incremental) | Technical Potential | 0 | 0 | 13.7393 | 13.5025 | 13.2697 | 13.0409 | 12.816 | 12.5951 | 12.3779 | 12.1645 | 11.9548 | 11.7486 | 11.5461 | 11.347 | 11.1514 | 10.9591 | 10.7702 | 10.5845 | 10.402 | 10.2226 | 10.0464 | 9.8732 | 0
F11_Industrial_Food Products_Existing_Process_Natural Gas_Steam Trap Maintenance_A_Technical Potential | F11 | Industrial | Food Products | Existing | Process | Natural Gas | Steam Trap Maintenance | A | Purchases (Cumulative) | Technical Potential | 0 | 0 | 13.7393 | 27.2418 | 40.5114 | 53.5523 | 66.3683 | 78.9634 | 91.3413 | 103.5058 | 115.4605 | 127.2092 | 138.7553 | 150.1023 | 161.2536 | 172.2127 | 182.9829 | 193.5674 | 203.9693 | 214.192 | 224.2383 | 234.1115 | 0
F1_Industrial_Food Products_Existing_Space Heating_Natural Gas_Gas Boiler - High Turndown_A_Technical Potential | F1 | Industrial | Food Products | Existing | Space Heating | Natural Gas | Gas Boiler - High Turndown | A | Integrated Unit Energy Savings (kWh or therms) | Technical Potential | 0 | 0 | 1.2886 | 1.271 | 1.2482 | 1.2194 | 1.1848 | 1.1454 | 1.1028 | 1.0591 | 1.0162 | 0.9756 | 0.93828 | 0.90461 | 0.87471 | 0.84824 | 0.8248 | 0.80439 | 0.78648 | 0.77043 | 0.75657 | 0.74352 | 0
F2_Industrial_Food Products_Existing_Space Heating_Natural Gas_Gas Boiler - High Turndown_A_Technical Potential | F2 | Industrial | Food Products | Existing | Space Heating | Natural Gas | Gas Boiler - High Turndown | A | Integrated Unit Summer Peak Savings (kW) | Technical Potential | 0 | 0 | 0 | 0 | 0 | 0 | 0 | 0 | 0 | 0 | 0 | 0 | 0 | 0 | 0 | 0 | 0 | 0 | 0 | 0 | 0 | 0 | 0
F3_Industrial_Food Products_Existing_Space Heating_Natural Gas_Gas Boiler - High Turndown_A_Technical Potential | F3 | Industrial | Food Products | Existing | Space Heating | Natural Gas | Gas Boiler - High Turndown | A | Integrated Unit Winter Peak Savings (kW) | Technical Potential | 0 | 0 | 0 | 0 | 0 | 0 | 0 | 0 | 0 | 0 | 0 | 0 | 0 | 0 | 0 | 0 | 0 | 0 | 0 | 0 | 0 | 0 | 0
F4_Industrial_Food Products_Existing_Space Heating_Natural Gas_Gas Boiler - High Turndown_A_Technical Potential | F4 | Industrial | Food Products | Existing | Space Heating | Natural Gas | Gas Boiler - High Turndown | A | Incremental Energy Savings (MWh or mTherms) | Technical Potential | 0 | 0 | 0.020302 | 0.01968 | 0.018994 | 0.018236 | 0.017413 | 0.014889 | 0.011271 | 0.0085099 | 0.0064195 | 0.0048454 | 0.0036638 | 0.0027771 | 0.0021112 | 0.0016096 | 0.0012305 | 0.00094351 | 6.1837e-06 | 2.1261e-06 | 6.9949e-07 | 2.203e-07 | 0
F5_Industrial_Food Products_Existing_Space Heating_Natural Gas_Gas Boiler - High Turndown_A_Technical Potential | F5 | Industrial | Food Products | Existing | Space Heating | Natural Gas | Gas Boiler - High Turndown | A | Incremental Summer Peak Savings (MW) | Technical Potential | 0 | 0 | 0 | 0 | 0 | 0 | 0 | 0 | 0 | 0 | 0 | 0 | 0 | 0 | 0 | 0 | 0 | 0 | 0 | 0 | 0 | 0 | 0
F6_Industrial_Food Products_Existing_Space Heating_Natural Gas_Gas Boiler - High Turndown_A_Technical Potential | F6 | Industrial | Food Products | Existing | Space Heating | Natural Gas | Gas Boiler - High Turndown | A | Incremental Winter Peak Savings (MW) | Technical Potential | 0 | 0 | 0 | 0 | 0 | 0 | 0 | 0 | 0 | 0 | 0 | 0 | 0 | 0 | 0 | 0 | 0 | 0 | 0 | 0 | 0 | 0 | 0
F7_Industrial_Food Products_Existing_Space Heating_Natural Gas_Gas Boiler - High Turndown_A_Technical Potential | F7 | Industrial | Food Products | Existing | Space Heating | Natural Gas | Gas Boiler - High Turndown | A | Cumulative Energy Savings (MWh or mTherms) | Technical Potential | 0 | 0 | 0.020302 | 0.039705 | 0.057986 | 0.074886 | 0.090174 | 0.10206 | 0.10954 | 0.11371 | 0.11552 | 0.11575 | 0.11499 | 0.11364 | 0.11199 | 0.11021 | 0.1084 | 0.10666 | 0.10429 | 0.10217 | 0.10033 | 0.098597 | 0
F8_Industrial_Food Products_Existing_Space Heating_Natural Gas_Gas Boiler - High Turndown_A_Technical Potential | F8 | Industrial | Food Products | Existing | Space Heating | Natural Gas | Gas Boiler - High Turndown | A | Cumulative Summer Peak Savings (MW) | Technical Potential | 0 | 0 | 0 | 0 | 0 | 0 | 0 | 0 | 0 | 0 | 0 | 0 | 0 | 0 | 0 | 0 | 0 | 0 | 0 | 0 | 0 | 0 | 0
F9_Industrial_Food Products_Existing_Space Heating_Natural Gas_Gas Boiler - High Turndown_A_Technical Potential | F9 | Industrial | Food Products | Existing | Space Heating | Natural Gas | Gas Boiler - High Turndown | A | Cumulative Winter Peak Savings (MW) | Technical Potential | 0 | 0 | 0 | 0 | 0 | 0 | 0 | 0 | 0 | 0 | 0 | 0 | 0 | 0 | 0 | 0 | 0 | 0 | 0 | 0 | 0 | 0 | 0
F10_Industrial_Food Products_Existing_Space Heating_Natural Gas_Gas Boiler - High Turndown_A_Technical Potential | F10 | Industrial | Food Products | Existing | Space Heating | Natural Gas | Gas Boiler - High Turndown | A | Purchases (Incremental) | Technical Potential | 0 | 0 | 15.7556 | 15.4839 | 15.217 | 14.9546 | 14.6968 | 12.999 | 10.2199 | 8.035 | 6.3172 | 4.9666 | 3.9048 | 3.07 | 2.4136 | 1.8976 | 1.4919 | 1.173 | 0.0078625 | 0.0027596 | 0.00092456 | 0.00029629 | 0
F11_Industrial_Food Products_Existing_Space Heating_Natural Gas_Gas Boiler - High Turndown_A_Technical Potential | F11 | Industrial | Food Products | Existing | Space Heating | Natural Gas | Gas Boiler - High Turndown | A | Purchases (Cumulative) | Technical Potential | 0 | 0 | 15.7556 | 31.2395 | 46.4565 | 61.4111 | 76.1079 | 89.107 | 99.3269 | 107.3619 | 113.679 | 118.6456 | 122.5504 | 125.6204 | 128.034 | 129.9316 | 131.4235 | 132.5965 | 132.6043 | 132.6071 | 132.608 | 132.6083 | 0
F1_Industrial_Food Products_Existing_Process_Natural Gas_Gas Boiler - High Turndown_A_Technical Potential | F1 | Industrial | Food Products | Existing | Process | Natural Gas | Gas Boiler - High Turndown | A | Integrated Unit Energy Savings (kWh or therms) | Technical Potential | 0 | 0 | 47.2011 | 47.0144 | 46.8246 | 46.6306 | 46.4316 | 46.2321 | 46.0379 | 45.8488 | 45.6654 | 45.4885 | 45.3185 | 45.1557 | 44.9983 | 44.8447 | 44.6928 | 44.5412 | 44.3936 | 44.2443 | 44.0932 | 43.94 | 0
F2_Industrial_Food Products_Existing_Process_Natural Gas_Gas Boiler - High Turndown_A_Technical Potential | F2 | Industrial | Food Products | Existing | Process | Natural Gas | Gas Boiler - High Turndown | A | Integrated Unit Summer Peak Savings (kW) | Technical Potential | 0 | 0 | 0 | 0 | 0 | 0 | 0 | 0 | 0 | 0 | 0 | 0 | 0 | 0 | 0 | 0 | 0 | 0 | 0 | 0 | 0 | 0 | 0
F3_Industrial_Food Products_Existing_Process_Natural Gas_Gas Boiler - High Turndown_A_Technical Potential | F3 | Industrial | Food Products | Existing | Process | Natural Gas | Gas Boiler - High Turndown | A | Integrated Unit Winter Peak Savings (kW) | Technical Potential | 0 | 0 | 0 | 0 | 0 | 0 | 0 | 0 | 0 | 0 | 0 | 0 | 0 | 0 | 0 | 0 | 0 | 0 | 0 | 0 | 0 | 0 | 0
F4_Industrial_Food Products_Existing_Process_Natural Gas_Gas Boiler - High Turndown_A_Technical Potential | F4 | Industrial | Food Products | Existing | Process | Natural Gas | Gas Boiler - High Turndown | A | Incremental Energy Savings (MWh or mTherms) | Technical Potential | 0 | 0 | 1.7733 | 1.7358 | 1.699 | 1.6628 | 1.6271 | 1.433 | 1.1219 | 0.87842 | 0.68786 | 0.5387 | 0.42195 | 0.33055 | 0.25897 | 0.20291 | 0.15899 | 0.12457 | 0.00083228 | 0.00029113 | 9.7206e-05 | 3.1043e-05 | 0
F5_Industrial_Food Products_Existing_Process_Natural Gas_Gas Boiler - High Turndown_A_Technical Potential | F5 | Industrial | Food Products | Existing | Process | Natural Gas | Gas Boiler - High Turndown | A | Incremental Summer Peak Savings (MW) | Technical Potential | 0 | 0 | 0 | 0 | 0 | 0 | 0 | 0 | 0 | 0 | 0 | 0 | 0 | 0 | 0 | 0 | 0 | 0 | 0 | 0 | 0 | 0 | 0
F6_Industrial_Food Products_Existing_Process_Natural Gas_Gas Boiler - High Turndown_A_Technical Potential | F6 | Industrial | Food Products | Existing | Process | Natural Gas | Gas Boiler - High Turndown | A | Incremental Winter Peak Savings (MW) | Technical Potential | 0 | 0 | 0 | 0 | 0 | 0 | 0 | 0 | 0 | 0 | 0 | 0 | 0 | 0 | 0 | 0 | 0 | 0 | 0 | 0 | 0 | 0 | 0
F7_Industrial_Food Products_Existing_Process_Natural Gas_Gas Boiler - High Turndown_A_Technical Potential | F7 | Industrial | Food Products | Existing | Process | Natural Gas | Gas Boiler - High Turndown | A | Cumulative Energy Savings (MWh or mTherms) | Technical Potential | 0 | 0 | 1.7733 | 3.5021 | 5.1869 | 6.8282 | 8.4262 | 9.823 | 10.9036 | 11.7372 | 12.3781 | 12.8689 | 13.2427 | 13.5257 | 13.7376 | 13.8936 | 14.0055 | 14.0826 | 14.0367 | 13.9898 | 13.9421 | 13.8937 | 0
F8_Industrial_Food Products_Existing_Process_Natural Gas_Gas Boiler - High Turndown_A_Technical Potential | F8 | Industrial | Food Products | Existing | Process | Natural Gas | Gas Boiler - High Turndown | A | Cumulative Summer Peak Savings (MW) | Technical Potential | 0 | 0 | 0 | 0 | 0 | 0 | 0 | 0 | 0 | 0 | 0 | 0 | 0 | 0 | 0 | 0 | 0 | 0 | 0 | 0 | 0 | 0 | 0
F9_Industrial_Food Products_Existing_Process_Natural Gas_Gas Boiler - High Turndown_A_Technical Potential | F9 | Industrial | Food Products | Existing | Process | Natural Gas | Gas Boiler - High Turndown | A | Cumulative Winter Peak Savings (MW) | Technical Potential | 0 | 0 | 0 | 0 | 0 | 0 | 0 | 0 | 0 | 0 | 0 | 0 | 0 | 0 | 0 | 0 | 0 | 0 | 0 | 0 | 0 | 0 | 0
F10_Industrial_Food Products_Existing_Process_Natural Gas_Gas Boiler - High Turndown_A_Technical Potential | F10 | Industrial | Food Products | Existing | Process | Natural Gas | Gas Boiler - High Turndown | A | Purchases (Incremental) | Technical Potential | 0 | 0 | 37.5684 | 36.9206 | 36.2841 | 35.6585 | 35.0437 | 30.9955 | 24.3689 | 19.159 | 15.0629 | 11.8426 | 9.3107 | 7.3202 | 5.7552 | 4.5247 | 3.5574 | 2.7968 | 0.018748 | 0.0065802 | 0.0022046 | 0.00070648 | 0
F11_Industrial_Food Products_Existing_Process_Natural Gas_Gas Boiler - High Turndown_A_Technical Potential | F11 | Industrial | Food Products | Existing | Process | Natural Gas | Gas Boiler - High Turndown | A | Purchases (Cumulative) | Technical Potential | 0 | 0 | 37.5684 | 74.489 | 110.7731 | 146.4316 | 181.4752 | 212.4708 | 236.8397 | 255.9987 | 271.0616 | 282.9042 | 292.2149 | 299.5351 | 305.2902 | 309.815 | 313.3724 | 316.1692 | 316.188 | 316.1945 | 316.1967 | 316.1974 | 0
F1_Industrial_Food Products_Existing_Space Heating_Natural Gas_Gas Boiler - Burner Control Optimization_A_Technical Potential | F1 | Industrial | Food Products | Existing | Space Heating | Natural Gas | Gas Boiler - Burner Control Optimization | A | Integrated Unit Energy Savings (kWh or therms) | Technical Potential | 0 | 0 | 0.37364 | 0.36852 | 0.36187 | 0.35349 | 0.34343 | 0.33197 | 0.3196 | 0.3069 | 0.29445 | 0.28266 | 0.27183 | 0.26205 | 0.25337 | 0.24569 | 0.23888 | 0.23296 | 0.22775 | 0.22309 | 0.21906 | 0.21527 | 0
F2_Industrial_Food Products_Existing_Space Heating_Natural Gas_Gas Boiler - Burner Control Optimization_A_Technical Potential | F2 | Industrial | Food Products | Existing | Space Heating | Natural Gas | Gas Boiler - Burner Control Optimization | A | Integrated Unit Summer Peak Savings (kW) | Technical Potential | 0 | 0 | 0 | 0 | 0 | 0 | 0 | 0 | 0 | 0 | 0 | 0 | 0 | 0 | 0 | 0 | 0 | 0 | 0 | 0 | 0 | 0 | 0
F3_Industrial_Food Products_Existing_Space Heating_Natural Gas_Gas Boiler - Burner Control Optimization_A_Technical Potential | F3 | Industrial | Food Products | Existing | Space Heating | Natural Gas | Gas Boiler - Burner Control Optimization | A | Integrated Unit Winter Peak Savings (kW) | Technical Potential | 0 | 0 | 0 | 0 | 0 | 0 | 0 | 0 | 0 | 0 | 0 | 0 | 0 | 0 | 0 | 0 | 0 | 0 | 0 | 0 | 0 | 0 | 0
F4_Industrial_Food Products_Existing_Space Heating_Natural Gas_Gas Boiler - Burner Control Optimization_A_Technical Potential | F4 | Industrial | Food Products | Existing | Space Heating | Natural Gas | Gas Boiler - Burner Control Optimization | A | Incremental Energy Savings (MWh or mTherms) | Technical Potential | 0 | 0 | 0.001588 | 0.0024196 | 0.0046698 | 0.0078454 | 0.011652 | 0.015497 | 0.018661 | 0.020546 | 0.020862 | 0.019682 | 0.017361 | 0.014392 | 0.011262 | 0.0083474 | 0.0058773 | 0.0039428 | 0.0025256 | 0.0015471 | 0.00090877 | 0.00059423 | 0
F5_Industrial_Food Products_Existing_Space Heating_Natural Gas_Gas Boiler - Burner Control Optimization_A_Technical Potential | F5 | Industrial | Food Products | Existing | Space Heating | Natural Gas | Gas Boiler - Burner Control Optimization | A | Incremental Summer Peak Savings (MW) | Technical Potential | 0 | 0 | 0 | 0 | 0 | 0 | 0 | 0 | 0 | 0 | 0 | 0 | 0 | 0 | 0 | 0 | 0 | 0 | 0 | 0 | 0 | 0 | 0
F6_Industrial_Food Products_Existing_Space Heating_Natural Gas_Gas Boiler - Burner Control Optimization_A_Technical Potential | F6 | Industrial | Food Products | Existing | Space Heating | Natural Gas | Gas Boiler - Burner Control Optimization | A | Incremental Winter Peak Savings (MW) | Technical Potential | 0 | 0 | 0 | 0 | 0 | 0 | 0 | 0 | 0 | 0 | 0 | 0 | 0 | 0 | 0 | 0 | 0 | 0 | 0 | 0 | 0 | 0 | 0
F7_Industrial_Food Products_Existing_Space Heating_Natural Gas_Gas Boiler - Burner Control Optimization_A_Technical Potential | F7 | Industrial | Food Products | Existing | Space Heating | Natural Gas | Gas Boiler - Burner Control Optimization | A | Cumulative Energy Savings (MWh or mTherms) | Technical Potential | 0 | 0 | 0.001588 | 0.0039858 | 0.0085837 | 0.01623 | 0.027421 | 0.042002 | 0.059099 | 0.077297 | 0.095021 | 0.1109 | 0.12401 | 0.13394 | 0.14077 | 0.14485 | 0.14671 | 0.14701 | 0.14626 | 0.14481 | 0.1431 | 0.14122 | 0
F8_Industrial_Food Products_Existing_Space Heating_Natural Gas_Gas Boiler - Burner Control Optimization_A_Technical Potential | F8 | Industrial | Food Products | Existing | Space Heating | Natural Gas | Gas Boiler - Burner Control Optimization | A | Cumulative Summer Peak Savings (MW) | Technical Potential | 0 | 0 | 0 | 0 | 0 | 0 | 0 | 0 | 0 | 0 | 0 | 0 | 0 | 0 | 0 | 0 | 0 | 0 | 0 | 0 | 0 | 0 | 0
F9_Industrial_Food Products_Existing_Space Heating_Natural Gas_Gas Boiler - Burner Control Optimization_A_Technical Potential | F9 | Industrial | Food Products | Existing | Space Heating | Natural Gas | Gas Boiler - Burner Control Optimization | A | Cumulative Winter Peak Savings (MW) | Technical Potential | 0 | 0 | 0 | 0 | 0 | 0 | 0 | 0 | 0 | 0 | 0 | 0 | 0 | 0 | 0 | 0 | 0 | 0 | 0 | 0 | 0 | 0 | 0
F10_Industrial_Food Products_Existing_Space Heating_Natural Gas_Gas Boiler - Burner Control Optimization_A_Technical Potential | F10 | Industrial | Food Products | Existing | Space Heating | Natural Gas | Gas Boiler - Burner Control Optimization | A | Purchases (Incremental) | Technical Potential | 0 | 0 | 4.2501 | 6.5656 | 12.9049 | 22.1942 | 33.929 | 46.6816 | 58.3886 | 66.9456 | 70.8522 | 69.6306 | 63.8681 | 54.921 | 44.4493 | 33.9756 | 24.603 | 16.9252 | 11.0889 | 6.9349 | 4.1485 | 2.7604 | 0
F11_Industrial_Food Products_Existing_Space Heating_Natural Gas_Gas Boiler - Burner Control Optimization_A_Technical Potential | F11 | Industrial | Food Products | Existing | Space Heating | Natural Gas | Gas Boiler - Burner Control Optimization | A | Purchases (Cumulative) | Technical Potential | 0 | 0 | 4.2501 | 10.8158 | 23.7206 | 45.9148 | 79.8438 | 126.5254 | 184.914 | 251.8596 | 322.7117 | 392.3423 | 456.2104 | 511.1314 | 555.5807 | 589.5563 | 614.1593 | 631.0845 | 642.1734 | 649.1083 | 653.2568 | 656.0172 | 0
F1_Industrial_Food Products_Existing_Process_Natural Gas_Gas Boiler - Burner Control Optimization_A_Technical Potential | F1 | Industrial | Food Products | Existing | Process | Natural Gas | Gas Boiler - Burner Control Optimization | A | Integrated Unit Energy Savings (kWh or therms) | Technical Potential | 0 | 0 | 13.6845 | 13.6266 | 13.5677 | 13.5075 | 13.4459 | 13.3844 | 13.3252 | 13.2679 | 13.2126 | 13.1595 | 13.1087 | 13.0602 | 13.0134 | 12.9678 | 12.9227 | 12.8779 | 12.8345 | 12.7907 | 12.7463 | 12.7013 | 0
F2_Industrial_Food Products_Existing_Process_Natural Gas_Gas Boiler - Burner Control Optimization_A_Technical Potential | F2 | Industrial | Food Products | Existing | Process | Natural Gas | Gas Boiler - Burner Control Optimization | A | Integrated Unit Summer Peak Savings (kW) | Technical Potential | 0 | 0 | 0 | 0 | 0 | 0 | 0 | 0 | 0 | 0 | 0 | 0 | 0 | 0 | 0 | 0 | 0 | 0 | 0 | 0 | 0 | 0 | 0
F3_Industrial_Food Products_Existing_Process_Natural Gas_Gas Boiler - Burner Control Optimization_A_Technical Potential | F3 | Industrial | Food Products | Existing | Process | Natural Gas | Gas Boiler - Burner Control Optimization | A | Integrated Unit Winter Peak Savings (kW) | Technical Potential | 0 | 0 | 0 | 0 | 0 | 0 | 0 | 0 | 0 | 0 | 0 | 0 | 0 | 0 | 0 | 0 | 0 | 0 | 0 | 0 | 0 | 0 | 0
F4_Industrial_Food Products_Existing_Process_Natural Gas_Gas Boiler - Burner Control Optimization_A_Technical Potential | F4 | Industrial | Food Products | Existing | Process | Natural Gas | Gas Boiler - Burner Control Optimization | A | Incremental Energy Savings (MWh or mTherms) | Technical Potential | 0 | 0 | 0.13868 | 0.21333 | 0.41749 | 0.71483 | 1.0878 | 1.4898 | 1.8552 | 2.1179 | 2.2322 | 2.1849 | 1.9963 | 1.7103 | 1.3792 | 1.0506 | 0.75811 | 0.51972 | 0.33936 | 0.21151 | 0.12608 | 0.083601 | 0
F5_Industrial_Food Products_Existing_Process_Natural Gas_Gas Boiler - Burner Control Optimization_A_Technical Potential | F5 | Industrial | Food Products | Existing | Process | Natural Gas | Gas Boiler - Burner Control Optimization | A | Incremental Summer Peak Savings (MW) | Technical Potential | 0 | 0 | 0 | 0 | 0 | 0 | 0 | 0 | 0 | 0 | 0 | 0 | 0 | 0 | 0 | 0 | 0 | 0 | 0 | 0 | 0 | 0 | 0
F6_Industrial_Food Products_Existing_Process_Natural Gas_Gas Boiler - Burner Control Optimization_A_Technical Potential | F6 | Industrial | Food Products | Existing | Process | Natural Gas | Gas Boiler - Burner Control Optimization | A | Incremental Winter Peak Savings (MW) | Technical Potential | 0 | 0 | 0 | 0 | 0 | 0 | 0 | 0 | 0 | 0 | 0 | 0 | 0 | 0 | 0 | 0 | 0 | 0 | 0 | 0 | 0 | 0 | 0
F7_Industrial_Food Products_Existing_Process_Natural Gas_Gas Boiler - Burner Control Optimization_A_Technical Potential | F7 | Industrial | Food Products | Existing | Process | Natural Gas | Gas Boiler - Burner Control Optimization | A | Cumulative Energy Savings (MWh or mTherms) | Technical Potential | 0 | 0 | 0.13868 | 0.35142 | 0.7674 | 1.4788 | 2.5599 | 4.038 | 5.8753 | 7.968 | 10.1669 | 12.311 | 14.2598 | 15.9173 | 17.2395 | 18.2296 | 18.9245 | 19.3785 | 19.6526 | 19.797 | 19.8543 | 19.8679 | 0
F8_Industrial_Food Products_Existing_Process_Natural Gas_Gas Boiler - Burner Control Optimization_A_Technical Potential | F8 | Industrial | Food Products | Existing | Process | Natural Gas | Gas Boiler - Burner Control Optimization | A | Cumulative Summer Peak Savings (MW) | Technical Potential | 0 | 0 | 0 | 0 | 0 | 0 | 0 | 0 | 0 | 0 | 0 | 0 | 0 | 0 | 0 | 0 | 0 | 0 | 0 | 0 | 0 | 0 | 0
F9_Industrial_Food Products_Existing_Process_Natural Gas_Gas Boiler - Burner Control Optimization_A_Technical Potential | F9 | Industrial | Food Products | Existing | Process | Natural Gas | Gas Boiler - Burner Control Optimization | A | Cumulative Winter Peak Savings (MW) | Technical Potential | 0 | 0 | 0 | 0 | 0 | 0 | 0 | 0 | 0 | 0 | 0 | 0 | 0 | 0 | 0 | 0 | 0 | 0 | 0 | 0 | 0 | 0 | 0
F10_Industrial_Food Products_Existing_Process_Natural Gas_Gas Boiler - Burner Control Optimization_A_Technical Potential | F10 | Industrial | Food Products | Existing | Process | Natural Gas | Gas Boiler - Burner Control Optimization | A | Purchases (Incremental) | Technical Potential | 0 | 0 | 10.1342 | 15.6554 | 30.771 | 52.9208 | 80.9019 | 111.3098 | 139.2245 | 159.6281 | 168.9433 | 166.0304 | 152.29 | 130.9563 | 105.9869 | 81.013 | 58.6646 | 40.3572 | 26.4409 | 16.5359 | 9.8918 | 6.5821 | 0
F11_Industrial_Food Products_Existing_Process_Natural Gas_Gas Boiler - Burner Control Optimization_A_Technical Potential | F11 | Industrial | Food Products | Existing | Process | Natural Gas | Gas Boiler - Burner Control Optimization | A | Purchases (Cumulative) | Technical Potential | 0 | 0 | 10.1342 | 25.7896 | 56.5606 | 109.4814 | 190.3833 | 301.6931 | 440.9176 | 600.5457 | 769.4889 | 935.5194 | 1087.8094 | 1218.7657 | 1324.7526 | 1405.7656 | 1464.4302 | 1504.7873 | 1531.2283 | 1547.7642 | 1557.656 | 1564.2381 | 0
F1_Industrial_Food Products_Existing_Space Heating_Natural Gas_HVAC - Demand Controlled Ventilation_A_Technical Potential | F1 | Industrial | Food Products | Existing | Space Heating | Natural Gas | HVAC - Demand Controlled Ventilation | A | Integrated Unit Energy Savings (kWh or therms) | Technical Potential | 0 | 0 | 0.076467 | 0.075861 | 0.075233 | 0.074584 | 0.073913 | 0.073219 | 0.072503 | 0.071764 | 0.071007 | 0.070239 | 0.069462 | 0.068678 | 0.067902 | 0.067134 | 0.066377 | 0.065672 | 0.065017 | 0.064406 | 0.063837 | 0.063305 | 0
F2_Industrial_Food Products_Existing_Space Heating_Natural Gas_HVAC - Demand Controlled Ventilation_A_Technical Potential | F2 | Industrial | Food Products | Existing | Space Heating | Natural Gas | HVAC - Demand Controlled Ventilation | A | Integrated Unit Summer Peak Savings (kW) | Technical Potential | 0 | 0 | 0 | 0 | 0 | 0 | 0 | 0 | 0 | 0 | 0 | 0 | 0 | 0 | 0 | 0 | 0 | 0 | 0 | 0 | 0 | 0 | 0
F3_Industrial_Food Products_Existing_Space Heating_Natural Gas_HVAC - Demand Controlled Ventilation_A_Technical Potential | F3 | Industrial | Food Products | Existing | Space Heating | Natural Gas | HVAC - Demand Controlled Ventilation | A | Integrated Unit Winter Peak Savings (kW) | Technical Potential | 0 | 0 | 0 | 0 | 0 | 0 | 0 | 0 | 0 | 0 | 0 | 0 | 0 | 0 | 0 | 0 | 0 | 0 | 0 | 0 | 0 | 0 | 0
F4_Industrial_Food Products_Existing_Space Heating_Natural Gas_HVAC - Demand Controlled Ventilation_A_Technical Potential | F4 | Industrial | Food Products | Existing | Space Heating | Natural Gas | HVAC - Demand Controlled Ventilation | A | Incremental Energy Savings (MWh or mTherms) | Technical Potential | 0 | 0 | 0.20523 | 0.20009 | 0.19501 | 0.19 | 0.18504 | 0.18014 | 0.1753 | 0.17053 | 0.16582 | 0.1612 | 0.15667 | 0.15223 | 0.14791 | 0.14372 | 0.13965 | 0.13578 | 0.13211 | 0.12861 | 0.12528 | 0.12209 | 0
F5_Industrial_Food Products_Existing_Space Heating_Natural Gas_HVAC - Demand Controlled Ventilation_A_Technical Potential | F5 | Industrial | Food Products | Existing | Space Heating | Natural Gas | HVAC - Demand Controlled Ventilation | A | Incremental Summer Peak Savings (MW) | Technical Potential | 0 | 0 | 0 | 0 | 0 | 0 | 0 | 0 | 0 | 0 | 0 | 0 | 0 | 0 | 0 | 0 | 0 | 0 | 0 | 0 | 0 | 0 | 0
F6_Industrial_Food Products_Existing_Space Heating_Natural Gas_HVAC - Demand Controlled Ventilation_A_Technical Potential | F6 | Industrial | Food Products | Existing | Space Heating | Natural Gas | HVAC - Demand Controlled Ventilation | A | Incremental Winter Peak Savings (MW) | Technical Potential | 0 | 0 | 0 | 0 | 0 | 0 | 0 | 0 | 0 | 0 | 0 | 0 | 0 | 0 | 0 | 0 | 0 | 0 | 0 | 0 | 0 | 0 | 0
F7_Industrial_Food Products_Existing_Space Heating_Natural Gas_HVAC - Demand Controlled Ventilation_A_Technical Potential | F7 | Industrial | Food Products | Existing | Space Heating | Natural Gas | HVAC - Demand Controlled Ventilation | A | Cumulative Energy Savings (MWh or mTherms) | Technical Potential | 0 | 0 | 0.20523 | 0.40369 | 0.59536 | 0.78022 | 0.95824 | 1.1294 | 1.2936 | 1.451 | 1.6015 | 1.7454 | 1.8827 | 2.0137 | 2.1389 | 2.2584 | 2.3726 | 2.4831 | 2.5905 | 2.6948 | 2.7962 | 2.895 | 0
F8_Industrial_Food Products_Existing_Space Heating_Natural Gas_HVAC - Demand Controlled Ventilation_A_Technical Potential | F8 | Industrial | Food Products | Existing | Space Heating | Natural Gas | HVAC - Demand Controlled Ventilation | A | Cumulative Summer Peak Savings (MW) | Technical Potential | 0 | 0 | 0 | 0 | 0 | 0 | 0 | 0 | 0 | 0 | 0 | 0 | 0 | 0 | 0 | 0 | 0 | 0 | 0 | 0 | 0 | 0 | 0
F9_Industrial_Food Products_Existing_Space Heating_Natural Gas_HVAC - Demand Controlled Ventilation_A_Technical Potential | F9 | Industrial | Food Products | Existing | Space Heating | Natural Gas | HVAC - Demand Controlled Ventilation | A | Cumulative Winter Peak Savings (MW) | Technical Potential | 0 | 0 | 0 | 0 | 0 | 0 | 0 | 0 | 0 | 0 | 0 | 0 | 0 | 0 | 0 | 0 | 0 | 0 | 0 | 0 | 0 | 0 | 0
F10_Industrial_Food Products_Existing_Space Heating_Natural Gas_HVAC - Demand Controlled Ventilation_A_Technical Potential | F10 | Industrial | Food Products | Existing | Space Heating | Natural Gas | HVAC - Demand Controlled Ventilation | A | Purchases (Incremental) | Technical Potential | 0 | 0 | 2683.8457 | 2637.5725 | 2592.0972 | 2547.4058 | 2503.485 | 2460.3215 | 2417.9022 | 2376.2142 | 2335.245 | 2294.9821 | 2255.4135 | 2216.527 | 2178.3111 | 2140.754 | 2103.8444 | 2067.5712 | 2031.9235 | 1996.8903 | 1962.4612 | 1928.6256 | 0
F11_Industrial_Food Products_Existing_Space Heating_Natural Gas_HVAC - Demand Controlled Ventilation_A_Technical Potential | F11 | Industrial | Food Products | Existing | Space Heating | Natural Gas | HVAC - Demand Controlled Ventilation | A | Purchases (Cumulative) | Technical Potential | 0 | 0 | 2683.8457 | 5321.4183 | 7913.5154 | 10460.9213 | 12964.4063 | 15424.7278 | 17842.63 | 20218.8442 | 22554.0892 | 24849.0713 | 27104.4848 | 29321.0118 | 31499.3229 | 33640.0769 | 35743.9213 | 37811.4925 | 39843.416 | 41840.3063 | 43802.7674 | 45731.393 | 0
F1_Industrial_Food Products_Existing_Space Heating_Natural Gas_Gas Boiler - Stack Economizer_A_Technical Potential | F1 | Industrial | Food Products | Existing | Space Heating | Natural Gas | Gas Boiler - Stack Economizer | A | Integrated Unit Energy Savings (kWh or therms) | Technical Potential | 0 | 0 | 0.94423 | 0.9376 | 0.93049 | 0.92275 | 0.91424 | 0.9048 | 0.89431 | 0.8827 | 0.87001 | 0.85634 | 0.84192 | 0.82701 | 0.81211 | 0.79751 | 0.78352 | 0.77079 | 0.75936 | 0.74915 | 0.73997 | 0.73156 | 0
F2_Industrial_Food Products_Existing_Space Heating_Natural Gas_Gas Boiler - Stack Economizer_A_Technical Potential | F2 | Industrial | Food Products | Existing | Space Heating | Natural Gas | Gas Boiler - Stack Economizer | A | Integrated Unit Summer Peak Savings (kW) | Technical Potential | 0 | 0 | 0 | 0 | 0 | 0 | 0 | 0 | 0 | 0 | 0 | 0 | 0 | 0 | 0 | 0 | 0 | 0 | 0 | 0 | 0 | 0 | 0
F3_Industrial_Food Products_Existing_Space Heating_Natural Gas_Gas Boiler - Stack Economizer_A_Technical Potential | F3 | Industrial | Food Products | Existing | Space Heating | Natural Gas | Gas Boiler - Stack Economizer | A | Integrated Unit Winter Peak Savings (kW) | Technical Potential | 0 | 0 | 0 | 0 | 0 | 0 | 0 | 0 | 0 | 0 | 0 | 0 | 0 | 0 | 0 | 0 | 0 | 0 | 0 | 0 | 0 | 0 | 0
F4_Industrial_Food Products_Existing_Space Heating_Natural Gas_Gas Boiler - Stack Economizer_A_Technical Potential | F4 | Industrial | Food Products | Existing | Space Heating | Natural Gas | Gas Boiler - Stack Economizer | A | Incremental Energy Savings (MWh or mTherms) | Technical Potential | 0 | 0 | 0.039672 | 0.038714 | 0.037758 | 0.036798 | 0.03583 | 0.031364 | 0.024373 | 0.018913 | 0.014656 | 0.011342 | 0.0087667 | 0.0067704 | 0.005227 | 0.0040356 | 0.0031172 | 0.0024109 | 1.5921e-05 | 5.513e-06 | 1.8244e-06 | 5.7801e-07 | 0
F5_Industrial_Food Products_Existing_Space Heating_Natural Gas_Gas Boiler - Stack Economizer_A_Technical Potential | F5 | Industrial | Food Products | Existing | Space Heating | Natural Gas | Gas Boiler - Stack Economizer | A | Incremental Summer Peak Savings (MW) | Technical Potential | 0 | 0 | 0 | 0 | 0 | 0 | 0 | 0 | 0 | 0 | 0 | 0 | 0 | 0 | 0 | 0 | 0 | 0 | 0 | 0 | 0 | 0 | 0
F6_Industrial_Food Products_Existing_Space Heating_Natural Gas_Gas Boiler - Stack Economizer_A_Technical Potential | F6 | Industrial | Food Products | Existing | Space Heating | Natural Gas | Gas Boiler - Stack Economizer | A | Incremental Winter Peak Savings (MW) | Technical Potential | 0 | 0 | 0 | 0 | 0 | 0 | 0 | 0 | 0 | 0 | 0 | 0 | 0 | 0 | 0 | 0 | 0 | 0 | 0 | 0 | 0 | 0 | 0
F7_Industrial_Food Products_Existing_Space Heating_Natural Gas_Gas Boiler - Stack Economizer_A_Technical Potential | F7 | Industrial | Food Products | Existing | Space Heating | Natural Gas | Gas Boiler - Stack Economizer | A | Cumulative Energy Savings (MWh or mTherms) | Technical Potential | 0 | 0 | 0.039672 | 0.078108 | 0.11527 | 0.15111 | 0.18555 | 0.215 | 0.23688 | 0.25272 | 0.26374 | 0.27093 | 0.27514 | 0.27704 | 0.27727 | 0.27632 | 0.27459 | 0.27254 | 0.26852 | 0.26491 | 0.26167 | 0.2587 | 0
F8_Industrial_Food Products_Existing_Space Heating_Natural Gas_Gas Boiler - Stack Economizer_A_Technical Potential | F8 | Industrial | Food Products | Existing | Space Heating | Natural Gas | Gas Boiler - Stack Economizer | A | Cumulative Summer Peak Savings (MW) | Technical Potential | 0 | 0 | 0 | 0 | 0 | 0 | 0 | 0 | 0 | 0 | 0 | 0 | 0 | 0 | 0 | 0 | 0 | 0 | 0 | 0 | 0 | 0 | 0
F9_Industrial_Food Products_Existing_Space Heating_Natural Gas_Gas Boiler - Stack Economizer_A_Technical Potential | F9 | Industrial | Food Products | Existing | Space Heating | Natural Gas | Gas Boiler - Stack Economizer | A | Cumulative Winter Peak Savings (MW) | Technical Potential | 0 | 0 | 0 | 0 | 0 | 0 | 0 | 0 | 0 | 0 | 0 | 0 | 0 | 0 | 0 | 0 | 0 | 0 | 0 | 0 | 0 | 0 | 0
F10_Industrial_Food Products_Existing_Space Heating_Natural Gas_Gas Boiler - Stack Economizer_A_Technical Potential | F10 | Industrial | Food Products | Existing | Space Heating | Natural Gas | Gas Boiler - Stack Economizer | A | Purchases (Incremental) | Technical Potential | 0 | 0 | 42.0149 | 41.2905 | 40.5786 | 39.879 | 39.1914 | 34.6641 | 27.2532 | 21.4266 | 16.8458 | 13.2443 | 10.4127 | 8.1866 | 6.4363 | 5.0603 | 3.9784 | 3.1279 | 0.020967 | 0.007359 | 0.0024655 | 0.0007901 | 0
F11_Industrial_Food Products_Existing_Space Heating_Natural Gas_Gas Boiler - Stack Economizer_A_Technical Potential | F11 | Industrial | Food Products | Existing | Space Heating | Natural Gas | Gas Boiler - Stack Economizer | A | Purchases (Cumulative) | Technical Potential | 0 | 0 | 42.0149 | 83.3054 | 123.884 | 163.763 | 202.9544 | 237.6185 | 264.8717 | 286.2984 | 303.1441 | 316.3884 | 326.8011 | 334.9877 | 341.424 | 346.4843 | 350.4627 | 353.5906 | 353.6115 | 353.6189 | 353.6214 | 353.6222 | 0
F1_Industrial_Food Products_Existing_Process_Natural Gas_Gas Boiler - Stack Economizer_A_Technical Potential | F1 | Industrial | Food Products | Existing | Process | Natural Gas | Gas Boiler - Stack Economizer | A | Integrated Unit Energy Savings (kWh or therms) | Technical Potential | 0 | 0 | 45.3451 | 45.1984 | 45.049 | 44.896 | 44.7384 | 44.5776 | 44.4166 | 44.2561 | 44.0978 | 43.943 | 43.7928 | 43.6479 | 43.5069 | 43.3685 | 43.2309 | 43.093 | 42.956 | 42.8175 | 42.6773 | 42.5353 | 0
F2_Industrial_Food Products_Existing_Process_Natural Gas_Gas Boiler - Stack Economizer_A_Technical Potential | F2 | Industrial | Food Products | Existing | Process | Natural Gas | Gas Boiler - Stack Economizer | A | Integrated Unit Summer Peak Savings (kW) | Technical Potential | 0 | 0 | 0 | 0 | 0 | 0 | 0 | 0 | 0 | 0 | 0 | 0 | 0 | 0 | 0 | 0 | 0 | 0 | 0 | 0 | 0 | 0 | 0
F3_Industrial_Food Products_Existing_Process_Natural Gas_Gas Boiler - Stack Economizer_A_Technical Potential | F3 | Industrial | Food Products | Existing | Process | Natural Gas | Gas Boiler - Stack Economizer | A | Integrated Unit Winter Peak Savings (kW) | Technical Potential | 0 | 0 | 0 | 0 | 0 | 0 | 0 | 0 | 0 | 0 | 0 | 0 | 0 | 0 | 0 | 0 | 0 | 0 | 0 | 0 | 0 | 0 | 0
F4_Industrial_Food Products_Existing_Process_Natural Gas_Gas Boiler - Stack Economizer_A_Technical Potential | F4 | Industrial | Food Products | Existing | Process | Natural Gas | Gas Boiler - Stack Economizer | A | Incremental Energy Savings (MWh or mTherms) | Technical Potential | 0 | 0 | 4.5428 | 4.45 | 4.3588 | 4.2691 | 4.1808 | 3.6846 | 2.8864 | 2.2611 | 1.7713 | 1.3877 | 1.0873 | 0.85202 | 0.6677 | 0.52328 | 0.4101 | 0.3214 | 0.0021475 | 0.00075132 | 0.00025089 | 8.0135e-05 | 0
F5_Industrial_Food Products_Existing_Process_Natural Gas_Gas Boiler - Stack Economizer_A_Technical Potential | F5 | Industrial | Food Products | Existing | Process | Natural Gas | Gas Boiler - Stack Economizer | A | Incremental Summer Peak Savings (MW) | Technical Potential | 0 | 0 | 0 | 0 | 0 | 0 | 0 | 0 | 0 | 0 | 0 | 0 | 0 | 0 | 0 | 0 | 0 | 0 | 0 | 0 | 0 | 0 | 0
F6_Industrial_Food Products_Existing_Process_Natural Gas_Gas Boiler - Stack Economizer_A_Technical Potential | F6 | Industrial | Food Products | Existing | Process | Natural Gas | Gas Boiler - Stack Economizer | A | Incremental Winter Peak Savings (MW) | Technical Potential | 0 | 0 | 0 | 0 | 0 | 0 | 0 | 0 | 0 | 0 | 0 | 0 | 0 | 0 | 0 | 0 | 0 | 0 | 0 | 0 | 0 | 0 | 0
F7_Industrial_Food Products_Existing_Process_Natural Gas_Gas Boiler - Stack Economizer_A_Technical Potential | F7 | Industrial | Food Products | Existing | Process | Natural Gas | Gas Boiler - Stack Economizer | A | Cumulative Energy Savings (MWh or mTherms) | Technical Potential | 0 | 0 | 4.5428 | 8.9781 | 13.3072 | 17.5312 | 21.6504 | 25.2572 | 28.0523 | 30.212 | 31.8752 | 33.1511 | 34.1251 | 34.8642 | 35.4193 | 35.8299 | 36.1263 | 36.3325 | 36.2191 | 36.1031 | 35.9852 | 35.8654 | 0
F8_Industrial_Food Products_Existing_Process_Natural Gas_Gas Boiler - Stack Economizer_A_Technical Potential | F8 | Industrial | Food Products | Existing | Process | Natural Gas | Gas Boiler - Stack Economizer | A | Cumulative Summer Peak Savings (MW) | Technical Potential | 0 | 0 | 0 | 0 | 0 | 0 | 0 | 0 | 0 | 0 | 0 | 0 | 0 | 0 | 0 | 0 | 0 | 0 | 0 | 0 | 0 | 0 | 0
F9_Industrial_Food Products_Existing_Process_Natural Gas_Gas Boiler - Stack Economizer_A_Technical Potential | F9 | Industrial | Food Products | Existing | Process | Natural Gas | Gas Boiler - Stack Economizer | A | Cumulative Winter Peak Savings (MW) | Technical Potential | 0 | 0 | 0 | 0 | 0 | 0 | 0 | 0 | 0 | 0 | 0 | 0 | 0 | 0 | 0 | 0 | 0 | 0 | 0 | 0 | 0 | 0 | 0
F10_Industrial_Food Products_Existing_Process_Natural Gas_Gas Boiler - Stack Economizer_A_Technical Potential | F10 | Industrial | Food Products | Existing | Process | Natural Gas | Gas Boiler - Stack Economizer | A | Purchases (Incremental) | Technical Potential | 0 | 0 | 100.1823 | 98.455 | 96.7575 | 95.0893 | 93.4498 | 82.6548 | 64.9837 | 51.0907 | 40.1678 | 31.5802 | 24.8286 | 19.5204 | 15.3471 | 12.066 | 9.4864 | 7.4582 | 0.049994 | 0.017547 | 0.0058788 | 0.001884 | 0
F11_Industrial_Food Products_Existing_Process_Natural Gas_Gas Boiler - Stack Economizer_A_Technical Potential | F11 | Industrial | Food Products | Existing | Process | Natural Gas | Gas Boiler - Stack Economizer | A | Purchases (Cumulative) | Technical Potential | 0 | 0 | 100.1823 | 198.6373 | 295.3949 | 390.4842 | 483.934 | 566.5888 | 631.5725 | 682.6632 | 722.831 | 754.4112 | 779.2398 | 798.7602 | 814.1073 | 826.1733 | 835.6596 | 843.1179 | 843.1679 | 843.1854 | 843.1913 | 843.1932 | 0
F1_Industrial_Food Products_Existing_Space Heating_Natural Gas_Gas Furnace Tube Inserts_A_Technical Potential | F1 | Industrial | Food Products | Existing | Space Heating | Natural Gas | Gas Furnace Tube Inserts | A | Integrated Unit Energy Savings (kWh or therms) | Technical Potential | 0 | 0 | 0.087928 | 0.087247 | 0.086543 | 0.085816 | 0.085066 | 0.084293 | 0.083498 | 0.082681 | 0.081848 | 0.081004 | 0.080154 | 0.079297 | 0.07845 | 0.077609 | 0.076777 | 0.076002 | 0.07528 | 0.074605 | 0.073973 | 0.073384 | 0
F2_Industrial_Food Products_Existing_Space Heating_Natural Gas_Gas Furnace Tube Inserts_A_Technical Potential | F2 | Industrial | Food Products | Existing | Space Heating | Natural Gas | Gas Furnace Tube Inserts | A | Integrated Unit Summer Peak Savings (kW) | Technical Potential | 0 | 0 | 0 | 0 | 0 | 0 | 0 | 0 | 0 | 0 | 0 | 0 | 0 | 0 | 0 | 0 | 0 | 0 | 0 | 0 | 0 | 0 | 0
F3_Industrial_Food Products_Existing_Space Heating_Natural Gas_Gas Furnace Tube Inserts_A_Technical Potential | F3 | Industrial | Food Products | Existing | Space Heating | Natural Gas | Gas Furnace Tube Inserts | A | Integrated Unit Winter Peak Savings (kW) | Technical Potential | 0 | 0 | 0 | 0 | 0 | 0 | 0 | 0 | 0 | 0 | 0 | 0 | 0 | 0 | 0 | 0 | 0 | 0 | 0 | 0 | 0 | 0 | 0
F4_Industrial_Food Products_Existing_Space Heating_Natural Gas_Gas Furnace Tube Inserts_A_Technical Potential | F4 | Industrial | Food Products | Existing | Space Heating | Natural Gas | Gas Furnace Tube Inserts | A | Incremental Energy Savings (MWh or mTherms) | Technical Potential | 0 | 0 | 0 | 0 | 0 | 0 | 0 | 0 | 0 | 0 | 0 | 0 | 0 | 0 | 0 | 0 | 0 | 0 | 0 | 0 | 0 | 0 | 0
F5_Industrial_Food Products_Existing_Space Heating_Natural Gas_Gas Furnace Tube Inserts_A_Technical Potential | F5 | Industrial | Food Products | Existing | Space Heating | Natural Gas | Gas Furnace Tube Inserts | A | Incremental Summer Peak Savings (MW) | Technical Potential | 0 | 0 | 0 | 0 | 0 | 0 | 0 | 0 | 0 | 0 | 0 | 0 | 0 | 0 | 0 | 0 | 0 | 0 | 0 | 0 | 0 | 0 | 0
F6_Industrial_Food Products_Existing_Space Heating_Natural Gas_Gas Furnace Tube Inserts_A_Technical Potential | F6 | Industrial | Food Products | Existing | Space Heating | Natural Gas | Gas Furnace Tube Inserts | A | Incremental Winter Peak Savings (MW) | Technical Potential | 0 | 0 | 0 | 0 | 0 | 0 | 0 | 0 | 0 | 0 | 0 | 0 | 0 | 0 | 0 | 0 | 0 | 0 | 0 | 0 | 0 | 0 | 0
F7_Industrial_Food Products_Existing_Space Heating_Natural Gas_Gas Furnace Tube Inserts_A_Technical Potential | F7 | Industrial | Food Products | Existing | Space Heating | Natural Gas | Gas Furnace Tube Inserts | A | Cumulative Energy Savings (MWh or mTherms) | Technical Potential | 0 | 0 | 0 | 0 | 0 | 0 | 0 | 0 | 0 | 0 | 0 | 0 | 0 | 0 | 0 | 0 | 0 | 0 | 0 | 0 | 0 | 0 | 0
F8_Industrial_Food Products_Existing_Space Heating_Natural Gas_Gas Furnace Tube Inserts_A_Technical Potential | F8 | Industrial | Food Products | Existing | Space Heating | Natural Gas | Gas Furnace Tube Inserts | A | Cumulative Summer Peak Savings (MW) | Technical Potential | 0 | 0 | 0 | 0 | 0 | 0 | 0 | 0 | 0 | 0 | 0 | 0 | 0 | 0 | 0 | 0 | 0 | 0 | 0 | 0 | 0 | 0 | 0
F9_Industrial_Food Products_Existing_Space Heating_Natural Gas_Gas Furnace Tube Inserts_A_Technical Potential | F9 | Industrial | Food Products | Existing | Space Heating | Natural Gas | Gas Furnace Tube Inserts | A | Cumulative Winter Peak Savings (MW) | Technical Potential | 0 | 0 | 0 | 0 | 0 | 0 | 0 | 0 | 0 | 0 | 0 | 0 | 0 | 0 | 0 | 0 | 0 | 0 | 0 | 0 | 0 | 0 | 0
F10_Industrial_Food Products_Existing_Space Heating_Natural Gas_Gas Furnace Tube Inserts_A_Technical Potential | F10 | Industrial | Food Products | Existing | Space Heating | Natural Gas | Gas Furnace Tube Inserts | A | Purchases (Incremental) | Technical Potential | 0 | 0 | 0 | 0 | 0 | 0 | 0 | 0 | 0 | 0 | 0 | 0 | 0 | 0 | 0 | 0 | 0 | 0 | 0 | 0 | 0 | 0 | 0
F11_Industrial_Food Products_Existing_Space Heating_Natural Gas_Gas Furnace Tube Inserts_A_Technical Potential | F11 | Industrial | Food Products | Existing | Space Heating | Natural Gas | Gas Furnace Tube Inserts | A | Purchases (Cumulative) | Technical Potential | 0 | 0 | 0 | 0 | 0 | 0 | 0 | 0 | 0 | 0 | 0 | 0 | 0 | 0 | 0 | 0 | 0 | 0 | 0 | 0 | 0 | 0 | 0
F1_Industrial_Food Products_Existing_Space Heating_Natural Gas_Space Heating - Heat Recovery Ventilator_A_Technical Potential | F1 | Industrial | Food Products | Existing | Space Heating | Natural Gas | Space Heating - Heat Recovery Ventilator | A | Integrated Unit Energy Savings (kWh or therms) | Technical Potential | 0 | 0 | 0.013244 | 0.013045 | 0.012782 | 0.012447 | 0.012043 | 0.011585 | 0.011094 | 0.010595 | 0.010112 | 0.0096611 | 0.0092531 | 0.0088904 | 0.0085726 | 0.0082946 | 0.0080509 | 0.0078398 | 0.0076552 | 0.0074896 | 0.0073471 | 0.0072123 | 0
F2_Industrial_Food Products_Existing_Space Heating_Natural Gas_Space Heating - Heat Recovery Ventilator_A_Technical Potential | F2 | Industrial | Food Products | Existing | Space Heating | Natural Gas | Space Heating - Heat Recovery Ventilator | A | Integrated Unit Summer Peak Savings (kW) | Technical Potential | 0 | 0 | 0 | 0 | 0 | 0 | 0 | 0 | 0 | 0 | 0 | 0 | 0 | 0 | 0 | 0 | 0 | 0 | 0 | 0 | 0 | 0 | 0
F3_Industrial_Food Products_Existing_Space Heating_Natural Gas_Space Heating - Heat Recovery Ventilator_A_Technical Potential | F3 | Industrial | Food Products | Existing | Space Heating | Natural Gas | Space Heating - Heat Recovery Ventilator | A | Integrated Unit Winter Peak Savings (kW) | Technical Potential | 0 | 0 | 0 | 0 | 0 | 0 | 0 | 0 | 0 | 0 | 0 | 0 | 0 | 0 | 0 | 0 | 0 | 0 | 0 | 0 | 0 | 0 | 0
F4_Industrial_Food Products_Existing_Space Heating_Natural Gas_Space Heating - Heat Recovery Ventilator_A_Technical Potential | F4 | Industrial | Food Products | Existing | Space Heating | Natural Gas | Space Heating - Heat Recovery Ventilator | A | Incremental Energy Savings (MWh or mTherms) | Technical Potential | 0 | 0 | 0.087003 | 0.08422 | 0.081097 | 0.07761 | 0.073798 | 0.069765 | 0.065656 | 0.061623 | 0.057799 | 0.054271 | 0.051083 | 0.048234 | 0.045708 | 0.043464 | 0.041459 | 0.039676 | 0.038074 | 0.036608 | 0.035292 | 0.034048 | 0
F5_Industrial_Food Products_Existing_Space Heating_Natural Gas_Space Heating - Heat Recovery Ventilator_A_Technical Potential | F5 | Industrial | Food Products | Existing | Space Heating | Natural Gas | Space Heating - Heat Recovery Ventilator | A | Incremental Summer Peak Savings (MW) | Technical Potential | 0 | 0 | 0 | 0 | 0 | 0 | 0 | 0 | 0 | 0 | 0 | 0 | 0 | 0 | 0 | 0 | 0 | 0 | 0 | 0 | 0 | 0 | 0
F6_Industrial_Food Products_Existing_Space Heating_Natural Gas_Space Heating - Heat Recovery Ventilator_A_Technical Potential | F6 | Industrial | Food Products | Existing | Space Heating | Natural Gas | Space Heating - Heat Recovery Ventilator | A | Incremental Winter Peak Savings (MW) | Technical Potential | 0 | 0 | 0 | 0 | 0 | 0 | 0 | 0 | 0 | 0 | 0 | 0 | 0 | 0 | 0 | 0 | 0 | 0 | 0 | 0 | 0 | 0 | 0
F7_Industrial_Food Products_Existing_Space Heating_Natural Gas_Space Heating - Heat Recovery Ventilator_A_Technical Potential | F7 | Industrial | Food Products | Existing | Space Heating | Natural Gas | Space Heating - Heat Recovery Ventilator | A | Cumulative Energy Savings (MWh or mTherms) | Technical Potential | 0 | 0 | 0.087003 | 0.16992 | 0.24758 | 0.31871 | 0.38217 | 0.43739 | 0.4845 | 0.52434 | 0.55823 | 0.58762 | 0.61389 | 0.63806 | 0.66096 | 0.683 | 0.70438 | 0.72559 | 0.74658 | 0.76704 | 0.78774 | 0.80734 | 0
F8_Industrial_Food Products_Existing_Space Heating_Natural Gas_Space Heating - Heat Recovery Ventilator_A_Technical Potential | F8 | Industrial | Food Products | Existing | Space Heating | Natural Gas | Space Heating - Heat Recovery Ventilator | A | Cumulative Summer Peak Savings (MW) | Technical Potential | 0 | 0 | 0 | 0 | 0 | 0 | 0 | 0 | 0 | 0 | 0 | 0 | 0 | 0 | 0 | 0 | 0 | 0 | 0 | 0 | 0 | 0 | 0
F9_Industrial_Food Products_Existing_Space Heating_Natural Gas_Space Heating - Heat Recovery Ventilator_A_Technical Potential | F9 | Industrial | Food Products | Existing | Space Heating | Natural Gas | Space Heating - Heat Recovery Ventilator | A | Cumulative Winter Peak Savings (MW) | Technical Potential | 0 | 0 | 0 | 0 | 0 | 0 | 0 | 0 | 0 | 0 | 0 | 0 | 0 | 0 | 0 | 0 | 0 | 0 | 0 | 0 | 0 | 0 | 0
F10_Industrial_Food Products_Existing_Space Heating_Natural Gas_Space Heating - Heat Recovery Ventilator_A_Technical Potential | F10 | Industrial | Food Products | Existing | Space Heating | Natural Gas | Space Heating - Heat Recovery Ventilator | A | Purchases (Incremental) | Technical Potential | 0 | 0 | 6569.3205 | 6456.0564 | 6344.745 | 6235.3529 | 6127.8468 | 6022.1943 | 5918.3633 | 5816.3226 | 5716.0412 | 5617.4887 | 5520.6355 | 5425.4521 | 5331.9098 | 5239.9803 | 5149.6359 | 5060.849 | 4973.593 | 4887.8414 | 4803.5683 | 4720.7481 | 0
F11_Industrial_Food Products_Existing_Space Heating_Natural Gas_Space Heating - Heat Recovery Ventilator_A_Technical Potential | F11 | Industrial | Food Products | Existing | Space Heating | Natural Gas | Space Heating - Heat Recovery Ventilator | A | Purchases (Cumulative) | Technical Potential | 0 | 0 | 6569.3205 | 13025.3769 | 19370.1219 | 25605.4748 | 31733.3216 | 37755.5158 | 43673.8792 | 49490.2017 | 55206.2429 | 60823.7316 | 66344.3671 | 71769.8192 | 77101.729 | 82341.7094 | 87491.3452 | 92552.1943 | 97525.7873 | 102413.6287 | 107217.197 | 111937.9451 | 0
F1_Industrial_Food Products_Existing_Space Heating_Natural Gas_Thermostat - Programmable_A_Technical Potential | F1 | Industrial | Food Products | Existing | Space Heating | Natural Gas | Thermostat - Programmable | A | Integrated Unit Energy Savings (kWh or therms) | Technical Potential | 0 | 0 | 0.0064003 | 0.0062971 | 0.0061622 | 0.005992 | 0.005788 | 0.0055566 | 0.0053087 | 0.0050561 | 0.0048103 | 0.0045796 | 0.0043691 | 0.0041804 | 0.004014 | 0.0038677 | 0.0037393 | 0.0036282 | 0.0035313 | 0.0034452 | 0.0033711 | 0.0033016 | 0
F2_Industrial_Food Products_Existing_Space Heating_Natural Gas_Thermostat - Programmable_A_Technical Potential | F2 | Industrial | Food Products | Existing | Space Heating | Natural Gas | Thermostat - Programmable | A | Integrated Unit Summer Peak Savings (kW) | Technical Potential | 0 | 0 | 0 | 0 | 0 | 0 | 0 | 0 | 0 | 0 | 0 | 0 | 0 | 0 | 0 | 0 | 0 | 0 | 0 | 0 | 0 | 0 | 0
F3_Industrial_Food Products_Existing_Space Heating_Natural Gas_Thermostat - Programmable_A_Technical Potential | F3 | Industrial | Food Products | Existing | Space Heating | Natural Gas | Thermostat - Programmable | A | Integrated Unit Winter Peak Savings (kW) | Technical Potential | 0 | 0 | 0 | 0 | 0 | 0 | 0 | 0 | 0 | 0 | 0 | 0 | 0 | 0 | 0 | 0 | 0 | 0 | 0 | 0 | 0 | 0 | 0
F4_Industrial_Food Products_Existing_Space Heating_Natural Gas_Thermostat - Programmable_A_Technical Potential | F4 | Industrial | Food Products | Existing | Space Heating | Natural Gas | Thermostat - Programmable | A | Incremental Energy Savings (MWh or mTherms) | Technical Potential | 0 | 0 | 0.12614 | 0.12196 | 0.11729 | 0.11209 | 0.1064 | 0.10039 | 0.094256 | 0.088224 | 0.082487 | 0.077177 | 0.07236 | 0.068042 | 0.064206 | 0.0608 | 0.057768 | 0.055085 | 0.05269 | 0.050519 | 0.04858 | 0.046757 | 0
F5_Industrial_Food Products_Existing_Space Heating_Natural Gas_Thermostat - Programmable_A_Technical Potential | F5 | Industrial | Food Products | Existing | Space Heating | Natural Gas | Thermostat - Programmable | A | Incremental Summer Peak Savings (MW) | Technical Potential | 0 | 0 | 0 | 0 | 0 | 0 | 0 | 0 | 0 | 0 | 0 | 0 | 0 | 0 | 0 | 0 | 0 | 0 | 0 | 0 | 0 | 0 | 0
F6_Industrial_Food Products_Existing_Space Heating_Natural Gas_Thermostat - Programmable_A_Technical Potential | F6 | Industrial | Food Products | Existing | Space Heating | Natural Gas | Thermostat - Programmable | A | Incremental Winter Peak Savings (MW) | Technical Potential | 0 | 0 | 0 | 0 | 0 | 0 | 0 | 0 | 0 | 0 | 0 | 0 | 0 | 0 | 0 | 0 | 0 | 0 | 0 | 0 | 0 | 0 | 0
F7_Industrial_Food Products_Existing_Space Heating_Natural Gas_Thermostat - Programmable_A_Technical Potential | F7 | Industrial | Food Products | Existing | Space Heating | Natural Gas | Thermostat - Programmable | A | Cumulative Energy Savings (MWh or mTherms) | Technical Potential | 0 | 0 | 0.12614 | 0.24607 | 0.35809 | 0.46029 | 0.55101 | 0.62938 | 0.69555 | 0.75068 | 0.79667 | 0.83564 | 0.86959 | 0.90009 | 0.92845 | 0.95542 | 0.98147 | 1.0074 | 1.0332 | 1.0585 | 1.0843 | 1.1087 | 0
F8_Industrial_Food Products_Existing_Space Heating_Natural Gas_Thermostat - Programmable_A_Technical Potential | F8 | Industrial | Food Products | Existing | Space Heating | Natural Gas | Thermostat - Programmable | A | Cumulative Summer Peak Savings (MW) | Technical Potential | 0 | 0 | 0 | 0 | 0 | 0 | 0 | 0 | 0 | 0 | 0 | 0 | 0 | 0 | 0 | 0 | 0 | 0 | 0 | 0 | 0 | 0 | 0
F9_Industrial_Food Products_Existing_Space Heating_Natural Gas_Thermostat - Programmable_A_Technical Potential | F9 | Industrial | Food Products | Existing | Space Heating | Natural Gas | Thermostat - Programmable | A | Cumulative Winter Peak Savings (MW) | Technical Potential | 0 | 0 | 0 | 0 | 0 | 0 | 0 | 0 | 0 | 0 | 0 | 0 | 0 | 0 | 0 | 0 | 0 | 0 | 0 | 0 | 0 | 0 | 0
F10_Industrial_Food Products_Existing_Space Heating_Natural Gas_Thermostat - Programmable_A_Technical Potential | F10 | Industrial | Food Products | Existing | Space Heating | Natural Gas | Thermostat - Programmable | A | Purchases (Incremental) | Technical Potential | 0 | 0 | 19707.9615 | 19368.1691 | 19034.2351 | 18706.0586 | 18383.5404 | 18066.5828 | 17755.09 | 17448.9677 | 17148.1235 | 16852.4662 | 16561.9064 | 16276.3563 | 15995.7295 | 15719.941 | 15448.9076 | 15182.5471 | 14920.779 | 14663.5242 | 14410.7048 | 14162.2444 | 0
F11_Industrial_Food Products_Existing_Space Heating_Natural Gas_Thermostat - Programmable_A_Technical Potential | F11 | Industrial | Food Products | Existing | Space Heating | Natural Gas | Thermostat - Programmable | A | Purchases (Cumulative) | Technical Potential | 0 | 0 | 19707.9615 | 39076.1306 | 58110.3657 | 76816.4243 | 95199.9647 | 113266.5475 | 131021.6375 | 148470.6052 | 165618.7287 | 182471.1949 | 199033.1013 | 215309.4576 | 231305.1871 | 247025.1281 | 262474.0357 | 277656.5828 | 292577.3618 | 307240.886 | 321651.5909 | 335813.8353 | 0
F1_Industrial_Food Products_Existing_Space Heating_Natural Gas_ENERGY STAR Connected Thermostat_A_Technical Potential | F1 | Industrial | Food Products | Existing | Space Heating | Natural Gas | ENERGY STAR Connected Thermostat | A | Integrated Unit Energy Savings (kWh or therms) | Technical Potential | 0 | 0 | 0.015467 | 0.015213 | 0.014882 | 0.014466 | 0.013969 | 0.013406 | 0.012804 | 0.01219 | 0.011593 | 0.011033 | 0.010522 | 0.010064 | 0.0096596 | 0.009304 | 0.0089916 | 0.0087208 | 0.0084846 | 0.0082741 | 0.0080928 | 0.0079223 | 0
F2_Industrial_Food Products_Existing_Space Heating_Natural Gas_ENERGY STAR Connected Thermostat_A_Technical Potential | F2 | Industrial | Food Products | Existing | Space Heating | Natural Gas | ENERGY STAR Connected Thermostat | A | Integrated Unit Summer Peak Savings (kW) | Technical Potential | 0 | 0 | 0 | 0 | 0 | 0 | 0 | 0 | 0 | 0 | 0 | 0 | 0 | 0 | 0 | 0 | 0 | 0 | 0 | 0 | 0 | 0 | 0
F3_Industrial_Food Products_Existing_Space Heating_Natural Gas_ENERGY STAR Connected Thermostat_A_Technical Potential | F3 | Industrial | Food Products | Existing | Space Heating | Natural Gas | ENERGY STAR Connected Thermostat | A | Integrated Unit Winter Peak Savings (kW) | Technical Potential | 0 | 0 | 0 | 0 | 0 | 0 | 0 | 0 | 0 | 0 | 0 | 0 | 0 | 0 | 0 | 0 | 0 | 0 | 0 | 0 | 0 | 0 | 0
F4_Industrial_Food Products_Existing_Space Heating_Natural Gas_ENERGY STAR Connected Thermostat_A_Technical Potential | F4 | Industrial | Food Products | Existing | Space Heating | Natural Gas | ENERGY STAR Connected Thermostat | A | Incremental Energy Savings (MWh or mTherms) | Technical Potential | 0 | 0 | 0.30482 | 0.29464 | 0.28327 | 0.27061 | 0.2568 | 0.2422 | 0.22733 | 0.21271 | 0.1988 | 0.18594 | 0.17427 | 0.16381 | 0.15451 | 0.14626 | 0.13891 | 0.1324 | 0.1266 | 0.12133 | 0.11662 | 0.1122 | 0
F5_Industrial_Food Products_Existing_Space Heating_Natural Gas_ENERGY STAR Connected Thermostat_A_Technical Potential | F5 | Industrial | Food Products | Existing | Space Heating | Natural Gas | ENERGY STAR Connected Thermostat | A | Incremental Summer Peak Savings (MW) | Technical Potential | 0 | 0 | 0 | 0 | 0 | 0 | 0 | 0 | 0 | 0 | 0 | 0 | 0 | 0 | 0 | 0 | 0 | 0 | 0 | 0 | 0 | 0 | 0
F6_Industrial_Food Products_Existing_Space Heating_Natural Gas_ENERGY STAR Connected Thermostat_A_Technical Potential | F6 | Industrial | Food Products | Existing | Space Heating | Natural Gas | ENERGY STAR Connected Thermostat | A | Incremental Winter Peak Savings (MW) | Technical Potential | 0 | 0 | 0 | 0 | 0 | 0 | 0 | 0 | 0 | 0 | 0 | 0 | 0 | 0 | 0 | 0 | 0 | 0 | 0 | 0 | 0 | 0 | 0
F7_Industrial_Food Products_Existing_Space Heating_Natural Gas_ENERGY STAR Connected Thermostat_A_Technical Potential | F7 | Industrial | Food Products | Existing | Space Heating | Natural Gas | ENERGY STAR Connected Thermostat | A | Cumulative Energy Savings (MWh or mTherms) | Technical Potential | 0 | 0 | 0.30482 | 0.59446 | 0.86481 | 1.1113 | 1.3299 | 1.5185 | 1.6775 | 1.8099 | 1.9201 | 2.0133 | 2.0943 | 2.1669 | 2.2343 | 2.2983 | 2.3601 | 2.4214 | 2.4824 | 2.5421 | 2.603 | 2.6604 | 0
F8_Industrial_Food Products_Existing_Space Heating_Natural Gas_ENERGY STAR Connected Thermostat_A_Technical Potential | F8 | Industrial | Food Products | Existing | Space Heating | Natural Gas | ENERGY STAR Connected Thermostat | A | Cumulative Summer Peak Savings (MW) | Technical Potential | 0 | 0 | 0 | 0 | 0 | 0 | 0 | 0 | 0 | 0 | 0 | 0 | 0 | 0 | 0 | 0 | 0 | 0 | 0 | 0 | 0 | 0 | 0
F9_Industrial_Food Products_Existing_Space Heating_Natural Gas_ENERGY STAR Connected Thermostat_A_Technical Potential | F9 | Industrial | Food Products | Existing | Space Heating | Natural Gas | ENERGY STAR Connected Thermostat | A | Cumulative Winter Peak Savings (MW) | Technical Potential | 0 | 0 | 0 | 0 | 0 | 0 | 0 | 0 | 0 | 0 | 0 | 0 | 0 | 0 | 0 | 0 | 0 | 0 | 0 | 0 | 0 | 0 | 0
F10_Industrial_Food Products_Existing_Space Heating_Natural Gas_ENERGY STAR Connected Thermostat_A_Technical Potential | F10 | Industrial | Food Products | Existing | Space Heating | Natural Gas | ENERGY STAR Connected Thermostat | A | Purchases (Incremental) | Technical Potential | 0 | 0 | 19707.9615 | 19368.1691 | 19034.2351 | 18706.0586 | 18383.5404 | 18066.5828 | 17755.09 | 17448.9677 | 17148.1235 | 16852.4662 | 16561.9064 | 16276.3563 | 15995.7295 | 15719.941 | 15448.9076 | 15182.5471 | 14920.779 | 14663.5242 | 14410.7048 | 14162.2444 | 0
F11_Industrial_Food Products_Existing_Space Heating_Natural Gas_ENERGY STAR Connected Thermostat_A_Technical Potential | F11 | Industrial | Food Products | Existing | Space Heating | Natural Gas | ENERGY STAR Connected Thermostat | A | Purchases (Cumulative) | Technical Potential | 0 | 0 | 19707.9615 | 39076.1306 | 58110.3657 | 76816.4243 | 95199.9647 | 113266.5475 | 131021.6375 | 148470.6052 | 165618.7287 | 182471.1949 | 199033.1013 | 215309.4576 | 231305.1871 | 247025.1281 | 262474.0357 | 277656.5828 | 292577.3618 | 307240.886 | 321651.5909 | 335813.8353 | 0
F1_Industrial_Food Products_Existing_Space Heating_Natural Gas_Destratification Fans (HVLS)_A_Technical Potential | F1 | Industrial | Food Products | Existing | Space Heating | Natural Gas | Destratification Fans (HVLS) | A | Integrated Unit Energy Savings (kWh or therms) | Technical Potential | 0 | 0 | 0.015483 | 0.015245 | 0.01493 | 0.01453 | 0.014046 | 0.013496 | 0.012904 | 0.012301 | 0.011713 | 0.011161 | 0.010658 | 0.010207 | 0.0098095 | 0.0094611 | 0.0091559 | 0.0088925 | 0.0086639 | 0.0084612 | 0.0082879 | 0.0081255 | 0
F2_Industrial_Food Products_Existing_Space Heating_Natural Gas_Destratification Fans (HVLS)_A_Technical Potential | F2 | Industrial | Food Products | Existing | Space Heating | Natural Gas | Destratification Fans (HVLS) | A | Integrated Unit Summer Peak Savings (kW) | Technical Potential | 0 | 0 | 0 | 0 | 0 | 0 | 0 | 0 | 0 | 0 | 0 | 0 | 0 | 0 | 0 | 0 | 0 | 0 | 0 | 0 | 0 | 0 | 0
F3_Industrial_Food Products_Existing_Space Heating_Natural Gas_Destratification Fans (HVLS)_A_Technical Potential | F3 | Industrial | Food Products | Existing | Space Heating | Natural Gas | Destratification Fans (HVLS) | A | Integrated Unit Winter Peak Savings (kW) | Technical Potential | 0 | 0 | 0 | 0 | 0 | 0 | 0 | 0 | 0 | 0 | 0 | 0 | 0 | 0 | 0 | 0 | 0 | 0 | 0 | 0 | 0 | 0 | 0
F4_Industrial_Food Products_Existing_Space Heating_Natural Gas_Destratification Fans (HVLS)_A_Technical Potential | F4 | Industrial | Food Products | Existing | Space Heating | Natural Gas | Destratification Fans (HVLS) | A | Incremental Energy Savings (MWh or mTherms) | Technical Potential | 0 | 0 | 0.30515 | 0.29527 | 0.28419 | 0.27179 | 0.25822 | 0.24382 | 0.22912 | 0.21464 | 0.20086 | 0.18809 | 0.17651 | 0.16613 | 0.15691 | 0.14873 | 0.14145 | 0.13501 | 0.12927 | 0.12407 | 0.11944 | 0.11508 | 0
F5_Industrial_Food Products_Existing_Space Heating_Natural Gas_Destratification Fans (HVLS)_A_Technical Potential | F5 | Industrial | Food Products | Existing | Space Heating | Natural Gas | Destratification Fans (HVLS) | A | Incremental Summer Peak Savings (MW) | Technical Potential | 0 | 0 | 0 | 0 | 0 | 0 | 0 | 0 | 0 | 0 | 0 | 0 | 0 | 0 | 0 | 0 | 0 | 0 | 0 | 0 | 0 | 0 | 0
F6_Industrial_Food Products_Existing_Space Heating_Natural Gas_Destratification Fans (HVLS)_A_Technical Potential | F6 | Industrial | Food Products | Existing | Space Heating | Natural Gas | Destratification Fans (HVLS) | A | Incremental Winter Peak Savings (MW) | Technical Potential | 0 | 0 | 0 | 0 | 0 | 0 | 0 | 0 | 0 | 0 | 0 | 0 | 0 | 0 | 0 | 0 | 0 | 0 | 0 | 0 | 0 | 0 | 0
F7_Industrial_Food Products_Existing_Space Heating_Natural Gas_Destratification Fans (HVLS)_A_Technical Potential | F7 | Industrial | Food Products | Existing | Space Heating | Natural Gas | Destratification Fans (HVLS) | A | Cumulative Energy Savings (MWh or mTherms) | Technical Potential | 0 | 0 | 0.30515 | 0.59573 | 0.86761 | 1.1161 | 1.3372 | 1.5286 | 1.6907 | 1.8263 | 1.9399 | 2.0366 | 2.1212 | 2.1976 | 2.269 | 2.3371 | 2.4032 | 2.4691 | 2.5349 | 2.5996 | 2.6658 | 2.7287 | 0
F8_Industrial_Food Products_Existing_Space Heating_Natural Gas_Destratification Fans (HVLS)_A_Technical Potential | F8 | Industrial | Food Products | Existing | Space Heating | Natural Gas | Destratification Fans (HVLS) | A | Cumulative Summer Peak Savings (MW) | Technical Potential | 0 | 0 | 0 | 0 | 0 | 0 | 0 | 0 | 0 | 0 | 0 | 0 | 0 | 0 | 0 | 0 | 0 | 0 | 0 | 0 | 0 | 0 | 0
F9_Industrial_Food Products_Existing_Space Heating_Natural Gas_Destratification Fans (HVLS)_A_Technical Potential | F9 | Industrial | Food Products | Existing | Space Heating | Natural Gas | Destratification Fans (HVLS) | A | Cumulative Winter Peak Savings (MW) | Technical Potential | 0 | 0 | 0 | 0 | 0 | 0 | 0 | 0 | 0 | 0 | 0 | 0 | 0 | 0 | 0 | 0 | 0 | 0 | 0 | 0 | 0 | 0 | 0
F10_Industrial_Food Products_Existing_Space Heating_Natural Gas_Destratification Fans (HVLS)_A_Technical Potential | F10 | Industrial | Food Products | Existing | Space Heating | Natural Gas | Destratification Fans (HVLS) | A | Purchases (Incremental) | Technical Potential | 0 | 0 | 19707.9615 | 19368.1691 | 19034.2351 | 18706.0586 | 18383.5404 | 18066.5828 | 17755.09 | 17448.9677 | 17148.1235 | 16852.4662 | 16561.9064 | 16276.3563 | 15995.7295 | 15719.941 | 15448.9076 | 15182.5471 | 14920.779 | 14663.5242 | 14410.7048 | 14162.2444 | 0
F11_Industrial_Food Products_Existing_Space Heating_Natural Gas_Destratification Fans (HVLS)_A_Technical Potential | F11 | Industrial | Food Products | Existing | Space Heating | Natural Gas | Destratification Fans (HVLS) | A | Purchases (Cumulative) | Technical Potential | 0 | 0 | 19707.9615 | 39076.1306 | 58110.3657 | 76816.4243 | 95199.9647 | 113266.5475 | 131021.6375 | 148470.6052 | 165618.7287 | 182471.1949 | 199033.1013 | 215309.4576 | 231305.1871 | 247025.1281 | 262474.0357 | 277656.5828 | 292577.3618 | 307240.886 | 321651.5909 | 335813.8353 | 0
F1_Industrial_Food Products_Existing_Space Heating_Natural Gas_Gas Boiler - Insulate Steam Lines/Condensate Tank_A_Technical Potential | F1 | Industrial | Food Products | Existing | Space Heating | Natural Gas | Gas Boiler - Insulate Steam Lines/Condensate Tank | A | Integrated Unit Energy Savings (kWh or therms) | Technical Potential | 0 | 0 | 10.2732 | 10.2017 | 10.125 | 10.0414 | 9.9494 | 9.8473 | 9.7338 | 9.6081 | 9.4706 | 9.3224 | 9.1662 | 9.0045 | 8.8429 | 8.6845 | 8.5329 | 8.3949 | 8.271 | 8.1605 | 8.0612 | 7.9703 | 0
F2_Industrial_Food Products_Existing_Space Heating_Natural Gas_Gas Boiler - Insulate Steam Lines/Condensate Tank_A_Technical Potential | F2 | Industrial | Food Products | Existing | Space Heating | Natural Gas | Gas Boiler - Insulate Steam Lines/Condensate Tank | A | Integrated Unit Summer Peak Savings (kW) | Technical Potential | 0 | 0 | 0 | 0 | 0 | 0 | 0 | 0 | 0 | 0 | 0 | 0 | 0 | 0 | 0 | 0 | 0 | 0 | 0 | 0 | 0 | 0 | 0
F3_Industrial_Food Products_Existing_Space Heating_Natural Gas_Gas Boiler - Insulate Steam Lines/Condensate Tank_A_Technical Potential | F3 | Industrial | Food Products | Existing | Space Heating | Natural Gas | Gas Boiler - Insulate Steam Lines/Condensate Tank | A | Integrated Unit Winter Peak Savings (kW) | Technical Potential | 0 | 0 | 0 | 0 | 0 | 0 | 0 | 0 | 0 | 0 | 0 | 0 | 0 | 0 | 0 | 0 | 0 | 0 | 0 | 0 | 0 | 0 | 0
F4_Industrial_Food Products_Existing_Space Heating_Natural Gas_Gas Boiler - Insulate Steam Lines/Condensate Tank_A_Technical Potential | F4 | Industrial | Food Products | Existing | Space Heating | Natural Gas | Gas Boiler - Insulate Steam Lines/Condensate Tank | A | Incremental Energy Savings (MWh or mTherms) | Technical Potential | 0 | 0 | 0.024664 | 0.024071 | 0.023478 | 0.022882 | 0.022282 | 0.021673 | 0.021054 | 0.020424 | 0.019784 | 0.019139 | 0.018494 | 0.017854 | 0.017232 | 0.016631 | 0.016059 | 0.015527 | 0.015034 | 0.014577 | 0.014152 | 0.013751 | 0
F5_Industrial_Food Products_Existing_Space Heating_Natural Gas_Gas Boiler - Insulate Steam Lines/Condensate Tank_A_Technical Potential | F5 | Industrial | Food Products | Existing | Space Heating | Natural Gas | Gas Boiler - Insulate Steam Lines/Condensate Tank | A | Incremental Summer Peak Savings (MW) | Technical Potential | 0 | 0 | 0 | 0 | 0 | 0 | 0 | 0 | 0 | 0 | 0 | 0 | 0 | 0 | 0 | 0 | 0 | 0 | 0 | 0 | 0 | 0 | 0
F6_Industrial_Food Products_Existing_Space Heating_Natural Gas_Gas Boiler - Insulate Steam Lines/Condensate Tank_A_Technical Potential | F6 | Industrial | Food Products | Existing | Space Heating | Natural Gas | Gas Boiler - Insulate Steam Lines/Condensate Tank | A | Incremental Winter Peak Savings (MW) | Technical Potential | 0 | 0 | 0 | 0 | 0 | 0 | 0 | 0 | 0 | 0 | 0 | 0 | 0 | 0 | 0 | 0 | 0 | 0 | 0 | 0 | 0 | 0 | 0
F7_Industrial_Food Products_Existing_Space Heating_Natural Gas_Gas Boiler - Insulate Steam Lines/Condensate Tank_A_Technical Potential | F7 | Industrial | Food Products | Existing | Space Heating | Natural Gas | Gas Boiler - Insulate Steam Lines/Condensate Tank | A | Cumulative Energy Savings (MWh or mTherms) | Technical Potential | 0 | 0 | 0.024664 | 0.048564 | 0.071676 | 0.093967 | 0.11539 | 0.13588 | 0.15536 | 0.17378 | 0.19108 | 0.20723 | 0.22225 | 0.23618 | 0.24918 | 0.26134 | 0.27284 | 0.28396 | 0.2948 | 0.30544 | 0.31587 | 0.32606 | 0
F8_Industrial_Food Products_Existing_Space Heating_Natural Gas_Gas Boiler - Insulate Steam Lines/Condensate Tank_A_Technical Potential | F8 | Industrial | Food Products | Existing | Space Heating | Natural Gas | Gas Boiler - Insulate Steam Lines/Condensate Tank | A | Cumulative Summer Peak Savings (MW) | Technical Potential | 0 | 0 | 0 | 0 | 0 | 0 | 0 | 0 | 0 | 0 | 0 | 0 | 0 | 0 | 0 | 0 | 0 | 0 | 0 | 0 | 0 | 0 | 0
F9_Industrial_Food Products_Existing_Space Heating_Natural Gas_Gas Boiler - Insulate Steam Lines/Condensate Tank_A_Technical Potential | F9 | Industrial | Food Products | Existing | Space Heating | Natural Gas | Gas Boiler - Insulate Steam Lines/Condensate Tank | A | Cumulative Winter Peak Savings (MW) | Technical Potential | 0 | 0 | 0 | 0 | 0 | 0 | 0 | 0 | 0 | 0 | 0 | 0 | 0 | 0 | 0 | 0 | 0 | 0 | 0 | 0 | 0 | 0 | 0
F10_Industrial_Food Products_Existing_Space Heating_Natural Gas_Gas Boiler - Insulate Steam Lines/Condensate Tank_A_Technical Potential | F10 | Industrial | Food Products | Existing | Space Heating | Natural Gas | Gas Boiler - Insulate Steam Lines/Condensate Tank | A | Purchases (Incremental) | Technical Potential | 0 | 0 | 2.4009 | 2.3595 | 2.3188 | 2.2788 | 2.2395 | 2.2009 | 2.163 | 2.1257 | 2.089 | 2.053 | 2.0176 | 1.9828 | 1.9486 | 1.915 | 1.882 | 1.8496 | 1.8177 | 1.7863 | 1.7555 | 1.7253 | 0
F11_Industrial_Food Products_Existing_Space Heating_Natural Gas_Gas Boiler - Insulate Steam Lines/Condensate Tank_A_Technical Potential | F11 | Industrial | Food Products | Existing | Space Heating | Natural Gas | Gas Boiler - Insulate Steam Lines/Condensate Tank | A | Purchases (Cumulative) | Technical Potential | 0 | 0 | 2.4009 | 4.7603 | 7.0791 | 9.3579 | 11.5974 | 13.7983 | 15.9613 | 18.087 | 20.176 | 22.229 | 24.2466 | 26.2294 | 28.178 | 30.0931 | 31.9751 | 33.8246 | 35.6423 | 37.4287 | 39.1842 | 40.9095 | 0
F1_Industrial_Food Products_Existing_Process_Natural Gas_Gas Boiler - Insulate Steam Lines/Condensate Tank_A_Technical Potential | F1 | Industrial | Food Products | Existing | Process | Natural Gas | Gas Boiler - Insulate Steam Lines/Condensate Tank | A | Integrated Unit Energy Savings (kWh or therms) | Technical Potential | 0 | 0 | 375.2571 | 374.1702 | 373.0631 | 371.9271 | 370.7551 | 369.5577 | 368.3598 | 367.1685 | 365.996 | 364.8548 | 363.7534 | 362.697 | 361.6754 | 360.6765 | 359.6867 | 358.6962 | 357.7154 | 356.7238 | 355.7198 | 354.702 | 0
F2_Industrial_Food Products_Existing_Process_Natural Gas_Gas Boiler - Insulate Steam Lines/Condensate Tank_A_Technical Potential | F2 | Industrial | Food Products | Existing | Process | Natural Gas | Gas Boiler - Insulate Steam Lines/Condensate Tank | A | Integrated Unit Summer Peak Savings (kW) | Technical Potential | 0 | 0 | 0 | 0 | 0 | 0 | 0 | 0 | 0 | 0 | 0 | 0 | 0 | 0 | 0 | 0 | 0 | 0 | 0 | 0 | 0 | 0 | 0
F3_Industrial_Food Products_Existing_Process_Natural Gas_Gas Boiler - Insulate Steam Lines/Condensate Tank_A_Technical Potential | F3 | Industrial | Food Products | Existing | Process | Natural Gas | Gas Boiler - Insulate Steam Lines/Condensate Tank | A | Integrated Unit Winter Peak Savings (kW) | Technical Potential | 0 | 0 | 0 | 0 | 0 | 0 | 0 | 0 | 0 | 0 | 0 | 0 | 0 | 0 | 0 | 0 | 0 | 0 | 0 | 0 | 0 | 0 | 0
F4_Industrial_Food Products_Existing_Process_Natural Gas_Gas Boiler - Insulate Steam Lines/Condensate Tank_A_Technical Potential | F4 | Industrial | Food Products | Existing | Process | Natural Gas | Gas Boiler - Insulate Steam Lines/Condensate Tank | A | Incremental Energy Savings (MWh or mTherms) | Technical Potential | 0 | 0 | 2.1482 | 2.1051 | 2.0627 | 2.0209 | 1.9798 | 1.9394 | 1.8998 | 1.861 | 1.8231 | 1.7861 | 1.75 | 1.7148 | 1.6805 | 1.647 | 1.6141 | 1.5819 | 1.5504 | 1.5194 | 1.489 | 1.4592 | 0
F5_Industrial_Food Products_Existing_Process_Natural Gas_Gas Boiler - Insulate Steam Lines/Condensate Tank_A_Technical Potential | F5 | Industrial | Food Products | Existing | Process | Natural Gas | Gas Boiler - Insulate Steam Lines/Condensate Tank | A | Incremental Summer Peak Savings (MW) | Technical Potential | 0 | 0 | 0 | 0 | 0 | 0 | 0 | 0 | 0 | 0 | 0 | 0 | 0 | 0 | 0 | 0 | 0 | 0 | 0 | 0 | 0 | 0 | 0
F6_Industrial_Food Products_Existing_Process_Natural Gas_Gas Boiler - Insulate Steam Lines/Condensate Tank_A_Technical Potential | F6 | Industrial | Food Products | Existing | Process | Natural Gas | Gas Boiler - Insulate Steam Lines/Condensate Tank | A | Incremental Winter Peak Savings (MW) | Technical Potential | 0 | 0 | 0 | 0 | 0 | 0 | 0 | 0 | 0 | 0 | 0 | 0 | 0 | 0 | 0 | 0 | 0 | 0 | 0 | 0 | 0 | 0 | 0
F7_Industrial_Food Products_Existing_Process_Natural Gas_Gas Boiler - Insulate Steam Lines/Condensate Tank_A_Technical Potential | F7 | Industrial | Food Products | Existing | Process | Natural Gas | Gas Boiler - Insulate Steam Lines/Condensate Tank | A | Cumulative Energy Savings (MWh or mTherms) | Technical Potential | 0 | 0 | 2.1482 | 4.2471 | 6.2972 | 8.299 | 10.2527 | 12.159 | 14.0194 | 15.835 | 17.6075 | 19.3387 | 21.0303 | 22.684 | 24.3006 | 25.8805 | 27.4235 | 28.9299 | 30.4012 | 31.8364 | 33.2358 | 34.5999 | 0
F8_Industrial_Food Products_Existing_Process_Natural Gas_Gas Boiler - Insulate Steam Lines/Condensate Tank_A_Technical Potential | F8 | Industrial | Food Products | Existing | Process | Natural Gas | Gas Boiler - Insulate Steam Lines/Condensate Tank | A | Cumulative Summer Peak Savings (MW) | Technical Potential | 0 | 0 | 0 | 0 | 0 | 0 | 0 | 0 | 0 | 0 | 0 | 0 | 0 | 0 | 0 | 0 | 0 | 0 | 0 | 0 | 0 | 0 | 0
F9_Industrial_Food Products_Existing_Process_Natural Gas_Gas Boiler - Insulate Steam Lines/Condensate Tank_A_Technical Potential | F9 | Industrial | Food Products | Existing | Process | Natural Gas | Gas Boiler - Insulate Steam Lines/Condensate Tank | A | Cumulative Winter Peak Savings (MW) | Technical Potential | 0 | 0 | 0 | 0 | 0 | 0 | 0 | 0 | 0 | 0 | 0 | 0 | 0 | 0 | 0 | 0 | 0 | 0 | 0 | 0 | 0 | 0 | 0
F10_Industrial_Food Products_Existing_Process_Natural Gas_Gas Boiler - Insulate Steam Lines/Condensate Tank_A_Technical Potential | F10 | Industrial | Food Products | Existing | Process | Natural Gas | Gas Boiler - Insulate Steam Lines/Condensate Tank | A | Purchases (Incremental) | Technical Potential | 0 | 0 | 5.7247 | 5.626 | 5.529 | 5.4337 | 5.34 | 5.2479 | 5.1575 | 5.0685 | 4.9811 | 4.8953 | 4.8109 | 4.7279 | 4.6464 | 4.5663 | 4.4876 | 4.4102 | 4.3342 | 4.2594 | 4.186 | 4.1138 | 0
F11_Industrial_Food Products_Existing_Process_Natural Gas_Gas Boiler - Insulate Steam Lines/Condensate Tank_A_Technical Potential | F11 | Industrial | Food Products | Existing | Process | Natural Gas | Gas Boiler - Insulate Steam Lines/Condensate Tank | A | Purchases (Cumulative) | Technical Potential | 0 | 0 | 5.7247 | 11.3507 | 16.8798 | 22.3135 | 27.6535 | 32.9014 | 38.0589 | 43.1274 | 48.1086 | 53.0038 | 57.8147 | 62.5426 | 67.189 | 71.7553 | 76.2429 | 80.6531 | 84.9872 | 89.2466 | 93.4326 | 97.5465 | 0
F1_Industrial_Food Products_Existing_Space Heating_Natural Gas_Gas Boiler - Insulate Hot Water Lines_A_Technical Potential | F1 | Industrial | Food Products | Existing | Space Heating | Natural Gas | Gas Boiler - Insulate Hot Water Lines | A | Integrated Unit Energy Savings (kWh or therms) | Technical Potential | 0 | 0 | 11.6153 | 11.5397 | 11.4609 | 11.3782 | 11.2912 | 11.1994 | 11.1024 | 11 | 10.8929 | 10.7817 | 10.6674 | 10.5505 | 10.4335 | 10.3163 | 10.1994 | 10.0894 | 9.986 | 9.8884 | 9.7963 | 9.7092 | 0
F2_Industrial_Food Products_Existing_Space Heating_Natural Gas_Gas Boiler - Insulate Hot Water Lines_A_Technical Potential | F2 | Industrial | Food Products | Existing | Space Heating | Natural Gas | Gas Boiler - Insulate Hot Water Lines | A | Integrated Unit Summer Peak Savings (kW) | Technical Potential | 0 | 0 | 0 | 0 | 0 | 0 | 0 | 0 | 0 | 0 | 0 | 0 | 0 | 0 | 0 | 0 | 0 | 0 | 0 | 0 | 0 | 0 | 0
F3_Industrial_Food Products_Existing_Space Heating_Natural Gas_Gas Boiler - Insulate Hot Water Lines_A_Technical Potential | F3 | Industrial | Food Products | Existing | Space Heating | Natural Gas | Gas Boiler - Insulate Hot Water Lines | A | Integrated Unit Winter Peak Savings (kW) | Technical Potential | 0 | 0 | 0 | 0 | 0 | 0 | 0 | 0 | 0 | 0 | 0 | 0 | 0 | 0 | 0 | 0 | 0 | 0 | 0 | 0 | 0 | 0 | 0
F4_Industrial_Food Products_Existing_Space Heating_Natural Gas_Gas Boiler - Insulate Hot Water Lines_A_Technical Potential | F4 | Industrial | Food Products | Existing | Space Heating | Natural Gas | Gas Boiler - Insulate Hot Water Lines | A | Incremental Energy Savings (MWh or mTherms) | Technical Potential | 0 | 0 | 0.055773 | 0.054455 | 0.053151 | 0.051857 | 0.050574 | 0.049298 | 0.048028 | 0.046765 | 0.045511 | 0.044269 | 0.043045 | 0.041839 | 0.040662 | 0.039512 | 0.038391 | 0.037322 | 0.036303 | 0.035328 | 0.034395 | 0.033502 | 0
F5_Industrial_Food Products_Existing_Space Heating_Natural Gas_Gas Boiler - Insulate Hot Water Lines_A_Technical Potential | F5 | Industrial | Food Products | Existing | Space Heating | Natural Gas | Gas Boiler - Insulate Hot Water Lines | A | Incremental Summer Peak Savings (MW) | Technical Potential | 0 | 0 | 0 | 0 | 0 | 0 | 0 | 0 | 0 | 0 | 0 | 0 | 0 | 0 | 0 | 0 | 0 | 0 | 0 | 0 | 0 | 0 | 0
F6_Industrial_Food Products_Existing_Space Heating_Natural Gas_Gas Boiler - Insulate Hot Water Lines_A_Technical Potential | F6 | Industrial | Food Products | Existing | Space Heating | Natural Gas | Gas Boiler - Insulate Hot Water Lines | A | Incremental Winter Peak Savings (MW) | Technical Potential | 0 | 0 | 0 | 0 | 0 | 0 | 0 | 0 | 0 | 0 | 0 | 0 | 0 | 0 | 0 | 0 | 0 | 0 | 0 | 0 | 0 | 0 | 0
F7_Industrial_Food Products_Existing_Space Heating_Natural Gas_Gas Boiler - Insulate Hot Water Lines_A_Technical Potential | F7 | Industrial | Food Products | Existing | Space Heating | Natural Gas | Gas Boiler - Insulate Hot Water Lines | A | Cumulative Energy Savings (MWh or mTherms) | Technical Potential | 0 | 0 | 0.055773 | 0.10987 | 0.16227 | 0.21295 | 0.2619 | 0.30907 | 0.35442 | 0.39791 | 0.43955 | 0.47933 | 0.5173 | 0.55347 | 0.58799 | 0.6209 | 0.65225 | 0.68254 | 0.71185 | 0.74022 | 0.76772 | 0.79439 | 0
F8_Industrial_Food Products_Existing_Space Heating_Natural Gas_Gas Boiler - Insulate Hot Water Lines_A_Technical Potential | F8 | Industrial | Food Products | Existing | Space Heating | Natural Gas | Gas Boiler - Insulate Hot Water Lines | A | Cumulative Summer Peak Savings (MW) | Technical Potential | 0 | 0 | 0 | 0 | 0 | 0 | 0 | 0 | 0 | 0 | 0 | 0 | 0 | 0 | 0 | 0 | 0 | 0 | 0 | 0 | 0 | 0 | 0
F9_Industrial_Food Products_Existing_Space Heating_Natural Gas_Gas Boiler - Insulate Hot Water Lines_A_Technical Potential | F9 | Industrial | Food Products | Existing | Space Heating | Natural Gas | Gas Boiler - Insulate Hot Water Lines | A | Cumulative Winter Peak Savings (MW) | Technical Potential | 0 | 0 | 0 | 0 | 0 | 0 | 0 | 0 | 0 | 0 | 0 | 0 | 0 | 0 | 0 | 0 | 0 | 0 | 0 | 0 | 0 | 0 | 0
F10_Industrial_Food Products_Existing_Space Heating_Natural Gas_Gas Boiler - Insulate Hot Water Lines_A_Technical Potential | F10 | Industrial | Food Products | Existing | Space Heating | Natural Gas | Gas Boiler - Insulate Hot Water Lines | A | Purchases (Incremental) | Technical Potential | 0 | 0 | 4.8017 | 4.7189 | 4.6376 | 4.5576 | 4.479 | 4.4018 | 4.3259 | 4.2513 | 4.178 | 4.106 | 4.0352 | 3.9656 | 3.8973 | 3.8301 | 3.764 | 3.6991 | 3.6354 | 3.5727 | 3.5111 | 3.4505 | 0
F11_Industrial_Food Products_Existing_Space Heating_Natural Gas_Gas Boiler - Insulate Hot Water Lines_A_Technical Potential | F11 | Industrial | Food Products | Existing | Space Heating | Natural Gas | Gas Boiler - Insulate Hot Water Lines | A | Purchases (Cumulative) | Technical Potential | 0 | 0 | 4.8017 | 9.5207 | 14.1582 | 18.7158 | 23.1949 | 27.5967 | 31.9226 | 36.1739 | 40.352 | 44.458 | 48.4932 | 52.4588 | 56.3561 | 60.1861 | 63.9502 | 67.6493 | 71.2846 | 74.8573 | 78.3684 | 81.8189 | 0
F1_Industrial_Food Products_Existing_Process_Natural Gas_Gas Boiler - Insulate Hot Water Lines_A_Technical Potential | F1 | Industrial | Food Products | Existing | Process | Natural Gas | Gas Boiler - Insulate Hot Water Lines | A | Integrated Unit Energy Savings (kWh or therms) | Technical Potential | 0 | 0 | 424.7077 | 424.0357 | 423.3485 | 422.6362 | 421.8908 | 421.1016 | 420.2785 | 419.4375 | 418.5988 | 417.7818 | 417.0002 | 416.2634 | 415.5625 | 414.8859 | 414.2195 | 413.5536 | 412.8842 | 412.2087 | 411.5255 | 410.8329 | 0
F2_Industrial_Food Products_Existing_Process_Natural Gas_Gas Boiler - Insulate Hot Water Lines_A_Technical Potential | F2 | Industrial | Food Products | Existing | Process | Natural Gas | Gas Boiler - Insulate Hot Water Lines | A | Integrated Unit Summer Peak Savings (kW) | Technical Potential | 0 | 0 | 0 | 0 | 0 | 0 | 0 | 0 | 0 | 0 | 0 | 0 | 0 | 0 | 0 | 0 | 0 | 0 | 0 | 0 | 0 | 0 | 0
F3_Industrial_Food Products_Existing_Process_Natural Gas_Gas Boiler - Insulate Hot Water Lines_A_Technical Potential | F3 | Industrial | Food Products | Existing | Process | Natural Gas | Gas Boiler - Insulate Hot Water Lines | A | Integrated Unit Winter Peak Savings (kW) | Technical Potential | 0 | 0 | 0 | 0 | 0 | 0 | 0 | 0 | 0 | 0 | 0 | 0 | 0 | 0 | 0 | 0 | 0 | 0 | 0 | 0 | 0 | 0 | 0
F4_Industrial_Food Products_Existing_Process_Natural Gas_Gas Boiler - Insulate Hot Water Lines_A_Technical Potential | F4 | Industrial | Food Products | Existing | Process | Natural Gas | Gas Boiler - Insulate Hot Water Lines | A | Incremental Energy Savings (MWh or mTherms) | Technical Potential | 0 | 0 | 4.8627 | 4.7713 | 4.6814 | 4.593 | 4.5058 | 4.4198 | 4.3351 | 4.2519 | 4.1702 | 4.0903 | 4.0123 | 3.9361 | 3.8617 | 3.789 | 3.7177 | 3.6477 | 3.579 | 3.5115 | 3.4453 | 3.3802 | 0
F5_Industrial_Food Products_Existing_Process_Natural Gas_Gas Boiler - Insulate Hot Water Lines_A_Technical Potential | F5 | Industrial | Food Products | Existing | Process | Natural Gas | Gas Boiler - Insulate Hot Water Lines | A | Incremental Summer Peak Savings (MW) | Technical Potential | 0 | 0 | 0 | 0 | 0 | 0 | 0 | 0 | 0 | 0 | 0 | 0 | 0 | 0 | 0 | 0 | 0 | 0 | 0 | 0 | 0 | 0 | 0
F6_Industrial_Food Products_Existing_Process_Natural Gas_Gas Boiler - Insulate Hot Water Lines_A_Technical Potential | F6 | Industrial | Food Products | Existing | Process | Natural Gas | Gas Boiler - Insulate Hot Water Lines | A | Incremental Winter Peak Savings (MW) | Technical Potential | 0 | 0 | 0 | 0 | 0 | 0 | 0 | 0 | 0 | 0 | 0 | 0 | 0 | 0 | 0 | 0 | 0 | 0 | 0 | 0 | 0 | 0 | 0
F7_Industrial_Food Products_Existing_Process_Natural Gas_Gas Boiler - Insulate Hot Water Lines_A_Technical Potential | F7 | Industrial | Food Products | Existing | Process | Natural Gas | Gas Boiler - Insulate Hot Water Lines | A | Cumulative Energy Savings (MWh or mTherms) | Technical Potential | 0 | 0 | 4.8627 | 9.6262 | 14.292 | 18.861 | 23.3335 | 27.7097 | 31.9906 | 36.1785 | 40.2764 | 44.2881 | 48.2175 | 52.0684 | 55.8425 | 59.5405 | 63.1626 | 66.7087 | 70.1798 | 73.5765 | 76.8998 | 80.1506 | 0
F8_Industrial_Food Products_Existing_Process_Natural Gas_Gas Boiler - Insulate Hot Water Lines_A_Technical Potential | F8 | Industrial | Food Products | Existing | Process | Natural Gas | Gas Boiler - Insulate Hot Water Lines | A | Cumulative Summer Peak Savings (MW) | Technical Potential | 0 | 0 | 0 | 0 | 0 | 0 | 0 | 0 | 0 | 0 | 0 | 0 | 0 | 0 | 0 | 0 | 0 | 0 | 0 | 0 | 0 | 0 | 0
F9_Industrial_Food Products_Existing_Process_Natural Gas_Gas Boiler - Insulate Hot Water Lines_A_Technical Potential | F9 | Industrial | Food Products | Existing | Process | Natural Gas | Gas Boiler - Insulate Hot Water Lines | A | Cumulative Winter Peak Savings (MW) | Technical Potential | 0 | 0 | 0 | 0 | 0 | 0 | 0 | 0 | 0 | 0 | 0 | 0 | 0 | 0 | 0 | 0 | 0 | 0 | 0 | 0 | 0 | 0 | 0
F10_Industrial_Food Products_Existing_Process_Natural Gas_Gas Boiler - Insulate Hot Water Lines_A_Technical Potential | F10 | Industrial | Food Products | Existing | Process | Natural Gas | Gas Boiler - Insulate Hot Water Lines | A | Purchases (Incremental) | Technical Potential | 0 | 0 | 11.4494 | 11.252 | 11.058 | 10.8674 | 10.68 | 10.4959 | 10.3149 | 10.1371 | 9.9623 | 9.7905 | 9.6217 | 9.4558 | 9.2928 | 9.1326 | 8.9751 | 8.8204 | 8.6683 | 8.5189 | 8.372 | 8.2276 | 0
F11_Industrial_Food Products_Existing_Process_Natural Gas_Gas Boiler - Insulate Hot Water Lines_A_Technical Potential | F11 | Industrial | Food Products | Existing | Process | Natural Gas | Gas Boiler - Insulate Hot Water Lines | A | Purchases (Cumulative) | Technical Potential | 0 | 0 | 11.4494 | 22.7015 | 33.7595 | 44.6269 | 55.3069 | 65.8028 | 76.1177 | 86.2548 | 96.2171 | 106.0077 | 115.6294 | 125.0852 | 134.378 | 143.5106 | 152.4857 | 161.3061 | 169.9744 | 178.4933 | 186.8653 | 195.0929 | 0
F1_Industrial_Food Products_Existing_Process_Natural Gas_Process - Insulate Heated Process Fluids_A_Technical Potential | F1 | Industrial | Food Products | Existing | Process | Natural Gas | Process - Insulate Heated Process Fluids | A | Integrated Unit Energy Savings (kWh or therms) | Technical Potential | 0 | 0 | 274.9636 | 274.3169 | 273.6574 | 272.9786 | 272.2753 | 271.5407 | 270.7812 | 270.0071 | 269.2312 | 268.4661 | 267.7205 | 267.0003 | 266.2997 | 265.611 | 264.9253 | 264.2361 | 263.541 | 262.8381 | 262.1264 | 261.4049 | 0
F2_Industrial_Food Products_Existing_Process_Natural Gas_Process - Insulate Heated Process Fluids_A_Technical Potential | F2 | Industrial | Food Products | Existing | Process | Natural Gas | Process - Insulate Heated Process Fluids | A | Integrated Unit Summer Peak Savings (kW) | Technical Potential | 0 | 0 | 0 | 0 | 0 | 0 | 0 | 0 | 0 | 0 | 0 | 0 | 0 | 0 | 0 | 0 | 0 | 0 | 0 | 0 | 0 | 0 | 0
F3_Industrial_Food Products_Existing_Process_Natural Gas_Process - Insulate Heated Process Fluids_A_Technical Potential | F3 | Industrial | Food Products | Existing | Process | Natural Gas | Process - Insulate Heated Process Fluids | A | Integrated Unit Winter Peak Savings (kW) | Technical Potential | 0 | 0 | 0 | 0 | 0 | 0 | 0 | 0 | 0 | 0 | 0 | 0 | 0 | 0 | 0 | 0 | 0 | 0 | 0 | 0 | 0 | 0 | 0
F4_Industrial_Food Products_Existing_Process_Natural Gas_Process - Insulate Heated Process Fluids_A_Technical Potential | F4 | Industrial | Food Products | Existing | Process | Natural Gas | Process - Insulate Heated Process Fluids | A | Incremental Energy Savings (MWh or mTherms) | Technical Potential | 0 | 0 | 3.4433 | 3.376 | 3.3098 | 3.2447 | 3.1805 | 2.8055 | 2.1995 | 1.7244 | 1.3518 | 1.0598 | 0.83089 | 0.65149 | 0.51087 | 0.40061 | 0.31415 | 0.24634 | 0.0016469 | 0.00057651 | 0.00019262 | 6.1559e-05 | 0
F5_Industrial_Food Products_Existing_Process_Natural Gas_Process - Insulate Heated Process Fluids_A_Technical Potential | F5 | Industrial | Food Products | Existing | Process | Natural Gas | Process - Insulate Heated Process Fluids | A | Incremental Summer Peak Savings (MW) | Technical Potential | 0 | 0 | 0 | 0 | 0 | 0 | 0 | 0 | 0 | 0 | 0 | 0 | 0 | 0 | 0 | 0 | 0 | 0 | 0 | 0 | 0 | 0 | 0
F6_Industrial_Food Products_Existing_Process_Natural Gas_Process - Insulate Heated Process Fluids_A_Technical Potential | F6 | Industrial | Food Products | Existing | Process | Natural Gas | Process - Insulate Heated Process Fluids | A | Incremental Winter Peak Savings (MW) | Technical Potential | 0 | 0 | 0 | 0 | 0 | 0 | 0 | 0 | 0 | 0 | 0 | 0 | 0 | 0 | 0 | 0 | 0 | 0 | 0 | 0 | 0 | 0 | 0
F7_Industrial_Food Products_Existing_Process_Natural Gas_Process - Insulate Heated Process Fluids_A_Technical Potential | F7 | Industrial | Food Products | Existing | Process | Natural Gas | Process - Insulate Heated Process Fluids | A | Cumulative Energy Savings (MWh or mTherms) | Technical Potential | 0 | 0 | 3.4433 | 6.8112 | 10.1046 | 13.3242 | 16.4704 | 19.2315 | 21.3772 | 23.0405 | 24.3261 | 25.3167 | 26.0773 | 26.6587 | 27.0996 | 27.4301 | 27.6734 | 27.8478 | 27.7762 | 27.7027 | 27.6278 | 27.5519 | 0
F8_Industrial_Food Products_Existing_Process_Natural Gas_Process - Insulate Heated Process Fluids_A_Technical Potential | F8 | Industrial | Food Products | Existing | Process | Natural Gas | Process - Insulate Heated Process Fluids | A | Cumulative Summer Peak Savings (MW) | Technical Potential | 0 | 0 | 0 | 0 | 0 | 0 | 0 | 0 | 0 | 0 | 0 | 0 | 0 | 0 | 0 | 0 | 0 | 0 | 0 | 0 | 0 | 0 | 0
F9_Industrial_Food Products_Existing_Process_Natural Gas_Process - Insulate Heated Process Fluids_A_Technical Potential | F9 | Industrial | Food Products | Existing | Process | Natural Gas | Process - Insulate Heated Process Fluids | A | Cumulative Winter Peak Savings (MW) | Technical Potential | 0 | 0 | 0 | 0 | 0 | 0 | 0 | 0 | 0 | 0 | 0 | 0 | 0 | 0 | 0 | 0 | 0 | 0 | 0 | 0 | 0 | 0 | 0
F10_Industrial_Food Products_Existing_Process_Natural Gas_Process - Insulate Heated Process Fluids_A_Technical Potential | F10 | Industrial | Food Products | Existing | Process | Natural Gas | Process - Insulate Heated Process Fluids | A | Purchases (Incremental) | Technical Potential | 0 | 0 | 12.5228 | 12.3069 | 12.0947 | 11.8862 | 11.6812 | 10.3318 | 8.123 | 6.3863 | 5.021 | 3.9475 | 3.1036 | 2.4401 | 1.9184 | 1.5082 | 1.1858 | 0.93228 | 0.0062492 | 0.0021934 | 0.00073485 | 0.00023549 | 0
F11_Industrial_Food Products_Existing_Process_Natural Gas_Process - Insulate Heated Process Fluids_A_Technical Potential | F11 | Industrial | Food Products | Existing | Process | Natural Gas | Process - Insulate Heated Process Fluids | A | Purchases (Cumulative) | Technical Potential | 0 | 0 | 12.5228 | 24.8297 | 36.9244 | 48.8105 | 60.4917 | 70.8236 | 78.9466 | 85.3329 | 90.3539 | 94.3014 | 97.405 | 99.845 | 101.7634 | 103.2717 | 104.4575 | 105.3897 | 105.396 | 105.3982 | 105.3989 | 105.3991 | 0
F1_Industrial_Food Products_Existing_Process_Natural Gas_Process Heat Recovery_A_Technical Potential | F1 | Industrial | Food Products | Existing | Process | Natural Gas | Process Heat Recovery | A | Integrated Unit Energy Savings (kWh or therms) | Technical Potential | 0 | 0 | 3.2222 | 3.2084 | 3.1943 | 3.1798 | 3.1647 | 3.1494 | 3.1343 | 3.1196 | 3.1052 | 3.0914 | 3.0781 | 3.0655 | 3.0535 | 3.042 | 3.0307 | 3.0197 | 3.009 | 2.9984 | 2.9877 | 2.9768 | 0
F2_Industrial_Food Products_Existing_Process_Natural Gas_Process Heat Recovery_A_Technical Potential | F2 | Industrial | Food Products | Existing | Process | Natural Gas | Process Heat Recovery | A | Integrated Unit Summer Peak Savings (kW) | Technical Potential | 0 | 0 | 0 | 0 | 0 | 0 | 0 | 0 | 0 | 0 | 0 | 0 | 0 | 0 | 0 | 0 | 0 | 0 | 0 | 0 | 0 | 0 | 0
F3_Industrial_Food Products_Existing_Process_Natural Gas_Process Heat Recovery_A_Technical Potential | F3 | Industrial | Food Products | Existing | Process | Natural Gas | Process Heat Recovery | A | Integrated Unit Winter Peak Savings (kW) | Technical Potential | 0 | 0 | 0 | 0 | 0 | 0 | 0 | 0 | 0 | 0 | 0 | 0 | 0 | 0 | 0 | 0 | 0 | 0 | 0 | 0 | 0 | 0 | 0
F4_Industrial_Food Products_Existing_Process_Natural Gas_Process Heat Recovery_A_Technical Potential | F4 | Industrial | Food Products | Existing | Process | Natural Gas | Process Heat Recovery | A | Incremental Energy Savings (MWh or mTherms) | Technical Potential | 0 | 0 | 1.4526 | 1.4215 | 1.3908 | 1.3606 | 1.3308 | 1.1714 | 0.91657 | 0.71722 | 0.56129 | 0.43932 | 0.34391 | 0.26928 | 0.21088 | 0.16517 | 0.12938 | 0.10135 | 0.00067695 | 0.00023676 | 7.9038e-05 | 2.5237e-05 | 0
F5_Industrial_Food Products_Existing_Process_Natural Gas_Process Heat Recovery_A_Technical Potential | F5 | Industrial | Food Products | Existing | Process | Natural Gas | Process Heat Recovery | A | Incremental Summer Peak Savings (MW) | Technical Potential | 0 | 0 | 0 | 0 | 0 | 0 | 0 | 0 | 0 | 0 | 0 | 0 | 0 | 0 | 0 | 0 | 0 | 0 | 0 | 0 | 0 | 0 | 0
F6_Industrial_Food Products_Existing_Process_Natural Gas_Process Heat Recovery_A_Technical Potential | F6 | Industrial | Food Products | Existing | Process | Natural Gas | Process Heat Recovery | A | Incremental Winter Peak Savings (MW) | Technical Potential | 0 | 0 | 0 | 0 | 0 | 0 | 0 | 0 | 0 | 0 | 0 | 0 | 0 | 0 | 0 | 0 | 0 | 0 | 0 | 0 | 0 | 0 | 0
F7_Industrial_Food Products_Existing_Process_Natural Gas_Process Heat Recovery_A_Technical Potential | F7 | Industrial | Food Products | Existing | Process | Natural Gas | Process Heat Recovery | A | Cumulative Energy Savings (MWh or mTherms) | Technical Potential | 0 | 0 | 1.4526 | 2.8679 | 4.2461 | 5.5874 | 6.8917 | 8.0298 | 8.908 | 9.5834 | 10.1005 | 10.4948 | 10.7937 | 11.0188 | 11.1865 | 11.3094 | 11.397 | 11.4567 | 11.4171 | 11.3769 | 11.3363 | 11.2952 | 0
F8_Industrial_Food Products_Existing_Process_Natural Gas_Process Heat Recovery_A_Technical Potential | F8 | Industrial | Food Products | Existing | Process | Natural Gas | Process Heat Recovery | A | Cumulative Summer Peak Savings (MW) | Technical Potential | 0 | 0 | 0 | 0 | 0 | 0 | 0 | 0 | 0 | 0 | 0 | 0 | 0 | 0 | 0 | 0 | 0 | 0 | 0 | 0 | 0 | 0 | 0
F9_Industrial_Food Products_Existing_Process_Natural Gas_Process Heat Recovery_A_Technical Potential | F9 | Industrial | Food Products | Existing | Process | Natural Gas | Process Heat Recovery | A | Cumulative Winter Peak Savings (MW) | Technical Potential | 0 | 0 | 0 | 0 | 0 | 0 | 0 | 0 | 0 | 0 | 0 | 0 | 0 | 0 | 0 | 0 | 0 | 0 | 0 | 0 | 0 | 0 | 0
F10_Industrial_Food Products_Existing_Process_Natural Gas_Process Heat Recovery_A_Technical Potential | F10 | Industrial | Food Products | Existing | Process | Natural Gas | Process Heat Recovery | A | Purchases (Incremental) | Technical Potential | 0 | 0 | 450.8204 | 443.0476 | 435.4089 | 427.9018 | 420.5242 | 371.9464 | 292.4268 | 229.908 | 180.7553 | 142.111 | 111.7287 | 87.8419 | 69.0619 | 54.2969 | 42.6886 | 33.5621 | 0.22497 | 0.078962 | 0.026455 | 0.0084778 | 0
F11_Industrial_Food Products_Existing_Process_Natural Gas_Process Heat Recovery_A_Technical Potential | F11 | Industrial | Food Products | Existing | Process | Natural Gas | Process Heat Recovery | A | Purchases (Cumulative) | Technical Potential | 0 | 0 | 450.8204 | 893.868 | 1329.2769 | 1757.1787 | 2177.703 | 2549.6494 | 2842.0762 | 3071.9842 | 3252.7395 | 3394.8505 | 3506.5792 | 3594.421 | 3663.4829 | 3717.7798 | 3760.4684 | 3794.0305 | 3794.2555 | 3794.3344 | 3794.3609 | 3794.3694 | 0
F1_Industrial_Food Products_Existing_Space Heating_Natural Gas_Building Automation System_A_Technical Potential | F1 | Industrial | Food Products | Existing | Space Heating | Natural Gas | Building Automation System | A | Integrated Unit Energy Savings (kWh or therms) | Technical Potential | 0 | 0 | 0.015564 | 0.015463 | 0.015357 | 0.015245 | 0.015126 | 0.015002 | 0.01487 | 0.014731 | 0.014586 | 0.014437 | 0.014283 | 0.014126 | 0.013969 | 0.013812 | 0.013655 | 0.013507 | 0.013367 | 0.013235 | 0.01311 | 0.012991 | 0
F2_Industrial_Food Products_Existing_Space Heating_Natural Gas_Building Automation System_A_Technical Potential | F2 | Industrial | Food Products | Existing | Space Heating | Natural Gas | Building Automation System | A | Integrated Unit Summer Peak Savings (kW) | Technical Potential | 0 | 0 | 0 | 0 | 0 | 0 | 0 | 0 | 0 | 0 | 0 | 0 | 0 | 0 | 0 | 0 | 0 | 0 | 0 | 0 | 0 | 0 | 0
F3_Industrial_Food Products_Existing_Space Heating_Natural Gas_Building Automation System_A_Technical Potential | F3 | Industrial | Food Products | Existing | Space Heating | Natural Gas | Building Automation System | A | Integrated Unit Winter Peak Savings (kW) | Technical Potential | 0 | 0 | 0 | 0 | 0 | 0 | 0 | 0 | 0 | 0 | 0 | 0 | 0 | 0 | 0 | 0 | 0 | 0 | 0 | 0 | 0 | 0 | 0
F4_Industrial_Food Products_Existing_Space Heating_Natural Gas_Building Automation System_A_Technical Potential | F4 | Industrial | Food Products | Existing | Space Heating | Natural Gas | Building Automation System | A | Incremental Energy Savings (MWh or mTherms) | Technical Potential | 0 | 0 | 0.062929 | 0.12282 | 0.21283 | 0.33775 | 0.49991 | 0.69783 | 0.92468 | 1.1671 | 1.4046 | 1.6111 | 1.7575 | 1.8173 | 1.7734 | 1.6244 | 1.3877 | 1.1156 | 0.82972 | 0.55894 | 0.34762 | 0.22078 | 0
F5_Industrial_Food Products_Existing_Space Heating_Natural Gas_Building Automation System_A_Technical Potential | F5 | Industrial | Food Products | Existing | Space Heating | Natural Gas | Building Automation System | A | Incremental Summer Peak Savings (MW) | Technical Potential | 0 | 0 | 0 | 0 | 0 | 0 | 0 | 0 | 0 | 0 | 0 | 0 | 0 | 0 | 0 | 0 | 0 | 0 | 0 | 0 | 0 | 0 | 0
F6_Industrial_Food Products_Existing_Space Heating_Natural Gas_Building Automation System_A_Technical Potential | F6 | Industrial | Food Products | Existing | Space Heating | Natural Gas | Building Automation System | A | Incremental Winter Peak Savings (MW) | Technical Potential | 0 | 0 | 0 | 0 | 0 | 0 | 0 | 0 | 0 | 0 | 0 | 0 | 0 | 0 | 0 | 0 | 0 | 0 | 0 | 0 | 0 | 0 | 0
F7_Industrial_Food Products_Existing_Space Heating_Natural Gas_Building Automation System_A_Technical Potential | F7 | Industrial | Food Products | Existing | Space Heating | Natural Gas | Building Automation System | A | Cumulative Energy Savings (MWh or mTherms) | Technical Potential | 0 | 0 | 0.062929 | 0.18533 | 0.39689 | 0.73174 | 1.226 | 1.9137 | 2.8216 | 3.9623 | 5.328 | 6.8845 | 8.5688 | 10.2919 | 11.9509 | 13.4407 | 14.6756 | 15.6321 | 16.3004 | 16.6983 | 16.8879 | 16.9555 | 0
F8_Industrial_Food Products_Existing_Space Heating_Natural Gas_Building Automation System_A_Technical Potential | F8 | Industrial | Food Products | Existing | Space Heating | Natural Gas | Building Automation System | A | Cumulative Summer Peak Savings (MW) | Technical Potential | 0 | 0 | 0 | 0 | 0 | 0 | 0 | 0 | 0 | 0 | 0 | 0 | 0 | 0 | 0 | 0 | 0 | 0 | 0 | 0 | 0 | 0 | 0
F9_Industrial_Food Products_Existing_Space Heating_Natural Gas_Building Automation System_A_Technical Potential | F9 | Industrial | Food Products | Existing | Space Heating | Natural Gas | Building Automation System | A | Cumulative Winter Peak Savings (MW) | Technical Potential | 0 | 0 | 0 | 0 | 0 | 0 | 0 | 0 | 0 | 0 | 0 | 0 | 0 | 0 | 0 | 0 | 0 | 0 | 0 | 0 | 0 | 0 | 0
F10_Industrial_Food Products_Existing_Space Heating_Natural Gas_Building Automation System_A_Technical Potential | F10 | Industrial | Food Products | Existing | Space Heating | Natural Gas | Building Automation System | A | Purchases (Incremental) | Technical Potential | 0 | 0 | 4043.1231 | 7942.5941 | 13859.2901 | 22155.3447 | 33048.9133 | 46517.0176 | 62184.9544 | 79224.2612 | 96297.3302 | 111599.5411 | 123048.6837 | 128643.7247 | 126953.5401 | 117611.7577 | 101624.1596 | 82593.0562 | 62070.4408 | 42230.9498 | 26515.6969 | 16994.6933 | 0
F11_Industrial_Food Products_Existing_Space Heating_Natural Gas_Building Automation System_A_Technical Potential | F11 | Industrial | Food Products | Existing | Space Heating | Natural Gas | Building Automation System | A | Purchases (Cumulative) | Technical Potential | 0 | 0 | 4043.1231 | 11985.7172 | 25845.0074 | 48000.3521 | 81049.2654 | 127566.283 | 189751.2374 | 268975.4987 | 365272.8288 | 476872.37 | 599921.0537 | 728564.7784 | 855518.3185 | 973130.0761 | 1074754.2358 | 1157347.292 | 1219417.7327 | 1261648.6825 | 1288164.3794 | 1305159.0727 | 0
F1_Industrial_Food Products_Existing_Space Heating_Natural Gas_Steam System Efficiency Improvements_A_Technical Potential | F1 | Industrial | Food Products | Existing | Space Heating | Natural Gas | Steam System Efficiency Improvements | A | Integrated Unit Energy Savings (kWh or therms) | Technical Potential | 0 | 0 | 0.13923 | 0.13855 | 0.13784 | 0.13709 | 0.13629 | 0.13545 | 0.13455 | 0.13359 | 0.13259 | 0.13153 | 0.13044 | 0.12931 | 0.12817 | 0.12702 | 0.12587 | 0.1248 | 0.1238 | 0.12286 | 0.12199 | 0.12117 | 0
F2_Industrial_Food Products_Existing_Space Heating_Natural Gas_Steam System Efficiency Improvements_A_Technical Potential | F2 | Industrial | Food Products | Existing | Space Heating | Natural Gas | Steam System Efficiency Improvements | A | Integrated Unit Summer Peak Savings (kW) | Technical Potential | 0 | 0 | 0 | 0 | 0 | 0 | 0 | 0 | 0 | 0 | 0 | 0 | 0 | 0 | 0 | 0 | 0 | 0 | 0 | 0 | 0 | 0 | 0
F3_Industrial_Food Products_Existing_Space Heating_Natural Gas_Steam System Efficiency Improvements_A_Technical Potential | F3 | Industrial | Food Products | Existing | Space Heating | Natural Gas | Steam System Efficiency Improvements | A | Integrated Unit Winter Peak Savings (kW) | Technical Potential | 0 | 0 | 0 | 0 | 0 | 0 | 0 | 0 | 0 | 0 | 0 | 0 | 0 | 0 | 0 | 0 | 0 | 0 | 0 | 0 | 0 | 0 | 0
F4_Industrial_Food Products_Existing_Space Heating_Natural Gas_Steam System Efficiency Improvements_A_Technical Potential | F4 | Industrial | Food Products | Existing | Space Heating | Natural Gas | Steam System Efficiency Improvements | A | Incremental Energy Savings (MWh or mTherms) | Technical Potential | 0 | 0 | 0.0039895 | 0.007799 | 0.013539 | 0.021525 | 0.031922 | 0.044653 | 0.059297 | 0.075009 | 0.090486 | 0.10403 | 0.11375 | 0.11789 | 0.11532 | 0.10588 | 0.090656 | 0.07305 | 0.054459 | 0.036772 | 0.022924 | 0.014595 | 0
F5_Industrial_Food Products_Existing_Space Heating_Natural Gas_Steam System Efficiency Improvements_A_Technical Potential | F5 | Industrial | Food Products | Existing | Space Heating | Natural Gas | Steam System Efficiency Improvements | A | Incremental Summer Peak Savings (MW) | Technical Potential | 0 | 0 | 0 | 0 | 0 | 0 | 0 | 0 | 0 | 0 | 0 | 0 | 0 | 0 | 0 | 0 | 0 | 0 | 0 | 0 | 0 | 0 | 0
F6_Industrial_Food Products_Existing_Space Heating_Natural Gas_Steam System Efficiency Improvements_A_Technical Potential | F6 | Industrial | Food Products | Existing | Space Heating | Natural Gas | Steam System Efficiency Improvements | A | Incremental Winter Peak Savings (MW) | Technical Potential | 0 | 0 | 0 | 0 | 0 | 0 | 0 | 0 | 0 | 0 | 0 | 0 | 0 | 0 | 0 | 0 | 0 | 0 | 0 | 0 | 0 | 0 | 0
F7_Industrial_Food Products_Existing_Space Heating_Natural Gas_Steam System Efficiency Improvements_A_Technical Potential | F7 | Industrial | Food Products | Existing | Space Heating | Natural Gas | Steam System Efficiency Improvements | A | Cumulative Energy Savings (MWh or mTherms) | Technical Potential | 0 | 0 | 0.0039895 | 0.011769 | 0.025247 | 0.046635 | 0.078287 | 0.12245 | 0.18094 | 0.25466 | 0.34323 | 0.44452 | 0.55458 | 0.66766 | 0.77711 | 0.87604 | 0.95876 | 1.0236 | 1.0699 | 1.0986 | 1.1137 | 1.1208 | 0
F8_Industrial_Food Products_Existing_Space Heating_Natural Gas_Steam System Efficiency Improvements_A_Technical Potential | F8 | Industrial | Food Products | Existing | Space Heating | Natural Gas | Steam System Efficiency Improvements | A | Cumulative Summer Peak Savings (MW) | Technical Potential | 0 | 0 | 0 | 0 | 0 | 0 | 0 | 0 | 0 | 0 | 0 | 0 | 0 | 0 | 0 | 0 | 0 | 0 | 0 | 0 | 0 | 0 | 0
F9_Industrial_Food Products_Existing_Space Heating_Natural Gas_Steam System Efficiency Improvements_A_Technical Potential | F9 | Industrial | Food Products | Existing | Space Heating | Natural Gas | Steam System Efficiency Improvements | A | Cumulative Winter Peak Savings (MW) | Technical Potential | 0 | 0 | 0 | 0 | 0 | 0 | 0 | 0 | 0 | 0 | 0 | 0 | 0 | 0 | 0 | 0 | 0 | 0 | 0 | 0 | 0 | 0 | 0
F10_Industrial_Food Products_Existing_Space Heating_Natural Gas_Steam System Efficiency Improvements_A_Technical Potential | F10 | Industrial | Food Products | Existing | Space Heating | Natural Gas | Steam System Efficiency Improvements | A | Purchases (Incremental) | Technical Potential | 0 | 0 | 28.6541 | 56.2901 | 98.2225 | 157.0176 | 234.2217 | 329.6718 | 440.7124 | 561.472 | 682.471 | 790.9196 | 872.0611 | 911.7138 | 899.7353 | 833.5289 | 720.2228 | 585.3471 | 439.9008 | 299.2959 | 187.92 | 120.4435 | 0
F11_Industrial_Food Products_Existing_Space Heating_Natural Gas_Steam System Efficiency Improvements_A_Technical Potential | F11 | Industrial | Food Products | Existing | Space Heating | Natural Gas | Steam System Efficiency Improvements | A | Purchases (Cumulative) | Technical Potential | 0 | 0 | 28.6541 | 84.9442 | 183.1667 | 340.1844 | 574.4061 | 904.0779 | 1344.7902 | 1906.2623 | 2588.7332 | 3379.6528 | 4251.7139 | 5163.4277 | 6063.163 | 6896.6919 | 7616.9147 | 8202.2618 | 8642.1626 | 8941.4585 | 9129.3785 | 9249.822 | 0
F1_Industrial_Food Products_Existing_Process_Natural Gas_Steam System Efficiency Improvements_A_Technical Potential | F1 | Industrial | Food Products | Existing | Process | Natural Gas | Steam System Efficiency Improvements | A | Integrated Unit Energy Savings (kWh or therms) | Technical Potential | 0 | 0 | 5.0894 | 5.0884 | 5.0877 | 5.0871 | 5.0866 | 5.0861 | 5.0857 | 5.0853 | 5.085 | 5.0847 | 5.0844 | 5.0842 | 5.0839 | 5.0837 | 5.0835 | 5.0834 | 5.0832 | 5.083 | 5.0828 | 5.0827 | 0
F2_Industrial_Food Products_Existing_Process_Natural Gas_Steam System Efficiency Improvements_A_Technical Potential | F2 | Industrial | Food Products | Existing | Process | Natural Gas | Steam System Efficiency Improvements | A | Integrated Unit Summer Peak Savings (kW) | Technical Potential | 0 | 0 | 0 | 0 | 0 | 0 | 0 | 0 | 0 | 0 | 0 | 0 | 0 | 0 | 0 | 0 | 0 | 0 | 0 | 0 | 0 | 0 | 0
F3_Industrial_Food Products_Existing_Process_Natural Gas_Steam System Efficiency Improvements_A_Technical Potential | F3 | Industrial | Food Products | Existing | Process | Natural Gas | Steam System Efficiency Improvements | A | Integrated Unit Winter Peak Savings (kW) | Technical Potential | 0 | 0 | 0 | 0 | 0 | 0 | 0 | 0 | 0 | 0 | 0 | 0 | 0 | 0 | 0 | 0 | 0 | 0 | 0 | 0 | 0 | 0 | 0
F4_Industrial_Food Products_Existing_Process_Natural Gas_Steam System Efficiency Improvements_A_Technical Potential | F4 | Industrial | Food Products | Existing | Process | Natural Gas | Steam System Efficiency Improvements | A | Incremental Energy Savings (MWh or mTherms) | Technical Potential | 0 | 0 | 0.0089658 | 0.01761 | 0.030723 | 0.049108 | 0.073247 | 0.10309 | 0.1378 | 0.17554 | 0.21336 | 0.24725 | 0.2726 | 0.28498 | 0.28122 | 0.26052 | 0.2251 | 0.18294 | 0.13748 | 0.093531 | 0.058724 | 0.037637 | 0
F5_Industrial_Food Products_Existing_Process_Natural Gas_Steam System Efficiency Improvements_A_Technical Potential | F5 | Industrial | Food Products | Existing | Process | Natural Gas | Steam System Efficiency Improvements | A | Incremental Summer Peak Savings (MW) | Technical Potential | 0 | 0 | 0 | 0 | 0 | 0 | 0 | 0 | 0 | 0 | 0 | 0 | 0 | 0 | 0 | 0 | 0 | 0 | 0 | 0 | 0 | 0 | 0
F6_Industrial_Food Products_Existing_Process_Natural Gas_Steam System Efficiency Improvements_A_Technical Potential | F6 | Industrial | Food Products | Existing | Process | Natural Gas | Steam System Efficiency Improvements | A | Incremental Winter Peak Savings (MW) | Technical Potential | 0 | 0 | 0 | 0 | 0 | 0 | 0 | 0 | 0 | 0 | 0 | 0 | 0 | 0 | 0 | 0 | 0 | 0 | 0 | 0 | 0 | 0 | 0
F7_Industrial_Food Products_Existing_Process_Natural Gas_Steam System Efficiency Improvements_A_Technical Potential | F7 | Industrial | Food Products | Existing | Process | Natural Gas | Steam System Efficiency Improvements | A | Cumulative Energy Savings (MWh or mTherms) | Technical Potential | 0 | 0 | 0.0089658 | 0.026574 | 0.057293 | 0.1064 | 0.17963 | 0.2827 | 0.42048 | 0.59599 | 0.8093 | 1.0565 | 1.329 | 1.614 | 1.8951 | 2.1555 | 2.3806 | 2.5634 | 2.7008 | 2.7942 | 2.8529 | 2.8904 | 0
F8_Industrial_Food Products_Existing_Process_Natural Gas_Steam System Efficiency Improvements_A_Technical Potential | F8 | Industrial | Food Products | Existing | Process | Natural Gas | Steam System Efficiency Improvements | A | Cumulative Summer Peak Savings (MW) | Technical Potential | 0 | 0 | 0 | 0 | 0 | 0 | 0 | 0 | 0 | 0 | 0 | 0 | 0 | 0 | 0 | 0 | 0 | 0 | 0 | 0 | 0 | 0 | 0
F9_Industrial_Food Products_Existing_Process_Natural Gas_Steam System Efficiency Improvements_A_Technical Potential | F9 | Industrial | Food Products | Existing | Process | Natural Gas | Steam System Efficiency Improvements | A | Cumulative Winter Peak Savings (MW) | Technical Potential | 0 | 0 | 0 | 0 | 0 | 0 | 0 | 0 | 0 | 0 | 0 | 0 | 0 | 0 | 0 | 0 | 0 | 0 | 0 | 0 | 0 | 0 | 0
F10_Industrial_Food Products_Existing_Process_Natural Gas_Steam System Efficiency Improvements_A_Technical Potential | F10 | Industrial | Food Products | Existing | Process | Natural Gas | Steam System Efficiency Improvements | A | Purchases (Incremental) | Technical Potential | 0 | 0 | 1.7617 | 3.4607 | 6.0387 | 9.6535 | 14.4 | 20.2682 | 27.095 | 34.5193 | 41.9584 | 48.6258 | 53.6144 | 56.0522 | 55.3158 | 51.2454 | 44.2793 | 35.9872 | 27.0451 | 18.4007 | 11.5533 | 7.4049 | 0
F11_Industrial_Food Products_Existing_Process_Natural Gas_Steam System Efficiency Improvements_A_Technical Potential | F11 | Industrial | Food Products | Existing | Process | Natural Gas | Steam System Efficiency Improvements | A | Purchases (Cumulative) | Technical Potential | 0 | 0 | 1.7617 | 5.2224 | 11.2611 | 20.9146 | 35.3145 | 55.5828 | 82.6778 | 117.1971 | 159.1555 | 207.7812 | 261.3956 | 317.4478 | 372.7636 | 424.009 | 468.2883 | 504.2755 | 531.3206 | 549.7213 | 561.2747 | 568.6795 | 0
F1_Industrial_Food Products_Existing_Space Heating_Natural Gas_Strategic Energy Management_A_Technical Potential | F1 | Industrial | Food Products | Existing | Space Heating | Natural Gas | Strategic Energy Management | A | Integrated Unit Energy Savings (kWh or therms) | Technical Potential | 0 | 0 | 7.9081 | 7.8663 | 7.8221 | 7.7754 | 7.7257 | 7.6729 | 7.6167 | 7.557 | 7.4941 | 7.4284 | 7.3604 | 7.2903 | 7.2199 | 7.149 | 7.0782 | 7.012 | 6.9502 | 6.8922 | 6.8378 | 6.7867 | 0
F2_Industrial_Food Products_Existing_Space Heating_Natural Gas_Strategic Energy Management_A_Technical Potential | F2 | Industrial | Food Products | Existing | Space Heating | Natural Gas | Strategic Energy Management | A | Integrated Unit Summer Peak Savings (kW) | Technical Potential | 0 | 0 | 0 | 0 | 0 | 0 | 0 | 0 | 0 | 0 | 0 | 0 | 0 | 0 | 0 | 0 | 0 | 0 | 0 | 0 | 0 | 0 | 0
F3_Industrial_Food Products_Existing_Space Heating_Natural Gas_Strategic Energy Management_A_Technical Potential | F3 | Industrial | Food Products | Existing | Space Heating | Natural Gas | Strategic Energy Management | A | Integrated Unit Winter Peak Savings (kW) | Technical Potential | 0 | 0 | 0 | 0 | 0 | 0 | 0 | 0 | 0 | 0 | 0 | 0 | 0 | 0 | 0 | 0 | 0 | 0 | 0 | 0 | 0 | 0 | 0
F4_Industrial_Food Products_Existing_Space Heating_Natural Gas_Strategic Energy Management_A_Technical Potential | F4 | Industrial | Food Products | Existing | Space Heating | Natural Gas | Strategic Energy Management | A | Incremental Energy Savings (MWh or mTherms) | Technical Potential | 0 | 0 | 0.39617 | 0.38728 | 0.37847 | 0.36972 | 0.36102 | 0.35237 | 0.34376 | 0.33519 | 0.32667 | 0.31822 | 0.30987 | 0.30163 | 0.29356 | 0.28567 | 0.27796 | 0.27062 | 0.26361 | 0.2569 | 0.25048 | 0.24432 | 0
F5_Industrial_Food Products_Existing_Space Heating_Natural Gas_Strategic Energy Management_A_Technical Potential | F5 | Industrial | Food Products | Existing | Space Heating | Natural Gas | Strategic Energy Management | A | Incremental Summer Peak Savings (MW) | Technical Potential | 0 | 0 | 0 | 0 | 0 | 0 | 0 | 0 | 0 | 0 | 0 | 0 | 0 | 0 | 0 | 0 | 0 | 0 | 0 | 0 | 0 | 0 | 0
F6_Industrial_Food Products_Existing_Space Heating_Natural Gas_Strategic Energy Management_A_Technical Potential | F6 | Industrial | Food Products | Existing | Space Heating | Natural Gas | Strategic Energy Management | A | Incremental Winter Peak Savings (MW) | Technical Potential | 0 | 0 | 0 | 0 | 0 | 0 | 0 | 0 | 0 | 0 | 0 | 0 | 0 | 0 | 0 | 0 | 0 | 0 | 0 | 0 | 0 | 0 | 0
F7_Industrial_Food Products_Existing_Space Heating_Natural Gas_Strategic Energy Management_A_Technical Potential | F7 | Industrial | Food Products | Existing | Space Heating | Natural Gas | Strategic Energy Management | A | Cumulative Energy Savings (MWh or mTherms) | Technical Potential | 0 | 0 | 0.39617 | 0.78135 | 1.1554 | 1.5182 | 1.8696 | 2.2092 | 2.5367 | 2.852 | 3.155 | 3.4455 | 3.7239 | 3.99 | 4.2451 | 4.4891 | 4.7226 | 4.949 | 5.169 | 5.3828 | 5.5907 | 5.7933 | 0
F8_Industrial_Food Products_Existing_Space Heating_Natural Gas_Strategic Energy Management_A_Technical Potential | F8 | Industrial | Food Products | Existing | Space Heating | Natural Gas | Strategic Energy Management | A | Cumulative Summer Peak Savings (MW) | Technical Potential | 0 | 0 | 0 | 0 | 0 | 0 | 0 | 0 | 0 | 0 | 0 | 0 | 0 | 0 | 0 | 0 | 0 | 0 | 0 | 0 | 0 | 0 | 0
F9_Industrial_Food Products_Existing_Space Heating_Natural Gas_Strategic Energy Management_A_Technical Potential | F9 | Industrial | Food Products | Existing | Space Heating | Natural Gas | Strategic Energy Management | A | Cumulative Winter Peak Savings (MW) | Technical Potential | 0 | 0 | 0 | 0 | 0 | 0 | 0 | 0 | 0 | 0 | 0 | 0 | 0 | 0 | 0 | 0 | 0 | 0 | 0 | 0 | 0 | 0 | 0
F10_Industrial_Food Products_Existing_Space Heating_Natural Gas_Strategic Energy Management_A_Technical Potential | F10 | Industrial | Food Products | Existing | Space Heating | Natural Gas | Strategic Energy Management | A | Purchases (Incremental) | Technical Potential | 0 | 0 | 50.0967 | 49.233 | 48.3841 | 47.5499 | 46.7301 | 45.9244 | 45.1326 | 44.3544 | 43.5897 | 42.8382 | 42.0996 | 41.3737 | 40.6604 | 39.9593 | 39.2704 | 38.5933 | 37.9279 | 37.274 | 36.6313 | 35.9997 | 0
F11_Industrial_Food Products_Existing_Space Heating_Natural Gas_Strategic Energy Management_A_Technical Potential | F11 | Industrial | Food Products | Existing | Space Heating | Natural Gas | Strategic Energy Management | A | Purchases (Cumulative) | Technical Potential | 0 | 0 | 50.0967 | 99.3297 | 147.7138 | 195.2637 | 241.9938 | 287.9181 | 333.0507 | 377.4052 | 420.9949 | 463.833 | 505.9326 | 547.3063 | 587.9667 | 627.9261 | 667.1964 | 705.7897 | 743.7177 | 780.9916 | 817.623 | 853.6227 | 0
F1_Industrial_Food Products_Existing_Process_Natural Gas_Strategic Energy Management_A_Technical Potential | F1 | Industrial | Food Products | Existing | Process | Natural Gas | Strategic Energy Management | A | Integrated Unit Energy Savings (kWh or therms) | Technical Potential | 0 | 0 | 30.1965 | 30.1876 | 30.1802 | 30.1735 | 30.1669 | 30.1604 | 30.154 | 30.1475 | 30.1409 | 30.1343 | 30.1276 | 30.1209 | 30.1143 | 30.1078 | 30.1014 | 30.0952 | 30.0893 | 30.0835 | 30.0779 | 30.0723 | 0
F2_Industrial_Food Products_Existing_Process_Natural Gas_Strategic Energy Management_A_Technical Potential | F2 | Industrial | Food Products | Existing | Process | Natural Gas | Strategic Energy Management | A | Integrated Unit Summer Peak Savings (kW) | Technical Potential | 0 | 0 | 0 | 0 | 0 | 0 | 0 | 0 | 0 | 0 | 0 | 0 | 0 | 0 | 0 | 0 | 0 | 0 | 0 | 0 | 0 | 0 | 0
F3_Industrial_Food Products_Existing_Process_Natural Gas_Strategic Energy Management_A_Technical Potential | F3 | Industrial | Food Products | Existing | Process | Natural Gas | Strategic Energy Management | A | Integrated Unit Winter Peak Savings (kW) | Technical Potential | 0 | 0 | 0 | 0 | 0 | 0 | 0 | 0 | 0 | 0 | 0 | 0 | 0 | 0 | 0 | 0 | 0 | 0 | 0 | 0 | 0 | 0 | 0
F4_Industrial_Food Products_Existing_Process_Natural Gas_Strategic Energy Management_A_Technical Potential | F4 | Industrial | Food Products | Existing | Process | Natural Gas | Strategic Energy Management | A | Incremental Energy Savings (MWh or mTherms) | Technical Potential | 0 | 0 | 6.2232 | 6.1141 | 6.0072 | 5.9023 | 5.7993 | 5.6981 | 5.5986 | 5.5009 | 5.4049 | 5.3106 | 5.2178 | 5.1267 | 5.0372 | 4.9493 | 4.863 | 4.7781 | 4.6948 | 4.613 | 4.5326 | 4.4536 | 0
F5_Industrial_Food Products_Existing_Process_Natural Gas_Strategic Energy Management_A_Technical Potential | F5 | Industrial | Food Products | Existing | Process | Natural Gas | Strategic Energy Management | A | Incremental Summer Peak Savings (MW) | Technical Potential | 0 | 0 | 0 | 0 | 0 | 0 | 0 | 0 | 0 | 0 | 0 | 0 | 0 | 0 | 0 | 0 | 0 | 0 | 0 | 0 | 0 | 0 | 0
F6_Industrial_Food Products_Existing_Process_Natural Gas_Strategic Energy Management_A_Technical Potential | F6 | Industrial | Food Products | Existing | Process | Natural Gas | Strategic Energy Management | A | Incremental Winter Peak Savings (MW) | Technical Potential | 0 | 0 | 0 | 0 | 0 | 0 | 0 | 0 | 0 | 0 | 0 | 0 | 0 | 0 | 0 | 0 | 0 | 0 | 0 | 0 | 0 | 0 | 0
F7_Industrial_Food Products_Existing_Process_Natural Gas_Strategic Energy Management_A_Technical Potential | F7 | Industrial | Food Products | Existing | Process | Natural Gas | Strategic Energy Management | A | Cumulative Energy Savings (MWh or mTherms) | Technical Potential | 0 | 0 | 6.2232 | 12.3355 | 18.3396 | 24.2379 | 30.0319 | 35.7235 | 41.3145 | 46.8066 | 52.2014 | 57.5004 | 62.7055 | 67.8183 | 72.8406 | 77.7742 | 82.6207 | 87.3819 | 92.0594 | 96.6547 | 101.1692 | 105.6042 | 0
F8_Industrial_Food Products_Existing_Process_Natural Gas_Strategic Energy Management_A_Technical Potential | F8 | Industrial | Food Products | Existing | Process | Natural Gas | Strategic Energy Management | A | Cumulative Summer Peak Savings (MW) | Technical Potential | 0 | 0 | 0 | 0 | 0 | 0 | 0 | 0 | 0 | 0 | 0 | 0 | 0 | 0 | 0 | 0 | 0 | 0 | 0 | 0 | 0 | 0 | 0
F9_Industrial_Food Products_Existing_Process_Natural Gas_Strategic Energy Management_A_Technical Potential | F9 | Industrial | Food Products | Existing | Process | Natural Gas | Strategic Energy Management | A | Cumulative Winter Peak Savings (MW) | Technical Potential | 0 | 0 | 0 | 0 | 0 | 0 | 0 | 0 | 0 | 0 | 0 | 0 | 0 | 0 | 0 | 0 | 0 | 0 | 0 | 0 | 0 | 0 | 0
F10_Industrial_Food Products_Existing_Process_Natural Gas_Strategic Energy Management_A_Technical Potential | F10 | Industrial | Food Products | Existing | Process | Natural Gas | Strategic Energy Management | A | Purchases (Incremental) | Technical Potential | 0 | 0 | 206.0901 | 202.5368 | 199.0448 | 195.613 | 192.2404 | 188.9259 | 185.6685 | 182.4673 | 179.3214 | 176.2296 | 173.1912 | 170.2051 | 167.2705 | 164.3866 | 161.5523 | 158.7669 | 156.0296 | 153.3394 | 150.6956 | 148.0974 | 0
F11_Industrial_Food Products_Existing_Process_Natural Gas_Strategic Energy Management_A_Technical Potential | F11 | Industrial | Food Products | Existing | Process | Natural Gas | Strategic Energy Management | A | Purchases (Cumulative) | Technical Potential | 0 | 0 | 206.0901 | 408.6269 | 607.6717 | 803.2847 | 995.525 | 1184.4509 | 1370.1194 | 1552.5868 | 1731.9081 | 1908.1377 | 2081.3289 | 2251.534 | 2418.8045 | 2583.1911 | 2744.7434 | 2903.5103 | 3059.5399 | 3212.8793 | 3363.5749 | 3511.6723 | 0
F1_Industrial_Food Products_Existing_Miscellaneous_Natural Gas_Strategic Energy Management_A_Technical Potential | F1 | Industrial | Food Products | Existing | Miscellaneous | Natural Gas | Strategic Energy Management | A | Integrated Unit Energy Savings (kWh or therms) | Technical Potential | 0 | 0 | 2.7925 | 2.7925 | 2.7925 | 2.7925 | 2.7925 | 2.7925 | 2.7925 | 2.7925 | 2.7925 | 2.7925 | 2.7925 | 2.7925 | 2.7925 | 2.7925 | 2.7925 | 2.7925 | 2.7925 | 2.7925 | 2.7925 | 2.7925 | 0
F2_Industrial_Food Products_Existing_Miscellaneous_Natural Gas_Strategic Energy Management_A_Technical Potential | F2 | Industrial | Food Products | Existing | Miscellaneous | Natural Gas | Strategic Energy Management | A | Integrated Unit Summer Peak Savings (kW) | Technical Potential | 0 | 0 | 0 | 0 | 0 | 0 | 0 | 0 | 0 | 0 | 0 | 0 | 0 | 0 | 0 | 0 | 0 | 0 | 0 | 0 | 0 | 0 | 0
F3_Industrial_Food Products_Existing_Miscellaneous_Natural Gas_Strategic Energy Management_A_Technical Potential | F3 | Industrial | Food Products | Existing | Miscellaneous | Natural Gas | Strategic Energy Management | A | Integrated Unit Winter Peak Savings (kW) | Technical Potential | 0 | 0 | 0 | 0 | 0 | 0 | 0 | 0 | 0 | 0 | 0 | 0 | 0 | 0 | 0 | 0 | 0 | 0 | 0 | 0 | 0 | 0 | 0
F4_Industrial_Food Products_Existing_Miscellaneous_Natural Gas_Strategic Energy Management_A_Technical Potential | F4 | Industrial | Food Products | Existing | Miscellaneous | Natural Gas | Strategic Energy Management | A | Incremental Energy Savings (MWh or mTherms) | Technical Potential | 0 | 0 | 0.14388 | 0.1414 | 0.13896 | 0.13656 | 0.13421 | 0.13189 | 0.12962 | 0.12738 | 0.12519 | 0.12303 | 0.12091 | 0.11882 | 0.11678 | 0.11476 | 0.11278 | 0.11084 | 0.10893 | 0.10705 | 0.1052 | 0.10339 | 0
F5_Industrial_Food Products_Existing_Miscellaneous_Natural Gas_Strategic Energy Management_A_Technical Potential | F5 | Industrial | Food Products | Existing | Miscellaneous | Natural Gas | Strategic Energy Management | A | Incremental Summer Peak Savings (MW) | Technical Potential | 0 | 0 | 0 | 0 | 0 | 0 | 0 | 0 | 0 | 0 | 0 | 0 | 0 | 0 | 0 | 0 | 0 | 0 | 0 | 0 | 0 | 0 | 0
F6_Industrial_Food Products_Existing_Miscellaneous_Natural Gas_Strategic Energy Management_A_Technical Potential | F6 | Industrial | Food Products | Existing | Miscellaneous | Natural Gas | Strategic Energy Management | A | Incremental Winter Peak Savings (MW) | Technical Potential | 0 | 0 | 0 | 0 | 0 | 0 | 0 | 0 | 0 | 0 | 0 | 0 | 0 | 0 | 0 | 0 | 0 | 0 | 0 | 0 | 0 | 0 | 0
F7_Industrial_Food Products_Existing_Miscellaneous_Natural Gas_Strategic Energy Management_A_Technical Potential | F7 | Industrial | Food Products | Existing | Miscellaneous | Natural Gas | Strategic Energy Management | A | Cumulative Energy Savings (MWh or mTherms) | Technical Potential | 0 | 0 | 0.14388 | 0.28527 | 0.42423 | 0.56079 | 0.695 | 0.82689 | 0.95651 | 1.0839 | 1.2091 | 1.3321 | 1.453 | 1.5718 | 1.6886 | 1.8034 | 1.9162 | 2.027 | 2.1359 | 2.243 | 2.3482 | 2.4516 | 0
F8_Industrial_Food Products_Existing_Miscellaneous_Natural Gas_Strategic Energy Management_A_Technical Potential | F8 | Industrial | Food Products | Existing | Miscellaneous | Natural Gas | Strategic Energy Management | A | Cumulative Summer Peak Savings (MW) | Technical Potential | 0 | 0 | 0 | 0 | 0 | 0 | 0 | 0 | 0 | 0 | 0 | 0 | 0 | 0 | 0 | 0 | 0 | 0 | 0 | 0 | 0 | 0 | 0
F9_Industrial_Food Products_Existing_Miscellaneous_Natural Gas_Strategic Energy Management_A_Technical Potential | F9 | Industrial | Food Products | Existing | Miscellaneous | Natural Gas | Strategic Energy Management | A | Cumulative Winter Peak Savings (MW) | Technical Potential | 0 | 0 | 0 | 0 | 0 | 0 | 0 | 0 | 0 | 0 | 0 | 0 | 0 | 0 | 0 | 0 | 0 | 0 | 0 | 0 | 0 | 0 | 0
F10_Industrial_Food Products_Existing_Miscellaneous_Natural Gas_Strategic Energy Management_A_Technical Potential | F10 | Industrial | Food Products | Existing | Miscellaneous | Natural Gas | Strategic Energy Management | A | Purchases (Incremental) | Technical Potential | 0 | 0 | 51.5225 | 50.6342 | 49.7612 | 48.9032 | 48.0601 | 47.2315 | 46.4171 | 45.6168 | 44.8303 | 44.0574 | 43.2978 | 42.5513 | 41.8176 | 41.0966 | 40.3881 | 39.6917 | 39.0074 | 38.3349 | 37.6739 | 37.0244 | 0
F11_Industrial_Food Products_Existing_Miscellaneous_Natural Gas_Strategic Energy Management_A_Technical Potential | F11 | Industrial | Food Products | Existing | Miscellaneous | Natural Gas | Strategic Energy Management | A | Purchases (Cumulative) | Technical Potential | 0 | 0 | 51.5225 | 102.1567 | 151.9179 | 200.8212 | 248.8813 | 296.1127 | 342.5299 | 388.1467 | 432.977 | 477.0344 | 520.3322 | 562.8835 | 604.7011 | 645.7978 | 686.1859 | 725.8776 | 764.885 | 803.2198 | 840.8937 | 877.9181 | 0
F1_Industrial_Food Products_Existing_Space Heating_Natural Gas_Commissioning_A_Technical Potential | F1 | Industrial | Food Products | Existing | Space Heating | Natural Gas | Commissioning | A | Integrated Unit Energy Savings (kWh or therms) | Technical Potential | 0 | 0 | 10.7369 | 10.6879 | 10.6358 | 10.5804 | 10.5213 | 10.4583 | 10.3911 | 10.3196 | 10.2443 | 10.1656 | 10.0842 | 10 | 9.9154 | 9.83 | 9.7441 | 9.6641 | 9.5895 | 9.5196 | 9.4542 | 9.3932 | 0
F2_Industrial_Food Products_Existing_Space Heating_Natural Gas_Commissioning_A_Technical Potential | F2 | Industrial | Food Products | Existing | Space Heating | Natural Gas | Commissioning | A | Integrated Unit Summer Peak Savings (kW) | Technical Potential | 0 | 0 | 0 | 0 | 0 | 0 | 0 | 0 | 0 | 0 | 0 | 0 | 0 | 0 | 0 | 0 | 0 | 0 | 0 | 0 | 0 | 0 | 0
F3_Industrial_Food Products_Existing_Space Heating_Natural Gas_Commissioning_A_Technical Potential | F3 | Industrial | Food Products | Existing | Space Heating | Natural Gas | Commissioning | A | Integrated Unit Winter Peak Savings (kW) | Technical Potential | 0 | 0 | 0 | 0 | 0 | 0 | 0 | 0 | 0 | 0 | 0 | 0 | 0 | 0 | 0 | 0 | 0 | 0 | 0 | 0 | 0 | 0 | 0
F4_Industrial_Food Products_Existing_Space Heating_Natural Gas_Commissioning_A_Technical Potential | F4 | Industrial | Food Products | Existing | Space Heating | Natural Gas | Commissioning | A | Incremental Energy Savings (MWh or mTherms) | Technical Potential | 0 | 0 | 0 | 0 | 0 | 0 | 0 | 0 | 0 | 0 | 0 | 0 | 0 | 0 | 0 | 0 | 0 | 0 | 0 | 0 | 0 | 0 | 0
F5_Industrial_Food Products_Existing_Space Heating_Natural Gas_Commissioning_A_Technical Potential | F5 | Industrial | Food Products | Existing | Space Heating | Natural Gas | Commissioning | A | Incremental Summer Peak Savings (MW) | Technical Potential | 0 | 0 | 0 | 0 | 0 | 0 | 0 | 0 | 0 | 0 | 0 | 0 | 0 | 0 | 0 | 0 | 0 | 0 | 0 | 0 | 0 | 0 | 0
F6_Industrial_Food Products_Existing_Space Heating_Natural Gas_Commissioning_A_Technical Potential | F6 | Industrial | Food Products | Existing | Space Heating | Natural Gas | Commissioning | A | Incremental Winter Peak Savings (MW) | Technical Potential | 0 | 0 | 0 | 0 | 0 | 0 | 0 | 0 | 0 | 0 | 0 | 0 | 0 | 0 | 0 | 0 | 0 | 0 | 0 | 0 | 0 | 0 | 0
F7_Industrial_Food Products_Existing_Space Heating_Natural Gas_Commissioning_A_Technical Potential | F7 | Industrial | Food Products | Existing | Space Heating | Natural Gas | Commissioning | A | Cumulative Energy Savings (MWh or mTherms) | Technical Potential | 0 | 0 | 0 | 0 | 0 | 0 | 0 | 0 | 0 | 0 | 0 | 0 | 0 | 0 | 0 | 0 | 0 | 0 | 0 | 0 | 0 | 0 | 0
F8_Industrial_Food Products_Existing_Space Heating_Natural Gas_Commissioning_A_Technical Potential | F8 | Industrial | Food Products | Existing | Space Heating | Natural Gas | Commissioning | A | Cumulative Summer Peak Savings (MW) | Technical Potential | 0 | 0 | 0 | 0 | 0 | 0 | 0 | 0 | 0 | 0 | 0 | 0 | 0 | 0 | 0 | 0 | 0 | 0 | 0 | 0 | 0 | 0 | 0
F9_Industrial_Food Products_Existing_Space Heating_Natural Gas_Commissioning_A_Technical Potential | F9 | Industrial | Food Products | Existing | Space Heating | Natural Gas | Commissioning | A | Cumulative Winter Peak Savings (MW) | Technical Potential | 0 | 0 | 0 | 0 | 0 | 0 | 0 | 0 | 0 | 0 | 0 | 0 | 0 | 0 | 0 | 0 | 0 | 0 | 0 | 0 | 0 | 0 | 0
F10_Industrial_Food Products_Existing_Space Heating_Natural Gas_Commissioning_A_Technical Potential | F10 | Industrial | Food Products | Existing | Space Heating | Natural Gas | Commissioning | A | Purchases (Incremental) | Technical Potential | 0 | 0 | 0 | 0 | 0 | 0 | 0 | 0 | 0 | 0 | 0 | 0 | 0 | 0 | 0 | 0 | 0 | 0 | 0 | 0 | 0 | 0 | 0
F11_Industrial_Food Products_Existing_Space Heating_Natural Gas_Commissioning_A_Technical Potential | F11 | Industrial | Food Products | Existing | Space Heating | Natural Gas | Commissioning | A | Purchases (Cumulative) | Technical Potential | 0 | 0 | 0 | 0 | 0 | 0 | 0 | 0 | 0 | 0 | 0 | 0 | 0 | 0 | 0 | 0 | 0 | 0 | 0 | 0 | 0 | 0 | 0
F1_Industrial_Food Products_Existing_Process_Natural Gas_Commissioning_A_Technical Potential | F1 | Industrial | Food Products | Existing | Process | Natural Gas | Commissioning | A | Integrated Unit Energy Savings (kWh or therms) | Technical Potential | 0 | 0 | 168.6012 | 168.6012 | 168.6012 | 168.6012 | 168.6012 | 168.6012 | 168.6012 | 168.6012 | 168.6012 | 168.6012 | 168.6012 | 168.6012 | 168.6012 | 168.6012 | 168.6012 | 168.6012 | 168.6012 | 168.6012 | 168.6012 | 168.6012 | 0
F2_Industrial_Food Products_Existing_Process_Natural Gas_Commissioning_A_Technical Potential | F2 | Industrial | Food Products | Existing | Process | Natural Gas | Commissioning | A | Integrated Unit Summer Peak Savings (kW) | Technical Potential | 0 | 0 | 0 | 0 | 0 | 0 | 0 | 0 | 0 | 0 | 0 | 0 | 0 | 0 | 0 | 0 | 0 | 0 | 0 | 0 | 0 | 0 | 0
F3_Industrial_Food Products_Existing_Process_Natural Gas_Commissioning_A_Technical Potential | F3 | Industrial | Food Products | Existing | Process | Natural Gas | Commissioning | A | Integrated Unit Winter Peak Savings (kW) | Technical Potential | 0 | 0 | 0 | 0 | 0 | 0 | 0 | 0 | 0 | 0 | 0 | 0 | 0 | 0 | 0 | 0 | 0 | 0 | 0 | 0 | 0 | 0 | 0
F4_Industrial_Food Products_Existing_Process_Natural Gas_Commissioning_A_Technical Potential | F4 | Industrial | Food Products | Existing | Process | Natural Gas | Commissioning | A | Incremental Energy Savings (MWh or mTherms) | Technical Potential | 0 | 0 | 0 | 0 | 0 | 0 | 0 | 0 | 0 | 0 | 0 | 0 | 0 | 0 | 0 | 0 | 0 | 0 | 0 | 0 | 0 | 0 | 0
F5_Industrial_Food Products_Existing_Process_Natural Gas_Commissioning_A_Technical Potential | F5 | Industrial | Food Products | Existing | Process | Natural Gas | Commissioning | A | Incremental Summer Peak Savings (MW) | Technical Potential | 0 | 0 | 0 | 0 | 0 | 0 | 0 | 0 | 0 | 0 | 0 | 0 | 0 | 0 | 0 | 0 | 0 | 0 | 0 | 0 | 0 | 0 | 0
F6_Industrial_Food Products_Existing_Process_Natural Gas_Commissioning_A_Technical Potential | F6 | Industrial | Food Products | Existing | Process | Natural Gas | Commissioning | A | Incremental Winter Peak Savings (MW) | Technical Potential | 0 | 0 | 0 | 0 | 0 | 0 | 0 | 0 | 0 | 0 | 0 | 0 | 0 | 0 | 0 | 0 | 0 | 0 | 0 | 0 | 0 | 0 | 0
F7_Industrial_Food Products_Existing_Process_Natural Gas_Commissioning_A_Technical Potential | F7 | Industrial | Food Products | Existing | Process | Natural Gas | Commissioning | A | Cumulative Energy Savings (MWh or mTherms) | Technical Potential | 0 | 0 | 0 | 0 | 0 | 0 | 0 | 0 | 0 | 0 | 0 | 0 | 0 | 0 | 0 | 0 | 0 | 0 | 0 | 0 | 0 | 0 | 0
F8_Industrial_Food Products_Existing_Process_Natural Gas_Commissioning_A_Technical Potential | F8 | Industrial | Food Products | Existing | Process | Natural Gas | Commissioning | A | Cumulative Summer Peak Savings (MW) | Technical Potential | 0 | 0 | 0 | 0 | 0 | 0 | 0 | 0 | 0 | 0 | 0 | 0 | 0 | 0 | 0 | 0 | 0 | 0 | 0 | 0 | 0 | 0 | 0
F9_Industrial_Food Products_Existing_Process_Natural Gas_Commissioning_A_Technical Potential | F9 | Industrial | Food Products | Existing | Process | Natural Gas | Commissioning | A | Cumulative Winter Peak Savings (MW) | Technical Potential | 0 | 0 | 0 | 0 | 0 | 0 | 0 | 0 | 0 | 0 | 0 | 0 | 0 | 0 | 0 | 0 | 0 | 0 | 0 | 0 | 0 | 0 | 0
F10_Industrial_Food Products_Existing_Process_Natural Gas_Commissioning_A_Technical Potential | F10 | Industrial | Food Products | Existing | Process | Natural Gas | Commissioning | A | Purchases (Incremental) | Technical Potential | 0 | 0 | 0 | 0 | 0 | 0 | 0 | 0 | 0 | 0 | 0 | 0 | 0 | 0 | 0 | 0 | 0 | 0 | 0 | 0 | 0 | 0 | 0
F11_Industrial_Food Products_Existing_Process_Natural Gas_Commissioning_A_Technical Potential | F11 | Industrial | Food Products | Existing | Process | Natural Gas | Commissioning | A | Purchases (Cumulative) | Technical Potential | 0 | 0 | 0 | 0 | 0 | 0 | 0 | 0 | 0 | 0 | 0 | 0 | 0 | 0 | 0 | 0 | 0 | 0 | 0 | 0 | 0 | 0 | 0
F1_Industrial_Food Products_Existing_Space Heating_Natural Gas_Retrocommissioning_A_Technical Potential | F1 | Industrial | Food Products | Existing | Space Heating | Natural Gas | Retrocommissioning | A | Integrated Unit Energy Savings (kWh or therms) | Technical Potential | 0 | 0 | 1.4912 | 1.4844 | 1.4771 | 1.4693 | 1.4611 | 1.4523 | 1.443 | 1.433 | 1.4226 | 1.4116 | 1.4003 | 1.3886 | 1.3768 | 1.365 | 1.353 | 1.3419 | 1.3315 | 1.3218 | 1.3128 | 1.3043 | 0
F2_Industrial_Food Products_Existing_Space Heating_Natural Gas_Retrocommissioning_A_Technical Potential | F2 | Industrial | Food Products | Existing | Space Heating | Natural Gas | Retrocommissioning | A | Integrated Unit Summer Peak Savings (kW) | Technical Potential | 0 | 0 | 0 | 0 | 0 | 0 | 0 | 0 | 0 | 0 | 0 | 0 | 0 | 0 | 0 | 0 | 0 | 0 | 0 | 0 | 0 | 0 | 0
F3_Industrial_Food Products_Existing_Space Heating_Natural Gas_Retrocommissioning_A_Technical Potential | F3 | Industrial | Food Products | Existing | Space Heating | Natural Gas | Retrocommissioning | A | Integrated Unit Winter Peak Savings (kW) | Technical Potential | 0 | 0 | 0 | 0 | 0 | 0 | 0 | 0 | 0 | 0 | 0 | 0 | 0 | 0 | 0 | 0 | 0 | 0 | 0 | 0 | 0 | 0 | 0
F4_Industrial_Food Products_Existing_Space Heating_Natural Gas_Retrocommissioning_A_Technical Potential | F4 | Industrial | Food Products | Existing | Space Heating | Natural Gas | Retrocommissioning | A | Incremental Energy Savings (MWh or mTherms) | Technical Potential | 0 | 0 | 0.059757 | 0.058457 | 0.057168 | 0.055888 | 0.054617 | 0.053352 | 0.052095 | 0.050844 | 0.049602 | 0.048372 | 0.047157 | 0.045957 | 0.044782 | 0.04363 | 0.042503 | 0.041427 | 0.040398 | 0.039412 | 0.038466 | 0.037559 | 0
F5_Industrial_Food Products_Existing_Space Heating_Natural Gas_Retrocommissioning_A_Technical Potential | F5 | Industrial | Food Products | Existing | Space Heating | Natural Gas | Retrocommissioning | A | Incremental Summer Peak Savings (MW) | Technical Potential | 0 | 0 | 0 | 0 | 0 | 0 | 0 | 0 | 0 | 0 | 0 | 0 | 0 | 0 | 0 | 0 | 0 | 0 | 0 | 0 | 0 | 0 | 0
F6_Industrial_Food Products_Existing_Space Heating_Natural Gas_Retrocommissioning_A_Technical Potential | F6 | Industrial | Food Products | Existing | Space Heating | Natural Gas | Retrocommissioning | A | Incremental Winter Peak Savings (MW) | Technical Potential | 0 | 0 | 0 | 0 | 0 | 0 | 0 | 0 | 0 | 0 | 0 | 0 | 0 | 0 | 0 | 0 | 0 | 0 | 0 | 0 | 0 | 0 | 0
F7_Industrial_Food Products_Existing_Space Heating_Natural Gas_Retrocommissioning_A_Technical Potential | F7 | Industrial | Food Products | Existing | Space Heating | Natural Gas | Retrocommissioning | A | Cumulative Energy Savings (MWh or mTherms) | Technical Potential | 0 | 0 | 0.059757 | 0.11794 | 0.17453 | 0.2295 | 0.28283 | 0.33449 | 0.38443 | 0.43262 | 0.47906 | 0.52375 | 0.56671 | 0.60793 | 0.64756 | 0.68561 | 0.72212 | 0.75761 | 0.79215 | 0.82579 | 0.85858 | 0.89059 | 0
F8_Industrial_Food Products_Existing_Space Heating_Natural Gas_Retrocommissioning_A_Technical Potential | F8 | Industrial | Food Products | Existing | Space Heating | Natural Gas | Retrocommissioning | A | Cumulative Summer Peak Savings (MW) | Technical Potential | 0 | 0 | 0 | 0 | 0 | 0 | 0 | 0 | 0 | 0 | 0 | 0 | 0 | 0 | 0 | 0 | 0 | 0 | 0 | 0 | 0 | 0 | 0
F9_Industrial_Food Products_Existing_Space Heating_Natural Gas_Retrocommissioning_A_Technical Potential | F9 | Industrial | Food Products | Existing | Space Heating | Natural Gas | Retrocommissioning | A | Cumulative Winter Peak Savings (MW) | Technical Potential | 0 | 0 | 0 | 0 | 0 | 0 | 0 | 0 | 0 | 0 | 0 | 0 | 0 | 0 | 0 | 0 | 0 | 0 | 0 | 0 | 0 | 0 | 0
F10_Industrial_Food Products_Existing_Space Heating_Natural Gas_Retrocommissioning_A_Technical Potential | F10 | Industrial | Food Products | Existing | Space Heating | Natural Gas | Retrocommissioning | A | Purchases (Incremental) | Technical Potential | 0 | 0 | 40.0731 | 39.3822 | 38.7032 | 38.0359 | 37.3801 | 36.7356 | 36.1022 | 35.4798 | 34.868 | 34.2669 | 33.6761 | 33.0954 | 32.5248 | 31.9641 | 31.4129 | 30.8713 | 30.3391 | 29.816 | 29.3019 | 28.7967 | 0
F11_Industrial_Food Products_Existing_Space Heating_Natural Gas_Retrocommissioning_A_Technical Potential | F11 | Industrial | Food Products | Existing | Space Heating | Natural Gas | Retrocommissioning | A | Purchases (Cumulative) | Technical Potential | 0 | 0 | 40.0731 | 79.4552 | 118.1584 | 156.1942 | 193.5743 | 230.3099 | 266.4121 | 301.8919 | 336.7599 | 371.0268 | 404.7028 | 437.7983 | 470.3231 | 502.2872 | 533.7001 | 564.5715 | 594.9105 | 624.7265 | 654.0285 | 682.8252 | 0
F1_Industrial_Food Products_Existing_Process_Natural Gas_Retrocommissioning_A_Technical Potential | F1 | Industrial | Food Products | Existing | Process | Natural Gas | Retrocommissioning | A | Integrated Unit Energy Savings (kWh or therms) | Technical Potential | 0 | 0 | 0 | 0 | 0 | 0 | 0 | 0 | 0 | 0 | 0 | 0 | 0 | 0 | 0 | 0 | 0 | 0 | 0 | 0 | 0 | 0 | 0
F2_Industrial_Food Products_Existing_Process_Natural Gas_Retrocommissioning_A_Technical Potential | F2 | Industrial | Food Products | Existing | Process | Natural Gas | Retrocommissioning | A | Integrated Unit Summer Peak Savings (kW) | Technical Potential | 0 | 0 | 0 | 0 | 0 | 0 | 0 | 0 | 0 | 0 | 0 | 0 | 0 | 0 | 0 | 0 | 0 | 0 | 0 | 0 | 0 | 0 | 0
F3_Industrial_Food Products_Existing_Process_Natural Gas_Retrocommissioning_A_Technical Potential | F3 | Industrial | Food Products | Existing | Process | Natural Gas | Retrocommissioning | A | Integrated Unit Winter Peak Savings (kW) | Technical Potential | 0 | 0 | 0 | 0 | 0 | 0 | 0 | 0 | 0 | 0 | 0 | 0 | 0 | 0 | 0 | 0 | 0 | 0 | 0 | 0 | 0 | 0 | 0
F4_Industrial_Food Products_Existing_Process_Natural Gas_Retrocommissioning_A_Technical Potential | F4 | Industrial | Food Products | Existing | Process | Natural Gas | Retrocommissioning | A | Incremental Energy Savings (MWh or mTherms) | Technical Potential | 0 | 0 | 0 | 0 | 0 | 0 | 0 | 0 | 0 | 0 | 0 | 0 | 0 | 0 | 0 | 0 | 0 | 0 | 0 | 0 | 0 | 0 | 0
F5_Industrial_Food Products_Existing_Process_Natural Gas_Retrocommissioning_A_Technical Potential | F5 | Industrial | Food Products | Existing | Process | Natural Gas | Retrocommissioning | A | Incremental Summer Peak Savings (MW) | Technical Potential | 0 | 0 | 0 | 0 | 0 | 0 | 0 | 0 | 0 | 0 | 0 | 0 | 0 | 0 | 0 | 0 | 0 | 0 | 0 | 0 | 0 | 0 | 0
F6_Industrial_Food Products_Existing_Process_Natural Gas_Retrocommissioning_A_Technical Potential | F6 | Industrial | Food Products | Existing | Process | Natural Gas | Retrocommissioning | A | Incremental Winter Peak Savings (MW) | Technical Potential | 0 | 0 | 0 | 0 | 0 | 0 | 0 | 0 | 0 | 0 | 0 | 0 | 0 | 0 | 0 | 0 | 0 | 0 | 0 | 0 | 0 | 0 | 0
F7_Industrial_Food Products_Existing_Process_Natural Gas_Retrocommissioning_A_Technical Potential | F7 | Industrial | Food Products | Existing | Process | Natural Gas | Retrocommissioning | A | Cumulative Energy Savings (MWh or mTherms) | Technical Potential | 0 | 0 | 0 | 0 | 0 | 0 | 0 | 0 | 0 | 0 | 0 | 0 | 0 | 0 | 0 | 0 | 0 | 0 | 0 | 0 | 0 | 0 | 0
F8_Industrial_Food Products_Existing_Process_Natural Gas_Retrocommissioning_A_Technical Potential | F8 | Industrial | Food Products | Existing | Process | Natural Gas | Retrocommissioning | A | Cumulative Summer Peak Savings (MW) | Technical Potential | 0 | 0 | 0 | 0 | 0 | 0 | 0 | 0 | 0 | 0 | 0 | 0 | 0 | 0 | 0 | 0 | 0 | 0 | 0 | 0 | 0 | 0 | 0
F9_Industrial_Food Products_Existing_Process_Natural Gas_Retrocommissioning_A_Technical Potential | F9 | Industrial | Food Products | Existing | Process | Natural Gas | Retrocommissioning | A | Cumulative Winter Peak Savings (MW) | Technical Potential | 0 | 0 | 0 | 0 | 0 | 0 | 0 | 0 | 0 | 0 | 0 | 0 | 0 | 0 | 0 | 0 | 0 | 0 | 0 | 0 | 0 | 0 | 0
F10_Industrial_Food Products_Existing_Process_Natural Gas_Retrocommissioning_A_Technical Potential | F10 | Industrial | Food Products | Existing | Process | Natural Gas | Retrocommissioning | A | Purchases (Incremental) | Technical Potential | 0 | 0 | 40.0731 | 39.3822 | 38.7032 | 38.0359 | 37.3801 | 36.7356 | 36.1022 | 35.4798 | 34.868 | 34.2669 | 33.6761 | 33.0954 | 32.5248 | 31.9641 | 31.4129 | 30.8713 | 30.3391 | 29.816 | 29.3019 | 28.7967 | 0
F11_Industrial_Food Products_Existing_Process_Natural Gas_Retrocommissioning_A_Technical Potential | F11 | Industrial | Food Products | Existing | Process | Natural Gas | Retrocommissioning | A | Purchases (Cumulative) | Technical Potential | 0 | 0 | 40.0731 | 79.4552 | 118.1584 | 156.1942 | 193.5743 | 230.3099 | 266.4121 | 301.8919 | 336.7599 | 371.0268 | 404.7028 | 437.7983 | 470.3231 | 502.2872 | 533.7001 | 564.5715 | 594.9105 | 624.7265 | 654.0285 | 682.8252 | 0
F1_Industrial_Food Products_New_Space Heating_Natural Gas_Insulation - Roof/Ceiling_A_Technical Potential | F1 | Industrial | Food Products | New | Space Heating | Natural Gas | Insulation - Roof/Ceiling | A | Integrated Unit Energy Savings (kWh or therms) | Technical Potential | 0 | 0 | 0.078561 | 0.073865 | 0.071965 | 0.070806 | 0.070227 | 0.069695 | 0.069219 | 0.06875 | 0.068308 | 0.067852 | 0.067237 | 0.066697 | 0.066107 | 0.066021 | 0.065913 | 0.065788 | 0.065797 | 0.065769 | 0.065846 | 0.065867 | 0
F2_Industrial_Food Products_New_Space Heating_Natural Gas_Insulation - Roof/Ceiling_A_Technical Potential | F2 | Industrial | Food Products | New | Space Heating | Natural Gas | Insulation - Roof/Ceiling | A | Integrated Unit Summer Peak Savings (kW) | Technical Potential | 0 | 0 | 0 | 0 | 0 | 0 | 0 | 0 | 0 | 0 | 0 | 0 | 0 | 0 | 0 | 0 | 0 | 0 | 0 | 0 | 0 | 0 | 0
F3_Industrial_Food Products_New_Space Heating_Natural Gas_Insulation - Roof/Ceiling_A_Technical Potential | F3 | Industrial | Food Products | New | Space Heating | Natural Gas | Insulation - Roof/Ceiling | A | Integrated Unit Winter Peak Savings (kW) | Technical Potential | 0 | 0 | 0 | 0 | 0 | 0 | 0 | 0 | 0 | 0 | 0 | 0 | 0 | 0 | 0 | 0 | 0 | 0 | 0 | 0 | 0 | 0 | 0
F4_Industrial_Food Products_New_Space Heating_Natural Gas_Insulation - Roof/Ceiling_A_Technical Potential | F4 | Industrial | Food Products | New | Space Heating | Natural Gas | Insulation - Roof/Ceiling | A | Incremental Energy Savings (MWh or mTherms) | Technical Potential | 0 | 0 | 0 | 0 | 0 | 0 | 0 | 0 | 0 | 0 | 0 | 0 | 0 | 0 | 0 | 0 | 0 | 0 | 0 | 0 | 0 | 0 | 0
F5_Industrial_Food Products_New_Space Heating_Natural Gas_Insulation - Roof/Ceiling_A_Technical Potential | F5 | Industrial | Food Products | New | Space Heating | Natural Gas | Insulation - Roof/Ceiling | A | Incremental Summer Peak Savings (MW) | Technical Potential | 0 | 0 | 0 | 0 | 0 | 0 | 0 | 0 | 0 | 0 | 0 | 0 | 0 | 0 | 0 | 0 | 0 | 0 | 0 | 0 | 0 | 0 | 0
F6_Industrial_Food Products_New_Space Heating_Natural Gas_Insulation - Roof/Ceiling_A_Technical Potential | F6 | Industrial | Food Products | New | Space Heating | Natural Gas | Insulation - Roof/Ceiling | A | Incremental Winter Peak Savings (MW) | Technical Potential | 0 | 0 | 0 | 0 | 0 | 0 | 0 | 0 | 0 | 0 | 0 | 0 | 0 | 0 | 0 | 0 | 0 | 0 | 0 | 0 | 0 | 0 | 0
F7_Industrial_Food Products_New_Space Heating_Natural Gas_Insulation - Roof/Ceiling_A_Technical Potential | F7 | Industrial | Food Products | New | Space Heating | Natural Gas | Insulation - Roof/Ceiling | A | Cumulative Energy Savings (MWh or mTherms) | Technical Potential | 0 | 0 | 0 | 0 | 0 | 0 | 0 | 0 | 0 | 0 | 0 | 0 | 0 | 0 | 0 | 0 | 0 | 0 | 0 | 0 | 0 | 0 | 0
F8_Industrial_Food Products_New_Space Heating_Natural Gas_Insulation - Roof/Ceiling_A_Technical Potential | F8 | Industrial | Food Products | New | Space Heating | Natural Gas | Insulation - Roof/Ceiling | A | Cumulative Summer Peak Savings (MW) | Technical Potential | 0 | 0 | 0 | 0 | 0 | 0 | 0 | 0 | 0 | 0 | 0 | 0 | 0 | 0 | 0 | 0 | 0 | 0 | 0 | 0 | 0 | 0 | 0
F9_Industrial_Food Products_New_Space Heating_Natural Gas_Insulation - Roof/Ceiling_A_Technical Potential | F9 | Industrial | Food Products | New | Space Heating | Natural Gas | Insulation - Roof/Ceiling | A | Cumulative Winter Peak Savings (MW) | Technical Potential | 0 | 0 | 0 | 0 | 0 | 0 | 0 | 0 | 0 | 0 | 0 | 0 | 0 | 0 | 0 | 0 | 0 | 0 | 0 | 0 | 0 | 0 | 0
F10_Industrial_Food Products_New_Space Heating_Natural Gas_Insulation - Roof/Ceiling_A_Technical Potential | F10 | Industrial | Food Products | New | Space Heating | Natural Gas | Insulation - Roof/Ceiling | A | Purchases (Incremental) | Technical Potential | 0 | 0 | 0 | 0 | 0 | 0 | 0 | 0 | 0 | 0 | 0 | 0 | 0 | 0 | 0 | 0 | 0 | 0 | 0 | 0 | 0 | 0 | 0
F11_Industrial_Food Products_New_Space Heating_Natural Gas_Insulation - Roof/Ceiling_A_Technical Potential | F11 | Industrial | Food Products | New | Space Heating | Natural Gas | Insulation - Roof/Ceiling | A | Purchases (Cumulative) | Technical Potential | 0 | 0 | 0 | 0 | 0 | 0 | 0 | 0 | 0 | 0 | 0 | 0 | 0 | 0 | 0 | 0 | 0 | 0 | 0 | 0 | 0 | 0 | 0
F1_Industrial_Food Products_New_Space Heating_Natural Gas_Insulation - Wall Cavity_A_Technical Potential | F1 | Industrial | Food Products | New | Space Heating | Natural Gas | Insulation - Wall Cavity | A | Integrated Unit Energy Savings (kWh or therms) | Technical Potential | 0 | 0 | 0.017186 | 0.016159 | 0.015744 | 0.01549 | 0.015363 | 0.015247 | 0.015143 | 0.01504 | 0.014943 | 0.014844 | 0.014709 | 0.014591 | 0.014462 | 0.014443 | 0.01442 | 0.014392 | 0.014394 | 0.014388 | 0.014405 | 0.01441 | 0
F2_Industrial_Food Products_New_Space Heating_Natural Gas_Insulation - Wall Cavity_A_Technical Potential | F2 | Industrial | Food Products | New | Space Heating | Natural Gas | Insulation - Wall Cavity | A | Integrated Unit Summer Peak Savings (kW) | Technical Potential | 0 | 0 | 0 | 0 | 0 | 0 | 0 | 0 | 0 | 0 | 0 | 0 | 0 | 0 | 0 | 0 | 0 | 0 | 0 | 0 | 0 | 0 | 0
F3_Industrial_Food Products_New_Space Heating_Natural Gas_Insulation - Wall Cavity_A_Technical Potential | F3 | Industrial | Food Products | New | Space Heating | Natural Gas | Insulation - Wall Cavity | A | Integrated Unit Winter Peak Savings (kW) | Technical Potential | 0 | 0 | 0 | 0 | 0 | 0 | 0 | 0 | 0 | 0 | 0 | 0 | 0 | 0 | 0 | 0 | 0 | 0 | 0 | 0 | 0 | 0 | 0
F4_Industrial_Food Products_New_Space Heating_Natural Gas_Insulation - Wall Cavity_A_Technical Potential | F4 | Industrial | Food Products | New | Space Heating | Natural Gas | Insulation - Wall Cavity | A | Incremental Energy Savings (MWh or mTherms) | Technical Potential | 0 | 0 | 0 | 0 | 0 | 0 | 0 | 0 | 0 | 0 | 0 | 0 | 0 | 0 | 0 | 0 | 0 | 0 | 0 | 0 | 0 | 0 | 0
F5_Industrial_Food Products_New_Space Heating_Natural Gas_Insulation - Wall Cavity_A_Technical Potential | F5 | Industrial | Food Products | New | Space Heating | Natural Gas | Insulation - Wall Cavity | A | Incremental Summer Peak Savings (MW) | Technical Potential | 0 | 0 | 0 | 0 | 0 | 0 | 0 | 0 | 0 | 0 | 0 | 0 | 0 | 0 | 0 | 0 | 0 | 0 | 0 | 0 | 0 | 0 | 0
F6_Industrial_Food Products_New_Space Heating_Natural Gas_Insulation - Wall Cavity_A_Technical Potential | F6 | Industrial | Food Products | New | Space Heating | Natural Gas | Insulation - Wall Cavity | A | Incremental Winter Peak Savings (MW) | Technical Potential | 0 | 0 | 0 | 0 | 0 | 0 | 0 | 0 | 0 | 0 | 0 | 0 | 0 | 0 | 0 | 0 | 0 | 0 | 0 | 0 | 0 | 0 | 0
F7_Industrial_Food Products_New_Space Heating_Natural Gas_Insulation - Wall Cavity_A_Technical Potential | F7 | Industrial | Food Products | New | Space Heating | Natural Gas | Insulation - Wall Cavity | A | Cumulative Energy Savings (MWh or mTherms) | Technical Potential | 0 | 0 | 0 | 0 | 0 | 0 | 0 | 0 | 0 | 0 | 0 | 0 | 0 | 0 | 0 | 0 | 0 | 0 | 0 | 0 | 0 | 0 | 0
F8_Industrial_Food Products_New_Space Heating_Natural Gas_Insulation - Wall Cavity_A_Technical Potential | F8 | Industrial | Food Products | New | Space Heating | Natural Gas | Insulation - Wall Cavity | A | Cumulative Summer Peak Savings (MW) | Technical Potential | 0 | 0 | 0 | 0 | 0 | 0 | 0 | 0 | 0 | 0 | 0 | 0 | 0 | 0 | 0 | 0 | 0 | 0 | 0 | 0 | 0 | 0 | 0
F9_Industrial_Food Products_New_Space Heating_Natural Gas_Insulation - Wall Cavity_A_Technical Potential | F9 | Industrial | Food Products | New | Space Heating | Natural Gas | Insulation - Wall Cavity | A | Cumulative Winter Peak Savings (MW) | Technical Potential | 0 | 0 | 0 | 0 | 0 | 0 | 0 | 0 | 0 | 0 | 0 | 0 | 0 | 0 | 0 | 0 | 0 | 0 | 0 | 0 | 0 | 0 | 0
F10_Industrial_Food Products_New_Space Heating_Natural Gas_Insulation - Wall Cavity_A_Technical Potential | F10 | Industrial | Food Products | New | Space Heating | Natural Gas | Insulation - Wall Cavity | A | Purchases (Incremental) | Technical Potential | 0 | 0 | 0 | 0 | 0 | 0 | 0 | 0 | 0 | 0 | 0 | 0 | 0 | 0 | 0 | 0 | 0 | 0 | 0 | 0 | 0 | 0 | 0
F11_Industrial_Food Products_New_Space Heating_Natural Gas_Insulation - Wall Cavity_A_Technical Potential | F11 | Industrial | Food Products | New | Space Heating | Natural Gas | Insulation - Wall Cavity | A | Purchases (Cumulative) | Technical Potential | 0 | 0 | 0 | 0 | 0 | 0 | 0 | 0 | 0 | 0 | 0 | 0 | 0 | 0 | 0 | 0 | 0 | 0 | 0 | 0 | 0 | 0 | 0
F1_Industrial_Food Products_New_Space Heating_Natural Gas_Insulation - Ducting_A_Technical Potential | F1 | Industrial | Food Products | New | Space Heating | Natural Gas | Insulation - Ducting | A | Integrated Unit Energy Savings (kWh or therms) | Technical Potential | 0 | 0 | 0.0012662 | 0.0011902 | 0.0011592 | 0.0011402 | 0.0011304 | 0.0011214 | 0.0011134 | 0.0011055 | 0.0010979 | 0.0010902 | 0.00108 | 0.0010711 | 0.0010613 | 0.0010597 | 0.0010577 | 0.0010556 | 0.0010556 | 0.001055 | 0.0010562 | 0.0010564 | 0
F2_Industrial_Food Products_New_Space Heating_Natural Gas_Insulation - Ducting_A_Technical Potential | F2 | Industrial | Food Products | New | Space Heating | Natural Gas | Insulation - Ducting | A | Integrated Unit Summer Peak Savings (kW) | Technical Potential | 0 | 0 | 0 | 0 | 0 | 0 | 0 | 0 | 0 | 0 | 0 | 0 | 0 | 0 | 0 | 0 | 0 | 0 | 0 | 0 | 0 | 0 | 0
F3_Industrial_Food Products_New_Space Heating_Natural Gas_Insulation - Ducting_A_Technical Potential | F3 | Industrial | Food Products | New | Space Heating | Natural Gas | Insulation - Ducting | A | Integrated Unit Winter Peak Savings (kW) | Technical Potential | 0 | 0 | 0 | 0 | 0 | 0 | 0 | 0 | 0 | 0 | 0 | 0 | 0 | 0 | 0 | 0 | 0 | 0 | 0 | 0 | 0 | 0 | 0
F4_Industrial_Food Products_New_Space Heating_Natural Gas_Insulation - Ducting_A_Technical Potential | F4 | Industrial | Food Products | New | Space Heating | Natural Gas | Insulation - Ducting | A | Incremental Energy Savings (MWh or mTherms) | Technical Potential | 0 | 0 | 0 | 0 | 0 | 0 | 0 | 0 | 0 | 0 | 0 | 0 | 0 | 0 | 0 | 0 | 0 | 0 | 0 | 0 | 0 | 0 | 0
F5_Industrial_Food Products_New_Space Heating_Natural Gas_Insulation - Ducting_A_Technical Potential | F5 | Industrial | Food Products | New | Space Heating | Natural Gas | Insulation - Ducting | A | Incremental Summer Peak Savings (MW) | Technical Potential | 0 | 0 | 0 | 0 | 0 | 0 | 0 | 0 | 0 | 0 | 0 | 0 | 0 | 0 | 0 | 0 | 0 | 0 | 0 | 0 | 0 | 0 | 0
F6_Industrial_Food Products_New_Space Heating_Natural Gas_Insulation - Ducting_A_Technical Potential | F6 | Industrial | Food Products | New | Space Heating | Natural Gas | Insulation - Ducting | A | Incremental Winter Peak Savings (MW) | Technical Potential | 0 | 0 | 0 | 0 | 0 | 0 | 0 | 0 | 0 | 0 | 0 | 0 | 0 | 0 | 0 | 0 | 0 | 0 | 0 | 0 | 0 | 0 | 0
F7_Industrial_Food Products_New_Space Heating_Natural Gas_Insulation - Ducting_A_Technical Potential | F7 | Industrial | Food Products | New | Space Heating | Natural Gas | Insulation - Ducting | A | Cumulative Energy Savings (MWh or mTherms) | Technical Potential | 0 | 0 | 0 | 0 | 0 | 0 | 0 | 0 | 0 | 0 | 0 | 0 | 0 | 0 | 0 | 0 | 0 | 0 | 0 | 0 | 0 | 0 | 0
F8_Industrial_Food Products_New_Space Heating_Natural Gas_Insulation - Ducting_A_Technical Potential | F8 | Industrial | Food Products | New | Space Heating | Natural Gas | Insulation - Ducting | A | Cumulative Summer Peak Savings (MW) | Technical Potential | 0 | 0 | 0 | 0 | 0 | 0 | 0 | 0 | 0 | 0 | 0 | 0 | 0 | 0 | 0 | 0 | 0 | 0 | 0 | 0 | 0 | 0 | 0
F9_Industrial_Food Products_New_Space Heating_Natural Gas_Insulation - Ducting_A_Technical Potential | F9 | Industrial | Food Products | New | Space Heating | Natural Gas | Insulation - Ducting | A | Cumulative Winter Peak Savings (MW) | Technical Potential | 0 | 0 | 0 | 0 | 0 | 0 | 0 | 0 | 0 | 0 | 0 | 0 | 0 | 0 | 0 | 0 | 0 | 0 | 0 | 0 | 0 | 0 | 0
F10_Industrial_Food Products_New_Space Heating_Natural Gas_Insulation - Ducting_A_Technical Potential | F10 | Industrial | Food Products | New | Space Heating | Natural Gas | Insulation - Ducting | A | Purchases (Incremental) | Technical Potential | 0 | 0 | 0 | 0 | 0 | 0 | 0 | 0 | 0 | 0 | 0 | 0 | 0 | 0 | 0 | 0 | 0 | 0 | 0 | 0 | 0 | 0 | 0
F11_Industrial_Food Products_New_Space Heating_Natural Gas_Insulation - Ducting_A_Technical Potential | F11 | Industrial | Food Products | New | Space Heating | Natural Gas | Insulation - Ducting | A | Purchases (Cumulative) | Technical Potential | 0 | 0 | 0 | 0 | 0 | 0 | 0 | 0 | 0 | 0 | 0 | 0 | 0 | 0 | 0 | 0 | 0 | 0 | 0 | 0 | 0 | 0 | 0
F1_Industrial_Food Products_New_Space Heating_Natural Gas_HVAC - Duct Repair and Sealing_A_Technical Potential | F1 | Industrial | Food Products | New | Space Heating | Natural Gas | HVAC - Duct Repair and Sealing | A | Integrated Unit Energy Savings (kWh or therms) | Technical Potential | 0 | 0 | 0.0035813 | 0.0033661 | 0.0032785 | 0.0032248 | 0.0031971 | 0.0031717 | 0.0031489 | 0.0031266 | 0.0031053 | 0.0030835 | 0.0030545 | 0.0030293 | 0.0030016 | 0.002997 | 0.0029916 | 0.0029856 | 0.0029855 | 0.0029839 | 0.0029872 | 0.0029879 | 0
F2_Industrial_Food Products_New_Space Heating_Natural Gas_HVAC - Duct Repair and Sealing_A_Technical Potential | F2 | Industrial | Food Products | New | Space Heating | Natural Gas | HVAC - Duct Repair and Sealing | A | Integrated Unit Summer Peak Savings (kW) | Technical Potential | 0 | 0 | 0 | 0 | 0 | 0 | 0 | 0 | 0 | 0 | 0 | 0 | 0 | 0 | 0 | 0 | 0 | 0 | 0 | 0 | 0 | 0 | 0
F3_Industrial_Food Products_New_Space Heating_Natural Gas_HVAC - Duct Repair and Sealing_A_Technical Potential | F3 | Industrial | Food Products | New | Space Heating | Natural Gas | HVAC - Duct Repair and Sealing | A | Integrated Unit Winter Peak Savings (kW) | Technical Potential | 0 | 0 | 0 | 0 | 0 | 0 | 0 | 0 | 0 | 0 | 0 | 0 | 0 | 0 | 0 | 0 | 0 | 0 | 0 | 0 | 0 | 0 | 0
F4_Industrial_Food Products_New_Space Heating_Natural Gas_HVAC - Duct Repair and Sealing_A_Technical Potential | F4 | Industrial | Food Products | New | Space Heating | Natural Gas | HVAC - Duct Repair and Sealing | A | Incremental Energy Savings (MWh or mTherms) | Technical Potential | 0 | 0 | 0 | 0 | 0 | 0 | 0 | 0 | 0 | 0 | 0 | 0 | 0 | 0 | 0 | 0 | 0 | 0 | 0 | 0 | 0 | 0 | 0
F5_Industrial_Food Products_New_Space Heating_Natural Gas_HVAC - Duct Repair and Sealing_A_Technical Potential | F5 | Industrial | Food Products | New | Space Heating | Natural Gas | HVAC - Duct Repair and Sealing | A | Incremental Summer Peak Savings (MW) | Technical Potential | 0 | 0 | 0 | 0 | 0 | 0 | 0 | 0 | 0 | 0 | 0 | 0 | 0 | 0 | 0 | 0 | 0 | 0 | 0 | 0 | 0 | 0 | 0
F6_Industrial_Food Products_New_Space Heating_Natural Gas_HVAC - Duct Repair and Sealing_A_Technical Potential | F6 | Industrial | Food Products | New | Space Heating | Natural Gas | HVAC - Duct Repair and Sealing | A | Incremental Winter Peak Savings (MW) | Technical Potential | 0 | 0 | 0 | 0 | 0 | 0 | 0 | 0 | 0 | 0 | 0 | 0 | 0 | 0 | 0 | 0 | 0 | 0 | 0 | 0 | 0 | 0 | 0
F7_Industrial_Food Products_New_Space Heating_Natural Gas_HVAC - Duct Repair and Sealing_A_Technical Potential | F7 | Industrial | Food Products | New | Space Heating | Natural Gas | HVAC - Duct Repair and Sealing | A | Cumulative Energy Savings (MWh or mTherms) | Technical Potential | 0 | 0 | 0 | 0 | 0 | 0 | 0 | 0 | 0 | 0 | 0 | 0 | 0 | 0 | 0 | 0 | 0 | 0 | 0 | 0 | 0 | 0 | 0
F8_Industrial_Food Products_New_Space Heating_Natural Gas_HVAC - Duct Repair and Sealing_A_Technical Potential | F8 | Industrial | Food Products | New | Space Heating | Natural Gas | HVAC - Duct Repair and Sealing | A | Cumulative Summer Peak Savings (MW) | Technical Potential | 0 | 0 | 0 | 0 | 0 | 0 | 0 | 0 | 0 | 0 | 0 | 0 | 0 | 0 | 0 | 0 | 0 | 0 | 0 | 0 | 0 | 0 | 0
F9_Industrial_Food Products_New_Space Heating_Natural Gas_HVAC - Duct Repair and Sealing_A_Technical Potential | F9 | Industrial | Food Products | New | Space Heating | Natural Gas | HVAC - Duct Repair and Sealing | A | Cumulative Winter Peak Savings (MW) | Technical Potential | 0 | 0 | 0 | 0 | 0 | 0 | 0 | 0 | 0 | 0 | 0 | 0 | 0 | 0 | 0 | 0 | 0 | 0 | 0 | 0 | 0 | 0 | 0
F10_Industrial_Food Products_New_Space Heating_Natural Gas_HVAC - Duct Repair and Sealing_A_Technical Potential | F10 | Industrial | Food Products | New | Space Heating | Natural Gas | HVAC - Duct Repair and Sealing | A | Purchases (Incremental) | Technical Potential | 0 | 0 | 0 | 0 | 0 | 0 | 0 | 0 | 0 | 0 | 0 | 0 | 0 | 0 | 0 | 0 | 0 | 0 | 0 | 0 | 0 | 0 | 0
F11_Industrial_Food Products_New_Space Heating_Natural Gas_HVAC - Duct Repair and Sealing_A_Technical Potential | F11 | Industrial | Food Products | New | Space Heating | Natural Gas | HVAC - Duct Repair and Sealing | A | Purchases (Cumulative) | Technical Potential | 0 | 0 | 0 | 0 | 0 | 0 | 0 | 0 | 0 | 0 | 0 | 0 | 0 | 0 | 0 | 0 | 0 | 0 | 0 | 0 | 0 | 0 | 0
F1_Industrial_Food Products_New_Space Heating_Natural Gas_Windows - High Efficiency_A_Technical Potential | F1 | Industrial | Food Products | New | Space Heating | Natural Gas | Windows - High Efficiency | A | Integrated Unit Energy Savings (kWh or therms) | Technical Potential | 0 | 0 | 0.007347 | 0.0069068 | 0.0067281 | 0.0066188 | 0.0065633 | 0.0065124 | 0.0064667 | 0.0064219 | 0.0063793 | 0.0063357 | 0.0062772 | 0.006226 | 0.0061699 | 0.0061611 | 0.0061503 | 0.0061383 | 0.0061386 | 0.0061357 | 0.0061426 | 0.0061444 | 0
F2_Industrial_Food Products_New_Space Heating_Natural Gas_Windows - High Efficiency_A_Technical Potential | F2 | Industrial | Food Products | New | Space Heating | Natural Gas | Windows - High Efficiency | A | Integrated Unit Summer Peak Savings (kW) | Technical Potential | 0 | 0 | 0 | 0 | 0 | 0 | 0 | 0 | 0 | 0 | 0 | 0 | 0 | 0 | 0 | 0 | 0 | 0 | 0 | 0 | 0 | 0 | 0
F3_Industrial_Food Products_New_Space Heating_Natural Gas_Windows - High Efficiency_A_Technical Potential | F3 | Industrial | Food Products | New | Space Heating | Natural Gas | Windows - High Efficiency | A | Integrated Unit Winter Peak Savings (kW) | Technical Potential | 0 | 0 | 0 | 0 | 0 | 0 | 0 | 0 | 0 | 0 | 0 | 0 | 0 | 0 | 0 | 0 | 0 | 0 | 0 | 0 | 0 | 0 | 0
F4_Industrial_Food Products_New_Space Heating_Natural Gas_Windows - High Efficiency_A_Technical Potential | F4 | Industrial | Food Products | New | Space Heating | Natural Gas | Windows - High Efficiency | A | Incremental Energy Savings (MWh or mTherms) | Technical Potential | 0 | 0 | 0 | 0 | 0 | 0 | 0 | 0 | 0 | 0 | 0 | 0 | 0 | 0 | 0 | 0 | 0 | 0 | 0 | 0 | 0 | 0 | 0
F5_Industrial_Food Products_New_Space Heating_Natural Gas_Windows - High Efficiency_A_Technical Potential | F5 | Industrial | Food Products | New | Space Heating | Natural Gas | Windows - High Efficiency | A | Incremental Summer Peak Savings (MW) | Technical Potential | 0 | 0 | 0 | 0 | 0 | 0 | 0 | 0 | 0 | 0 | 0 | 0 | 0 | 0 | 0 | 0 | 0 | 0 | 0 | 0 | 0 | 0 | 0
F6_Industrial_Food Products_New_Space Heating_Natural Gas_Windows - High Efficiency_A_Technical Potential | F6 | Industrial | Food Products | New | Space Heating | Natural Gas | Windows - High Efficiency | A | Incremental Winter Peak Savings (MW) | Technical Potential | 0 | 0 | 0 | 0 | 0 | 0 | 0 | 0 | 0 | 0 | 0 | 0 | 0 | 0 | 0 | 0 | 0 | 0 | 0 | 0 | 0 | 0 | 0
F7_Industrial_Food Products_New_Space Heating_Natural Gas_Windows - High Efficiency_A_Technical Potential | F7 | Industrial | Food Products | New | Space Heating | Natural Gas | Windows - High Efficiency | A | Cumulative Energy Savings (MWh or mTherms) | Technical Potential | 0 | 0 | 0 | 0 | 0 | 0 | 0 | 0 | 0 | 0 | 0 | 0 | 0 | 0 | 0 | 0 | 0 | 0 | 0 | 0 | 0 | 0 | 0
F8_Industrial_Food Products_New_Space Heating_Natural Gas_Windows - High Efficiency_A_Technical Potential | F8 | Industrial | Food Products | New | Space Heating | Natural Gas | Windows - High Efficiency | A | Cumulative Summer Peak Savings (MW) | Technical Potential | 0 | 0 | 0 | 0 | 0 | 0 | 0 | 0 | 0 | 0 | 0 | 0 | 0 | 0 | 0 | 0 | 0 | 0 | 0 | 0 | 0 | 0 | 0
F9_Industrial_Food Products_New_Space Heating_Natural Gas_Windows - High Efficiency_A_Technical Potential | F9 | Industrial | Food Products | New | Space Heating | Natural Gas | Windows - High Efficiency | A | Cumulative Winter Peak Savings (MW) | Technical Potential | 0 | 0 | 0 | 0 | 0 | 0 | 0 | 0 | 0 | 0 | 0 | 0 | 0 | 0 | 0 | 0 | 0 | 0 | 0 | 0 | 0 | 0 | 0
F10_Industrial_Food Products_New_Space Heating_Natural Gas_Windows - High Efficiency_A_Technical Potential | F10 | Industrial | Food Products | New | Space Heating | Natural Gas | Windows - High Efficiency | A | Purchases (Incremental) | Technical Potential | 0 | 0 | 0 | 0 | 0 | 0 | 0 | 0 | 0 | 0 | 0 | 0 | 0 | 0 | 0 | 0 | 0 | 0 | 0 | 0 | 0 | 0 | 0
F11_Industrial_Food Products_New_Space Heating_Natural Gas_Windows - High Efficiency_A_Technical Potential | F11 | Industrial | Food Products | New | Space Heating | Natural Gas | Windows - High Efficiency | A | Purchases (Cumulative) | Technical Potential | 0 | 0 | 0 | 0 | 0 | 0 | 0 | 0 | 0 | 0 | 0 | 0 | 0 | 0 | 0 | 0 | 0 | 0 | 0 | 0 | 0 | 0 | 0
F1_Industrial_Food Products_New_Space Heating_Natural Gas_Gas Boiler - Maintenance_A_Technical Potential | F1 | Industrial | Food Products | New | Space Heating | Natural Gas | Gas Boiler - Maintenance | A | Integrated Unit Energy Savings (kWh or therms) | Technical Potential | 0 | 0 | 0.90635 | 0.85327 | 0.83251 | 0.82041 | 0.8157 | 0.81158 | 0.80847 | 0.80574 | 0.80408 | 0.80248 | 0.79924 | 0.79664 | 0.79387 | 0.79631 | 0.79776 | 0.79771 | 0.79922 | 0.79898 | 0.79935 | 0.79861 | 0
F2_Industrial_Food Products_New_Space Heating_Natural Gas_Gas Boiler - Maintenance_A_Technical Potential | F2 | Industrial | Food Products | New | Space Heating | Natural Gas | Gas Boiler - Maintenance | A | Integrated Unit Summer Peak Savings (kW) | Technical Potential | 0 | 0 | 0 | 0 | 0 | 0 | 0 | 0 | 0 | 0 | 0 | 0 | 0 | 0 | 0 | 0 | 0 | 0 | 0 | 0 | 0 | 0 | 0
F3_Industrial_Food Products_New_Space Heating_Natural Gas_Gas Boiler - Maintenance_A_Technical Potential | F3 | Industrial | Food Products | New | Space Heating | Natural Gas | Gas Boiler - Maintenance | A | Integrated Unit Winter Peak Savings (kW) | Technical Potential | 0 | 0 | 0 | 0 | 0 | 0 | 0 | 0 | 0 | 0 | 0 | 0 | 0 | 0 | 0 | 0 | 0 | 0 | 0 | 0 | 0 | 0 | 0
F4_Industrial_Food Products_New_Space Heating_Natural Gas_Gas Boiler - Maintenance_A_Technical Potential | F4 | Industrial | Food Products | New | Space Heating | Natural Gas | Gas Boiler - Maintenance | A | Incremental Energy Savings (MWh or mTherms) | Technical Potential | 0 | 0 | 0.00053251 | 0.00061324 | 0.00059062 | 0.00060506 | 0.00060669 | 0.00060192 | 0.00059625 | 0.00059929 | 0.00059636 | 0.0010633 | 0.0011689 | 0.001156 | 0.0021038 | 0.0023291 | 0.0023153 | 0.004228 | 0.0046753 | 0.0046376 | 0.0085932 | 0.0093635 | 0
F5_Industrial_Food Products_New_Space Heating_Natural Gas_Gas Boiler - Maintenance_A_Technical Potential | F5 | Industrial | Food Products | New | Space Heating | Natural Gas | Gas Boiler - Maintenance | A | Incremental Summer Peak Savings (MW) | Technical Potential | 0 | 0 | 0 | 0 | 0 | 0 | 0 | 0 | 0 | 0 | 0 | 0 | 0 | 0 | 0 | 0 | 0 | 0 | 0 | 0 | 0 | 0 | 0
F6_Industrial_Food Products_New_Space Heating_Natural Gas_Gas Boiler - Maintenance_A_Technical Potential | F6 | Industrial | Food Products | New | Space Heating | Natural Gas | Gas Boiler - Maintenance | A | Incremental Winter Peak Savings (MW) | Technical Potential | 0 | 0 | 0 | 0 | 0 | 0 | 0 | 0 | 0 | 0 | 0 | 0 | 0 | 0 | 0 | 0 | 0 | 0 | 0 | 0 | 0 | 0 | 0
F7_Industrial_Food Products_New_Space Heating_Natural Gas_Gas Boiler - Maintenance_A_Technical Potential | F7 | Industrial | Food Products | New | Space Heating | Natural Gas | Gas Boiler - Maintenance | A | Cumulative Energy Savings (MWh or mTherms) | Technical Potential | 0 | 0 | 0.00053251 | 0.0011146 | 0.0016781 | 0.0017767 | 0.001787 | 0.0018041 | 0.0017972 | 0.0017911 | 0.0017874 | 0.0017839 | 0.0017767 | 0.0017709 | 0.0017647 | 0.0017701 | 0.0017734 | 0.0017733 | 0.0017766 | 0.0017761 | 0.0017769 | 0.0017753 | 0
F8_Industrial_Food Products_New_Space Heating_Natural Gas_Gas Boiler - Maintenance_A_Technical Potential | F8 | Industrial | Food Products | New | Space Heating | Natural Gas | Gas Boiler - Maintenance | A | Cumulative Summer Peak Savings (MW) | Technical Potential | 0 | 0 | 0 | 0 | 0 | 0 | 0 | 0 | 0 | 0 | 0 | 0 | 0 | 0 | 0 | 0 | 0 | 0 | 0 | 0 | 0 | 0 | 0
F9_Industrial_Food Products_New_Space Heating_Natural Gas_Gas Boiler - Maintenance_A_Technical Potential | F9 | Industrial | Food Products | New | Space Heating | Natural Gas | Gas Boiler - Maintenance | A | Cumulative Winter Peak Savings (MW) | Technical Potential | 0 | 0 | 0 | 0 | 0 | 0 | 0 | 0 | 0 | 0 | 0 | 0 | 0 | 0 | 0 | 0 | 0 | 0 | 0 | 0 | 0 | 0 | 0
F10_Industrial_Food Products_New_Space Heating_Natural Gas_Gas Boiler - Maintenance_A_Technical Potential | F10 | Industrial | Food Products | New | Space Heating | Natural Gas | Gas Boiler - Maintenance | A | Purchases (Incremental) | Technical Potential | 0 | 0 | 0.58753 | 0.71869 | 0.70944 | 0.7375 | 0.74377 | 0.74167 | 0.7375 | 0.74377 | 0.74167 | 1.325 | 1.4625 | 1.4511 | 2.6501 | 2.9249 | 2.9022 | 5.3001 | 5.8499 | 5.8044 | 10.7502 | 11.7248 | 0
F11_Industrial_Food Products_New_Space Heating_Natural Gas_Gas Boiler - Maintenance_A_Technical Potential | F11 | Industrial | Food Products | New | Space Heating | Natural Gas | Gas Boiler - Maintenance | A | Purchases (Cumulative) | Technical Potential | 0 | 0 | 0.58753 | 1.3062 | 2.0157 | 2.1656 | 2.1907 | 2.2229 | 2.2229 | 2.2229 | 2.2229 | 2.2229 | 2.2229 | 2.2229 | 2.2229 | 2.2229 | 2.2229 | 2.2229 | 2.2229 | 2.2229 | 2.2229 | 2.2229 | 0
F1_Industrial_Food Products_New_Process_Natural Gas_Gas Boiler - Maintenance_A_Technical Potential | F1 | Industrial | Food Products | New | Process | Natural Gas | Gas Boiler - Maintenance | A | Integrated Unit Energy Savings (kWh or therms) | Technical Potential | 0 | 0 | 34.75 | 34.75 | 34.75 | 34.75 | 34.75 | 34.75 | 34.75 | 34.75 | 34.75 | 34.75 | 34.75 | 34.75 | 34.75 | 34.75 | 34.75 | 34.75 | 34.75 | 34.75 | 34.75 | 34.75 | 0
F2_Industrial_Food Products_New_Process_Natural Gas_Gas Boiler - Maintenance_A_Technical Potential | F2 | Industrial | Food Products | New | Process | Natural Gas | Gas Boiler - Maintenance | A | Integrated Unit Summer Peak Savings (kW) | Technical Potential | 0 | 0 | 0 | 0 | 0 | 0 | 0 | 0 | 0 | 0 | 0 | 0 | 0 | 0 | 0 | 0 | 0 | 0 | 0 | 0 | 0 | 0 | 0
F3_Industrial_Food Products_New_Process_Natural Gas_Gas Boiler - Maintenance_A_Technical Potential | F3 | Industrial | Food Products | New | Process | Natural Gas | Gas Boiler - Maintenance | A | Integrated Unit Winter Peak Savings (kW) | Technical Potential | 0 | 0 | 0 | 0 | 0 | 0 | 0 | 0 | 0 | 0 | 0 | 0 | 0 | 0 | 0 | 0 | 0 | 0 | 0 | 0 | 0 | 0 | 0
F4_Industrial_Food Products_New_Process_Natural Gas_Gas Boiler - Maintenance_A_Technical Potential | F4 | Industrial | Food Products | New | Process | Natural Gas | Gas Boiler - Maintenance | A | Incremental Energy Savings (MWh or mTherms) | Technical Potential | 0 | 0 | 0.048682 | 0.05955 | 0.058784 | 0.061109 | 0.061629 | 0.061454 | 0.061109 | 0.061629 | 0.061454 | 0.10979 | 0.12118 | 0.12024 | 0.21958 | 0.24236 | 0.24048 | 0.43917 | 0.48472 | 0.48095 | 0.89076 | 0.97151 | 0
F5_Industrial_Food Products_New_Process_Natural Gas_Gas Boiler - Maintenance_A_Technical Potential | F5 | Industrial | Food Products | New | Process | Natural Gas | Gas Boiler - Maintenance | A | Incremental Summer Peak Savings (MW) | Technical Potential | 0 | 0 | 0 | 0 | 0 | 0 | 0 | 0 | 0 | 0 | 0 | 0 | 0 | 0 | 0 | 0 | 0 | 0 | 0 | 0 | 0 | 0 | 0
F6_Industrial_Food Products_New_Process_Natural Gas_Gas Boiler - Maintenance_A_Technical Potential | F6 | Industrial | Food Products | New | Process | Natural Gas | Gas Boiler - Maintenance | A | Incremental Winter Peak Savings (MW) | Technical Potential | 0 | 0 | 0 | 0 | 0 | 0 | 0 | 0 | 0 | 0 | 0 | 0 | 0 | 0 | 0 | 0 | 0 | 0 | 0 | 0 | 0 | 0 | 0
F7_Industrial_Food Products_New_Process_Natural Gas_Gas Boiler - Maintenance_A_Technical Potential | F7 | Industrial | Food Products | New | Process | Natural Gas | Gas Boiler - Maintenance | A | Cumulative Energy Savings (MWh or mTherms) | Technical Potential | 0 | 0 | 0.048682 | 0.10823 | 0.16702 | 0.17944 | 0.18152 | 0.18419 | 0.18419 | 0.18419 | 0.18419 | 0.18419 | 0.18419 | 0.18419 | 0.18419 | 0.18419 | 0.18419 | 0.18419 | 0.18419 | 0.18419 | 0.18419 | 0.18419 | 0
F8_Industrial_Food Products_New_Process_Natural Gas_Gas Boiler - Maintenance_A_Technical Potential | F8 | Industrial | Food Products | New | Process | Natural Gas | Gas Boiler - Maintenance | A | Cumulative Summer Peak Savings (MW) | Technical Potential | 0 | 0 | 0 | 0 | 0 | 0 | 0 | 0 | 0 | 0 | 0 | 0 | 0 | 0 | 0 | 0 | 0 | 0 | 0 | 0 | 0 | 0 | 0
F9_Industrial_Food Products_New_Process_Natural Gas_Gas Boiler - Maintenance_A_Technical Potential | F9 | Industrial | Food Products | New | Process | Natural Gas | Gas Boiler - Maintenance | A | Cumulative Winter Peak Savings (MW) | Technical Potential | 0 | 0 | 0 | 0 | 0 | 0 | 0 | 0 | 0 | 0 | 0 | 0 | 0 | 0 | 0 | 0 | 0 | 0 | 0 | 0 | 0 | 0 | 0
F10_Industrial_Food Products_New_Process_Natural Gas_Gas Boiler - Maintenance_A_Technical Potential | F10 | Industrial | Food Products | New | Process | Natural Gas | Gas Boiler - Maintenance | A | Purchases (Incremental) | Technical Potential | 0 | 0 | 1.4009 | 1.7137 | 1.6916 | 1.7585 | 1.7735 | 1.7685 | 1.7585 | 1.7735 | 1.7685 | 3.1595 | 3.4872 | 3.4601 | 6.3189 | 6.9743 | 6.9202 | 12.6379 | 13.9487 | 13.8404 | 25.6334 | 27.9571 | 0
F11_Industrial_Food Products_New_Process_Natural Gas_Gas Boiler - Maintenance_A_Technical Potential | F11 | Industrial | Food Products | New | Process | Natural Gas | Gas Boiler - Maintenance | A | Purchases (Cumulative) | Technical Potential | 0 | 0 | 1.4009 | 3.1146 | 4.8062 | 5.1638 | 5.2237 | 5.3005 | 5.3005 | 5.3005 | 5.3005 | 5.3005 | 5.3005 | 5.3005 | 5.3005 | 5.3005 | 5.3005 | 5.3005 | 5.3005 | 5.3005 | 5.3005 | 5.3005 | 0
F1_Industrial_Food Products_New_Space Heating_Natural Gas_Gas Furnace - Maintenance_A_Technical Potential | F1 | Industrial | Food Products | New | Space Heating | Natural Gas | Gas Furnace - Maintenance | A | Integrated Unit Energy Savings (kWh or therms) | Technical Potential | 0 | 0 | 0.0082811 | 0.0077939 | 0.0076021 | 0.0074897 | 0.0074439 | 0.0074036 | 0.0073724 | 0.0073447 | 0.007326 | 0.007308 | 0.0072752 | 0.0072487 | 0.0072202 | 0.0072399 | 0.0072513 | 0.0072504 | 0.0072628 | 0.00726 | 0.0072629 | 0.0072556 | 0
F2_Industrial_Food Products_New_Space Heating_Natural Gas_Gas Furnace - Maintenance_A_Technical Potential | F2 | Industrial | Food Products | New | Space Heating | Natural Gas | Gas Furnace - Maintenance | A | Integrated Unit Summer Peak Savings (kW) | Technical Potential | 0 | 0 | 0 | 0 | 0 | 0 | 0 | 0 | 0 | 0 | 0 | 0 | 0 | 0 | 0 | 0 | 0 | 0 | 0 | 0 | 0 | 0 | 0
F3_Industrial_Food Products_New_Space Heating_Natural Gas_Gas Furnace - Maintenance_A_Technical Potential | F3 | Industrial | Food Products | New | Space Heating | Natural Gas | Gas Furnace - Maintenance | A | Integrated Unit Winter Peak Savings (kW) | Technical Potential | 0 | 0 | 0 | 0 | 0 | 0 | 0 | 0 | 0 | 0 | 0 | 0 | 0 | 0 | 0 | 0 | 0 | 0 | 0 | 0 | 0 | 0 | 0
F4_Industrial_Food Products_New_Space Heating_Natural Gas_Gas Furnace - Maintenance_A_Technical Potential | F4 | Industrial | Food Products | New | Space Heating | Natural Gas | Gas Furnace - Maintenance | A | Incremental Energy Savings (MWh or mTherms) | Technical Potential | 0 | 0 | 3.8818e-06 | 4.4691e-06 | 4.303e-06 | 4.4071e-06 | 4.4173e-06 | 4.381e-06 | 4.3381e-06 | 4.3585e-06 | 4.3351e-06 | 7.7259e-06 | 8.4889e-06 | 8.3923e-06 | 1.5266e-05 | 1.6896e-05 | 1.6791e-05 | 3.066e-05 | 3.3898e-05 | 3.3622e-05 | 6.2294e-05 | 6.7874e-05 | 0
F5_Industrial_Food Products_New_Space Heating_Natural Gas_Gas Furnace - Maintenance_A_Technical Potential | F5 | Industrial | Food Products | New | Space Heating | Natural Gas | Gas Furnace - Maintenance | A | Incremental Summer Peak Savings (MW) | Technical Potential | 0 | 0 | 0 | 0 | 0 | 0 | 0 | 0 | 0 | 0 | 0 | 0 | 0 | 0 | 0 | 0 | 0 | 0 | 0 | 0 | 0 | 0 | 0
F6_Industrial_Food Products_New_Space Heating_Natural Gas_Gas Furnace - Maintenance_A_Technical Potential | F6 | Industrial | Food Products | New | Space Heating | Natural Gas | Gas Furnace - Maintenance | A | Incremental Winter Peak Savings (MW) | Technical Potential | 0 | 0 | 0 | 0 | 0 | 0 | 0 | 0 | 0 | 0 | 0 | 0 | 0 | 0 | 0 | 0 | 0 | 0 | 0 | 0 | 0 | 0 | 0
F7_Industrial_Food Products_New_Space Heating_Natural Gas_Gas Furnace - Maintenance_A_Technical Potential | F7 | Industrial | Food Products | New | Space Heating | Natural Gas | Gas Furnace - Maintenance | A | Cumulative Energy Savings (MWh or mTherms) | Technical Potential | 0 | 0 | 3.8818e-06 | 8.1226e-06 | 1.2226e-05 | 1.2941e-05 | 1.3011e-05 | 1.3131e-05 | 1.3076e-05 | 1.3026e-05 | 1.2993e-05 | 1.2961e-05 | 1.2903e-05 | 1.2856e-05 | 1.2806e-05 | 1.2841e-05 | 1.2861e-05 | 1.2859e-05 | 1.2881e-05 | 1.2876e-05 | 1.2881e-05 | 1.2868e-05 | 0
F8_Industrial_Food Products_New_Space Heating_Natural Gas_Gas Furnace - Maintenance_A_Technical Potential | F8 | Industrial | Food Products | New | Space Heating | Natural Gas | Gas Furnace - Maintenance | A | Cumulative Summer Peak Savings (MW) | Technical Potential | 0 | 0 | 0 | 0 | 0 | 0 | 0 | 0 | 0 | 0 | 0 | 0 | 0 | 0 | 0 | 0 | 0 | 0 | 0 | 0 | 0 | 0 | 0
F9_Industrial_Food Products_New_Space Heating_Natural Gas_Gas Furnace - Maintenance_A_Technical Potential | F9 | Industrial | Food Products | New | Space Heating | Natural Gas | Gas Furnace - Maintenance | A | Cumulative Winter Peak Savings (MW) | Technical Potential | 0 | 0 | 0 | 0 | 0 | 0 | 0 | 0 | 0 | 0 | 0 | 0 | 0 | 0 | 0 | 0 | 0 | 0 | 0 | 0 | 0 | 0 | 0
F10_Industrial_Food Products_New_Space Heating_Natural Gas_Gas Furnace - Maintenance_A_Technical Potential | F10 | Industrial | Food Products | New | Space Heating | Natural Gas | Gas Furnace - Maintenance | A | Purchases (Incremental) | Technical Potential | 0 | 0 | 0.46876 | 0.57341 | 0.56603 | 0.58842 | 0.59342 | 0.59174 | 0.58842 | 0.59342 | 0.59174 | 1.0572 | 1.1668 | 1.1578 | 2.1144 | 2.3337 | 2.3155 | 4.2287 | 4.6673 | 4.6311 | 8.5771 | 9.3546 | 0
F11_Industrial_Food Products_New_Space Heating_Natural Gas_Gas Furnace - Maintenance_A_Technical Potential | F11 | Industrial | Food Products | New | Space Heating | Natural Gas | Gas Furnace - Maintenance | A | Purchases (Cumulative) | Technical Potential | 0 | 0 | 0.46876 | 1.0422 | 1.6082 | 1.7279 | 1.7479 | 1.7736 | 1.7736 | 1.7736 | 1.7736 | 1.7736 | 1.7736 | 1.7736 | 1.7736 | 1.7736 | 1.7736 | 1.7736 | 1.7736 | 1.7736 | 1.7736 | 1.7736 | 0
F1_Industrial_Food Products_New_Space Heating_Natural Gas_Gas Boiler - Hot Water Reset_A_Technical Potential | F1 | Industrial | Food Products | New | Space Heating | Natural Gas | Gas Boiler - Hot Water Reset | A | Integrated Unit Energy Savings (kWh or therms) | Technical Potential | 0 | 0 | 3.291 | 3.0956 | 3.0179 | 2.9719 | 2.9518 | 2.9349 | 2.9219 | 2.9105 | 2.9027 | 2.8954 | 2.8822 | 2.8716 | 2.86 | 2.8677 | 2.8721 | 2.872 | 2.8772 | 2.8766 | 2.8783 | 2.8758 | 0
F2_Industrial_Food Products_New_Space Heating_Natural Gas_Gas Boiler - Hot Water Reset_A_Technical Potential | F2 | Industrial | Food Products | New | Space Heating | Natural Gas | Gas Boiler - Hot Water Reset | A | Integrated Unit Summer Peak Savings (kW) | Technical Potential | 0 | 0 | 0 | 0 | 0 | 0 | 0 | 0 | 0 | 0 | 0 | 0 | 0 | 0 | 0 | 0 | 0 | 0 | 0 | 0 | 0 | 0 | 0
F3_Industrial_Food Products_New_Space Heating_Natural Gas_Gas Boiler - Hot Water Reset_A_Technical Potential | F3 | Industrial | Food Products | New | Space Heating | Natural Gas | Gas Boiler - Hot Water Reset | A | Integrated Unit Winter Peak Savings (kW) | Technical Potential | 0 | 0 | 0 | 0 | 0 | 0 | 0 | 0 | 0 | 0 | 0 | 0 | 0 | 0 | 0 | 0 | 0 | 0 | 0 | 0 | 0 | 0 | 0
F4_Industrial_Food Products_New_Space Heating_Natural Gas_Gas Boiler - Hot Water Reset_A_Technical Potential | F4 | Industrial | Food Products | New | Space Heating | Natural Gas | Gas Boiler - Hot Water Reset | A | Incremental Energy Savings (MWh or mTherms) | Technical Potential | 0 | 0 | 0.0018794 | 0.0037881 | 0.006444 | 0.0098329 | 0.012823 | 0.017176 | 0.021207 | 0.024384 | 0.024879 | 0.023266 | 0.019393 | 0.013913 | 0.0084873 | 0.0043565 | 0.0019557 | 0.00075756 | 0.0016431 | 0.0035201 | 0.0061458 | 0.0095149 | 0
F5_Industrial_Food Products_New_Space Heating_Natural Gas_Gas Boiler - Hot Water Reset_A_Technical Potential | F5 | Industrial | Food Products | New | Space Heating | Natural Gas | Gas Boiler - Hot Water Reset | A | Incremental Summer Peak Savings (MW) | Technical Potential | 0 | 0 | 0 | 0 | 0 | 0 | 0 | 0 | 0 | 0 | 0 | 0 | 0 | 0 | 0 | 0 | 0 | 0 | 0 | 0 | 0 | 0 | 0
F6_Industrial_Food Products_New_Space Heating_Natural Gas_Gas Boiler - Hot Water Reset_A_Technical Potential | F6 | Industrial | Food Products | New | Space Heating | Natural Gas | Gas Boiler - Hot Water Reset | A | Incremental Winter Peak Savings (MW) | Technical Potential | 0 | 0 | 0 | 0 | 0 | 0 | 0 | 0 | 0 | 0 | 0 | 0 | 0 | 0 | 0 | 0 | 0 | 0 | 0 | 0 | 0 | 0 | 0
F7_Industrial_Food Products_New_Space Heating_Natural Gas_Gas Boiler - Hot Water Reset_A_Technical Potential | F7 | Industrial | Food Products | New | Space Heating | Natural Gas | Gas Boiler - Hot Water Reset | A | Cumulative Energy Savings (MWh or mTherms) | Technical Potential | 0 | 0 | 0.0018794 | 0.0055559 | 0.01186 | 0.021513 | 0.03419 | 0.05117 | 0.072149 | 0.096253 | 0.12087 | 0.14383 | 0.16257 | 0.17589 | 0.18367 | 0.18852 | 0.19076 | 0.19151 | 0.19186 | 0.19182 | 0.19193 | 0.19177 | 0
F8_Industrial_Food Products_New_Space Heating_Natural Gas_Gas Boiler - Hot Water Reset_A_Technical Potential | F8 | Industrial | Food Products | New | Space Heating | Natural Gas | Gas Boiler - Hot Water Reset | A | Cumulative Summer Peak Savings (MW) | Technical Potential | 0 | 0 | 0 | 0 | 0 | 0 | 0 | 0 | 0 | 0 | 0 | 0 | 0 | 0 | 0 | 0 | 0 | 0 | 0 | 0 | 0 | 0 | 0
F9_Industrial_Food Products_New_Space Heating_Natural Gas_Gas Boiler - Hot Water Reset_A_Technical Potential | F9 | Industrial | Food Products | New | Space Heating | Natural Gas | Gas Boiler - Hot Water Reset | A | Cumulative Winter Peak Savings (MW) | Technical Potential | 0 | 0 | 0 | 0 | 0 | 0 | 0 | 0 | 0 | 0 | 0 | 0 | 0 | 0 | 0 | 0 | 0 | 0 | 0 | 0 | 0 | 0 | 0
F10_Industrial_Food Products_New_Space Heating_Natural Gas_Gas Boiler - Hot Water Reset_A_Technical Potential | F10 | Industrial | Food Products | New | Space Heating | Natural Gas | Gas Boiler - Hot Water Reset | A | Purchases (Incremental) | Technical Potential | 0 | 0 | 0.57106 | 1.2237 | 2.1353 | 3.3086 | 4.3439 | 5.8523 | 7.2581 | 8.3777 | 8.5709 | 8.0357 | 6.7286 | 4.8449 | 2.9675 | 1.5192 | 0.68091 | 0.26377 | 0.57106 | 1.2237 | 2.1353 | 3.3086 | 0
F11_Industrial_Food Products_New_Space Heating_Natural Gas_Gas Boiler - Hot Water Reset_A_Technical Potential | F11 | Industrial | Food Products | New | Space Heating | Natural Gas | Gas Boiler - Hot Water Reset | A | Purchases (Cumulative) | Technical Potential | 0 | 0 | 0.57106 | 1.7947 | 3.93 | 7.2386 | 11.5825 | 17.4348 | 24.693 | 33.0707 | 41.6416 | 49.6773 | 56.406 | 61.2509 | 64.2184 | 65.7376 | 66.4185 | 66.6823 | 66.6823 | 66.6823 | 66.6823 | 66.6823 | 0
F1_Industrial_Food Products_New_Process_Natural Gas_Gas Boiler - Hot Water Reset_A_Technical Potential | F1 | Industrial | Food Products | New | Process | Natural Gas | Gas Boiler - Hot Water Reset | A | Integrated Unit Energy Savings (kWh or therms) | Technical Potential | 0 | 0 | 63.1119 | 63.0744 | 63.0408 | 63.0139 | 62.9739 | 62.953 | 62.9382 | 62.9303 | 62.9201 | 62.9134 | 62.9075 | 62.9049 | 62.8977 | 62.8944 | 62.8923 | 62.8994 | 62.906 | 62.9183 | 62.9295 | 62.9398 | 0
F2_Industrial_Food Products_New_Process_Natural Gas_Gas Boiler - Hot Water Reset_A_Technical Potential | F2 | Industrial | Food Products | New | Process | Natural Gas | Gas Boiler - Hot Water Reset | A | Integrated Unit Summer Peak Savings (kW) | Technical Potential | 0 | 0 | 0 | 0 | 0 | 0 | 0 | 0 | 0 | 0 | 0 | 0 | 0 | 0 | 0 | 0 | 0 | 0 | 0 | 0 | 0 | 0 | 0
F3_Industrial_Food Products_New_Process_Natural Gas_Gas Boiler - Hot Water Reset_A_Technical Potential | F3 | Industrial | Food Products | New | Process | Natural Gas | Gas Boiler - Hot Water Reset | A | Integrated Unit Winter Peak Savings (kW) | Technical Potential | 0 | 0 | 0 | 0 | 0 | 0 | 0 | 0 | 0 | 0 | 0 | 0 | 0 | 0 | 0 | 0 | 0 | 0 | 0 | 0 | 0 | 0 | 0
F4_Industrial_Food Products_New_Process_Natural Gas_Gas Boiler - Hot Water Reset_A_Technical Potential | F4 | Industrial | Food Products | New | Process | Natural Gas | Gas Boiler - Hot Water Reset | A | Incremental Energy Savings (MWh or mTherms) | Technical Potential | 0 | 0 | 0.085938 | 0.18404 | 0.32097 | 0.49713 | 0.65228 | 0.87848 | 1.0892 | 1.2571 | 1.2859 | 1.2055 | 1.0093 | 0.7267 | 0.44506 | 0.22783 | 0.10211 | 0.039561 | 0.085657 | 0.18358 | 0.3204 | 0.49654 | 0
F5_Industrial_Food Products_New_Process_Natural Gas_Gas Boiler - Hot Water Reset_A_Technical Potential | F5 | Industrial | Food Products | New | Process | Natural Gas | Gas Boiler - Hot Water Reset | A | Incremental Summer Peak Savings (MW) | Technical Potential | 0 | 0 | 0 | 0 | 0 | 0 | 0 | 0 | 0 | 0 | 0 | 0 | 0 | 0 | 0 | 0 | 0 | 0 | 0 | 0 | 0 | 0 | 0
F6_Industrial_Food Products_New_Process_Natural Gas_Gas Boiler - Hot Water Reset_A_Technical Potential | F6 | Industrial | Food Products | New | Process | Natural Gas | Gas Boiler - Hot Water Reset | A | Incremental Winter Peak Savings (MW) | Technical Potential | 0 | 0 | 0 | 0 | 0 | 0 | 0 | 0 | 0 | 0 | 0 | 0 | 0 | 0 | 0 | 0 | 0 | 0 | 0 | 0 | 0 | 0 | 0
F7_Industrial_Food Products_New_Process_Natural Gas_Gas Boiler - Hot Water Reset_A_Technical Potential | F7 | Industrial | Food Products | New | Process | Natural Gas | Gas Boiler - Hot Water Reset | A | Cumulative Energy Savings (MWh or mTherms) | Technical Potential | 0 | 0 | 0.085938 | 0.26993 | 0.59075 | 1.0876 | 1.7392 | 2.6171 | 3.7057 | 4.9624 | 6.2475 | 7.4523 | 8.4609 | 9.1872 | 9.6312 | 9.8586 | 9.9603 | 10.001 | 10.0021 | 10.004 | 10.0058 | 10.0074 | 0
F8_Industrial_Food Products_New_Process_Natural Gas_Gas Boiler - Hot Water Reset_A_Technical Potential | F8 | Industrial | Food Products | New | Process | Natural Gas | Gas Boiler - Hot Water Reset | A | Cumulative Summer Peak Savings (MW) | Technical Potential | 0 | 0 | 0 | 0 | 0 | 0 | 0 | 0 | 0 | 0 | 0 | 0 | 0 | 0 | 0 | 0 | 0 | 0 | 0 | 0 | 0 | 0 | 0
F9_Industrial_Food Products_New_Process_Natural Gas_Gas Boiler - Hot Water Reset_A_Technical Potential | F9 | Industrial | Food Products | New | Process | Natural Gas | Gas Boiler - Hot Water Reset | A | Cumulative Winter Peak Savings (MW) | Technical Potential | 0 | 0 | 0 | 0 | 0 | 0 | 0 | 0 | 0 | 0 | 0 | 0 | 0 | 0 | 0 | 0 | 0 | 0 | 0 | 0 | 0 | 0 | 0
F10_Industrial_Food Products_New_Process_Natural Gas_Gas Boiler - Hot Water Reset_A_Technical Potential | F10 | Industrial | Food Products | New | Process | Natural Gas | Gas Boiler - Hot Water Reset | A | Purchases (Incremental) | Technical Potential | 0 | 0 | 1.3617 | 2.9178 | 5.0914 | 7.8892 | 10.3579 | 13.9545 | 17.3066 | 19.9762 | 20.4369 | 19.1607 | 16.0441 | 11.5524 | 7.076 | 3.6224 | 1.6236 | 0.62895 | 1.3617 | 2.9178 | 5.0914 | 7.8892 | 0
F11_Industrial_Food Products_New_Process_Natural Gas_Gas Boiler - Hot Water Reset_A_Technical Potential | F11 | Industrial | Food Products | New | Process | Natural Gas | Gas Boiler - Hot Water Reset | A | Purchases (Cumulative) | Technical Potential | 0 | 0 | 1.3617 | 4.2795 | 9.3709 | 17.26 | 27.6179 | 41.5724 | 58.879 | 78.8553 | 99.2922 | 118.4529 | 134.497 | 146.0494 | 153.1254 | 156.7477 | 158.3713 | 159.0003 | 159.0003 | 159.0003 | 159.0003 | 159.0003 | 0
F1_Industrial_Food Products_New_Space Heating_Natural Gas_Steam Trap Maintenance_A_Technical Potential | F1 | Industrial | Food Products | New | Space Heating | Natural Gas | Steam Trap Maintenance | A | Integrated Unit Energy Savings (kWh or therms) | Technical Potential | 0 | 0 | 1.1643 | 1.0961 | 1.0694 | 1.0538 | 1.0477 | 1.0423 | 1.0382 | 1.0345 | 1.0322 | 1.0299 | 1.0255 | 1.022 | 1.0183 | 1.0214 | 1.0232 | 1.0233 | 1.0252 | 1.025 | 1.0255 | 1.0246 | 0
F2_Industrial_Food Products_New_Space Heating_Natural Gas_Steam Trap Maintenance_A_Technical Potential | F2 | Industrial | Food Products | New | Space Heating | Natural Gas | Steam Trap Maintenance | A | Integrated Unit Summer Peak Savings (kW) | Technical Potential | 0 | 0 | 0 | 0 | 0 | 0 | 0 | 0 | 0 | 0 | 0 | 0 | 0 | 0 | 0 | 0 | 0 | 0 | 0 | 0 | 0 | 0 | 0
F3_Industrial_Food Products_New_Space Heating_Natural Gas_Steam Trap Maintenance_A_Technical Potential | F3 | Industrial | Food Products | New | Space Heating | Natural Gas | Steam Trap Maintenance | A | Integrated Unit Winter Peak Savings (kW) | Technical Potential | 0 | 0 | 0 | 0 | 0 | 0 | 0 | 0 | 0 | 0 | 0 | 0 | 0 | 0 | 0 | 0 | 0 | 0 | 0 | 0 | 0 | 0 | 0
F4_Industrial_Food Products_New_Space Heating_Natural Gas_Steam Trap Maintenance_A_Technical Potential | F4 | Industrial | Food Products | New | Space Heating | Natural Gas | Steam Trap Maintenance | A | Incremental Energy Savings (MWh or mTherms) | Technical Potential | 0 | 0 | 0 | 0 | 0 | 0 | 0 | 0 | 0 | 0 | 0 | 0 | 0 | 0 | 0 | 0 | 0 | 0 | 0 | 0 | 0 | 0 | 0
F5_Industrial_Food Products_New_Space Heating_Natural Gas_Steam Trap Maintenance_A_Technical Potential | F5 | Industrial | Food Products | New | Space Heating | Natural Gas | Steam Trap Maintenance | A | Incremental Summer Peak Savings (MW) | Technical Potential | 0 | 0 | 0 | 0 | 0 | 0 | 0 | 0 | 0 | 0 | 0 | 0 | 0 | 0 | 0 | 0 | 0 | 0 | 0 | 0 | 0 | 0 | 0
F6_Industrial_Food Products_New_Space Heating_Natural Gas_Steam Trap Maintenance_A_Technical Potential | F6 | Industrial | Food Products | New | Space Heating | Natural Gas | Steam Trap Maintenance | A | Incremental Winter Peak Savings (MW) | Technical Potential | 0 | 0 | 0 | 0 | 0 | 0 | 0 | 0 | 0 | 0 | 0 | 0 | 0 | 0 | 0 | 0 | 0 | 0 | 0 | 0 | 0 | 0 | 0
F7_Industrial_Food Products_New_Space Heating_Natural Gas_Steam Trap Maintenance_A_Technical Potential | F7 | Industrial | Food Products | New | Space Heating | Natural Gas | Steam Trap Maintenance | A | Cumulative Energy Savings (MWh or mTherms) | Technical Potential | 0 | 0 | 0 | 0 | 0 | 0 | 0 | 0 | 0 | 0 | 0 | 0 | 0 | 0 | 0 | 0 | 0 | 0 | 0 | 0 | 0 | 0 | 0
F8_Industrial_Food Products_New_Space Heating_Natural Gas_Steam Trap Maintenance_A_Technical Potential | F8 | Industrial | Food Products | New | Space Heating | Natural Gas | Steam Trap Maintenance | A | Cumulative Summer Peak Savings (MW) | Technical Potential | 0 | 0 | 0 | 0 | 0 | 0 | 0 | 0 | 0 | 0 | 0 | 0 | 0 | 0 | 0 | 0 | 0 | 0 | 0 | 0 | 0 | 0 | 0
F9_Industrial_Food Products_New_Space Heating_Natural Gas_Steam Trap Maintenance_A_Technical Potential | F9 | Industrial | Food Products | New | Space Heating | Natural Gas | Steam Trap Maintenance | A | Cumulative Winter Peak Savings (MW) | Technical Potential | 0 | 0 | 0 | 0 | 0 | 0 | 0 | 0 | 0 | 0 | 0 | 0 | 0 | 0 | 0 | 0 | 0 | 0 | 0 | 0 | 0 | 0 | 0
F10_Industrial_Food Products_New_Space Heating_Natural Gas_Steam Trap Maintenance_A_Technical Potential | F10 | Industrial | Food Products | New | Space Heating | Natural Gas | Steam Trap Maintenance | A | Purchases (Incremental) | Technical Potential | 0 | 0 | 0 | 0 | 0 | 0 | 0 | 0 | 0 | 0 | 0 | 0 | 0 | 0 | 0 | 0 | 0 | 0 | 0 | 0 | 0 | 0 | 0
F11_Industrial_Food Products_New_Space Heating_Natural Gas_Steam Trap Maintenance_A_Technical Potential | F11 | Industrial | Food Products | New | Space Heating | Natural Gas | Steam Trap Maintenance | A | Purchases (Cumulative) | Technical Potential | 0 | 0 | 0 | 0 | 0 | 0 | 0 | 0 | 0 | 0 | 0 | 0 | 0 | 0 | 0 | 0 | 0 | 0 | 0 | 0 | 0 | 0 | 0
F1_Industrial_Food Products_New_Process_Natural Gas_Steam Trap Maintenance_A_Technical Potential | F1 | Industrial | Food Products | New | Process | Natural Gas | Steam Trap Maintenance | A | Integrated Unit Energy Savings (kWh or therms) | Technical Potential | 0 | 0 | 44.6354 | 44.6336 | 44.6328 | 44.6342 | 44.6345 | 44.6346 | 44.6344 | 44.634 | 44.633 | 44.6321 | 44.631 | 44.6301 | 44.6293 | 44.6289 | 44.6291 | 44.6298 | 44.6303 | 44.6308 | 44.6312 | 44.6317 | 0
F2_Industrial_Food Products_New_Process_Natural Gas_Steam Trap Maintenance_A_Technical Potential | F2 | Industrial | Food Products | New | Process | Natural Gas | Steam Trap Maintenance | A | Integrated Unit Summer Peak Savings (kW) | Technical Potential | 0 | 0 | 0 | 0 | 0 | 0 | 0 | 0 | 0 | 0 | 0 | 0 | 0 | 0 | 0 | 0 | 0 | 0 | 0 | 0 | 0 | 0 | 0
F3_Industrial_Food Products_New_Process_Natural Gas_Steam Trap Maintenance_A_Technical Potential | F3 | Industrial | Food Products | New | Process | Natural Gas | Steam Trap Maintenance | A | Integrated Unit Winter Peak Savings (kW) | Technical Potential | 0 | 0 | 0 | 0 | 0 | 0 | 0 | 0 | 0 | 0 | 0 | 0 | 0 | 0 | 0 | 0 | 0 | 0 | 0 | 0 | 0 | 0 | 0
F4_Industrial_Food Products_New_Process_Natural Gas_Steam Trap Maintenance_A_Technical Potential | F4 | Industrial | Food Products | New | Process | Natural Gas | Steam Trap Maintenance | A | Incremental Energy Savings (MWh or mTherms) | Technical Potential | 0 | 0 | 0 | 0 | 0 | 0 | 0 | 0 | 0 | 0 | 0 | 0 | 0 | 0 | 0 | 0 | 0 | 0 | 0 | 0 | 0 | 0 | 0
F5_Industrial_Food Products_New_Process_Natural Gas_Steam Trap Maintenance_A_Technical Potential | F5 | Industrial | Food Products | New | Process | Natural Gas | Steam Trap Maintenance | A | Incremental Summer Peak Savings (MW) | Technical Potential | 0 | 0 | 0 | 0 | 0 | 0 | 0 | 0 | 0 | 0 | 0 | 0 | 0 | 0 | 0 | 0 | 0 | 0 | 0 | 0 | 0 | 0 | 0
F6_Industrial_Food Products_New_Process_Natural Gas_Steam Trap Maintenance_A_Technical Potential | F6 | Industrial | Food Products | New | Process | Natural Gas | Steam Trap Maintenance | A | Incremental Winter Peak Savings (MW) | Technical Potential | 0 | 0 | 0 | 0 | 0 | 0 | 0 | 0 | 0 | 0 | 0 | 0 | 0 | 0 | 0 | 0 | 0 | 0 | 0 | 0 | 0 | 0 | 0
F7_Industrial_Food Products_New_Process_Natural Gas_Steam Trap Maintenance_A_Technical Potential | F7 | Industrial | Food Products | New | Process | Natural Gas | Steam Trap Maintenance | A | Cumulative Energy Savings (MWh or mTherms) | Technical Potential | 0 | 0 | 0 | 0 | 0 | 0 | 0 | 0 | 0 | 0 | 0 | 0 | 0 | 0 | 0 | 0 | 0 | 0 | 0 | 0 | 0 | 0 | 0
F8_Industrial_Food Products_New_Process_Natural Gas_Steam Trap Maintenance_A_Technical Potential | F8 | Industrial | Food Products | New | Process | Natural Gas | Steam Trap Maintenance | A | Cumulative Summer Peak Savings (MW) | Technical Potential | 0 | 0 | 0 | 0 | 0 | 0 | 0 | 0 | 0 | 0 | 0 | 0 | 0 | 0 | 0 | 0 | 0 | 0 | 0 | 0 | 0 | 0 | 0
F9_Industrial_Food Products_New_Process_Natural Gas_Steam Trap Maintenance_A_Technical Potential | F9 | Industrial | Food Products | New | Process | Natural Gas | Steam Trap Maintenance | A | Cumulative Winter Peak Savings (MW) | Technical Potential | 0 | 0 | 0 | 0 | 0 | 0 | 0 | 0 | 0 | 0 | 0 | 0 | 0 | 0 | 0 | 0 | 0 | 0 | 0 | 0 | 0 | 0 | 0
F10_Industrial_Food Products_New_Process_Natural Gas_Steam Trap Maintenance_A_Technical Potential | F10 | Industrial | Food Products | New | Process | Natural Gas | Steam Trap Maintenance | A | Purchases (Incremental) | Technical Potential | 0 | 0 | 0 | 0 | 0 | 0 | 0 | 0 | 0 | 0 | 0 | 0 | 0 | 0 | 0 | 0 | 0 | 0 | 0 | 0 | 0 | 0 | 0
F11_Industrial_Food Products_New_Process_Natural Gas_Steam Trap Maintenance_A_Technical Potential | F11 | Industrial | Food Products | New | Process | Natural Gas | Steam Trap Maintenance | A | Purchases (Cumulative) | Technical Potential | 0 | 0 | 0 | 0 | 0 | 0 | 0 | 0 | 0 | 0 | 0 | 0 | 0 | 0 | 0 | 0 | 0 | 0 | 0 | 0 | 0 | 0 | 0
F1_Industrial_Food Products_New_Space Heating_Natural Gas_Gas Boiler - High Turndown_A_Technical Potential | F1 | Industrial | Food Products | New | Space Heating | Natural Gas | Gas Boiler - High Turndown | A | Integrated Unit Energy Savings (kWh or therms) | Technical Potential | 0 | 0 | 1.2335 | 1.1598 | 1.13 | 1.1118 | 1.1027 | 1.0943 | 1.0869 | 1.0795 | 1.0725 | 1.0654 | 1.0557 | 1.0473 | 1.038 | 1.0366 | 1.0349 | 1.033 | 1.0331 | 1.0327 | 1.0339 | 1.0342 | 0
F2_Industrial_Food Products_New_Space Heating_Natural Gas_Gas Boiler - High Turndown_A_Technical Potential | F2 | Industrial | Food Products | New | Space Heating | Natural Gas | Gas Boiler - High Turndown | A | Integrated Unit Summer Peak Savings (kW) | Technical Potential | 0 | 0 | 0 | 0 | 0 | 0 | 0 | 0 | 0 | 0 | 0 | 0 | 0 | 0 | 0 | 0 | 0 | 0 | 0 | 0 | 0 | 0 | 0
F3_Industrial_Food Products_New_Space Heating_Natural Gas_Gas Boiler - High Turndown_A_Technical Potential | F3 | Industrial | Food Products | New | Space Heating | Natural Gas | Gas Boiler - High Turndown | A | Integrated Unit Winter Peak Savings (kW) | Technical Potential | 0 | 0 | 0 | 0 | 0 | 0 | 0 | 0 | 0 | 0 | 0 | 0 | 0 | 0 | 0 | 0 | 0 | 0 | 0 | 0 | 0 | 0 | 0
F4_Industrial_Food Products_New_Space Heating_Natural Gas_Gas Boiler - High Turndown_A_Technical Potential | F4 | Industrial | Food Products | New | Space Heating | Natural Gas | Gas Boiler - High Turndown | A | Incremental Energy Savings (MWh or mTherms) | Technical Potential | 0 | 0 | 0.0010751 | 0.0017641 | 0.0024507 | 0.0032186 | 0.0036745 | 0.003782 | 0.0033972 | 0.0030499 | 0.0026318 | 0.0022811 | 0.0019567 | 0.0016894 | 0.0014131 | 0.0012004 | 0.0010157 | 0.00090027 | 0.0015714 | 0.0022397 | 0.0029931 | 0.0034464 | 0
F5_Industrial_Food Products_New_Space Heating_Natural Gas_Gas Boiler - High Turndown_A_Technical Potential | F5 | Industrial | Food Products | New | Space Heating | Natural Gas | Gas Boiler - High Turndown | A | Incremental Summer Peak Savings (MW) | Technical Potential | 0 | 0 | 0 | 0 | 0 | 0 | 0 | 0 | 0 | 0 | 0 | 0 | 0 | 0 | 0 | 0 | 0 | 0 | 0 | 0 | 0 | 0 | 0
F6_Industrial_Food Products_New_Space Heating_Natural Gas_Gas Boiler - High Turndown_A_Technical Potential | F6 | Industrial | Food Products | New | Space Heating | Natural Gas | Gas Boiler - High Turndown | A | Incremental Winter Peak Savings (MW) | Technical Potential | 0 | 0 | 0 | 0 | 0 | 0 | 0 | 0 | 0 | 0 | 0 | 0 | 0 | 0 | 0 | 0 | 0 | 0 | 0 | 0 | 0 | 0 | 0
F7_Industrial_Food Products_New_Space Heating_Natural Gas_Gas Boiler - High Turndown_A_Technical Potential | F7 | Industrial | Food Products | New | Space Heating | Natural Gas | Gas Boiler - High Turndown | A | Cumulative Energy Savings (MWh or mTherms) | Technical Potential | 0 | 0 | 0.0010751 | 0.0027749 | 0.0051542 | 0.0082898 | 0.011896 | 0.015588 | 0.018879 | 0.021801 | 0.024293 | 0.026412 | 0.028129 | 0.029592 | 0.030744 | 0.031904 | 0.032868 | 0.032805 | 0.03281 | 0.032796 | 0.032834 | 0.032845 | 0
F8_Industrial_Food Products_New_Space Heating_Natural Gas_Gas Boiler - High Turndown_A_Technical Potential | F8 | Industrial | Food Products | New | Space Heating | Natural Gas | Gas Boiler - High Turndown | A | Cumulative Summer Peak Savings (MW) | Technical Potential | 0 | 0 | 0 | 0 | 0 | 0 | 0 | 0 | 0 | 0 | 0 | 0 | 0 | 0 | 0 | 0 | 0 | 0 | 0 | 0 | 0 | 0 | 0
F9_Industrial_Food Products_New_Space Heating_Natural Gas_Gas Boiler - High Turndown_A_Technical Potential | F9 | Industrial | Food Products | New | Space Heating | Natural Gas | Gas Boiler - High Turndown | A | Cumulative Winter Peak Savings (MW) | Technical Potential | 0 | 0 | 0 | 0 | 0 | 0 | 0 | 0 | 0 | 0 | 0 | 0 | 0 | 0 | 0 | 0 | 0 | 0 | 0 | 0 | 0 | 0 | 0
F10_Industrial_Food Products_New_Space Heating_Natural Gas_Gas Boiler - High Turndown_A_Technical Potential | F10 | Industrial | Food Products | New | Space Heating | Natural Gas | Gas Boiler - High Turndown | A | Purchases (Incremental) | Technical Potential | 0 | 0 | 0.87153 | 1.521 | 2.1689 | 2.895 | 3.3323 | 3.456 | 3.1257 | 2.8253 | 2.4538 | 2.1411 | 1.8534 | 1.6132 | 1.3614 | 1.158 | 0.98141 | 0.87153 | 1.521 | 2.1689 | 2.895 | 3.3323 | 0
F11_Industrial_Food Products_New_Space Heating_Natural Gas_Gas Boiler - High Turndown_A_Technical Potential | F11 | Industrial | Food Products | New | Space Heating | Natural Gas | Gas Boiler - High Turndown | A | Purchases (Cumulative) | Technical Potential | 0 | 0 | 0.87153 | 2.3925 | 4.5614 | 7.4564 | 10.7887 | 14.2447 | 17.3704 | 20.1957 | 22.6495 | 24.7906 | 26.644 | 28.2572 | 29.6186 | 30.7765 | 31.7579 | 31.7579 | 31.7579 | 31.7579 | 31.7579 | 31.7579 | 0
F1_Industrial_Food Products_New_Process_Natural Gas_Gas Boiler - High Turndown_A_Technical Potential | F1 | Industrial | Food Products | New | Process | Natural Gas | Gas Boiler - High Turndown | A | Integrated Unit Energy Savings (kWh or therms) | Technical Potential | 0 | 0 | 47.2299 | 47.1397 | 47.0547 | 46.9791 | 46.8716 | 46.7909 | 46.7244 | 46.6769 | 46.6223 | 46.5857 | 46.5576 | 46.5466 | 46.5227 | 46.5132 | 46.5066 | 46.5161 | 46.5131 | 46.5192 | 46.5226 | 46.5242 | 0
F2_Industrial_Food Products_New_Process_Natural Gas_Gas Boiler - High Turndown_A_Technical Potential | F2 | Industrial | Food Products | New | Process | Natural Gas | Gas Boiler - High Turndown | A | Integrated Unit Summer Peak Savings (kW) | Technical Potential | 0 | 0 | 0 | 0 | 0 | 0 | 0 | 0 | 0 | 0 | 0 | 0 | 0 | 0 | 0 | 0 | 0 | 0 | 0 | 0 | 0 | 0 | 0
F3_Industrial_Food Products_New_Process_Natural Gas_Gas Boiler - High Turndown_A_Technical Potential | F3 | Industrial | Food Products | New | Process | Natural Gas | Gas Boiler - High Turndown | A | Integrated Unit Winter Peak Savings (kW) | Technical Potential | 0 | 0 | 0 | 0 | 0 | 0 | 0 | 0 | 0 | 0 | 0 | 0 | 0 | 0 | 0 | 0 | 0 | 0 | 0 | 0 | 0 | 0 | 0
F4_Industrial_Food Products_New_Process_Natural Gas_Gas Boiler - High Turndown_A_Technical Potential | F4 | Industrial | Food Products | New | Process | Natural Gas | Gas Boiler - High Turndown | A | Incremental Energy Savings (MWh or mTherms) | Technical Potential | 0 | 0 | 0.09815 | 0.17096 | 0.24334 | 0.3243 | 0.37243 | 0.38559 | 0.34824 | 0.31446 | 0.27278 | 0.23783 | 0.20576 | 0.17904 | 0.15102 | 0.12843 | 0.10883 | 0.096666 | 0.16869 | 0.24057 | 0.32114 | 0.36967 | 0
F5_Industrial_Food Products_New_Process_Natural Gas_Gas Boiler - High Turndown_A_Technical Potential | F5 | Industrial | Food Products | New | Process | Natural Gas | Gas Boiler - High Turndown | A | Incremental Summer Peak Savings (MW) | Technical Potential | 0 | 0 | 0 | 0 | 0 | 0 | 0 | 0 | 0 | 0 | 0 | 0 | 0 | 0 | 0 | 0 | 0 | 0 | 0 | 0 | 0 | 0 | 0
F6_Industrial_Food Products_New_Process_Natural Gas_Gas Boiler - High Turndown_A_Technical Potential | F6 | Industrial | Food Products | New | Process | Natural Gas | Gas Boiler - High Turndown | A | Incremental Winter Peak Savings (MW) | Technical Potential | 0 | 0 | 0 | 0 | 0 | 0 | 0 | 0 | 0 | 0 | 0 | 0 | 0 | 0 | 0 | 0 | 0 | 0 | 0 | 0 | 0 | 0 | 0
F7_Industrial_Food Products_New_Process_Natural Gas_Gas Boiler - High Turndown_A_Technical Potential | F7 | Industrial | Food Products | New | Process | Natural Gas | Gas Boiler - High Turndown | A | Cumulative Energy Savings (MWh or mTherms) | Technical Potential | 0 | 0 | 0.09815 | 0.26892 | 0.51178 | 0.83526 | 1.2058 | 1.5893 | 1.9353 | 2.2478 | 2.5179 | 2.7538 | 2.9579 | 3.1362 | 3.2856 | 3.4134 | 3.5217 | 3.5224 | 3.5222 | 3.5227 | 3.5229 | 3.523 | 0
F8_Industrial_Food Products_New_Process_Natural Gas_Gas Boiler - High Turndown_A_Technical Potential | F8 | Industrial | Food Products | New | Process | Natural Gas | Gas Boiler - High Turndown | A | Cumulative Summer Peak Savings (MW) | Technical Potential | 0 | 0 | 0 | 0 | 0 | 0 | 0 | 0 | 0 | 0 | 0 | 0 | 0 | 0 | 0 | 0 | 0 | 0 | 0 | 0 | 0 | 0 | 0
F9_Industrial_Food Products_New_Process_Natural Gas_Gas Boiler - High Turndown_A_Technical Potential | F9 | Industrial | Food Products | New | Process | Natural Gas | Gas Boiler - High Turndown | A | Cumulative Winter Peak Savings (MW) | Technical Potential | 0 | 0 | 0 | 0 | 0 | 0 | 0 | 0 | 0 | 0 | 0 | 0 | 0 | 0 | 0 | 0 | 0 | 0 | 0 | 0 | 0 | 0 | 0
F10_Industrial_Food Products_New_Process_Natural Gas_Gas Boiler - High Turndown_A_Technical Potential | F10 | Industrial | Food Products | New | Process | Natural Gas | Gas Boiler - High Turndown | A | Purchases (Incremental) | Technical Potential | 0 | 0 | 2.0781 | 3.6267 | 5.1715 | 6.903 | 7.9457 | 8.2406 | 7.4531 | 6.7369 | 5.8509 | 5.1053 | 4.4194 | 3.8465 | 3.2461 | 2.7611 | 2.3401 | 2.0781 | 3.6267 | 5.1715 | 6.903 | 7.9457 | 0
F11_Industrial_Food Products_New_Process_Natural Gas_Gas Boiler - High Turndown_A_Technical Potential | F11 | Industrial | Food Products | New | Process | Natural Gas | Gas Boiler - High Turndown | A | Purchases (Cumulative) | Technical Potential | 0 | 0 | 2.0781 | 5.7048 | 10.8764 | 17.7793 | 25.7251 | 33.9657 | 41.4188 | 48.1557 | 54.0066 | 59.1119 | 63.5313 | 67.3778 | 70.6239 | 73.385 | 75.7251 | 75.7251 | 75.7251 | 75.7251 | 75.7251 | 75.7251 | 0
F1_Industrial_Food Products_New_Space Heating_Natural Gas_Gas Boiler - Burner Control Optimization_A_Technical Potential | F1 | Industrial | Food Products | New | Space Heating | Natural Gas | Gas Boiler - Burner Control Optimization | A | Integrated Unit Energy Savings (kWh or therms) | Technical Potential | 0 | 0 | 0.35771 | 0.33632 | 0.32766 | 0.32237 | 0.31973 | 0.3173 | 0.31512 | 0.31299 | 0.31097 | 0.3089 | 0.3061 | 0.30364 | 0.30096 | 0.30056 | 0.30008 | 0.29951 | 0.29955 | 0.29943 | 0.29978 | 0.29988 | 0
F2_Industrial_Food Products_New_Space Heating_Natural Gas_Gas Boiler - Burner Control Optimization_A_Technical Potential | F2 | Industrial | Food Products | New | Space Heating | Natural Gas | Gas Boiler - Burner Control Optimization | A | Integrated Unit Summer Peak Savings (kW) | Technical Potential | 0 | 0 | 0 | 0 | 0 | 0 | 0 | 0 | 0 | 0 | 0 | 0 | 0 | 0 | 0 | 0 | 0 | 0 | 0 | 0 | 0 | 0 | 0
F3_Industrial_Food Products_New_Space Heating_Natural Gas_Gas Boiler - Burner Control Optimization_A_Technical Potential | F3 | Industrial | Food Products | New | Space Heating | Natural Gas | Gas Boiler - Burner Control Optimization | A | Integrated Unit Winter Peak Savings (kW) | Technical Potential | 0 | 0 | 0 | 0 | 0 | 0 | 0 | 0 | 0 | 0 | 0 | 0 | 0 | 0 | 0 | 0 | 0 | 0 | 0 | 0 | 0 | 0 | 0
F4_Industrial_Food Products_New_Space Heating_Natural Gas_Gas Boiler - Burner Control Optimization_A_Technical Potential | F4 | Industrial | Food Products | New | Space Heating | Natural Gas | Gas Boiler - Burner Control Optimization | A | Incremental Energy Savings (MWh or mTherms) | Technical Potential | 0 | 0 | 8.4097e-05 | 0.00021691 | 0.00060266 | 0.0013851 | 0.0024596 | 0.003938 | 0.0056274 | 0.0073678 | 0.0085584 | 0.0092723 | 0.0092795 | 0.0087629 | 0.0075452 | 0.0062314 | 0.0048565 | 0.0036147 | 0.0025077 | 0.0016716 | 0.0010641 | 0.00075132 | 0
F5_Industrial_Food Products_New_Space Heating_Natural Gas_Gas Boiler - Burner Control Optimization_A_Technical Potential | F5 | Industrial | Food Products | New | Space Heating | Natural Gas | Gas Boiler - Burner Control Optimization | A | Incremental Summer Peak Savings (MW) | Technical Potential | 0 | 0 | 0 | 0 | 0 | 0 | 0 | 0 | 0 | 0 | 0 | 0 | 0 | 0 | 0 | 0 | 0 | 0 | 0 | 0 | 0 | 0 | 0
F6_Industrial_Food Products_New_Space Heating_Natural Gas_Gas Boiler - Burner Control Optimization_A_Technical Potential | F6 | Industrial | Food Products | New | Space Heating | Natural Gas | Gas Boiler - Burner Control Optimization | A | Incremental Winter Peak Savings (MW) | Technical Potential | 0 | 0 | 0 | 0 | 0 | 0 | 0 | 0 | 0 | 0 | 0 | 0 | 0 | 0 | 0 | 0 | 0 | 0 | 0 | 0 | 0 | 0 | 0
F7_Industrial_Food Products_New_Space Heating_Natural Gas_Gas Boiler - Burner Control Optimization_A_Technical Potential | F7 | Industrial | Food Products | New | Space Heating | Natural Gas | Gas Boiler - Burner Control Optimization | A | Cumulative Energy Savings (MWh or mTherms) | Technical Potential | 0 | 0 | 8.4097e-05 | 0.00029598 | 0.00089102 | 0.0022617 | 0.0047028 | 0.0086051 | 0.014174 | 0.021445 | 0.029865 | 0.038939 | 0.047865 | 0.056244 | 0.063292 | 0.069441 | 0.074184 | 0.077659 | 0.080178 | 0.081816 | 0.082906 | 0.083492 | 0
F8_Industrial_Food Products_New_Space Heating_Natural Gas_Gas Boiler - Burner Control Optimization_A_Technical Potential | F8 | Industrial | Food Products | New | Space Heating | Natural Gas | Gas Boiler - Burner Control Optimization | A | Cumulative Summer Peak Savings (MW) | Technical Potential | 0 | 0 | 0 | 0 | 0 | 0 | 0 | 0 | 0 | 0 | 0 | 0 | 0 | 0 | 0 | 0 | 0 | 0 | 0 | 0 | 0 | 0 | 0
F9_Industrial_Food Products_New_Space Heating_Natural Gas_Gas Boiler - Burner Control Optimization_A_Technical Potential | F9 | Industrial | Food Products | New | Space Heating | Natural Gas | Gas Boiler - Burner Control Optimization | A | Cumulative Winter Peak Savings (MW) | Technical Potential | 0 | 0 | 0 | 0 | 0 | 0 | 0 | 0 | 0 | 0 | 0 | 0 | 0 | 0 | 0 | 0 | 0 | 0 | 0 | 0 | 0 | 0 | 0
F10_Industrial_Food Products_New_Space Heating_Natural Gas_Gas Boiler - Burner Control Optimization_A_Technical Potential | F10 | Industrial | Food Products | New | Space Heating | Natural Gas | Gas Boiler - Burner Control Optimization | A | Purchases (Incremental) | Technical Potential | 0 | 0 | 0.2351 | 0.64494 | 1.8393 | 4.2965 | 7.693 | 12.411 | 17.8578 | 23.5401 | 27.5213 | 30.0176 | 30.3154 | 28.8594 | 25.0709 | 20.7325 | 16.1843 | 12.0688 | 8.3716 | 5.5828 | 3.5495 | 2.5054 | 0
F11_Industrial_Food Products_New_Space Heating_Natural Gas_Gas Boiler - Burner Control Optimization_A_Technical Potential | F11 | Industrial | Food Products | New | Space Heating | Natural Gas | Gas Boiler - Burner Control Optimization | A | Purchases (Cumulative) | Technical Potential | 0 | 0 | 0.2351 | 0.88004 | 2.7194 | 7.0158 | 14.7088 | 27.1198 | 44.9776 | 68.5177 | 96.039 | 126.0565 | 156.3719 | 185.2313 | 210.3022 | 231.0347 | 247.219 | 259.2878 | 267.6594 | 273.2422 | 276.5565 | 278.417 | 0
F1_Industrial_Food Products_New_Process_Natural Gas_Gas Boiler - Burner Control Optimization_A_Technical Potential | F1 | Industrial | Food Products | New | Process | Natural Gas | Gas Boiler - Burner Control Optimization | A | Integrated Unit Energy Savings (kWh or therms) | Technical Potential | 0 | 0 | 13.6929 | 13.6646 | 13.6379 | 13.6142 | 13.5806 | 13.5554 | 13.5351 | 13.5209 | 13.5046 | 13.4939 | 13.4859 | 13.4831 | 13.4762 | 13.4739 | 13.4723 | 13.476 | 13.4756 | 13.478 | 13.4795 | 13.4805 | 0
F2_Industrial_Food Products_New_Process_Natural Gas_Gas Boiler - Burner Control Optimization_A_Technical Potential | F2 | Industrial | Food Products | New | Process | Natural Gas | Gas Boiler - Burner Control Optimization | A | Integrated Unit Summer Peak Savings (kW) | Technical Potential | 0 | 0 | 0 | 0 | 0 | 0 | 0 | 0 | 0 | 0 | 0 | 0 | 0 | 0 | 0 | 0 | 0 | 0 | 0 | 0 | 0 | 0 | 0
F3_Industrial_Food Products_New_Process_Natural Gas_Gas Boiler - Burner Control Optimization_A_Technical Potential | F3 | Industrial | Food Products | New | Process | Natural Gas | Gas Boiler - Burner Control Optimization | A | Integrated Unit Winter Peak Savings (kW) | Technical Potential | 0 | 0 | 0 | 0 | 0 | 0 | 0 | 0 | 0 | 0 | 0 | 0 | 0 | 0 | 0 | 0 | 0 | 0 | 0 | 0 | 0 | 0 | 0
F4_Industrial_Food Products_New_Process_Natural Gas_Gas Boiler - Burner Control Optimization_A_Technical Potential | F4 | Industrial | Food Products | New | Process | Natural Gas | Gas Boiler - Burner Control Optimization | A | Incremental Energy Savings (MWh or mTherms) | Technical Potential | 0 | 0 | 0.007676 | 0.021014 | 0.059812 | 0.13947 | 0.24912 | 0.40115 | 0.57634 | 0.75893 | 0.88621 | 0.96583 | 0.97483 | 0.92782 | 0.80561 | 0.66609 | 0.51991 | 0.3878 | 0.269 | 0.17942 | 0.11408 | 0.080532 | 0
F5_Industrial_Food Products_New_Process_Natural Gas_Gas Boiler - Burner Control Optimization_A_Technical Potential | F5 | Industrial | Food Products | New | Process | Natural Gas | Gas Boiler - Burner Control Optimization | A | Incremental Summer Peak Savings (MW) | Technical Potential | 0 | 0 | 0 | 0 | 0 | 0 | 0 | 0 | 0 | 0 | 0 | 0 | 0 | 0 | 0 | 0 | 0 | 0 | 0 | 0 | 0 | 0 | 0
F6_Industrial_Food Products_New_Process_Natural Gas_Gas Boiler - Burner Control Optimization_A_Technical Potential | F6 | Industrial | Food Products | New | Process | Natural Gas | Gas Boiler - Burner Control Optimization | A | Incremental Winter Peak Savings (MW) | Technical Potential | 0 | 0 | 0 | 0 | 0 | 0 | 0 | 0 | 0 | 0 | 0 | 0 | 0 | 0 | 0 | 0 | 0 | 0 | 0 | 0 | 0 | 0 | 0
F7_Industrial_Food Products_New_Process_Natural Gas_Gas Boiler - Burner Control Optimization_A_Technical Potential | F7 | Industrial | Food Products | New | Process | Natural Gas | Gas Boiler - Burner Control Optimization | A | Cumulative Energy Savings (MWh or mTherms) | Technical Potential | 0 | 0 | 0.007676 | 0.028674 | 0.08843 | 0.22775 | 0.4763 | 0.87657 | 1.4516 | 2.209 | 3.0925 | 4.0559 | 5.0284 | 5.9551 | 6.7577 | 7.4226 | 7.9417 | 8.3316 | 8.6004 | 8.7813 | 8.8889 | 8.9493 | 0
F8_Industrial_Food Products_New_Process_Natural Gas_Gas Boiler - Burner Control Optimization_A_Technical Potential | F8 | Industrial | Food Products | New | Process | Natural Gas | Gas Boiler - Burner Control Optimization | A | Cumulative Summer Peak Savings (MW) | Technical Potential | 0 | 0 | 0 | 0 | 0 | 0 | 0 | 0 | 0 | 0 | 0 | 0 | 0 | 0 | 0 | 0 | 0 | 0 | 0 | 0 | 0 | 0 | 0
F9_Industrial_Food Products_New_Process_Natural Gas_Gas Boiler - Burner Control Optimization_A_Technical Potential | F9 | Industrial | Food Products | New | Process | Natural Gas | Gas Boiler - Burner Control Optimization | A | Cumulative Winter Peak Savings (MW) | Technical Potential | 0 | 0 | 0 | 0 | 0 | 0 | 0 | 0 | 0 | 0 | 0 | 0 | 0 | 0 | 0 | 0 | 0 | 0 | 0 | 0 | 0 | 0 | 0
F10_Industrial_Food Products_New_Process_Natural Gas_Gas Boiler - Burner Control Optimization_A_Technical Potential | F10 | Industrial | Food Products | New | Process | Natural Gas | Gas Boiler - Burner Control Optimization | A | Purchases (Incremental) | Technical Potential | 0 | 0 | 0.56058 | 1.5378 | 4.3857 | 10.2447 | 18.3435 | 29.5934 | 42.581 | 56.1301 | 65.623 | 71.5753 | 72.2853 | 68.8138 | 59.7802 | 49.4355 | 38.5907 | 28.7773 | 19.9616 | 13.3119 | 8.4635 | 5.974 | 0
F11_Industrial_Food Products_New_Process_Natural Gas_Gas Boiler - Burner Control Optimization_A_Technical Potential | F11 | Industrial | Food Products | New | Process | Natural Gas | Gas Boiler - Burner Control Optimization | A | Purchases (Cumulative) | Technical Potential | 0 | 0 | 0.56058 | 2.0984 | 6.4842 | 16.7289 | 35.0724 | 64.6658 | 107.2468 | 163.3768 | 228.9998 | 300.5751 | 372.8604 | 441.6743 | 501.4544 | 550.8899 | 589.4806 | 618.2579 | 638.2195 | 651.5314 | 659.4343 | 663.8705 | 0
F1_Industrial_Food Products_New_Space Heating_Natural Gas_HVAC - Demand Controlled Ventilation_A_Technical Potential | F1 | Industrial | Food Products | New | Space Heating | Natural Gas | HVAC - Demand Controlled Ventilation | A | Integrated Unit Energy Savings (kWh or therms) | Technical Potential | 0 | 0 | 0.067559 | 0.063601 | 0.062051 | 0.061148 | 0.060792 | 0.06048 | 0.06024 | 0.060028 | 0.059893 | 0.059761 | 0.059507 | 0.059303 | 0.059088 | 0.059264 | 0.059373 | 0.059375 | 0.05949 | 0.059476 | 0.059508 | 0.059455 | 0
F2_Industrial_Food Products_New_Space Heating_Natural Gas_HVAC - Demand Controlled Ventilation_A_Technical Potential | F2 | Industrial | Food Products | New | Space Heating | Natural Gas | HVAC - Demand Controlled Ventilation | A | Integrated Unit Summer Peak Savings (kW) | Technical Potential | 0 | 0 | 0 | 0 | 0 | 0 | 0 | 0 | 0 | 0 | 0 | 0 | 0 | 0 | 0 | 0 | 0 | 0 | 0 | 0 | 0 | 0 | 0
F3_Industrial_Food Products_New_Space Heating_Natural Gas_HVAC - Demand Controlled Ventilation_A_Technical Potential | F3 | Industrial | Food Products | New | Space Heating | Natural Gas | HVAC - Demand Controlled Ventilation | A | Integrated Unit Winter Peak Savings (kW) | Technical Potential | 0 | 0 | 0 | 0 | 0 | 0 | 0 | 0 | 0 | 0 | 0 | 0 | 0 | 0 | 0 | 0 | 0 | 0 | 0 | 0 | 0 | 0 | 0
F4_Industrial_Food Products_New_Space Heating_Natural Gas_HVAC - Demand Controlled Ventilation_A_Technical Potential | F4 | Industrial | Food Products | New | Space Heating | Natural Gas | HVAC - Demand Controlled Ventilation | A | Incremental Energy Savings (MWh or mTherms) | Technical Potential | 0 | 0 | 0.01003 | 0.016478 | 0.022925 | 0.030154 | 0.034508 | 0.039561 | 0.044548 | 0.050156 | 0.054328 | 0.059125 | 0.063705 | 0.069072 | 0.072598 | 0.077418 | 0.082169 | 0.087537 | 0.091258 | 0.095611 | 0.099919 | 0.10407 | 0
F5_Industrial_Food Products_New_Space Heating_Natural Gas_HVAC - Demand Controlled Ventilation_A_Technical Potential | F5 | Industrial | Food Products | New | Space Heating | Natural Gas | HVAC - Demand Controlled Ventilation | A | Incremental Summer Peak Savings (MW) | Technical Potential | 0 | 0 | 0 | 0 | 0 | 0 | 0 | 0 | 0 | 0 | 0 | 0 | 0 | 0 | 0 | 0 | 0 | 0 | 0 | 0 | 0 | 0 | 0
F6_Industrial_Food Products_New_Space Heating_Natural Gas_HVAC - Demand Controlled Ventilation_A_Technical Potential | F6 | Industrial | Food Products | New | Space Heating | Natural Gas | HVAC - Demand Controlled Ventilation | A | Incremental Winter Peak Savings (MW) | Technical Potential | 0 | 0 | 0 | 0 | 0 | 0 | 0 | 0 | 0 | 0 | 0 | 0 | 0 | 0 | 0 | 0 | 0 | 0 | 0 | 0 | 0 | 0 | 0
F7_Industrial_Food Products_New_Space Heating_Natural Gas_HVAC - Demand Controlled Ventilation_A_Technical Potential | F7 | Industrial | Food Products | New | Space Heating | Natural Gas | HVAC - Demand Controlled Ventilation | A | Cumulative Energy Savings (MWh or mTherms) | Technical Potential | 0 | 0 | 0.01003 | 0.025921 | 0.048214 | 0.077666 | 0.11172 | 0.15071 | 0.19466 | 0.24413 | 0.29791 | 0.35638 | 0.41857 | 0.48621 | 0.55704 | 0.63612 | 0.71945 | 0.7982 | 0.8756 | 0.94903 | 1.0201 | 1.0895 | 0
F8_Industrial_Food Products_New_Space Heating_Natural Gas_HVAC - Demand Controlled Ventilation_A_Technical Potential | F8 | Industrial | Food Products | New | Space Heating | Natural Gas | HVAC - Demand Controlled Ventilation | A | Cumulative Summer Peak Savings (MW) | Technical Potential | 0 | 0 | 0 | 0 | 0 | 0 | 0 | 0 | 0 | 0 | 0 | 0 | 0 | 0 | 0 | 0 | 0 | 0 | 0 | 0 | 0 | 0 | 0
F9_Industrial_Food Products_New_Space Heating_Natural Gas_HVAC - Demand Controlled Ventilation_A_Technical Potential | F9 | Industrial | Food Products | New | Space Heating | Natural Gas | HVAC - Demand Controlled Ventilation | A | Cumulative Winter Peak Savings (MW) | Technical Potential | 0 | 0 | 0 | 0 | 0 | 0 | 0 | 0 | 0 | 0 | 0 | 0 | 0 | 0 | 0 | 0 | 0 | 0 | 0 | 0 | 0 | 0 | 0
F10_Industrial_Food Products_New_Space Heating_Natural Gas_HVAC - Demand Controlled Ventilation_A_Technical Potential | F10 | Industrial | Food Products | New | Space Heating | Natural Gas | HVAC - Demand Controlled Ventilation | A | Purchases (Incremental) | Technical Potential | 0 | 0 | 148.459 | 259.0891 | 369.4475 | 493.1419 | 567.6358 | 654.1132 | 739.5007 | 835.5485 | 907.0844 | 989.3605 | 1070.5454 | 1164.7221 | 1228.6402 | 1306.3237 | 1383.9484 | 1474.3141 | 1534.0033 | 1607.5545 | 1679.1025 | 1750.4392 | 0
F11_Industrial_Food Products_New_Space Heating_Natural Gas_HVAC - Demand Controlled Ventilation_A_Technical Potential | F11 | Industrial | Food Products | New | Space Heating | Natural Gas | HVAC - Demand Controlled Ventilation | A | Purchases (Cumulative) | Technical Potential | 0 | 0 | 148.459 | 407.5481 | 776.9956 | 1270.1375 | 1837.7732 | 2491.8864 | 3231.3871 | 4066.9357 | 4974.0201 | 5963.3806 | 7033.926 | 8198.648 | 9427.2882 | 10733.6119 | 12117.5603 | 13443.4154 | 14718.3296 | 15956.4366 | 17142.3972 | 18325.2006 | 0
F1_Industrial_Food Products_New_Space Heating_Natural Gas_Gas Boiler - Stack Economizer_A_Technical Potential | F1 | Industrial | Food Products | New | Space Heating | Natural Gas | Gas Boiler - Stack Economizer | A | Integrated Unit Energy Savings (kWh or therms) | Technical Potential | 0 | 0 | 0.90057 | 0.84679 | 0.82505 | 0.8118 | 0.80521 | 0.79915 | 0.79371 | 0.78834 | 0.78328 | 0.77806 | 0.77101 | 0.7648 | 0.75804 | 0.75704 | 0.7558 | 0.75434 | 0.75444 | 0.7541 | 0.75497 | 0.75521 | 0
F2_Industrial_Food Products_New_Space Heating_Natural Gas_Gas Boiler - Stack Economizer_A_Technical Potential | F2 | Industrial | Food Products | New | Space Heating | Natural Gas | Gas Boiler - Stack Economizer | A | Integrated Unit Summer Peak Savings (kW) | Technical Potential | 0 | 0 | 0 | 0 | 0 | 0 | 0 | 0 | 0 | 0 | 0 | 0 | 0 | 0 | 0 | 0 | 0 | 0 | 0 | 0 | 0 | 0 | 0
F3_Industrial_Food Products_New_Space Heating_Natural Gas_Gas Boiler - Stack Economizer_A_Technical Potential | F3 | Industrial | Food Products | New | Space Heating | Natural Gas | Gas Boiler - Stack Economizer | A | Integrated Unit Winter Peak Savings (kW) | Technical Potential | 0 | 0 | 0 | 0 | 0 | 0 | 0 | 0 | 0 | 0 | 0 | 0 | 0 | 0 | 0 | 0 | 0 | 0 | 0 | 0 | 0 | 0 | 0
F4_Industrial_Food Products_New_Space Heating_Natural Gas_Gas Boiler - Stack Economizer_A_Technical Potential | F4 | Industrial | Food Products | New | Space Heating | Natural Gas | Gas Boiler - Stack Economizer | A | Incremental Energy Savings (MWh or mTherms) | Technical Potential | 0 | 0 | 0.002093 | 0.0034346 | 0.0047718 | 0.0062671 | 0.0071553 | 0.007365 | 0.0066158 | 0.0059396 | 0.0051254 | 0.0044424 | 0.0038107 | 0.00329 | 0.0027519 | 0.0023376 | 0.001978 | 0.0017532 | 0.00306 | 0.0043614 | 0.0058284 | 0.006711 | 0
F5_Industrial_Food Products_New_Space Heating_Natural Gas_Gas Boiler - Stack Economizer_A_Technical Potential | F5 | Industrial | Food Products | New | Space Heating | Natural Gas | Gas Boiler - Stack Economizer | A | Incremental Summer Peak Savings (MW) | Technical Potential | 0 | 0 | 0 | 0 | 0 | 0 | 0 | 0 | 0 | 0 | 0 | 0 | 0 | 0 | 0 | 0 | 0 | 0 | 0 | 0 | 0 | 0 | 0
F6_Industrial_Food Products_New_Space Heating_Natural Gas_Gas Boiler - Stack Economizer_A_Technical Potential | F6 | Industrial | Food Products | New | Space Heating | Natural Gas | Gas Boiler - Stack Economizer | A | Incremental Winter Peak Savings (MW) | Technical Potential | 0 | 0 | 0 | 0 | 0 | 0 | 0 | 0 | 0 | 0 | 0 | 0 | 0 | 0 | 0 | 0 | 0 | 0 | 0 | 0 | 0 | 0 | 0
F7_Industrial_Food Products_New_Space Heating_Natural Gas_Gas Boiler - Stack Economizer_A_Technical Potential | F7 | Industrial | Food Products | New | Space Heating | Natural Gas | Gas Boiler - Stack Economizer | A | Cumulative Energy Savings (MWh or mTherms) | Technical Potential | 0 | 0 | 0.002093 | 0.0054026 | 0.010036 | 0.016142 | 0.023166 | 0.030356 | 0.036766 | 0.042457 | 0.047309 | 0.051436 | 0.054781 | 0.05763 | 0.059872 | 0.062131 | 0.064007 | 0.063884 | 0.063892 | 0.063863 | 0.063937 | 0.063957 | 0
F8_Industrial_Food Products_New_Space Heating_Natural Gas_Gas Boiler - Stack Economizer_A_Technical Potential | F8 | Industrial | Food Products | New | Space Heating | Natural Gas | Gas Boiler - Stack Economizer | A | Cumulative Summer Peak Savings (MW) | Technical Potential | 0 | 0 | 0 | 0 | 0 | 0 | 0 | 0 | 0 | 0 | 0 | 0 | 0 | 0 | 0 | 0 | 0 | 0 | 0 | 0 | 0 | 0 | 0
F9_Industrial_Food Products_New_Space Heating_Natural Gas_Gas Boiler - Stack Economizer_A_Technical Potential | F9 | Industrial | Food Products | New | Space Heating | Natural Gas | Gas Boiler - Stack Economizer | A | Cumulative Winter Peak Savings (MW) | Technical Potential | 0 | 0 | 0 | 0 | 0 | 0 | 0 | 0 | 0 | 0 | 0 | 0 | 0 | 0 | 0 | 0 | 0 | 0 | 0 | 0 | 0 | 0 | 0
F10_Industrial_Food Products_New_Space Heating_Natural Gas_Gas Boiler - Stack Economizer_A_Technical Potential | F10 | Industrial | Food Products | New | Space Heating | Natural Gas | Gas Boiler - Stack Economizer | A | Purchases (Incremental) | Technical Potential | 0 | 0 | 2.3241 | 4.056 | 5.7836 | 7.72 | 8.8862 | 9.216 | 8.3352 | 7.5343 | 6.5434 | 5.7096 | 4.9425 | 4.3018 | 3.6303 | 3.0879 | 2.6171 | 2.3241 | 4.056 | 5.7836 | 7.72 | 8.8862 | 0
F11_Industrial_Food Products_New_Space Heating_Natural Gas_Gas Boiler - Stack Economizer_A_Technical Potential | F11 | Industrial | Food Products | New | Space Heating | Natural Gas | Gas Boiler - Stack Economizer | A | Purchases (Cumulative) | Technical Potential | 0 | 0 | 2.3241 | 6.3801 | 12.1637 | 19.8837 | 28.7699 | 37.9858 | 46.3211 | 53.8553 | 60.3987 | 66.1083 | 71.0508 | 75.3526 | 78.9829 | 82.0708 | 84.6878 | 84.6878 | 84.6878 | 84.6878 | 84.6878 | 84.6878 | 0
F1_Industrial_Food Products_New_Process_Natural Gas_Gas Boiler - Stack Economizer_A_Technical Potential | F1 | Industrial | Food Products | New | Process | Natural Gas | Gas Boiler - Stack Economizer | A | Integrated Unit Energy Savings (kWh or therms) | Technical Potential | 0 | 0 | 45.3728 | 45.3046 | 45.2399 | 45.1824 | 45.1001 | 45.0375 | 44.9829 | 44.9409 | 44.8927 | 44.8579 | 44.83 | 44.816 | 44.792 | 44.78 | 44.7703 | 44.7718 | 44.7644 | 44.7651 | 44.7638 | 44.7612 | 0
F2_Industrial_Food Products_New_Process_Natural Gas_Gas Boiler - Stack Economizer_A_Technical Potential | F2 | Industrial | Food Products | New | Process | Natural Gas | Gas Boiler - Stack Economizer | A | Integrated Unit Summer Peak Savings (kW) | Technical Potential | 0 | 0 | 0 | 0 | 0 | 0 | 0 | 0 | 0 | 0 | 0 | 0 | 0 | 0 | 0 | 0 | 0 | 0 | 0 | 0 | 0 | 0 | 0
F3_Industrial_Food Products_New_Process_Natural Gas_Gas Boiler - Stack Economizer_A_Technical Potential | F3 | Industrial | Food Products | New | Process | Natural Gas | Gas Boiler - Stack Economizer | A | Integrated Unit Winter Peak Savings (kW) | Technical Potential | 0 | 0 | 0 | 0 | 0 | 0 | 0 | 0 | 0 | 0 | 0 | 0 | 0 | 0 | 0 | 0 | 0 | 0 | 0 | 0 | 0 | 0 | 0
F4_Industrial_Food Products_New_Process_Natural Gas_Gas Boiler - Stack Economizer_A_Technical Potential | F4 | Industrial | Food Products | New | Process | Natural Gas | Gas Boiler - Stack Economizer | A | Incremental Energy Savings (MWh or mTherms) | Technical Potential | 0 | 0 | 0.25144 | 0.43815 | 0.62389 | 0.83172 | 0.95561 | 0.9897 | 0.89403 | 0.80736 | 0.70044 | 0.6107 | 0.52832 | 0.4597 | 0.38773 | 0.32971 | 0.27938 | 0.24811 | 0.43293 | 0.61734 | 0.82401 | 0.94843 | 0
F5_Industrial_Food Products_New_Process_Natural Gas_Gas Boiler - Stack Economizer_A_Technical Potential | F5 | Industrial | Food Products | New | Process | Natural Gas | Gas Boiler - Stack Economizer | A | Incremental Summer Peak Savings (MW) | Technical Potential | 0 | 0 | 0 | 0 | 0 | 0 | 0 | 0 | 0 | 0 | 0 | 0 | 0 | 0 | 0 | 0 | 0 | 0 | 0 | 0 | 0 | 0 | 0
F6_Industrial_Food Products_New_Process_Natural Gas_Gas Boiler - Stack Economizer_A_Technical Potential | F6 | Industrial | Food Products | New | Process | Natural Gas | Gas Boiler - Stack Economizer | A | Incremental Winter Peak Savings (MW) | Technical Potential | 0 | 0 | 0 | 0 | 0 | 0 | 0 | 0 | 0 | 0 | 0 | 0 | 0 | 0 | 0 | 0 | 0 | 0 | 0 | 0 | 0 | 0 | 0
F7_Industrial_Food Products_New_Process_Natural Gas_Gas Boiler - Stack Economizer_A_Technical Potential | F7 | Industrial | Food Products | New | Process | Natural Gas | Gas Boiler - Stack Economizer | A | Cumulative Energy Savings (MWh or mTherms) | Technical Potential | 0 | 0 | 0.25144 | 0.68922 | 1.3121 | 2.1422 | 3.0939 | 4.0793 | 4.9684 | 5.7711 | 6.4653 | 7.071 | 7.5949 | 8.0523 | 8.4357 | 8.7631 | 9.0406 | 9.0409 | 9.0394 | 9.0396 | 9.0393 | 9.0388 | 0
F8_Industrial_Food Products_New_Process_Natural Gas_Gas Boiler - Stack Economizer_A_Technical Potential | F8 | Industrial | Food Products | New | Process | Natural Gas | Gas Boiler - Stack Economizer | A | Cumulative Summer Peak Savings (MW) | Technical Potential | 0 | 0 | 0 | 0 | 0 | 0 | 0 | 0 | 0 | 0 | 0 | 0 | 0 | 0 | 0 | 0 | 0 | 0 | 0 | 0 | 0 | 0 | 0
F9_Industrial_Food Products_New_Process_Natural Gas_Gas Boiler - Stack Economizer_A_Technical Potential | F9 | Industrial | Food Products | New | Process | Natural Gas | Gas Boiler - Stack Economizer | A | Cumulative Winter Peak Savings (MW) | Technical Potential | 0 | 0 | 0 | 0 | 0 | 0 | 0 | 0 | 0 | 0 | 0 | 0 | 0 | 0 | 0 | 0 | 0 | 0 | 0 | 0 | 0 | 0 | 0
F10_Industrial_Food Products_New_Process_Natural Gas_Gas Boiler - Stack Economizer_A_Technical Potential | F10 | Industrial | Food Products | New | Process | Natural Gas | Gas Boiler - Stack Economizer | A | Purchases (Incremental) | Technical Potential | 0 | 0 | 5.5417 | 9.6712 | 13.7907 | 18.4079 | 21.1886 | 21.975 | 19.8749 | 17.965 | 15.6025 | 13.6141 | 11.785 | 10.2574 | 8.6563 | 7.3629 | 6.2403 | 5.5417 | 9.6712 | 13.7907 | 18.4079 | 21.1886 | 0
F11_Industrial_Food Products_New_Process_Natural Gas_Gas Boiler - Stack Economizer_A_Technical Potential | F11 | Industrial | Food Products | New | Process | Natural Gas | Gas Boiler - Stack Economizer | A | Purchases (Cumulative) | Technical Potential | 0 | 0 | 5.5417 | 15.2129 | 29.0036 | 47.4116 | 68.6002 | 90.5752 | 110.4501 | 128.4151 | 144.0176 | 157.6317 | 169.4168 | 179.6742 | 188.3305 | 195.6933 | 201.9336 | 201.9336 | 201.9336 | 201.9336 | 201.9336 | 201.9336 | 0
F1_Industrial_Food Products_New_Space Heating_Natural Gas_Gas Furnace Tube Inserts_A_Technical Potential | F1 | Industrial | Food Products | New | Space Heating | Natural Gas | Gas Furnace Tube Inserts | A | Integrated Unit Energy Savings (kWh or therms) | Technical Potential | 0 | 0 | 0.077672 | 0.073123 | 0.071343 | 0.070307 | 0.069903 | 0.069551 | 0.069285 | 0.069051 | 0.068909 | 0.068771 | 0.068494 | 0.068271 | 0.068034 | 0.068243 | 0.068367 | 0.068363 | 0.068492 | 0.068472 | 0.068504 | 0.06844 | 0
F2_Industrial_Food Products_New_Space Heating_Natural Gas_Gas Furnace Tube Inserts_A_Technical Potential | F2 | Industrial | Food Products | New | Space Heating | Natural Gas | Gas Furnace Tube Inserts | A | Integrated Unit Summer Peak Savings (kW) | Technical Potential | 0 | 0 | 0 | 0 | 0 | 0 | 0 | 0 | 0 | 0 | 0 | 0 | 0 | 0 | 0 | 0 | 0 | 0 | 0 | 0 | 0 | 0 | 0
F3_Industrial_Food Products_New_Space Heating_Natural Gas_Gas Furnace Tube Inserts_A_Technical Potential | F3 | Industrial | Food Products | New | Space Heating | Natural Gas | Gas Furnace Tube Inserts | A | Integrated Unit Winter Peak Savings (kW) | Technical Potential | 0 | 0 | 0 | 0 | 0 | 0 | 0 | 0 | 0 | 0 | 0 | 0 | 0 | 0 | 0 | 0 | 0 | 0 | 0 | 0 | 0 | 0 | 0
F4_Industrial_Food Products_New_Space Heating_Natural Gas_Gas Furnace Tube Inserts_A_Technical Potential | F4 | Industrial | Food Products | New | Space Heating | Natural Gas | Gas Furnace Tube Inserts | A | Incremental Energy Savings (MWh or mTherms) | Technical Potential | 0 | 0 | 0 | 0 | 0 | 0 | 0 | 0 | 0 | 0 | 0 | 0 | 0 | 0 | 0 | 0 | 0 | 0 | 0 | 0 | 0 | 0 | 0
F5_Industrial_Food Products_New_Space Heating_Natural Gas_Gas Furnace Tube Inserts_A_Technical Potential | F5 | Industrial | Food Products | New | Space Heating | Natural Gas | Gas Furnace Tube Inserts | A | Incremental Summer Peak Savings (MW) | Technical Potential | 0 | 0 | 0 | 0 | 0 | 0 | 0 | 0 | 0 | 0 | 0 | 0 | 0 | 0 | 0 | 0 | 0 | 0 | 0 | 0 | 0 | 0 | 0
F6_Industrial_Food Products_New_Space Heating_Natural Gas_Gas Furnace Tube Inserts_A_Technical Potential | F6 | Industrial | Food Products | New | Space Heating | Natural Gas | Gas Furnace Tube Inserts | A | Incremental Winter Peak Savings (MW) | Technical Potential | 0 | 0 | 0 | 0 | 0 | 0 | 0 | 0 | 0 | 0 | 0 | 0 | 0 | 0 | 0 | 0 | 0 | 0 | 0 | 0 | 0 | 0 | 0
F7_Industrial_Food Products_New_Space Heating_Natural Gas_Gas Furnace Tube Inserts_A_Technical Potential | F7 | Industrial | Food Products | New | Space Heating | Natural Gas | Gas Furnace Tube Inserts | A | Cumulative Energy Savings (MWh or mTherms) | Technical Potential | 0 | 0 | 0 | 0 | 0 | 0 | 0 | 0 | 0 | 0 | 0 | 0 | 0 | 0 | 0 | 0 | 0 | 0 | 0 | 0 | 0 | 0 | 0
F8_Industrial_Food Products_New_Space Heating_Natural Gas_Gas Furnace Tube Inserts_A_Technical Potential | F8 | Industrial | Food Products | New | Space Heating | Natural Gas | Gas Furnace Tube Inserts | A | Cumulative Summer Peak Savings (MW) | Technical Potential | 0 | 0 | 0 | 0 | 0 | 0 | 0 | 0 | 0 | 0 | 0 | 0 | 0 | 0 | 0 | 0 | 0 | 0 | 0 | 0 | 0 | 0 | 0
F9_Industrial_Food Products_New_Space Heating_Natural Gas_Gas Furnace Tube Inserts_A_Technical Potential | F9 | Industrial | Food Products | New | Space Heating | Natural Gas | Gas Furnace Tube Inserts | A | Cumulative Winter Peak Savings (MW) | Technical Potential | 0 | 0 | 0 | 0 | 0 | 0 | 0 | 0 | 0 | 0 | 0 | 0 | 0 | 0 | 0 | 0 | 0 | 0 | 0 | 0 | 0 | 0 | 0
F10_Industrial_Food Products_New_Space Heating_Natural Gas_Gas Furnace Tube Inserts_A_Technical Potential | F10 | Industrial | Food Products | New | Space Heating | Natural Gas | Gas Furnace Tube Inserts | A | Purchases (Incremental) | Technical Potential | 0 | 0 | 0 | 0 | 0 | 0 | 0 | 0 | 0 | 0 | 0 | 0 | 0 | 0 | 0 | 0 | 0 | 0 | 0 | 0 | 0 | 0 | 0
F11_Industrial_Food Products_New_Space Heating_Natural Gas_Gas Furnace Tube Inserts_A_Technical Potential | F11 | Industrial | Food Products | New | Space Heating | Natural Gas | Gas Furnace Tube Inserts | A | Purchases (Cumulative) | Technical Potential | 0 | 0 | 0 | 0 | 0 | 0 | 0 | 0 | 0 | 0 | 0 | 0 | 0 | 0 | 0 | 0 | 0 | 0 | 0 | 0 | 0 | 0 | 0
F1_Industrial_Food Products_New_Space Heating_Natural Gas_Space Heating - Heat Recovery Ventilator_A_Technical Potential | F1 | Industrial | Food Products | New | Space Heating | Natural Gas | Space Heating - Heat Recovery Ventilator | A | Integrated Unit Energy Savings (kWh or therms) | Technical Potential | 0 | 0 | 0.01264 | 0.011884 | 0.011578 | 0.011391 | 0.011297 | 0.011211 | 0.011133 | 0.011057 | 0.010986 | 0.010912 | 0.010812 | 0.010725 | 0.01063 | 0.010616 | 0.010599 | 0.010579 | 0.01058 | 0.010576 | 0.010589 | 0.010592 | 0
F2_Industrial_Food Products_New_Space Heating_Natural Gas_Space Heating - Heat Recovery Ventilator_A_Technical Potential | F2 | Industrial | Food Products | New | Space Heating | Natural Gas | Space Heating - Heat Recovery Ventilator | A | Integrated Unit Summer Peak Savings (kW) | Technical Potential | 0 | 0 | 0 | 0 | 0 | 0 | 0 | 0 | 0 | 0 | 0 | 0 | 0 | 0 | 0 | 0 | 0 | 0 | 0 | 0 | 0 | 0 | 0
F3_Industrial_Food Products_New_Space Heating_Natural Gas_Space Heating - Heat Recovery Ventilator_A_Technical Potential | F3 | Industrial | Food Products | New | Space Heating | Natural Gas | Space Heating - Heat Recovery Ventilator | A | Integrated Unit Winter Peak Savings (kW) | Technical Potential | 0 | 0 | 0 | 0 | 0 | 0 | 0 | 0 | 0 | 0 | 0 | 0 | 0 | 0 | 0 | 0 | 0 | 0 | 0 | 0 | 0 | 0 | 0
F4_Industrial_Food Products_New_Space Heating_Natural Gas_Space Heating - Heat Recovery Ventilator_A_Technical Potential | F4 | Industrial | Food Products | New | Space Heating | Natural Gas | Space Heating - Heat Recovery Ventilator | A | Incremental Energy Savings (MWh or mTherms) | Technical Potential | 0 | 0 | 0.0045931 | 0.0075365 | 0.01047 | 0.01375 | 0.015696 | 0.017949 | 0.020153 | 0.022614 | 0.024391 | 0.026425 | 0.028333 | 0.030576 | 0.031968 | 0.033945 | 0.035903 | 0.038176 | 0.039727 | 0.041615 | 0.043519 | 0.045384 | 0
F5_Industrial_Food Products_New_Space Heating_Natural Gas_Space Heating - Heat Recovery Ventilator_A_Technical Potential | F5 | Industrial | Food Products | New | Space Heating | Natural Gas | Space Heating - Heat Recovery Ventilator | A | Incremental Summer Peak Savings (MW) | Technical Potential | 0 | 0 | 0 | 0 | 0 | 0 | 0 | 0 | 0 | 0 | 0 | 0 | 0 | 0 | 0 | 0 | 0 | 0 | 0 | 0 | 0 | 0 | 0
F6_Industrial_Food Products_New_Space Heating_Natural Gas_Space Heating - Heat Recovery Ventilator_A_Technical Potential | F6 | Industrial | Food Products | New | Space Heating | Natural Gas | Space Heating - Heat Recovery Ventilator | A | Incremental Winter Peak Savings (MW) | Technical Potential | 0 | 0 | 0 | 0 | 0 | 0 | 0 | 0 | 0 | 0 | 0 | 0 | 0 | 0 | 0 | 0 | 0 | 0 | 0 | 0 | 0 | 0 | 0
F7_Industrial_Food Products_New_Space Heating_Natural Gas_Space Heating - Heat Recovery Ventilator_A_Technical Potential | F7 | Industrial | Food Products | New | Space Heating | Natural Gas | Space Heating - Heat Recovery Ventilator | A | Cumulative Energy Savings (MWh or mTherms) | Technical Potential | 0 | 0 | 0.0045931 | 0.011855 | 0.022019 | 0.035414 | 0.050818 | 0.06838 | 0.08806 | 0.11007 | 0.13375 | 0.15927 | 0.18616 | 0.21523 | 0.24529 | 0.27891 | 0.31436 | 0.3481 | 0.38117 | 0.41307 | 0.4443 | 0.47512 | 0
F8_Industrial_Food Products_New_Space Heating_Natural Gas_Space Heating - Heat Recovery Ventilator_A_Technical Potential | F8 | Industrial | Food Products | New | Space Heating | Natural Gas | Space Heating - Heat Recovery Ventilator | A | Cumulative Summer Peak Savings (MW) | Technical Potential | 0 | 0 | 0 | 0 | 0 | 0 | 0 | 0 | 0 | 0 | 0 | 0 | 0 | 0 | 0 | 0 | 0 | 0 | 0 | 0 | 0 | 0 | 0
F9_Industrial_Food Products_New_Space Heating_Natural Gas_Space Heating - Heat Recovery Ventilator_A_Technical Potential | F9 | Industrial | Food Products | New | Space Heating | Natural Gas | Space Heating - Heat Recovery Ventilator | A | Cumulative Winter Peak Savings (MW) | Technical Potential | 0 | 0 | 0 | 0 | 0 | 0 | 0 | 0 | 0 | 0 | 0 | 0 | 0 | 0 | 0 | 0 | 0 | 0 | 0 | 0 | 0 | 0 | 0
F10_Industrial_Food Products_New_Space Heating_Natural Gas_Space Heating - Heat Recovery Ventilator_A_Technical Potential | F10 | Industrial | Food Products | New | Space Heating | Natural Gas | Space Heating - Heat Recovery Ventilator | A | Purchases (Incremental) | Technical Potential | 0 | 0 | 363.3871 | 634.1792 | 904.3063 | 1207.0765 | 1389.4171 | 1601.0901 | 1810.0956 | 2045.1944 | 2220.2946 | 2421.684 | 2620.4023 | 2850.9211 | 3007.3751 | 3197.5232 | 3387.5273 | 3608.7178 | 3754.8206 | 3934.8538 | 4109.9838 | 4284.5964 | 0
F11_Industrial_Food Products_New_Space Heating_Natural Gas_Space Heating - Heat Recovery Ventilator_A_Technical Potential | F11 | Industrial | Food Products | New | Space Heating | Natural Gas | Space Heating - Heat Recovery Ventilator | A | Purchases (Cumulative) | Technical Potential | 0 | 0 | 363.3871 | 997.5663 | 1901.8727 | 3108.9492 | 4498.3663 | 6099.4565 | 7909.552 | 9954.7464 | 12175.041 | 14596.725 | 17217.1273 | 20068.0485 | 23075.4236 | 26272.9468 | 29660.4741 | 32905.8048 | 36026.4461 | 39056.9936 | 41959.9008 | 44855.0801 | 0
F1_Industrial_Food Products_New_Space Heating_Natural Gas_Thermostat - Programmable_A_Technical Potential | F1 | Industrial | Food Products | New | Space Heating | Natural Gas | Thermostat - Programmable | A | Integrated Unit Energy Savings (kWh or therms) | Technical Potential | 0 | 0 | 0.0061134 | 0.0057472 | 0.0055985 | 0.0055075 | 0.0054614 | 0.005419 | 0.005381 | 0.0053437 | 0.0053082 | 0.0052719 | 0.0052233 | 0.0051807 | 0.005134 | 0.0051267 | 0.0051177 | 0.0051077 | 0.005108 | 0.0051055 | 0.0051113 | 0.0051128 | 0
F2_Industrial_Food Products_New_Space Heating_Natural Gas_Thermostat - Programmable_A_Technical Potential | F2 | Industrial | Food Products | New | Space Heating | Natural Gas | Thermostat - Programmable | A | Integrated Unit Summer Peak Savings (kW) | Technical Potential | 0 | 0 | 0 | 0 | 0 | 0 | 0 | 0 | 0 | 0 | 0 | 0 | 0 | 0 | 0 | 0 | 0 | 0 | 0 | 0 | 0 | 0 | 0
F3_Industrial_Food Products_New_Space Heating_Natural Gas_Thermostat - Programmable_A_Technical Potential | F3 | Industrial | Food Products | New | Space Heating | Natural Gas | Thermostat - Programmable | A | Integrated Unit Winter Peak Savings (kW) | Technical Potential | 0 | 0 | 0 | 0 | 0 | 0 | 0 | 0 | 0 | 0 | 0 | 0 | 0 | 0 | 0 | 0 | 0 | 0 | 0 | 0 | 0 | 0 | 0
F4_Industrial_Food Products_New_Space Heating_Natural Gas_Thermostat - Programmable_A_Technical Potential | F4 | Industrial | Food Products | New | Space Heating | Natural Gas | Thermostat - Programmable | A | Incremental Energy Savings (MWh or mTherms) | Technical Potential | 0 | 0 | 0.0066646 | 0.010934 | 0.015188 | 0.019944 | 0.022764 | 0.026029 | 0.02922 | 0.032787 | 0.035358 | 0.038301 | 0.041062 | 0.044309 | 0.04632 | 0.049178 | 0.052009 | 0.055297 | 0.057539 | 0.060268 | 0.063022 | 0.065718 | 0
F5_Industrial_Food Products_New_Space Heating_Natural Gas_Thermostat - Programmable_A_Technical Potential | F5 | Industrial | Food Products | New | Space Heating | Natural Gas | Thermostat - Programmable | A | Incremental Summer Peak Savings (MW) | Technical Potential | 0 | 0 | 0 | 0 | 0 | 0 | 0 | 0 | 0 | 0 | 0 | 0 | 0 | 0 | 0 | 0 | 0 | 0 | 0 | 0 | 0 | 0 | 0
F6_Industrial_Food Products_New_Space Heating_Natural Gas_Thermostat - Programmable_A_Technical Potential | F6 | Industrial | Food Products | New | Space Heating | Natural Gas | Thermostat - Programmable | A | Incremental Winter Peak Savings (MW) | Technical Potential | 0 | 0 | 0 | 0 | 0 | 0 | 0 | 0 | 0 | 0 | 0 | 0 | 0 | 0 | 0 | 0 | 0 | 0 | 0 | 0 | 0 | 0 | 0
F7_Industrial_Food Products_New_Space Heating_Natural Gas_Thermostat - Programmable_A_Technical Potential | F7 | Industrial | Food Products | New | Space Heating | Natural Gas | Thermostat - Programmable | A | Cumulative Energy Savings (MWh or mTherms) | Technical Potential | 0 | 0 | 0.0066646 | 0.0172 | 0.031943 | 0.051368 | 0.073702 | 0.099159 | 0.12768 | 0.15958 | 0.19388 | 0.23086 | 0.26979 | 0.30625 | 0.34005 | 0.37483 | 0.40765 | 0.44086 | 0.47389 | 0.5062 | 0.53843 | 0.57025 | 0
F8_Industrial_Food Products_New_Space Heating_Natural Gas_Thermostat - Programmable_A_Technical Potential | F8 | Industrial | Food Products | New | Space Heating | Natural Gas | Thermostat - Programmable | A | Cumulative Summer Peak Savings (MW) | Technical Potential | 0 | 0 | 0 | 0 | 0 | 0 | 0 | 0 | 0 | 0 | 0 | 0 | 0 | 0 | 0 | 0 | 0 | 0 | 0 | 0 | 0 | 0 | 0
F9_Industrial_Food Products_New_Space Heating_Natural Gas_Thermostat - Programmable_A_Technical Potential | F9 | Industrial | Food Products | New | Space Heating | Natural Gas | Thermostat - Programmable | A | Cumulative Winter Peak Savings (MW) | Technical Potential | 0 | 0 | 0 | 0 | 0 | 0 | 0 | 0 | 0 | 0 | 0 | 0 | 0 | 0 | 0 | 0 | 0 | 0 | 0 | 0 | 0 | 0 | 0
F10_Industrial_Food Products_New_Space Heating_Natural Gas_Thermostat - Programmable_A_Technical Potential | F10 | Industrial | Food Products | New | Space Heating | Natural Gas | Thermostat - Programmable | A | Purchases (Incremental) | Technical Potential | 0 | 0 | 1090.1613 | 1902.5377 | 2712.919 | 3621.2296 | 4168.2513 | 4803.2704 | 5430.2867 | 6135.5831 | 6660.8839 | 7265.052 | 7861.207 | 8552.7634 | 9022.1254 | 9592.5696 | 10162.5819 | 10826.1533 | 11264.4618 | 11804.5614 | 12329.9513 | 12853.7893 | 0
F11_Industrial_Food Products_New_Space Heating_Natural Gas_Thermostat - Programmable_A_Technical Potential | F11 | Industrial | Food Products | New | Space Heating | Natural Gas | Thermostat - Programmable | A | Purchases (Cumulative) | Technical Potential | 0 | 0 | 1090.1613 | 2992.699 | 5705.618 | 9326.8477 | 13495.099 | 18298.3694 | 23728.6561 | 29864.2392 | 36525.1231 | 43790.175 | 51651.382 | 59113.984 | 66233.5718 | 73113.2224 | 79654.5746 | 86312.4766 | 92773.668 | 99147.9428 | 105342.311 | 111535.2164 | 0
F1_Industrial_Food Products_New_Space Heating_Natural Gas_ENERGY STAR Connected Thermostat_A_Technical Potential | F1 | Industrial | Food Products | New | Space Heating | Natural Gas | ENERGY STAR Connected Thermostat | A | Integrated Unit Energy Savings (kWh or therms) | Technical Potential | 0 | 0 | 0.014774 | 0.013886 | 0.013525 | 0.013303 | 0.013189 | 0.013084 | 0.01299 | 0.012898 | 0.01281 | 0.01272 | 0.012601 | 0.012497 | 0.012383 | 0.012364 | 0.012341 | 0.012317 | 0.012316 | 0.01231 | 0.012323 | 0.012326 | 0
F2_Industrial_Food Products_New_Space Heating_Natural Gas_ENERGY STAR Connected Thermostat_A_Technical Potential | F2 | Industrial | Food Products | New | Space Heating | Natural Gas | ENERGY STAR Connected Thermostat | A | Integrated Unit Summer Peak Savings (kW) | Technical Potential | 0 | 0 | 0 | 0 | 0 | 0 | 0 | 0 | 0 | 0 | 0 | 0 | 0 | 0 | 0 | 0 | 0 | 0 | 0 | 0 | 0 | 0 | 0
F3_Industrial_Food Products_New_Space Heating_Natural Gas_ENERGY STAR Connected Thermostat_A_Technical Potential | F3 | Industrial | Food Products | New | Space Heating | Natural Gas | ENERGY STAR Connected Thermostat | A | Integrated Unit Winter Peak Savings (kW) | Technical Potential | 0 | 0 | 0 | 0 | 0 | 0 | 0 | 0 | 0 | 0 | 0 | 0 | 0 | 0 | 0 | 0 | 0 | 0 | 0 | 0 | 0 | 0 | 0
F4_Industrial_Food Products_New_Space Heating_Natural Gas_ENERGY STAR Connected Thermostat_A_Technical Potential | F4 | Industrial | Food Products | New | Space Heating | Natural Gas | ENERGY STAR Connected Thermostat | A | Incremental Energy Savings (MWh or mTherms) | Technical Potential | 0 | 0 | 0.016106 | 0.026419 | 0.036691 | 0.048173 | 0.054974 | 0.062847 | 0.07054 | 0.079137 | 0.085326 | 0.092413 | 0.099058 | 0.10688 | 0.11172 | 0.1186 | 0.12542 | 0.13334 | 0.13874 | 0.14531 | 0.16283 | 0.17664 | 0
F5_Industrial_Food Products_New_Space Heating_Natural Gas_ENERGY STAR Connected Thermostat_A_Technical Potential | F5 | Industrial | Food Products | New | Space Heating | Natural Gas | ENERGY STAR Connected Thermostat | A | Incremental Summer Peak Savings (MW) | Technical Potential | 0 | 0 | 0 | 0 | 0 | 0 | 0 | 0 | 0 | 0 | 0 | 0 | 0 | 0 | 0 | 0 | 0 | 0 | 0 | 0 | 0 | 0 | 0
F6_Industrial_Food Products_New_Space Heating_Natural Gas_ENERGY STAR Connected Thermostat_A_Technical Potential | F6 | Industrial | Food Products | New | Space Heating | Natural Gas | ENERGY STAR Connected Thermostat | A | Incremental Winter Peak Savings (MW) | Technical Potential | 0 | 0 | 0 | 0 | 0 | 0 | 0 | 0 | 0 | 0 | 0 | 0 | 0 | 0 | 0 | 0 | 0 | 0 | 0 | 0 | 0 | 0 | 0
F7_Industrial_Food Products_New_Space Heating_Natural Gas_ENERGY STAR Connected Thermostat_A_Technical Potential | F7 | Industrial | Food Products | New | Space Heating | Natural Gas | ENERGY STAR Connected Thermostat | A | Cumulative Energy Savings (MWh or mTherms) | Technical Potential | 0 | 0 | 0.016106 | 0.041557 | 0.077166 | 0.12408 | 0.17798 | 0.22516 | 0.26936 | 0.3116 | 0.34841 | 0.38536 | 0.42028 | 0.45582 | 0.4874 | 0.52291 | 0.55772 | 0.57969 | 0.58964 | 0.59018 | 0.59082 | 0.59097 | 0
F8_Industrial_Food Products_New_Space Heating_Natural Gas_ENERGY STAR Connected Thermostat_A_Technical Potential | F8 | Industrial | Food Products | New | Space Heating | Natural Gas | ENERGY STAR Connected Thermostat | A | Cumulative Summer Peak Savings (MW) | Technical Potential | 0 | 0 | 0 | 0 | 0 | 0 | 0 | 0 | 0 | 0 | 0 | 0 | 0 | 0 | 0 | 0 | 0 | 0 | 0 | 0 | 0 | 0 | 0
F9_Industrial_Food Products_New_Space Heating_Natural Gas_ENERGY STAR Connected Thermostat_A_Technical Potential | F9 | Industrial | Food Products | New | Space Heating | Natural Gas | ENERGY STAR Connected Thermostat | A | Cumulative Winter Peak Savings (MW) | Technical Potential | 0 | 0 | 0 | 0 | 0 | 0 | 0 | 0 | 0 | 0 | 0 | 0 | 0 | 0 | 0 | 0 | 0 | 0 | 0 | 0 | 0 | 0 | 0
F10_Industrial_Food Products_New_Space Heating_Natural Gas_ENERGY STAR Connected Thermostat_A_Technical Potential | F10 | Industrial | Food Products | New | Space Heating | Natural Gas | ENERGY STAR Connected Thermostat | A | Purchases (Incremental) | Technical Potential | 0 | 0 | 1090.1613 | 1902.5377 | 2712.919 | 3621.2296 | 4168.2513 | 4803.2704 | 5430.2867 | 6135.5831 | 6660.8839 | 7265.052 | 7861.207 | 8552.7634 | 9022.1254 | 9592.5696 | 10162.5819 | 10826.1533 | 11264.4618 | 11804.5614 | 13213.7993 | 14330.8332 | 0
F11_Industrial_Food Products_New_Space Heating_Natural Gas_ENERGY STAR Connected Thermostat_A_Technical Potential | F11 | Industrial | Food Products | New | Space Heating | Natural Gas | ENERGY STAR Connected Thermostat | A | Purchases (Cumulative) | Technical Potential | 0 | 0 | 1090.1613 | 2992.699 | 5705.618 | 9326.8477 | 13495.099 | 17208.2081 | 20735.9571 | 24158.6211 | 27198.2754 | 30295.076 | 33353.0126 | 36475.4893 | 39362.0316 | 42293.7174 | 45191.2473 | 47066.0323 | 47875.193 | 47944.71 | 47944.71 | 47944.71 | 0
F1_Industrial_Food Products_New_Space Heating_Natural Gas_Destratification Fans (HVLS)_A_Technical Potential | F1 | Industrial | Food Products | New | Space Heating | Natural Gas | Destratification Fans (HVLS) | A | Integrated Unit Energy Savings (kWh or therms) | Technical Potential | 0 | 0 | 0.014763 | 0.01387 | 0.013503 | 0.013277 | 0.013157 | 0.013049 | 0.012953 | 0.01286 | 0.012771 | 0.01268 | 0.012561 | 0.012457 | 0.012342 | 0.012323 | 0.0123 | 0.012276 | 0.012277 | 0.012272 | 0.012287 | 0.012292 | 0
F2_Industrial_Food Products_New_Space Heating_Natural Gas_Destratification Fans (HVLS)_A_Technical Potential | F2 | Industrial | Food Products | New | Space Heating | Natural Gas | Destratification Fans (HVLS) | A | Integrated Unit Summer Peak Savings (kW) | Technical Potential | 0 | 0 | 0 | 0 | 0 | 0 | 0 | 0 | 0 | 0 | 0 | 0 | 0 | 0 | 0 | 0 | 0 | 0 | 0 | 0 | 0 | 0 | 0
F3_Industrial_Food Products_New_Space Heating_Natural Gas_Destratification Fans (HVLS)_A_Technical Potential | F3 | Industrial | Food Products | New | Space Heating | Natural Gas | Destratification Fans (HVLS) | A | Integrated Unit Winter Peak Savings (kW) | Technical Potential | 0 | 0 | 0 | 0 | 0 | 0 | 0 | 0 | 0 | 0 | 0 | 0 | 0 | 0 | 0 | 0 | 0 | 0 | 0 | 0 | 0 | 0 | 0
F4_Industrial_Food Products_New_Space Heating_Natural Gas_Destratification Fans (HVLS)_A_Technical Potential | F4 | Industrial | Food Products | New | Space Heating | Natural Gas | Destratification Fans (HVLS) | A | Incremental Energy Savings (MWh or mTherms) | Technical Potential | 0 | 0 | 0.016094 | 0.026388 | 0.036633 | 0.04808 | 0.054841 | 0.062678 | 0.070338 | 0.078903 | 0.085065 | 0.092124 | 0.098743 | 0.10654 | 0.11135 | 0.11821 | 0.125 | 0.13291 | 0.13829 | 0.14487 | 0.1515 | 0.15799 | 0
F5_Industrial_Food Products_New_Space Heating_Natural Gas_Destratification Fans (HVLS)_A_Technical Potential | F5 | Industrial | Food Products | New | Space Heating | Natural Gas | Destratification Fans (HVLS) | A | Incremental Summer Peak Savings (MW) | Technical Potential | 0 | 0 | 0 | 0 | 0 | 0 | 0 | 0 | 0 | 0 | 0 | 0 | 0 | 0 | 0 | 0 | 0 | 0 | 0 | 0 | 0 | 0 | 0
F6_Industrial_Food Products_New_Space Heating_Natural Gas_Destratification Fans (HVLS)_A_Technical Potential | F6 | Industrial | Food Products | New | Space Heating | Natural Gas | Destratification Fans (HVLS) | A | Incremental Winter Peak Savings (MW) | Technical Potential | 0 | 0 | 0 | 0 | 0 | 0 | 0 | 0 | 0 | 0 | 0 | 0 | 0 | 0 | 0 | 0 | 0 | 0 | 0 | 0 | 0 | 0 | 0
F7_Industrial_Food Products_New_Space Heating_Natural Gas_Destratification Fans (HVLS)_A_Technical Potential | F7 | Industrial | Food Products | New | Space Heating | Natural Gas | Destratification Fans (HVLS) | A | Cumulative Energy Savings (MWh or mTherms) | Technical Potential | 0 | 0 | 0.016094 | 0.041508 | 0.077045 | 0.12384 | 0.17755 | 0.23878 | 0.30736 | 0.38405 | 0.46646 | 0.55528 | 0.63509 | 0.71267 | 0.78397 | 0.85634 | 0.92849 | 1.0006 | 1.0723 | 1.1415 | 1.2125 | 1.2816 | 0
F8_Industrial_Food Products_New_Space Heating_Natural Gas_Destratification Fans (HVLS)_A_Technical Potential | F8 | Industrial | Food Products | New | Space Heating | Natural Gas | Destratification Fans (HVLS) | A | Cumulative Summer Peak Savings (MW) | Technical Potential | 0 | 0 | 0 | 0 | 0 | 0 | 0 | 0 | 0 | 0 | 0 | 0 | 0 | 0 | 0 | 0 | 0 | 0 | 0 | 0 | 0 | 0 | 0
F9_Industrial_Food Products_New_Space Heating_Natural Gas_Destratification Fans (HVLS)_A_Technical Potential | F9 | Industrial | Food Products | New | Space Heating | Natural Gas | Destratification Fans (HVLS) | A | Cumulative Winter Peak Savings (MW) | Technical Potential | 0 | 0 | 0 | 0 | 0 | 0 | 0 | 0 | 0 | 0 | 0 | 0 | 0 | 0 | 0 | 0 | 0 | 0 | 0 | 0 | 0 | 0 | 0
F10_Industrial_Food Products_New_Space Heating_Natural Gas_Destratification Fans (HVLS)_A_Technical Potential | F10 | Industrial | Food Products | New | Space Heating | Natural Gas | Destratification Fans (HVLS) | A | Purchases (Incremental) | Technical Potential | 0 | 0 | 1090.1613 | 1902.5377 | 2712.919 | 3621.2296 | 4168.2513 | 4803.2704 | 5430.2867 | 6135.5831 | 6660.8839 | 7265.052 | 7861.207 | 8552.7634 | 9022.1254 | 9592.5696 | 10162.5819 | 10826.1533 | 11264.4618 | 11804.5614 | 12329.9513 | 12853.7893 | 0
F11_Industrial_Food Products_New_Space Heating_Natural Gas_Destratification Fans (HVLS)_A_Technical Potential | F11 | Industrial | Food Products | New | Space Heating | Natural Gas | Destratification Fans (HVLS) | A | Purchases (Cumulative) | Technical Potential | 0 | 0 | 1090.1613 | 2992.699 | 5705.618 | 9326.8477 | 13495.099 | 18298.3694 | 23728.6561 | 29864.2392 | 36525.1231 | 43790.175 | 50561.2206 | 57211.4464 | 63520.6528 | 69491.9928 | 75486.3233 | 81509.2062 | 87343.3813 | 93012.3597 | 98681.4271 | 104270.1644 | 0
F1_Industrial_Food Products_New_Space Heating_Natural Gas_Gas Boiler - Insulate Steam Lines/Condensate Tank_A_Technical Potential | F1 | Industrial | Food Products | New | Space Heating | Natural Gas | Gas Boiler - Insulate Steam Lines/Condensate Tank | A | Integrated Unit Energy Savings (kWh or therms) | Technical Potential | 0 | 0 | 9.7982 | 9.2134 | 8.9771 | 8.8332 | 8.7619 | 8.6962 | 8.6373 | 8.5792 | 8.5244 | 8.4678 | 8.3914 | 8.3241 | 8.2508 | 8.2402 | 8.2269 | 8.2113 | 8.2127 | 8.2093 | 8.2191 | 8.2219 | 0
F2_Industrial_Food Products_New_Space Heating_Natural Gas_Gas Boiler - Insulate Steam Lines/Condensate Tank_A_Technical Potential | F2 | Industrial | Food Products | New | Space Heating | Natural Gas | Gas Boiler - Insulate Steam Lines/Condensate Tank | A | Integrated Unit Summer Peak Savings (kW) | Technical Potential | 0 | 0 | 0 | 0 | 0 | 0 | 0 | 0 | 0 | 0 | 0 | 0 | 0 | 0 | 0 | 0 | 0 | 0 | 0 | 0 | 0 | 0 | 0
F3_Industrial_Food Products_New_Space Heating_Natural Gas_Gas Boiler - Insulate Steam Lines/Condensate Tank_A_Technical Potential | F3 | Industrial | Food Products | New | Space Heating | Natural Gas | Gas Boiler - Insulate Steam Lines/Condensate Tank | A | Integrated Unit Winter Peak Savings (kW) | Technical Potential | 0 | 0 | 0 | 0 | 0 | 0 | 0 | 0 | 0 | 0 | 0 | 0 | 0 | 0 | 0 | 0 | 0 | 0 | 0 | 0 | 0 | 0 | 0
F4_Industrial_Food Products_New_Space Heating_Natural Gas_Gas Boiler - Insulate Steam Lines/Condensate Tank_A_Technical Potential | F4 | Industrial | Food Products | New | Space Heating | Natural Gas | Gas Boiler - Insulate Steam Lines/Condensate Tank | A | Incremental Energy Savings (MWh or mTherms) | Technical Potential | 0 | 0 | 0.0013013 | 0.0021354 | 0.0029669 | 0.0038967 | 0.0044491 | 0.0050885 | 0.0057138 | 0.0064125 | 0.0069171 | 0.0074944 | 0.0080361 | 0.008673 | 0.0090684 | 0.0096294 | 0.010185 | 0.01083 | 0.01127 | 0.011805 | 0.012346 | 0.012874 | 0
F5_Industrial_Food Products_New_Space Heating_Natural Gas_Gas Boiler - Insulate Steam Lines/Condensate Tank_A_Technical Potential | F5 | Industrial | Food Products | New | Space Heating | Natural Gas | Gas Boiler - Insulate Steam Lines/Condensate Tank | A | Incremental Summer Peak Savings (MW) | Technical Potential | 0 | 0 | 0 | 0 | 0 | 0 | 0 | 0 | 0 | 0 | 0 | 0 | 0 | 0 | 0 | 0 | 0 | 0 | 0 | 0 | 0 | 0 | 0
F6_Industrial_Food Products_New_Space Heating_Natural Gas_Gas Boiler - Insulate Steam Lines/Condensate Tank_A_Technical Potential | F6 | Industrial | Food Products | New | Space Heating | Natural Gas | Gas Boiler - Insulate Steam Lines/Condensate Tank | A | Incremental Winter Peak Savings (MW) | Technical Potential | 0 | 0 | 0 | 0 | 0 | 0 | 0 | 0 | 0 | 0 | 0 | 0 | 0 | 0 | 0 | 0 | 0 | 0 | 0 | 0 | 0 | 0 | 0
F7_Industrial_Food Products_New_Space Heating_Natural Gas_Gas Boiler - Insulate Steam Lines/Condensate Tank_A_Technical Potential | F7 | Industrial | Food Products | New | Space Heating | Natural Gas | Gas Boiler - Insulate Steam Lines/Condensate Tank | A | Cumulative Energy Savings (MWh or mTherms) | Technical Potential | 0 | 0 | 0.0013013 | 0.003359 | 0.0062397 | 0.010036 | 0.014404 | 0.019385 | 0.024968 | 0.031212 | 0.03793 | 0.045173 | 0.052801 | 0.06105 | 0.069581 | 0.079121 | 0.089179 | 0.099839 | 0.11113 | 0.12289 | 0.13538 | 0.1483 | 0
F8_Industrial_Food Products_New_Space Heating_Natural Gas_Gas Boiler - Insulate Steam Lines/Condensate Tank_A_Technical Potential | F8 | Industrial | Food Products | New | Space Heating | Natural Gas | Gas Boiler - Insulate Steam Lines/Condensate Tank | A | Cumulative Summer Peak Savings (MW) | Technical Potential | 0 | 0 | 0 | 0 | 0 | 0 | 0 | 0 | 0 | 0 | 0 | 0 | 0 | 0 | 0 | 0 | 0 | 0 | 0 | 0 | 0 | 0 | 0
F9_Industrial_Food Products_New_Space Heating_Natural Gas_Gas Boiler - Insulate Steam Lines/Condensate Tank_A_Technical Potential | F9 | Industrial | Food Products | New | Space Heating | Natural Gas | Gas Boiler - Insulate Steam Lines/Condensate Tank | A | Cumulative Winter Peak Savings (MW) | Technical Potential | 0 | 0 | 0 | 0 | 0 | 0 | 0 | 0 | 0 | 0 | 0 | 0 | 0 | 0 | 0 | 0 | 0 | 0 | 0 | 0 | 0 | 0 | 0
F10_Industrial_Food Products_New_Space Heating_Natural Gas_Gas Boiler - Insulate Steam Lines/Condensate Tank_A_Technical Potential | F10 | Industrial | Food Products | New | Space Heating | Natural Gas | Gas Boiler - Insulate Steam Lines/Condensate Tank | A | Purchases (Incremental) | Technical Potential | 0 | 0 | 0.13281 | 0.23177 | 0.33049 | 0.44114 | 0.50778 | 0.58514 | 0.66153 | 0.74745 | 0.81144 | 0.88504 | 0.95767 | 1.0419 | 1.0991 | 1.1686 | 1.238 | 1.3189 | 1.3723 | 1.4381 | 1.5021 | 1.5659 | 0
F11_Industrial_Food Products_New_Space Heating_Natural Gas_Gas Boiler - Insulate Steam Lines/Condensate Tank_A_Technical Potential | F11 | Industrial | Food Products | New | Space Heating | Natural Gas | Gas Boiler - Insulate Steam Lines/Condensate Tank | A | Purchases (Cumulative) | Technical Potential | 0 | 0 | 0.13281 | 0.36458 | 0.69507 | 1.1362 | 1.644 | 2.2291 | 2.8907 | 3.6381 | 4.4496 | 5.3346 | 6.2923 | 7.3342 | 8.4333 | 9.6019 | 10.8399 | 12.1587 | 13.531 | 14.9691 | 16.4711 | 18.037 | 0
F1_Industrial_Food Products_New_Process_Natural Gas_Gas Boiler - Insulate Steam Lines/Condensate Tank_A_Technical Potential | F1 | Industrial | Food Products | New | Process | Natural Gas | Gas Boiler - Insulate Steam Lines/Condensate Tank | A | Integrated Unit Energy Savings (kWh or therms) | Technical Potential | 0 | 0 | 375.4864 | 374.9938 | 374.5251 | 374.1079 | 373.5095 | 373.0628 | 372.6798 | 372.3942 | 372.0714 | 371.8512 | 371.6872 | 371.6297 | 371.5103 | 371.4782 | 371.4652 | 371.5352 | 371.554 | 371.6285 | 371.687 | 371.7343 | 0
F2_Industrial_Food Products_New_Process_Natural Gas_Gas Boiler - Insulate Steam Lines/Condensate Tank_A_Technical Potential | F2 | Industrial | Food Products | New | Process | Natural Gas | Gas Boiler - Insulate Steam Lines/Condensate Tank | A | Integrated Unit Summer Peak Savings (kW) | Technical Potential | 0 | 0 | 0 | 0 | 0 | 0 | 0 | 0 | 0 | 0 | 0 | 0 | 0 | 0 | 0 | 0 | 0 | 0 | 0 | 0 | 0 | 0 | 0
F3_Industrial_Food Products_New_Process_Natural Gas_Gas Boiler - Insulate Steam Lines/Condensate Tank_A_Technical Potential | F3 | Industrial | Food Products | New | Process | Natural Gas | Gas Boiler - Insulate Steam Lines/Condensate Tank | A | Integrated Unit Winter Peak Savings (kW) | Technical Potential | 0 | 0 | 0 | 0 | 0 | 0 | 0 | 0 | 0 | 0 | 0 | 0 | 0 | 0 | 0 | 0 | 0 | 0 | 0 | 0 | 0 | 0 | 0
F4_Industrial_Food Products_New_Process_Natural Gas_Gas Boiler - Insulate Steam Lines/Condensate Tank_A_Technical Potential | F4 | Industrial | Food Products | New | Process | Natural Gas | Gas Boiler - Insulate Steam Lines/Condensate Tank | A | Incremental Energy Savings (MWh or mTherms) | Technical Potential | 0 | 0 | 0.1189 | 0.20724 | 0.29514 | 0.39352 | 0.45224 | 0.52051 | 0.58786 | 0.6637 | 0.7199 | 0.78473 | 0.84875 | 0.92327 | 0.97363 | 1.0351 | 1.0966 | 1.1684 | 1.2158 | 1.2743 | 1.3312 | 1.388 | 0
F5_Industrial_Food Products_New_Process_Natural Gas_Gas Boiler - Insulate Steam Lines/Condensate Tank_A_Technical Potential | F5 | Industrial | Food Products | New | Process | Natural Gas | Gas Boiler - Insulate Steam Lines/Condensate Tank | A | Incremental Summer Peak Savings (MW) | Technical Potential | 0 | 0 | 0 | 0 | 0 | 0 | 0 | 0 | 0 | 0 | 0 | 0 | 0 | 0 | 0 | 0 | 0 | 0 | 0 | 0 | 0 | 0 | 0
F6_Industrial_Food Products_New_Process_Natural Gas_Gas Boiler - Insulate Steam Lines/Condensate Tank_A_Technical Potential | F6 | Industrial | Food Products | New | Process | Natural Gas | Gas Boiler - Insulate Steam Lines/Condensate Tank | A | Incremental Winter Peak Savings (MW) | Technical Potential | 0 | 0 | 0 | 0 | 0 | 0 | 0 | 0 | 0 | 0 | 0 | 0 | 0 | 0 | 0 | 0 | 0 | 0 | 0 | 0 | 0 | 0 | 0
F7_Industrial_Food Products_New_Process_Natural Gas_Gas Boiler - Insulate Steam Lines/Condensate Tank_A_Technical Potential | F7 | Industrial | Food Products | New | Process | Natural Gas | Gas Boiler - Insulate Steam Lines/Condensate Tank | A | Cumulative Energy Savings (MWh or mTherms) | Technical Potential | 0 | 0 | 0.1189 | 0.32599 | 0.62072 | 1.0135 | 1.4642 | 1.9829 | 2.5688 | 3.2305 | 3.9476 | 4.73 | 5.5766 | 6.499 | 7.4706 | 8.505 | 9.6013 | 10.7715 | 11.9878 | 13.2645 | 14.5978 | 15.9876 | 0
F8_Industrial_Food Products_New_Process_Natural Gas_Gas Boiler - Insulate Steam Lines/Condensate Tank_A_Technical Potential | F8 | Industrial | Food Products | New | Process | Natural Gas | Gas Boiler - Insulate Steam Lines/Condensate Tank | A | Cumulative Summer Peak Savings (MW) | Technical Potential | 0 | 0 | 0 | 0 | 0 | 0 | 0 | 0 | 0 | 0 | 0 | 0 | 0 | 0 | 0 | 0 | 0 | 0 | 0 | 0 | 0 | 0 | 0
F9_Industrial_Food Products_New_Process_Natural Gas_Gas Boiler - Insulate Steam Lines/Condensate Tank_A_Technical Potential | F9 | Industrial | Food Products | New | Process | Natural Gas | Gas Boiler - Insulate Steam Lines/Condensate Tank | A | Cumulative Winter Peak Savings (MW) | Technical Potential | 0 | 0 | 0 | 0 | 0 | 0 | 0 | 0 | 0 | 0 | 0 | 0 | 0 | 0 | 0 | 0 | 0 | 0 | 0 | 0 | 0 | 0 | 0
F10_Industrial_Food Products_New_Process_Natural Gas_Gas Boiler - Insulate Steam Lines/Condensate Tank_A_Technical Potential | F10 | Industrial | Food Products | New | Process | Natural Gas | Gas Boiler - Insulate Steam Lines/Condensate Tank | A | Purchases (Incremental) | Technical Potential | 0 | 0 | 0.31667 | 0.55264 | 0.78804 | 1.0519 | 1.2108 | 1.3952 | 1.5774 | 1.7823 | 1.9348 | 2.1103 | 2.2835 | 2.4844 | 2.6207 | 2.7864 | 2.952 | 3.1448 | 3.2721 | 3.429 | 3.5816 | 3.7337 | 0
F11_Industrial_Food Products_New_Process_Natural Gas_Gas Boiler - Insulate Steam Lines/Condensate Tank_A_Technical Potential | F11 | Industrial | Food Products | New | Process | Natural Gas | Gas Boiler - Insulate Steam Lines/Condensate Tank | A | Purchases (Cumulative) | Technical Potential | 0 | 0 | 0.31667 | 0.86931 | 1.6574 | 2.7092 | 3.92 | 5.3153 | 6.8926 | 8.6749 | 10.6097 | 12.7201 | 15.0036 | 17.488 | 20.1087 | 22.8951 | 25.8471 | 28.9919 | 32.264 | 35.6929 | 39.2745 | 43.0082 | 0
F1_Industrial_Food Products_New_Space Heating_Natural Gas_Gas Boiler - Insulate Hot Water Lines_A_Technical Potential | F1 | Industrial | Food Products | New | Space Heating | Natural Gas | Gas Boiler - Insulate Hot Water Lines | A | Integrated Unit Energy Savings (kWh or therms) | Technical Potential | 0 | 0 | 11.0775 | 10.4193 | 10.1568 | 10.0011 | 9.9322 | 9.8739 | 9.8284 | 9.7889 | 9.7613 | 9.7356 | 9.6906 | 9.6551 | 9.6164 | 9.6426 | 9.6579 | 9.6582 | 9.6761 | 9.6745 | 9.6804 | 9.6725 | 0
F2_Industrial_Food Products_New_Space Heating_Natural Gas_Gas Boiler - Insulate Hot Water Lines_A_Technical Potential | F2 | Industrial | Food Products | New | Space Heating | Natural Gas | Gas Boiler - Insulate Hot Water Lines | A | Integrated Unit Summer Peak Savings (kW) | Technical Potential | 0 | 0 | 0 | 0 | 0 | 0 | 0 | 0 | 0 | 0 | 0 | 0 | 0 | 0 | 0 | 0 | 0 | 0 | 0 | 0 | 0 | 0 | 0
F3_Industrial_Food Products_New_Space Heating_Natural Gas_Gas Boiler - Insulate Hot Water Lines_A_Technical Potential | F3 | Industrial | Food Products | New | Space Heating | Natural Gas | Gas Boiler - Insulate Hot Water Lines | A | Integrated Unit Winter Peak Savings (kW) | Technical Potential | 0 | 0 | 0 | 0 | 0 | 0 | 0 | 0 | 0 | 0 | 0 | 0 | 0 | 0 | 0 | 0 | 0 | 0 | 0 | 0 | 0 | 0 | 0
F4_Industrial_Food Products_New_Space Heating_Natural Gas_Gas Boiler - Insulate Hot Water Lines_A_Technical Potential | F4 | Industrial | Food Products | New | Space Heating | Natural Gas | Gas Boiler - Insulate Hot Water Lines | A | Incremental Energy Savings (MWh or mTherms) | Technical Potential | 0 | 0 | 0.0014711 | 0.0024149 | 0.0033567 | 0.004412 | 0.0050434 | 0.0057776 | 0.0065018 | 0.0073167 | 0.0079208 | 0.0086164 | 0.0092804 | 0.01006 | 0.010569 | 0.011268 | 0.011957 | 0.012738 | 0.013278 | 0.013912 | 0.01454 | 0.015146 | 0
F5_Industrial_Food Products_New_Space Heating_Natural Gas_Gas Boiler - Insulate Hot Water Lines_A_Technical Potential | F5 | Industrial | Food Products | New | Space Heating | Natural Gas | Gas Boiler - Insulate Hot Water Lines | A | Incremental Summer Peak Savings (MW) | Technical Potential | 0 | 0 | 0 | 0 | 0 | 0 | 0 | 0 | 0 | 0 | 0 | 0 | 0 | 0 | 0 | 0 | 0 | 0 | 0 | 0 | 0 | 0 | 0
F6_Industrial_Food Products_New_Space Heating_Natural Gas_Gas Boiler - Insulate Hot Water Lines_A_Technical Potential | F6 | Industrial | Food Products | New | Space Heating | Natural Gas | Gas Boiler - Insulate Hot Water Lines | A | Incremental Winter Peak Savings (MW) | Technical Potential | 0 | 0 | 0 | 0 | 0 | 0 | 0 | 0 | 0 | 0 | 0 | 0 | 0 | 0 | 0 | 0 | 0 | 0 | 0 | 0 | 0 | 0 | 0
F7_Industrial_Food Products_New_Space Heating_Natural Gas_Gas Boiler - Insulate Hot Water Lines_A_Technical Potential | F7 | Industrial | Food Products | New | Space Heating | Natural Gas | Gas Boiler - Insulate Hot Water Lines | A | Cumulative Energy Savings (MWh or mTherms) | Technical Potential | 0 | 0 | 0.0014711 | 0.0037986 | 0.0070597 | 0.011363 | 0.016329 | 0.02201 | 0.028411 | 0.035613 | 0.043434 | 0.051935 | 0.060976 | 0.070812 | 0.081097 | 0.092587 | 0.10469 | 0.11743 | 0.13093 | 0.14482 | 0.15945 | 0.17446 | 0
F8_Industrial_Food Products_New_Space Heating_Natural Gas_Gas Boiler - Insulate Hot Water Lines_A_Technical Potential | F8 | Industrial | Food Products | New | Space Heating | Natural Gas | Gas Boiler - Insulate Hot Water Lines | A | Cumulative Summer Peak Savings (MW) | Technical Potential | 0 | 0 | 0 | 0 | 0 | 0 | 0 | 0 | 0 | 0 | 0 | 0 | 0 | 0 | 0 | 0 | 0 | 0 | 0 | 0 | 0 | 0 | 0
F9_Industrial_Food Products_New_Space Heating_Natural Gas_Gas Boiler - Insulate Hot Water Lines_A_Technical Potential | F9 | Industrial | Food Products | New | Space Heating | Natural Gas | Gas Boiler - Insulate Hot Water Lines | A | Cumulative Winter Peak Savings (MW) | Technical Potential | 0 | 0 | 0 | 0 | 0 | 0 | 0 | 0 | 0 | 0 | 0 | 0 | 0 | 0 | 0 | 0 | 0 | 0 | 0 | 0 | 0 | 0 | 0
F10_Industrial_Food Products_New_Space Heating_Natural Gas_Gas Boiler - Insulate Hot Water Lines_A_Technical Potential | F10 | Industrial | Food Products | New | Space Heating | Natural Gas | Gas Boiler - Insulate Hot Water Lines | A | Purchases (Incremental) | Technical Potential | 0 | 0 | 0.13281 | 0.23177 | 0.33049 | 0.44114 | 0.50778 | 0.58514 | 0.66153 | 0.74745 | 0.81144 | 0.88504 | 0.95767 | 1.0419 | 1.0991 | 1.1686 | 1.238 | 1.3189 | 1.3723 | 1.4381 | 1.5021 | 1.5659 | 0
F11_Industrial_Food Products_New_Space Heating_Natural Gas_Gas Boiler - Insulate Hot Water Lines_A_Technical Potential | F11 | Industrial | Food Products | New | Space Heating | Natural Gas | Gas Boiler - Insulate Hot Water Lines | A | Purchases (Cumulative) | Technical Potential | 0 | 0 | 0.13281 | 0.36458 | 0.69507 | 1.1362 | 1.644 | 2.2291 | 2.8907 | 3.6381 | 4.4496 | 5.3346 | 6.2923 | 7.3342 | 8.4333 | 9.6019 | 10.8399 | 12.1587 | 13.531 | 14.9691 | 16.4711 | 18.037 | 0
F1_Industrial_Food Products_New_Process_Natural Gas_Gas Boiler - Insulate Hot Water Lines_A_Technical Potential | F1 | Industrial | Food Products | New | Process | Natural Gas | Gas Boiler - Insulate Hot Water Lines | A | Integrated Unit Energy Savings (kWh or therms) | Technical Potential | 0 | 0 | 424.8063 | 424.4715 | 424.1468 | 423.8578 | 423.4364 | 423.129 | 422.8506 | 422.6328 | 422.3959 | 422.2364 | 422.1307 | 422.1161 | 422.0761 | 422.1056 | 422.1535 | 422.275 | 422.3661 | 422.5013 | 422.6237 | 422.7358 | 0
F2_Industrial_Food Products_New_Process_Natural Gas_Gas Boiler - Insulate Hot Water Lines_A_Technical Potential | F2 | Industrial | Food Products | New | Process | Natural Gas | Gas Boiler - Insulate Hot Water Lines | A | Integrated Unit Summer Peak Savings (kW) | Technical Potential | 0 | 0 | 0 | 0 | 0 | 0 | 0 | 0 | 0 | 0 | 0 | 0 | 0 | 0 | 0 | 0 | 0 | 0 | 0 | 0 | 0 | 0 | 0
F3_Industrial_Food Products_New_Process_Natural Gas_Gas Boiler - Insulate Hot Water Lines_A_Technical Potential | F3 | Industrial | Food Products | New | Process | Natural Gas | Gas Boiler - Insulate Hot Water Lines | A | Integrated Unit Winter Peak Savings (kW) | Technical Potential | 0 | 0 | 0 | 0 | 0 | 0 | 0 | 0 | 0 | 0 | 0 | 0 | 0 | 0 | 0 | 0 | 0 | 0 | 0 | 0 | 0 | 0 | 0
F4_Industrial_Food Products_New_Process_Natural Gas_Gas Boiler - Insulate Hot Water Lines_A_Technical Potential | F4 | Industrial | Food Products | New | Process | Natural Gas | Gas Boiler - Insulate Hot Water Lines | A | Incremental Energy Savings (MWh or mTherms) | Technical Potential | 0 | 0 | 0.13452 | 0.23458 | 0.33425 | 0.44585 | 0.51269 | 0.59037 | 0.667 | 0.75324 | 0.81727 | 0.89106 | 0.96394 | 1.0487 | 1.1061 | 1.1762 | 1.2462 | 1.328 | 1.382 | 1.4487 | 1.5137 | 1.5784 | 0
F5_Industrial_Food Products_New_Process_Natural Gas_Gas Boiler - Insulate Hot Water Lines_A_Technical Potential | F5 | Industrial | Food Products | New | Process | Natural Gas | Gas Boiler - Insulate Hot Water Lines | A | Incremental Summer Peak Savings (MW) | Technical Potential | 0 | 0 | 0 | 0 | 0 | 0 | 0 | 0 | 0 | 0 | 0 | 0 | 0 | 0 | 0 | 0 | 0 | 0 | 0 | 0 | 0 | 0 | 0
F6_Industrial_Food Products_New_Process_Natural Gas_Gas Boiler - Insulate Hot Water Lines_A_Technical Potential | F6 | Industrial | Food Products | New | Process | Natural Gas | Gas Boiler - Insulate Hot Water Lines | A | Incremental Winter Peak Savings (MW) | Technical Potential | 0 | 0 | 0 | 0 | 0 | 0 | 0 | 0 | 0 | 0 | 0 | 0 | 0 | 0 | 0 | 0 | 0 | 0 | 0 | 0 | 0 | 0 | 0
F7_Industrial_Food Products_New_Process_Natural Gas_Gas Boiler - Insulate Hot Water Lines_A_Technical Potential | F7 | Industrial | Food Products | New | Process | Natural Gas | Gas Boiler - Insulate Hot Water Lines | A | Cumulative Energy Savings (MWh or mTherms) | Technical Potential | 0 | 0 | 0.13452 | 0.369 | 0.70296 | 1.1483 | 1.6599 | 2.249 | 2.9146 | 3.6663 | 4.4815 | 5.3709 | 6.3335 | 7.382 | 8.4874 | 9.6642 | 10.9115 | 12.2425 | 13.6272 | 15.0803 | 16.5983 | 18.1811 | 0
F8_Industrial_Food Products_New_Process_Natural Gas_Gas Boiler - Insulate Hot Water Lines_A_Technical Potential | F8 | Industrial | Food Products | New | Process | Natural Gas | Gas Boiler - Insulate Hot Water Lines | A | Cumulative Summer Peak Savings (MW) | Technical Potential | 0 | 0 | 0 | 0 | 0 | 0 | 0 | 0 | 0 | 0 | 0 | 0 | 0 | 0 | 0 | 0 | 0 | 0 | 0 | 0 | 0 | 0 | 0
F9_Industrial_Food Products_New_Process_Natural Gas_Gas Boiler - Insulate Hot Water Lines_A_Technical Potential | F9 | Industrial | Food Products | New | Process | Natural Gas | Gas Boiler - Insulate Hot Water Lines | A | Cumulative Winter Peak Savings (MW) | Technical Potential | 0 | 0 | 0 | 0 | 0 | 0 | 0 | 0 | 0 | 0 | 0 | 0 | 0 | 0 | 0 | 0 | 0 | 0 | 0 | 0 | 0 | 0 | 0
F10_Industrial_Food Products_New_Process_Natural Gas_Gas Boiler - Insulate Hot Water Lines_A_Technical Potential | F10 | Industrial | Food Products | New | Process | Natural Gas | Gas Boiler - Insulate Hot Water Lines | A | Purchases (Incremental) | Technical Potential | 0 | 0 | 0.31667 | 0.55264 | 0.78804 | 1.0519 | 1.2108 | 1.3952 | 1.5774 | 1.7823 | 1.9348 | 2.1103 | 2.2835 | 2.4844 | 2.6207 | 2.7864 | 2.952 | 3.1448 | 3.2721 | 3.429 | 3.5816 | 3.7337 | 0
F11_Industrial_Food Products_New_Process_Natural Gas_Gas Boiler - Insulate Hot Water Lines_A_Technical Potential | F11 | Industrial | Food Products | New | Process | Natural Gas | Gas Boiler - Insulate Hot Water Lines | A | Purchases (Cumulative) | Technical Potential | 0 | 0 | 0.31667 | 0.86931 | 1.6574 | 2.7092 | 3.92 | 5.3153 | 6.8926 | 8.6749 | 10.6097 | 12.7201 | 15.0036 | 17.488 | 20.1087 | 22.8951 | 25.8471 | 28.9919 | 32.264 | 35.6929 | 39.2745 | 43.0082 | 0
F1_Industrial_Food Products_New_Process_Natural Gas_Process - Insulate Heated Process Fluids_A_Technical Potential | F1 | Industrial | Food Products | New | Process | Natural Gas | Process - Insulate Heated Process Fluids | A | Integrated Unit Energy Savings (kWh or therms) | Technical Potential | 0 | 0 | 275.1316 | 274.8551 | 274.5897 | 274.3535 | 274.012 | 273.7538 | 273.5156 | 273.3231 | 273.1061 | 272.9466 | 272.8221 | 272.7641 | 272.6727 | 272.6355 | 272.6106 | 272.6411 | 272.6335 | 272.6639 | 272.6853 | 272.7003 | 0
F2_Industrial_Food Products_New_Process_Natural Gas_Process - Insulate Heated Process Fluids_A_Technical Potential | F2 | Industrial | Food Products | New | Process | Natural Gas | Process - Insulate Heated Process Fluids | A | Integrated Unit Summer Peak Savings (kW) | Technical Potential | 0 | 0 | 0 | 0 | 0 | 0 | 0 | 0 | 0 | 0 | 0 | 0 | 0 | 0 | 0 | 0 | 0 | 0 | 0 | 0 | 0 | 0 | 0
F3_Industrial_Food Products_New_Process_Natural Gas_Process - Insulate Heated Process Fluids_A_Technical Potential | F3 | Industrial | Food Products | New | Process | Natural Gas | Process - Insulate Heated Process Fluids | A | Integrated Unit Winter Peak Savings (kW) | Technical Potential | 0 | 0 | 0 | 0 | 0 | 0 | 0 | 0 | 0 | 0 | 0 | 0 | 0 | 0 | 0 | 0 | 0 | 0 | 0 | 0 | 0 | 0 | 0
F4_Industrial_Food Products_New_Process_Natural Gas_Process - Insulate Heated Process Fluids_A_Technical Potential | F4 | Industrial | Food Products | New | Process | Natural Gas | Process - Insulate Heated Process Fluids | A | Incremental Energy Savings (MWh or mTherms) | Technical Potential | 0 | 0 | 0.19059 | 0.33227 | 0.47335 | 0.63129 | 0.72574 | 0.75197 | 0.67951 | 0.61378 | 0.53264 | 0.46449 | 0.4019 | 0.34973 | 0.29504 | 0.25092 | 0.21265 | 0.18125 | 0.0012862 | 0.00048145 | 0.00017145 | 5.8286e-05 | 0
F5_Industrial_Food Products_New_Process_Natural Gas_Process - Insulate Heated Process Fluids_A_Technical Potential | F5 | Industrial | Food Products | New | Process | Natural Gas | Process - Insulate Heated Process Fluids | A | Incremental Summer Peak Savings (MW) | Technical Potential | 0 | 0 | 0 | 0 | 0 | 0 | 0 | 0 | 0 | 0 | 0 | 0 | 0 | 0 | 0 | 0 | 0 | 0 | 0 | 0 | 0 | 0 | 0
F6_Industrial_Food Products_New_Process_Natural Gas_Process - Insulate Heated Process Fluids_A_Technical Potential | F6 | Industrial | Food Products | New | Process | Natural Gas | Process - Insulate Heated Process Fluids | A | Incremental Winter Peak Savings (MW) | Technical Potential | 0 | 0 | 0 | 0 | 0 | 0 | 0 | 0 | 0 | 0 | 0 | 0 | 0 | 0 | 0 | 0 | 0 | 0 | 0 | 0 | 0 | 0 | 0
F7_Industrial_Food Products_New_Process_Natural Gas_Process - Insulate Heated Process Fluids_A_Technical Potential | F7 | Industrial | Food Products | New | Process | Natural Gas | Process - Insulate Heated Process Fluids | A | Cumulative Energy Savings (MWh or mTherms) | Technical Potential | 0 | 0 | 0.19059 | 0.52267 | 0.99551 | 1.6259 | 2.3497 | 3.0994 | 3.7762 | 4.3874 | 4.9165 | 5.3781 | 5.7776 | 6.1261 | 6.4191 | 6.6691 | 6.8812 | 7.0632 | 7.0643 | 7.0655 | 7.0663 | 7.0667 | 0
F8_Industrial_Food Products_New_Process_Natural Gas_Process - Insulate Heated Process Fluids_A_Technical Potential | F8 | Industrial | Food Products | New | Process | Natural Gas | Process - Insulate Heated Process Fluids | A | Cumulative Summer Peak Savings (MW) | Technical Potential | 0 | 0 | 0 | 0 | 0 | 0 | 0 | 0 | 0 | 0 | 0 | 0 | 0 | 0 | 0 | 0 | 0 | 0 | 0 | 0 | 0 | 0 | 0
F9_Industrial_Food Products_New_Process_Natural Gas_Process - Insulate Heated Process Fluids_A_Technical Potential | F9 | Industrial | Food Products | New | Process | Natural Gas | Process - Insulate Heated Process Fluids | A | Cumulative Winter Peak Savings (MW) | Technical Potential | 0 | 0 | 0 | 0 | 0 | 0 | 0 | 0 | 0 | 0 | 0 | 0 | 0 | 0 | 0 | 0 | 0 | 0 | 0 | 0 | 0 | 0 | 0
F10_Industrial_Food Products_New_Process_Natural Gas_Process - Insulate Heated Process Fluids_A_Technical Potential | F10 | Industrial | Food Products | New | Process | Natural Gas | Process - Insulate Heated Process Fluids | A | Purchases (Incremental) | Technical Potential | 0 | 0 | 0.69271 | 1.2089 | 1.7238 | 2.301 | 2.6486 | 2.7469 | 2.4844 | 2.2456 | 1.9503 | 1.7018 | 1.4731 | 1.2822 | 1.082 | 0.92036 | 0.78004 | 0.66478 | 0.0047179 | 0.0017657 | 0.00062875 | 0.00021374 | 0
F11_Industrial_Food Products_New_Process_Natural Gas_Process - Insulate Heated Process Fluids_A_Technical Potential | F11 | Industrial | Food Products | New | Process | Natural Gas | Process - Insulate Heated Process Fluids | A | Purchases (Cumulative) | Technical Potential | 0 | 0 | 0.69271 | 1.9016 | 3.6255 | 5.9264 | 8.575 | 11.3219 | 13.8063 | 16.0519 | 18.0022 | 19.704 | 21.1771 | 22.4593 | 23.5413 | 24.4617 | 25.2417 | 25.9065 | 25.9112 | 25.913 | 25.9136 | 25.9138 | 0
F1_Industrial_Food Products_New_Process_Natural Gas_Process Heat Recovery_A_Technical Potential | F1 | Industrial | Food Products | New | Process | Natural Gas | Process Heat Recovery | A | Integrated Unit Energy Savings (kWh or therms) | Technical Potential | 0 | 0 | 3.2241 | 3.2174 | 3.2109 | 3.2051 | 3.1966 | 3.19 | 3.1844 | 3.1801 | 3.1753 | 3.1718 | 3.1691 | 3.1679 | 3.1658 | 3.165 | 3.1645 | 3.1655 | 3.1655 | 3.1662 | 3.1668 | 3.1673 | 0
F2_Industrial_Food Products_New_Process_Natural Gas_Process Heat Recovery_A_Technical Potential | F2 | Industrial | Food Products | New | Process | Natural Gas | Process Heat Recovery | A | Integrated Unit Summer Peak Savings (kW) | Technical Potential | 0 | 0 | 0 | 0 | 0 | 0 | 0 | 0 | 0 | 0 | 0 | 0 | 0 | 0 | 0 | 0 | 0 | 0 | 0 | 0 | 0 | 0 | 0
F3_Industrial_Food Products_New_Process_Natural Gas_Process Heat Recovery_A_Technical Potential | F3 | Industrial | Food Products | New | Process | Natural Gas | Process Heat Recovery | A | Integrated Unit Winter Peak Savings (kW) | Technical Potential | 0 | 0 | 0 | 0 | 0 | 0 | 0 | 0 | 0 | 0 | 0 | 0 | 0 | 0 | 0 | 0 | 0 | 0 | 0 | 0 | 0 | 0 | 0
F4_Industrial_Food Products_New_Process_Natural Gas_Process Heat Recovery_A_Technical Potential | F4 | Industrial | Food Products | New | Process | Natural Gas | Process Heat Recovery | A | Incremental Energy Savings (MWh or mTherms) | Technical Potential | 0 | 0 | 0.080402 | 0.14002 | 0.19927 | 0.26549 | 0.3048 | 0.31545 | 0.2848 | 0.25709 | 0.22294 | 0.19432 | 0.16807 | 0.14623 | 0.12332 | 0.10486 | 0.088864 | 0.07894 | 0.13776 | 0.19649 | 0.26233 | 0.302 | 0
F5_Industrial_Food Products_New_Process_Natural Gas_Process Heat Recovery_A_Technical Potential | F5 | Industrial | Food Products | New | Process | Natural Gas | Process Heat Recovery | A | Incremental Summer Peak Savings (MW) | Technical Potential | 0 | 0 | 0 | 0 | 0 | 0 | 0 | 0 | 0 | 0 | 0 | 0 | 0 | 0 | 0 | 0 | 0 | 0 | 0 | 0 | 0 | 0 | 0
F6_Industrial_Food Products_New_Process_Natural Gas_Process Heat Recovery_A_Technical Potential | F6 | Industrial | Food Products | New | Process | Natural Gas | Process Heat Recovery | A | Incremental Winter Peak Savings (MW) | Technical Potential | 0 | 0 | 0 | 0 | 0 | 0 | 0 | 0 | 0 | 0 | 0 | 0 | 0 | 0 | 0 | 0 | 0 | 0 | 0 | 0 | 0 | 0 | 0
F7_Industrial_Food Products_New_Process_Natural Gas_Process Heat Recovery_A_Technical Potential | F7 | Industrial | Food Products | New | Process | Natural Gas | Process Heat Recovery | A | Cumulative Energy Savings (MWh or mTherms) | Technical Potential | 0 | 0 | 0.080402 | 0.22026 | 0.41908 | 0.68381 | 0.9868 | 1.3002 | 1.5827 | 1.8377 | 2.0578 | 2.2499 | 2.4161 | 2.5614 | 2.683 | 2.7871 | 2.8756 | 2.8765 | 2.8765 | 2.8772 | 2.8777 | 2.8781 | 0
F8_Industrial_Food Products_New_Process_Natural Gas_Process Heat Recovery_A_Technical Potential | F8 | Industrial | Food Products | New | Process | Natural Gas | Process Heat Recovery | A | Cumulative Summer Peak Savings (MW) | Technical Potential | 0 | 0 | 0 | 0 | 0 | 0 | 0 | 0 | 0 | 0 | 0 | 0 | 0 | 0 | 0 | 0 | 0 | 0 | 0 | 0 | 0 | 0 | 0
F9_Industrial_Food Products_New_Process_Natural Gas_Process Heat Recovery_A_Technical Potential | F9 | Industrial | Food Products | New | Process | Natural Gas | Process Heat Recovery | A | Cumulative Winter Peak Savings (MW) | Technical Potential | 0 | 0 | 0 | 0 | 0 | 0 | 0 | 0 | 0 | 0 | 0 | 0 | 0 | 0 | 0 | 0 | 0 | 0 | 0 | 0 | 0 | 0 | 0
F10_Industrial_Food Products_New_Process_Natural Gas_Process Heat Recovery_A_Technical Potential | F10 | Industrial | Food Products | New | Process | Natural Gas | Process Heat Recovery | A | Purchases (Incremental) | Technical Potential | 0 | 0 | 24.9375 | 43.5206 | 62.0581 | 82.8358 | 95.3489 | 98.8875 | 89.437 | 80.8426 | 70.2112 | 61.2637 | 53.0327 | 46.1584 | 38.9532 | 33.1329 | 28.0814 | 24.9375 | 43.5206 | 62.0581 | 82.8358 | 95.3489 | 0
F11_Industrial_Food Products_New_Process_Natural Gas_Process Heat Recovery_A_Technical Potential | F11 | Industrial | Food Products | New | Process | Natural Gas | Process Heat Recovery | A | Purchases (Cumulative) | Technical Potential | 0 | 0 | 24.9375 | 68.4581 | 130.5162 | 213.352 | 308.7009 | 407.5884 | 497.0254 | 577.868 | 648.0791 | 709.3428 | 762.3755 | 808.5339 | 847.4871 | 880.62 | 908.7014 | 908.7014 | 908.7014 | 908.7014 | 908.7014 | 908.7014 | 0
F1_Industrial_Food Products_New_Space Heating_Natural Gas_Building Automation System_A_Technical Potential | F1 | Industrial | Food Products | New | Space Heating | Natural Gas | Building Automation System | A | Integrated Unit Energy Savings (kWh or therms) | Technical Potential | 0 | 0 | 0.014787 | 0.013908 | 0.013557 | 0.013349 | 0.013256 | 0.013178 | 0.013117 | 0.013063 | 0.013026 | 0.012991 | 0.012931 | 0.012883 | 0.012831 | 0.012865 | 0.012885 | 0.012885 | 0.012908 | 0.012906 | 0.012913 | 0.012902 | 0
F2_Industrial_Food Products_New_Space Heating_Natural Gas_Building Automation System_A_Technical Potential | F2 | Industrial | Food Products | New | Space Heating | Natural Gas | Building Automation System | A | Integrated Unit Summer Peak Savings (kW) | Technical Potential | 0 | 0 | 0 | 0 | 0 | 0 | 0 | 0 | 0 | 0 | 0 | 0 | 0 | 0 | 0 | 0 | 0 | 0 | 0 | 0 | 0 | 0 | 0
F3_Industrial_Food Products_New_Space Heating_Natural Gas_Building Automation System_A_Technical Potential | F3 | Industrial | Food Products | New | Space Heating | Natural Gas | Building Automation System | A | Integrated Unit Winter Peak Savings (kW) | Technical Potential | 0 | 0 | 0 | 0 | 0 | 0 | 0 | 0 | 0 | 0 | 0 | 0 | 0 | 0 | 0 | 0 | 0 | 0 | 0 | 0 | 0 | 0 | 0
F4_Industrial_Food Products_New_Space Heating_Natural Gas_Building Automation System_A_Technical Potential | F4 | Industrial | Food Products | New | Space Heating | Natural Gas | Building Automation System | A | Incremental Energy Savings (MWh or mTherms) | Technical Potential | 0 | 0 | 0.0033071 | 0.010851 | 0.02678 | 0.057252 | 0.099334 | 0.16297 | 0.24946 | 0.36392 | 0.48724 | 0.62501 | 0.75523 | 0.87087 | 0.91875 | 0.92332 | 0.86138 | 0.75886 | 0.60489 | 0.43876 | 0.29296 | 0.19901 | 0
F5_Industrial_Food Products_New_Space Heating_Natural Gas_Building Automation System_A_Technical Potential | F5 | Industrial | Food Products | New | Space Heating | Natural Gas | Building Automation System | A | Incremental Summer Peak Savings (MW) | Technical Potential | 0 | 0 | 0 | 0 | 0 | 0 | 0 | 0 | 0 | 0 | 0 | 0 | 0 | 0 | 0 | 0 | 0 | 0 | 0 | 0 | 0 | 0 | 0
F6_Industrial_Food Products_New_Space Heating_Natural Gas_Building Automation System_A_Technical Potential | F6 | Industrial | Food Products | New | Space Heating | Natural Gas | Building Automation System | A | Incremental Winter Peak Savings (MW) | Technical Potential | 0 | 0 | 0 | 0 | 0 | 0 | 0 | 0 | 0 | 0 | 0 | 0 | 0 | 0 | 0 | 0 | 0 | 0 | 0 | 0 | 0 | 0 | 0
F7_Industrial_Food Products_New_Space Heating_Natural Gas_Building Automation System_A_Technical Potential | F7 | Industrial | Food Products | New | Space Heating | Natural Gas | Building Automation System | A | Cumulative Energy Savings (MWh or mTherms) | Technical Potential | 0 | 0 | 0.0033071 | 0.013961 | 0.040389 | 0.097021 | 0.19568 | 0.3575 | 0.6053 | 0.96676 | 1.4512 | 2.0724 | 2.8179 | 3.6784 | 4.5822 | 5.5179 | 6.3878 | 7.1438 | 7.7515 | 8.1632 | 8.4055 | 8.5007 | 0
F8_Industrial_Food Products_New_Space Heating_Natural Gas_Building Automation System_A_Technical Potential | F8 | Industrial | Food Products | New | Space Heating | Natural Gas | Building Automation System | A | Cumulative Summer Peak Savings (MW) | Technical Potential | 0 | 0 | 0 | 0 | 0 | 0 | 0 | 0 | 0 | 0 | 0 | 0 | 0 | 0 | 0 | 0 | 0 | 0 | 0 | 0 | 0 | 0 | 0
F9_Industrial_Food Products_New_Space Heating_Natural Gas_Building Automation System_A_Technical Potential | F9 | Industrial | Food Products | New | Space Heating | Natural Gas | Building Automation System | A | Cumulative Winter Peak Savings (MW) | Technical Potential | 0 | 0 | 0 | 0 | 0 | 0 | 0 | 0 | 0 | 0 | 0 | 0 | 0 | 0 | 0 | 0 | 0 | 0 | 0 | 0 | 0 | 0 | 0
F10_Industrial_Food Products_New_Space Heating_Natural Gas_Building Automation System_A_Technical Potential | F10 | Industrial | Food Products | New | Space Heating | Natural Gas | Building Automation System | A | Purchases (Incremental) | Technical Potential | 0 | 0 | 223.6485 | 780.202 | 1975.3424 | 4288.9629 | 7493.4519 | 12367.2427 | 19018.8915 | 27857.6385 | 37404.987 | 48110.2563 | 58405.7864 | 67598.6271 | 71606.0347 | 71768.6519 | 66850.2828 | 58894.2742 | 46860.1611 | 33997.1369 | 22687.1105 | 15424.5471 | 0
F11_Industrial_Food Products_New_Space Heating_Natural Gas_Building Automation System_A_Technical Potential | F11 | Industrial | Food Products | New | Space Heating | Natural Gas | Building Automation System | A | Purchases (Cumulative) | Technical Potential | 0 | 0 | 223.6485 | 1003.8505 | 2979.193 | 7268.1558 | 14761.6078 | 27128.8505 | 46147.742 | 74005.3805 | 111410.3675 | 159520.6237 | 217926.4101 | 285525.0373 | 357131.072 | 428899.7239 | 495750.0067 | 554420.6324 | 600500.5915 | 632522.3859 | 650920.5335 | 658851.6287 | 0
F1_Industrial_Food Products_New_Space Heating_Natural Gas_Steam System Efficiency Improvements_A_Technical Potential | F1 | Industrial | Food Products | New | Space Heating | Natural Gas | Steam System Efficiency Improvements | A | Integrated Unit Energy Savings (kWh or therms) | Technical Potential | 0 | 0 | 0.13278 | 0.125 | 0.12196 | 0.12019 | 0.1195 | 0.11889 | 0.11844 | 0.11804 | 0.1178 | 0.11756 | 0.11709 | 0.1167 | 0.1163 | 0.11666 | 0.11687 | 0.11686 | 0.11708 | 0.11705 | 0.1171 | 0.11699 | 0
F2_Industrial_Food Products_New_Space Heating_Natural Gas_Steam System Efficiency Improvements_A_Technical Potential | F2 | Industrial | Food Products | New | Space Heating | Natural Gas | Steam System Efficiency Improvements | A | Integrated Unit Summer Peak Savings (kW) | Technical Potential | 0 | 0 | 0 | 0 | 0 | 0 | 0 | 0 | 0 | 0 | 0 | 0 | 0 | 0 | 0 | 0 | 0 | 0 | 0 | 0 | 0 | 0 | 0
F3_Industrial_Food Products_New_Space Heating_Natural Gas_Steam System Efficiency Improvements_A_Technical Potential | F3 | Industrial | Food Products | New | Space Heating | Natural Gas | Steam System Efficiency Improvements | A | Integrated Unit Winter Peak Savings (kW) | Technical Potential | 0 | 0 | 0 | 0 | 0 | 0 | 0 | 0 | 0 | 0 | 0 | 0 | 0 | 0 | 0 | 0 | 0 | 0 | 0 | 0 | 0 | 0 | 0
F4_Industrial_Food Products_New_Space Heating_Natural Gas_Steam System Efficiency Improvements_A_Technical Potential | F4 | Industrial | Food Products | New | Space Heating | Natural Gas | Steam System Efficiency Improvements | A | Incremental Energy Savings (MWh or mTherms) | Technical Potential | 0 | 0 | 0.00021045 | 0.00069117 | 0.0017073 | 0.0036532 | 0.0063461 | 0.010421 | 0.015964 | 0.023304 | 0.031227 | 0.040084 | 0.048465 | 0.055911 | 0.05902 | 0.059336 | 0.05537 | 0.048778 | 0.05674 | 0.061038 | 0.063122 | 0.061642 | 0
F5_Industrial_Food Products_New_Space Heating_Natural Gas_Steam System Efficiency Improvements_A_Technical Potential | F5 | Industrial | Food Products | New | Space Heating | Natural Gas | Steam System Efficiency Improvements | A | Incremental Summer Peak Savings (MW) | Technical Potential | 0 | 0 | 0 | 0 | 0 | 0 | 0 | 0 | 0 | 0 | 0 | 0 | 0 | 0 | 0 | 0 | 0 | 0 | 0 | 0 | 0 | 0 | 0
F6_Industrial_Food Products_New_Space Heating_Natural Gas_Steam System Efficiency Improvements_A_Technical Potential | F6 | Industrial | Food Products | New | Space Heating | Natural Gas | Steam System Efficiency Improvements | A | Incremental Winter Peak Savings (MW) | Technical Potential | 0 | 0 | 0 | 0 | 0 | 0 | 0 | 0 | 0 | 0 | 0 | 0 | 0 | 0 | 0 | 0 | 0 | 0 | 0 | 0 | 0 | 0 | 0
F7_Industrial_Food Products_New_Space Heating_Natural Gas_Steam System Efficiency Improvements_A_Technical Potential | F7 | Industrial | Food Products | New | Space Heating | Natural Gas | Steam System Efficiency Improvements | A | Cumulative Energy Savings (MWh or mTherms) | Technical Potential | 0 | 0 | 0.00021045 | 0.0008893 | 0.002575 | 0.0061908 | 0.012501 | 0.022671 | 0.037893 | 0.059417 | 0.086941 | 0.12061 | 0.15832 | 0.19799 | 0.23336 | 0.26249 | 0.27849 | 0.27869 | 0.27922 | 0.27913 | 0.27927 | 0.279 | 0
F8_Industrial_Food Products_New_Space Heating_Natural Gas_Steam System Efficiency Improvements_A_Technical Potential | F8 | Industrial | Food Products | New | Space Heating | Natural Gas | Steam System Efficiency Improvements | A | Cumulative Summer Peak Savings (MW) | Technical Potential | 0 | 0 | 0 | 0 | 0 | 0 | 0 | 0 | 0 | 0 | 0 | 0 | 0 | 0 | 0 | 0 | 0 | 0 | 0 | 0 | 0 | 0 | 0
F9_Industrial_Food Products_New_Space Heating_Natural Gas_Steam System Efficiency Improvements_A_Technical Potential | F9 | Industrial | Food Products | New | Space Heating | Natural Gas | Steam System Efficiency Improvements | A | Cumulative Winter Peak Savings (MW) | Technical Potential | 0 | 0 | 0 | 0 | 0 | 0 | 0 | 0 | 0 | 0 | 0 | 0 | 0 | 0 | 0 | 0 | 0 | 0 | 0 | 0 | 0 | 0 | 0
F10_Industrial_Food Products_New_Space Heating_Natural Gas_Steam System Efficiency Improvements_A_Technical Potential | F10 | Industrial | Food Products | New | Space Heating | Natural Gas | Steam System Efficiency Improvements | A | Purchases (Incremental) | Technical Potential | 0 | 0 | 1.585 | 5.5294 | 13.9995 | 30.3964 | 53.107 | 87.6482 | 134.7892 | 197.4305 | 265.0937 | 340.9633 | 413.929 | 479.0797 | 507.4807 | 508.6332 | 473.7761 | 417.3909 | 484.6091 | 521.4802 | 539.0296 | 526.8831 | 0
F11_Industrial_Food Products_New_Space Heating_Natural Gas_Steam System Efficiency Improvements_A_Technical Potential | F11 | Industrial | Food Products | New | Space Heating | Natural Gas | Steam System Efficiency Improvements | A | Purchases (Cumulative) | Technical Potential | 0 | 0 | 1.585 | 7.1144 | 21.1139 | 51.5103 | 104.6173 | 190.6805 | 319.9403 | 503.3713 | 738.0686 | 1025.9249 | 1352.2056 | 1696.4962 | 2006.5464 | 2250.0859 | 2382.8988 | 2384.7757 | 2384.7757 | 2384.7757 | 2384.7757 | 2384.7757 | 0
F1_Industrial_Food Products_New_Process_Natural Gas_Steam System Efficiency Improvements_A_Technical Potential | F1 | Industrial | Food Products | New | Process | Natural Gas | Steam System Efficiency Improvements | A | Integrated Unit Energy Savings (kWh or therms) | Technical Potential | 0 | 0 | 5.0901 | 5.0899 | 5.0899 | 5.0901 | 5.0901 | 5.0902 | 5.0903 | 5.0904 | 5.0904 | 5.0904 | 5.0905 | 5.0905 | 5.0905 | 5.0905 | 5.0905 | 5.0906 | 5.0906 | 5.0906 | 5.0906 | 5.0906 | 0
F2_Industrial_Food Products_New_Process_Natural Gas_Steam System Efficiency Improvements_A_Technical Potential | F2 | Industrial | Food Products | New | Process | Natural Gas | Steam System Efficiency Improvements | A | Integrated Unit Summer Peak Savings (kW) | Technical Potential | 0 | 0 | 0 | 0 | 0 | 0 | 0 | 0 | 0 | 0 | 0 | 0 | 0 | 0 | 0 | 0 | 0 | 0 | 0 | 0 | 0 | 0 | 0
F3_Industrial_Food Products_New_Process_Natural Gas_Steam System Efficiency Improvements_A_Technical Potential | F3 | Industrial | Food Products | New | Process | Natural Gas | Steam System Efficiency Improvements | A | Integrated Unit Winter Peak Savings (kW) | Technical Potential | 0 | 0 | 0 | 0 | 0 | 0 | 0 | 0 | 0 | 0 | 0 | 0 | 0 | 0 | 0 | 0 | 0 | 0 | 0 | 0 | 0 | 0 | 0
F4_Industrial_Food Products_New_Process_Natural Gas_Steam System Efficiency Improvements_A_Technical Potential | F4 | Industrial | Food Products | New | Process | Natural Gas | Steam System Efficiency Improvements | A | Incremental Energy Savings (MWh or mTherms) | Technical Potential | 0 | 0 | 0.00049602 | 0.0017303 | 0.0043808 | 0.0095122 | 0.016619 | 0.027429 | 0.042183 | 0.061787 | 0.082963 | 0.10671 | 0.12954 | 0.14993 | 0.15882 | 0.15918 | 0.14828 | 0.13063 | 0.15167 | 0.16321 | 0.1687 | 0.1649 | 0
F5_Industrial_Food Products_New_Process_Natural Gas_Steam System Efficiency Improvements_A_Technical Potential | F5 | Industrial | Food Products | New | Process | Natural Gas | Steam System Efficiency Improvements | A | Incremental Summer Peak Savings (MW) | Technical Potential | 0 | 0 | 0 | 0 | 0 | 0 | 0 | 0 | 0 | 0 | 0 | 0 | 0 | 0 | 0 | 0 | 0 | 0 | 0 | 0 | 0 | 0 | 0
F6_Industrial_Food Products_New_Process_Natural Gas_Steam System Efficiency Improvements_A_Technical Potential | F6 | Industrial | Food Products | New | Process | Natural Gas | Steam System Efficiency Improvements | A | Incremental Winter Peak Savings (MW) | Technical Potential | 0 | 0 | 0 | 0 | 0 | 0 | 0 | 0 | 0 | 0 | 0 | 0 | 0 | 0 | 0 | 0 | 0 | 0 | 0 | 0 | 0 | 0 | 0
F7_Industrial_Food Products_New_Process_Natural Gas_Steam System Efficiency Improvements_A_Technical Potential | F7 | Industrial | Food Products | New | Process | Natural Gas | Steam System Efficiency Improvements | A | Cumulative Energy Savings (MWh or mTherms) | Technical Potential | 0 | 0 | 0.00049602 | 0.0022263 | 0.0066071 | 0.016119 | 0.032739 | 0.059673 | 0.10013 | 0.15753 | 0.23098 | 0.32107 | 0.42319 | 0.53094 | 0.62798 | 0.7042 | 0.74577 | 0.74636 | 0.74636 | 0.74636 | 0.74636 | 0.74636 | 0
F8_Industrial_Food Products_New_Process_Natural Gas_Steam System Efficiency Improvements_A_Technical Potential | F8 | Industrial | Food Products | New | Process | Natural Gas | Steam System Efficiency Improvements | A | Cumulative Summer Peak Savings (MW) | Technical Potential | 0 | 0 | 0 | 0 | 0 | 0 | 0 | 0 | 0 | 0 | 0 | 0 | 0 | 0 | 0 | 0 | 0 | 0 | 0 | 0 | 0 | 0 | 0
F9_Industrial_Food Products_New_Process_Natural Gas_Steam System Efficiency Improvements_A_Technical Potential | F9 | Industrial | Food Products | New | Process | Natural Gas | Steam System Efficiency Improvements | A | Cumulative Winter Peak Savings (MW) | Technical Potential | 0 | 0 | 0 | 0 | 0 | 0 | 0 | 0 | 0 | 0 | 0 | 0 | 0 | 0 | 0 | 0 | 0 | 0 | 0 | 0 | 0 | 0 | 0
F10_Industrial_Food Products_New_Process_Natural Gas_Steam System Efficiency Improvements_A_Technical Potential | F10 | Industrial | Food Products | New | Process | Natural Gas | Steam System Efficiency Improvements | A | Purchases (Incremental) | Technical Potential | 0 | 0 | 0.097447 | 0.33995 | 0.86069 | 1.8688 | 3.265 | 5.3886 | 8.2868 | 12.138 | 16.298 | 20.9624 | 25.4484 | 29.4538 | 31.1999 | 31.2708 | 29.1278 | 25.6612 | 29.7938 | 32.0606 | 33.1396 | 32.3928 | 0
F11_Industrial_Food Products_New_Process_Natural Gas_Steam System Efficiency Improvements_A_Technical Potential | F11 | Industrial | Food Products | New | Process | Natural Gas | Steam System Efficiency Improvements | A | Purchases (Cumulative) | Technical Potential | 0 | 0 | 0.097447 | 0.43739 | 1.2981 | 3.1669 | 6.4319 | 11.723 | 19.6699 | 30.9473 | 45.3765 | 63.0739 | 83.1337 | 104.3007 | 123.3626 | 138.3354 | 146.5007 | 146.6161 | 146.6161 | 146.6161 | 146.6161 | 146.6161 | 0
F1_Industrial_Food Products_New_Space Heating_Natural Gas_Strategic Energy Management_A_Technical Potential | F1 | Industrial | Food Products | New | Space Heating | Natural Gas | Strategic Energy Management | A | Integrated Unit Energy Savings (kWh or therms) | Technical Potential | 0 | 0 | 7.5126 | 7.0706 | 6.8966 | 6.7946 | 6.753 | 6.7166 | 6.6882 | 6.663 | 6.6462 | 6.6298 | 6.6001 | 6.576 | 6.5502 | 6.568 | 6.5784 | 6.5775 | 6.5888 | 6.5862 | 6.5889 | 6.5823 | 0
F2_Industrial_Food Products_New_Space Heating_Natural Gas_Strategic Energy Management_A_Technical Potential | F2 | Industrial | Food Products | New | Space Heating | Natural Gas | Strategic Energy Management | A | Integrated Unit Summer Peak Savings (kW) | Technical Potential | 0 | 0 | 0 | 0 | 0 | 0 | 0 | 0 | 0 | 0 | 0 | 0 | 0 | 0 | 0 | 0 | 0 | 0 | 0 | 0 | 0 | 0 | 0
F3_Industrial_Food Products_New_Space Heating_Natural Gas_Strategic Energy Management_A_Technical Potential | F3 | Industrial | Food Products | New | Space Heating | Natural Gas | Strategic Energy Management | A | Integrated Unit Winter Peak Savings (kW) | Technical Potential | 0 | 0 | 0 | 0 | 0 | 0 | 0 | 0 | 0 | 0 | 0 | 0 | 0 | 0 | 0 | 0 | 0 | 0 | 0 | 0 | 0 | 0 | 0
F4_Industrial_Food Products_New_Space Heating_Natural Gas_Strategic Energy Management_A_Technical Potential | F4 | Industrial | Food Products | New | Space Heating | Natural Gas | Strategic Energy Management | A | Incremental Energy Savings (MWh or mTherms) | Technical Potential | 0 | 0 | 0.020818 | 0.034195 | 0.04756 | 0.062545 | 0.071552 | 0.082007 | 0.092321 | 0.10392 | 0.11253 | 0.12244 | 0.13189 | 0.14297 | 0.15022 | 0.16015 | 0.16994 | 0.18101 | 0.18866 | 0.19763 | 0.22131 | 0.23978 | 0
F5_Industrial_Food Products_New_Space Heating_Natural Gas_Strategic Energy Management_A_Technical Potential | F5 | Industrial | Food Products | New | Space Heating | Natural Gas | Strategic Energy Management | A | Incremental Summer Peak Savings (MW) | Technical Potential | 0 | 0 | 0 | 0 | 0 | 0 | 0 | 0 | 0 | 0 | 0 | 0 | 0 | 0 | 0 | 0 | 0 | 0 | 0 | 0 | 0 | 0 | 0
F6_Industrial_Food Products_New_Space Heating_Natural Gas_Strategic Energy Management_A_Technical Potential | F6 | Industrial | Food Products | New | Space Heating | Natural Gas | Strategic Energy Management | A | Incremental Winter Peak Savings (MW) | Technical Potential | 0 | 0 | 0 | 0 | 0 | 0 | 0 | 0 | 0 | 0 | 0 | 0 | 0 | 0 | 0 | 0 | 0 | 0 | 0 | 0 | 0 | 0 | 0
F7_Industrial_Food Products_New_Space Heating_Natural Gas_Strategic Energy Management_A_Technical Potential | F7 | Industrial | Food Products | New | Space Heating | Natural Gas | Strategic Energy Management | A | Cumulative Energy Savings (MWh or mTherms) | Technical Potential | 0 | 0 | 0.020818 | 0.053788 | 0.10002 | 0.16109 | 0.23166 | 0.2938 | 0.35254 | 0.40918 | 0.45949 | 0.51055 | 0.55956 | 0.60972 | 0.65539 | 0.70612 | 0.75568 | 0.78693 | 0.80184 | 0.80269 | 0.80301 | 0.8022 | 0
F8_Industrial_Food Products_New_Space Heating_Natural Gas_Strategic Energy Management_A_Technical Potential | F8 | Industrial | Food Products | New | Space Heating | Natural Gas | Strategic Energy Management | A | Cumulative Summer Peak Savings (MW) | Technical Potential | 0 | 0 | 0 | 0 | 0 | 0 | 0 | 0 | 0 | 0 | 0 | 0 | 0 | 0 | 0 | 0 | 0 | 0 | 0 | 0 | 0 | 0 | 0
F9_Industrial_Food Products_New_Space Heating_Natural Gas_Strategic Energy Management_A_Technical Potential | F9 | Industrial | Food Products | New | Space Heating | Natural Gas | Strategic Energy Management | A | Cumulative Winter Peak Savings (MW) | Technical Potential | 0 | 0 | 0 | 0 | 0 | 0 | 0 | 0 | 0 | 0 | 0 | 0 | 0 | 0 | 0 | 0 | 0 | 0 | 0 | 0 | 0 | 0 | 0
F10_Industrial_Food Products_New_Space Heating_Natural Gas_Strategic Energy Management_A_Technical Potential | F10 | Industrial | Food Products | New | Space Heating | Natural Gas | Strategic Energy Management | A | Purchases (Incremental) | Technical Potential | 0 | 0 | 2.7711 | 4.8362 | 6.8961 | 9.205 | 10.5955 | 12.2097 | 13.8035 | 15.5964 | 16.9316 | 18.4674 | 19.9828 | 21.7407 | 22.9338 | 24.3839 | 25.8328 | 27.5196 | 28.6337 | 30.0066 | 33.5888 | 36.4283 | 0
F11_Industrial_Food Products_New_Space Heating_Natural Gas_Strategic Energy Management_A_Technical Potential | F11 | Industrial | Food Products | New | Space Heating | Natural Gas | Strategic Energy Management | A | Purchases (Cumulative) | Technical Potential | 0 | 0 | 2.7711 | 7.6073 | 14.5034 | 23.7084 | 34.3039 | 43.7424 | 52.7098 | 61.4101 | 69.1367 | 77.0086 | 84.7818 | 92.7189 | 100.0564 | 107.5086 | 114.874 | 119.6396 | 121.6964 | 121.8732 | 121.8732 | 121.8732 | 0
F1_Industrial_Food Products_New_Process_Natural Gas_Strategic Energy Management_A_Technical Potential | F1 | Industrial | Food Products | New | Process | Natural Gas | Strategic Energy Management | A | Integrated Unit Energy Savings (kWh or therms) | Technical Potential | 0 | 0 | 30.2035 | 30.2023 | 30.2018 | 30.2027 | 30.203 | 30.203 | 30.2029 | 30.2026 | 30.2019 | 30.2013 | 30.2006 | 30.2 | 30.1994 | 30.1991 | 30.1992 | 30.1998 | 30.2001 | 30.2004 | 30.2007 | 30.201 | 0
F2_Industrial_Food Products_New_Process_Natural Gas_Strategic Energy Management_A_Technical Potential | F2 | Industrial | Food Products | New | Process | Natural Gas | Strategic Energy Management | A | Integrated Unit Summer Peak Savings (kW) | Technical Potential | 0 | 0 | 0 | 0 | 0 | 0 | 0 | 0 | 0 | 0 | 0 | 0 | 0 | 0 | 0 | 0 | 0 | 0 | 0 | 0 | 0 | 0 | 0
F3_Industrial_Food Products_New_Process_Natural Gas_Strategic Energy Management_A_Technical Potential | F3 | Industrial | Food Products | New | Process | Natural Gas | Strategic Energy Management | A | Integrated Unit Winter Peak Savings (kW) | Technical Potential | 0 | 0 | 0 | 0 | 0 | 0 | 0 | 0 | 0 | 0 | 0 | 0 | 0 | 0 | 0 | 0 | 0 | 0 | 0 | 0 | 0 | 0 | 0
F4_Industrial_Food Products_New_Process_Natural Gas_Strategic Energy Management_A_Technical Potential | F4 | Industrial | Food Products | New | Process | Natural Gas | Strategic Energy Management | A | Incremental Energy Savings (MWh or mTherms) | Technical Potential | 0 | 0 | 0.34432 | 0.60088 | 0.85681 | 1.1437 | 1.3165 | 1.5171 | 1.7151 | 1.9378 | 2.1037 | 2.2945 | 2.4827 | 2.701 | 2.8492 | 3.0293 | 3.2093 | 3.419 | 3.5574 | 3.728 | 4.1731 | 4.5259 | 0
F5_Industrial_Food Products_New_Process_Natural Gas_Strategic Energy Management_A_Technical Potential | F5 | Industrial | Food Products | New | Process | Natural Gas | Strategic Energy Management | A | Incremental Summer Peak Savings (MW) | Technical Potential | 0 | 0 | 0 | 0 | 0 | 0 | 0 | 0 | 0 | 0 | 0 | 0 | 0 | 0 | 0 | 0 | 0 | 0 | 0 | 0 | 0 | 0 | 0
F6_Industrial_Food Products_New_Process_Natural Gas_Strategic Energy Management_A_Technical Potential | F6 | Industrial | Food Products | New | Process | Natural Gas | Strategic Energy Management | A | Incremental Winter Peak Savings (MW) | Technical Potential | 0 | 0 | 0 | 0 | 0 | 0 | 0 | 0 | 0 | 0 | 0 | 0 | 0 | 0 | 0 | 0 | 0 | 0 | 0 | 0 | 0 | 0 | 0
F7_Industrial_Food Products_New_Process_Natural Gas_Strategic Energy Management_A_Technical Potential | F7 | Industrial | Food Products | New | Process | Natural Gas | Strategic Energy Management | A | Cumulative Energy Savings (MWh or mTherms) | Technical Potential | 0 | 0 | 0.34432 | 0.94519 | 1.802 | 2.9458 | 4.2623 | 5.435 | 6.5492 | 7.6301 | 8.59 | 9.5678 | 10.5333 | 11.5192 | 12.4306 | 13.3563 | 14.2714 | 14.8637 | 15.1194 | 15.1415 | 15.1417 | 15.1418 | 0
F8_Industrial_Food Products_New_Process_Natural Gas_Strategic Energy Management_A_Technical Potential | F8 | Industrial | Food Products | New | Process | Natural Gas | Strategic Energy Management | A | Cumulative Summer Peak Savings (MW) | Technical Potential | 0 | 0 | 0 | 0 | 0 | 0 | 0 | 0 | 0 | 0 | 0 | 0 | 0 | 0 | 0 | 0 | 0 | 0 | 0 | 0 | 0 | 0 | 0
F9_Industrial_Food Products_New_Process_Natural Gas_Strategic Energy Management_A_Technical Potential | F9 | Industrial | Food Products | New | Process | Natural Gas | Strategic Energy Management | A | Cumulative Winter Peak Savings (MW) | Technical Potential | 0 | 0 | 0 | 0 | 0 | 0 | 0 | 0 | 0 | 0 | 0 | 0 | 0 | 0 | 0 | 0 | 0 | 0 | 0 | 0 | 0 | 0 | 0
F10_Industrial_Food Products_New_Process_Natural Gas_Strategic Energy Management_A_Technical Potential | F10 | Industrial | Food Products | New | Process | Natural Gas | Strategic Energy Management | A | Purchases (Incremental) | Technical Potential | 0 | 0 | 11.4 | 19.8952 | 28.3695 | 37.8679 | 43.5882 | 50.2288 | 56.7856 | 64.161 | 69.6542 | 75.9721 | 82.2062 | 89.438 | 94.3462 | 100.3114 | 106.2721 | 113.2112 | 117.7947 | 123.4427 | 138.1793 | 149.8604 | 0
F11_Industrial_Food Products_New_Process_Natural Gas_Strategic Energy Management_A_Technical Potential | F11 | Industrial | Food Products | New | Process | Natural Gas | Strategic Energy Management | A | Purchases (Cumulative) | Technical Potential | 0 | 0 | 11.4 | 31.2953 | 59.6648 | 97.5327 | 141.1209 | 179.9497 | 216.84 | 252.6315 | 284.4178 | 316.8017 | 348.7791 | 381.4315 | 411.6166 | 442.2738 | 472.5739 | 492.1789 | 500.6405 | 501.3674 | 501.3674 | 501.3674 | 0
F1_Industrial_Food Products_New_Miscellaneous_Natural Gas_Strategic Energy Management_A_Technical Potential | F1 | Industrial | Food Products | New | Miscellaneous | Natural Gas | Strategic Energy Management | A | Integrated Unit Energy Savings (kWh or therms) | Technical Potential | 0 | 0 | 2.7925 | 2.7925 | 2.7925 | 2.7925 | 2.7925 | 2.7925 | 2.7925 | 2.7925 | 2.7925 | 2.7925 | 2.7925 | 2.7925 | 2.7925 | 2.7925 | 2.7925 | 2.7925 | 2.7925 | 2.7925 | 2.7925 | 2.7925 | 0
F2_Industrial_Food Products_New_Miscellaneous_Natural Gas_Strategic Energy Management_A_Technical Potential | F2 | Industrial | Food Products | New | Miscellaneous | Natural Gas | Strategic Energy Management | A | Integrated Unit Summer Peak Savings (kW) | Technical Potential | 0 | 0 | 0 | 0 | 0 | 0 | 0 | 0 | 0 | 0 | 0 | 0 | 0 | 0 | 0 | 0 | 0 | 0 | 0 | 0 | 0 | 0 | 0
F3_Industrial_Food Products_New_Miscellaneous_Natural Gas_Strategic Energy Management_A_Technical Potential | F3 | Industrial | Food Products | New | Miscellaneous | Natural Gas | Strategic Energy Management | A | Integrated Unit Winter Peak Savings (kW) | Technical Potential | 0 | 0 | 0 | 0 | 0 | 0 | 0 | 0 | 0 | 0 | 0 | 0 | 0 | 0 | 0 | 0 | 0 | 0 | 0 | 0 | 0 | 0 | 0
F4_Industrial_Food Products_New_Miscellaneous_Natural Gas_Strategic Energy Management_A_Technical Potential | F4 | Industrial | Food Products | New | Miscellaneous | Natural Gas | Strategic Energy Management | A | Incremental Energy Savings (MWh or mTherms) | Technical Potential | 0 | 0 | 0.0079586 | 0.013889 | 0.019805 | 0.026436 | 0.03043 | 0.035066 | 0.039643 | 0.044792 | 0.048627 | 0.053038 | 0.05739 | 0.062439 | 0.065865 | 0.07003 | 0.074191 | 0.079035 | 0.082235 | 0.086178 | 0.096466 | 0.10462 | 0
F5_Industrial_Food Products_New_Miscellaneous_Natural Gas_Strategic Energy Management_A_Technical Potential | F5 | Industrial | Food Products | New | Miscellaneous | Natural Gas | Strategic Energy Management | A | Incremental Summer Peak Savings (MW) | Technical Potential | 0 | 0 | 0 | 0 | 0 | 0 | 0 | 0 | 0 | 0 | 0 | 0 | 0 | 0 | 0 | 0 | 0 | 0 | 0 | 0 | 0 | 0 | 0
F6_Industrial_Food Products_New_Miscellaneous_Natural Gas_Strategic Energy Management_A_Technical Potential | F6 | Industrial | Food Products | New | Miscellaneous | Natural Gas | Strategic Energy Management | A | Incremental Winter Peak Savings (MW) | Technical Potential | 0 | 0 | 0 | 0 | 0 | 0 | 0 | 0 | 0 | 0 | 0 | 0 | 0 | 0 | 0 | 0 | 0 | 0 | 0 | 0 | 0 | 0 | 0
F7_Industrial_Food Products_New_Miscellaneous_Natural Gas_Strategic Energy Management_A_Technical Potential | F7 | Industrial | Food Products | New | Miscellaneous | Natural Gas | Strategic Energy Management | A | Cumulative Energy Savings (MWh or mTherms) | Technical Potential | 0 | 0 | 0.0079586 | 0.021848 | 0.041653 | 0.06809 | 0.09852 | 0.12563 | 0.15138 | 0.17637 | 0.19856 | 0.22117 | 0.24349 | 0.26629 | 0.28736 | 0.30876 | 0.32991 | 0.3436 | 0.34951 | 0.35002 | 0.35002 | 0.35002 | 0
F8_Industrial_Food Products_New_Miscellaneous_Natural Gas_Strategic Energy Management_A_Technical Potential | F8 | Industrial | Food Products | New | Miscellaneous | Natural Gas | Strategic Energy Management | A | Cumulative Summer Peak Savings (MW) | Technical Potential | 0 | 0 | 0 | 0 | 0 | 0 | 0 | 0 | 0 | 0 | 0 | 0 | 0 | 0 | 0 | 0 | 0 | 0 | 0 | 0 | 0 | 0 | 0
F9_Industrial_Food Products_New_Miscellaneous_Natural Gas_Strategic Energy Management_A_Technical Potential | F9 | Industrial | Food Products | New | Miscellaneous | Natural Gas | Strategic Energy Management | A | Cumulative Winter Peak Savings (MW) | Technical Potential | 0 | 0 | 0 | 0 | 0 | 0 | 0 | 0 | 0 | 0 | 0 | 0 | 0 | 0 | 0 | 0 | 0 | 0 | 0 | 0 | 0 | 0 | 0
F10_Industrial_Food Products_New_Miscellaneous_Natural Gas_Strategic Energy Management_A_Technical Potential | F10 | Industrial | Food Products | New | Miscellaneous | Natural Gas | Strategic Energy Management | A | Purchases (Incremental) | Technical Potential | 0 | 0 | 2.85 | 4.9738 | 7.0924 | 9.467 | 10.8971 | 12.5572 | 14.1964 | 16.0403 | 17.4135 | 18.993 | 20.5516 | 22.3595 | 23.5865 | 25.0779 | 26.568 | 28.3028 | 29.4487 | 30.8607 | 34.5448 | 37.4651 | 0
F11_Industrial_Food Products_New_Miscellaneous_Natural Gas_Strategic Energy Management_A_Technical Potential | F11 | Industrial | Food Products | New | Miscellaneous | Natural Gas | Strategic Energy Management | A | Purchases (Cumulative) | Technical Potential | 0 | 0 | 2.85 | 7.8238 | 14.9162 | 24.3832 | 35.2802 | 44.9874 | 54.21 | 63.1579 | 71.1044 | 79.2004 | 87.1948 | 95.3579 | 102.9042 | 110.5685 | 118.1435 | 123.0447 | 125.1601 | 125.3419 | 125.3419 | 125.3419 | 0
F1_Industrial_Food Products_New_Space Heating_Natural Gas_Commissioning_A_Technical Potential | F1 | Industrial | Food Products | New | Space Heating | Natural Gas | Commissioning | A | Integrated Unit Energy Savings (kWh or therms) | Technical Potential | 0 | 0 | 10.1976 | 9.6005 | 9.3668 | 9.2307 | 9.1777 | 9.1314 | 9.0964 | 9.0657 | 9.047 | 9.029 | 8.9925 | 8.9633 | 8.9322 | 8.9596 | 8.9759 | 8.9754 | 8.9923 | 8.9896 | 8.9938 | 8.9854 | 0
F2_Industrial_Food Products_New_Space Heating_Natural Gas_Commissioning_A_Technical Potential | F2 | Industrial | Food Products | New | Space Heating | Natural Gas | Commissioning | A | Integrated Unit Summer Peak Savings (kW) | Technical Potential | 0 | 0 | 0 | 0 | 0 | 0 | 0 | 0 | 0 | 0 | 0 | 0 | 0 | 0 | 0 | 0 | 0 | 0 | 0 | 0 | 0 | 0 | 0
F3_Industrial_Food Products_New_Space Heating_Natural Gas_Commissioning_A_Technical Potential | F3 | Industrial | Food Products | New | Space Heating | Natural Gas | Commissioning | A | Integrated Unit Winter Peak Savings (kW) | Technical Potential | 0 | 0 | 0 | 0 | 0 | 0 | 0 | 0 | 0 | 0 | 0 | 0 | 0 | 0 | 0 | 0 | 0 | 0 | 0 | 0 | 0 | 0 | 0
F4_Industrial_Food Products_New_Space Heating_Natural Gas_Commissioning_A_Technical Potential | F4 | Industrial | Food Products | New | Space Heating | Natural Gas | Commissioning | A | Incremental Energy Savings (MWh or mTherms) | Technical Potential | 0 | 0 | 0 | 0 | 0 | 0 | 0 | 0 | 0 | 0 | 0 | 0 | 0 | 0 | 0 | 0 | 0 | 0 | 0 | 0 | 0 | 0 | 0
F5_Industrial_Food Products_New_Space Heating_Natural Gas_Commissioning_A_Technical Potential | F5 | Industrial | Food Products | New | Space Heating | Natural Gas | Commissioning | A | Incremental Summer Peak Savings (MW) | Technical Potential | 0 | 0 | 0 | 0 | 0 | 0 | 0 | 0 | 0 | 0 | 0 | 0 | 0 | 0 | 0 | 0 | 0 | 0 | 0 | 0 | 0 | 0 | 0
F6_Industrial_Food Products_New_Space Heating_Natural Gas_Commissioning_A_Technical Potential | F6 | Industrial | Food Products | New | Space Heating | Natural Gas | Commissioning | A | Incremental Winter Peak Savings (MW) | Technical Potential | 0 | 0 | 0 | 0 | 0 | 0 | 0 | 0 | 0 | 0 | 0 | 0 | 0 | 0 | 0 | 0 | 0 | 0 | 0 | 0 | 0 | 0 | 0
F7_Industrial_Food Products_New_Space Heating_Natural Gas_Commissioning_A_Technical Potential | F7 | Industrial | Food Products | New | Space Heating | Natural Gas | Commissioning | A | Cumulative Energy Savings (MWh or mTherms) | Technical Potential | 0 | 0 | 0 | 0 | 0 | 0 | 0 | 0 | 0 | 0 | 0 | 0 | 0 | 0 | 0 | 0 | 0 | 0 | 0 | 0 | 0 | 0 | 0
F8_Industrial_Food Products_New_Space Heating_Natural Gas_Commissioning_A_Technical Potential | F8 | Industrial | Food Products | New | Space Heating | Natural Gas | Commissioning | A | Cumulative Summer Peak Savings (MW) | Technical Potential | 0 | 0 | 0 | 0 | 0 | 0 | 0 | 0 | 0 | 0 | 0 | 0 | 0 | 0 | 0 | 0 | 0 | 0 | 0 | 0 | 0 | 0 | 0
F9_Industrial_Food Products_New_Space Heating_Natural Gas_Commissioning_A_Technical Potential | F9 | Industrial | Food Products | New | Space Heating | Natural Gas | Commissioning | A | Cumulative Winter Peak Savings (MW) | Technical Potential | 0 | 0 | 0 | 0 | 0 | 0 | 0 | 0 | 0 | 0 | 0 | 0 | 0 | 0 | 0 | 0 | 0 | 0 | 0 | 0 | 0 | 0 | 0
F10_Industrial_Food Products_New_Space Heating_Natural Gas_Commissioning_A_Technical Potential | F10 | Industrial | Food Products | New | Space Heating | Natural Gas | Commissioning | A | Purchases (Incremental) | Technical Potential | 0 | 0 | 0 | 0 | 0 | 0 | 0 | 0 | 0 | 0 | 0 | 0 | 0 | 0 | 0 | 0 | 0 | 0 | 0 | 0 | 0 | 0 | 0
F11_Industrial_Food Products_New_Space Heating_Natural Gas_Commissioning_A_Technical Potential | F11 | Industrial | Food Products | New | Space Heating | Natural Gas | Commissioning | A | Purchases (Cumulative) | Technical Potential | 0 | 0 | 0 | 0 | 0 | 0 | 0 | 0 | 0 | 0 | 0 | 0 | 0 | 0 | 0 | 0 | 0 | 0 | 0 | 0 | 0 | 0 | 0
F1_Industrial_Food Products_New_Process_Natural Gas_Commissioning_A_Technical Potential | F1 | Industrial | Food Products | New | Process | Natural Gas | Commissioning | A | Integrated Unit Energy Savings (kWh or therms) | Technical Potential | 0 | 0 | 168.6012 | 168.6012 | 168.6012 | 168.6012 | 168.6012 | 168.6012 | 168.6012 | 168.6012 | 168.6012 | 168.6012 | 168.6012 | 168.6012 | 168.6012 | 168.6012 | 168.6012 | 168.6012 | 168.6012 | 168.6012 | 168.6012 | 168.6012 | 0
F2_Industrial_Food Products_New_Process_Natural Gas_Commissioning_A_Technical Potential | F2 | Industrial | Food Products | New | Process | Natural Gas | Commissioning | A | Integrated Unit Summer Peak Savings (kW) | Technical Potential | 0 | 0 | 0 | 0 | 0 | 0 | 0 | 0 | 0 | 0 | 0 | 0 | 0 | 0 | 0 | 0 | 0 | 0 | 0 | 0 | 0 | 0 | 0
F3_Industrial_Food Products_New_Process_Natural Gas_Commissioning_A_Technical Potential | F3 | Industrial | Food Products | New | Process | Natural Gas | Commissioning | A | Integrated Unit Winter Peak Savings (kW) | Technical Potential | 0 | 0 | 0 | 0 | 0 | 0 | 0 | 0 | 0 | 0 | 0 | 0 | 0 | 0 | 0 | 0 | 0 | 0 | 0 | 0 | 0 | 0 | 0
F4_Industrial_Food Products_New_Process_Natural Gas_Commissioning_A_Technical Potential | F4 | Industrial | Food Products | New | Process | Natural Gas | Commissioning | A | Incremental Energy Savings (MWh or mTherms) | Technical Potential | 0 | 0 | 0 | 0 | 0 | 0 | 0 | 0 | 0 | 0 | 0 | 0 | 0 | 0 | 0 | 0 | 0 | 0 | 0 | 0 | 0 | 0 | 0
F5_Industrial_Food Products_New_Process_Natural Gas_Commissioning_A_Technical Potential | F5 | Industrial | Food Products | New | Process | Natural Gas | Commissioning | A | Incremental Summer Peak Savings (MW) | Technical Potential | 0 | 0 | 0 | 0 | 0 | 0 | 0 | 0 | 0 | 0 | 0 | 0 | 0 | 0 | 0 | 0 | 0 | 0 | 0 | 0 | 0 | 0 | 0
F6_Industrial_Food Products_New_Process_Natural Gas_Commissioning_A_Technical Potential | F6 | Industrial | Food Products | New | Process | Natural Gas | Commissioning | A | Incremental Winter Peak Savings (MW) | Technical Potential | 0 | 0 | 0 | 0 | 0 | 0 | 0 | 0 | 0 | 0 | 0 | 0 | 0 | 0 | 0 | 0 | 0 | 0 | 0 | 0 | 0 | 0 | 0
F7_Industrial_Food Products_New_Process_Natural Gas_Commissioning_A_Technical Potential | F7 | Industrial | Food Products | New | Process | Natural Gas | Commissioning | A | Cumulative Energy Savings (MWh or mTherms) | Technical Potential | 0 | 0 | 0 | 0 | 0 | 0 | 0 | 0 | 0 | 0 | 0 | 0 | 0 | 0 | 0 | 0 | 0 | 0 | 0 | 0 | 0 | 0 | 0
F8_Industrial_Food Products_New_Process_Natural Gas_Commissioning_A_Technical Potential | F8 | Industrial | Food Products | New | Process | Natural Gas | Commissioning | A | Cumulative Summer Peak Savings (MW) | Technical Potential | 0 | 0 | 0 | 0 | 0 | 0 | 0 | 0 | 0 | 0 | 0 | 0 | 0 | 0 | 0 | 0 | 0 | 0 | 0 | 0 | 0 | 0 | 0
F9_Industrial_Food Products_New_Process_Natural Gas_Commissioning_A_Technical Potential | F9 | Industrial | Food Products | New | Process | Natural Gas | Commissioning | A | Cumulative Winter Peak Savings (MW) | Technical Potential | 0 | 0 | 0 | 0 | 0 | 0 | 0 | 0 | 0 | 0 | 0 | 0 | 0 | 0 | 0 | 0 | 0 | 0 | 0 | 0 | 0 | 0 | 0
F10_Industrial_Food Products_New_Process_Natural Gas_Commissioning_A_Technical Potential | F10 | Industrial | Food Products | New | Process | Natural Gas | Commissioning | A | Purchases (Incremental) | Technical Potential | 0 | 0 | 0 | 0 | 0 | 0 | 0 | 0 | 0 | 0 | 0 | 0 | 0 | 0 | 0 | 0 | 0 | 0 | 0 | 0 | 0 | 0 | 0
F11_Industrial_Food Products_New_Process_Natural Gas_Commissioning_A_Technical Potential | F11 | Industrial | Food Products | New | Process | Natural Gas | Commissioning | A | Purchases (Cumulative) | Technical Potential | 0 | 0 | 0 | 0 | 0 | 0 | 0 | 0 | 0 | 0 | 0 | 0 | 0 | 0 | 0 | 0 | 0 | 0 | 0 | 0 | 0 | 0 | 0
F1_Industrial_Food Products_New_Space Heating_Natural Gas_Retrocommissioning_A_Technical Potential | F1 | Industrial | Food Products | New | Space Heating | Natural Gas | Retrocommissioning | A | Integrated Unit Energy Savings (kWh or therms) | Technical Potential | 0 | 0 | 0 | 0 | 0 | 0 | 0 | 0 | 0 | 0 | 0 | 0 | 0 | 0 | 0 | 0 | 0 | 0 | 0 | 0 | 0 | 0 | 0
F2_Industrial_Food Products_New_Space Heating_Natural Gas_Retrocommissioning_A_Technical Potential | F2 | Industrial | Food Products | New | Space Heating | Natural Gas | Retrocommissioning | A | Integrated Unit Summer Peak Savings (kW) | Technical Potential | 0 | 0 | 0 | 0 | 0 | 0 | 0 | 0 | 0 | 0 | 0 | 0 | 0 | 0 | 0 | 0 | 0 | 0 | 0 | 0 | 0 | 0 | 0
F3_Industrial_Food Products_New_Space Heating_Natural Gas_Retrocommissioning_A_Technical Potential | F3 | Industrial | Food Products | New | Space Heating | Natural Gas | Retrocommissioning | A | Integrated Unit Winter Peak Savings (kW) | Technical Potential | 0 | 0 | 0 | 0 | 0 | 0 | 0 | 0 | 0 | 0 | 0 | 0 | 0 | 0 | 0 | 0 | 0 | 0 | 0 | 0 | 0 | 0 | 0
F4_Industrial_Food Products_New_Space Heating_Natural Gas_Retrocommissioning_A_Technical Potential | F4 | Industrial | Food Products | New | Space Heating | Natural Gas | Retrocommissioning | A | Incremental Energy Savings (MWh or mTherms) | Technical Potential | 0 | 0 | 0 | 0 | 0 | 0 | 0 | 0 | 0 | 0 | 0 | 0 | 0 | 0 | 0 | 0 | 0 | 0 | 0 | 0 | 0 | 0 | 0
F5_Industrial_Food Products_New_Space Heating_Natural Gas_Retrocommissioning_A_Technical Potential | F5 | Industrial | Food Products | New | Space Heating | Natural Gas | Retrocommissioning | A | Incremental Summer Peak Savings (MW) | Technical Potential | 0 | 0 | 0 | 0 | 0 | 0 | 0 | 0 | 0 | 0 | 0 | 0 | 0 | 0 | 0 | 0 | 0 | 0 | 0 | 0 | 0 | 0 | 0
F6_Industrial_Food Products_New_Space Heating_Natural Gas_Retrocommissioning_A_Technical Potential | F6 | Industrial | Food Products | New | Space Heating | Natural Gas | Retrocommissioning | A | Incremental Winter Peak Savings (MW) | Technical Potential | 0 | 0 | 0 | 0 | 0 | 0 | 0 | 0 | 0 | 0 | 0 | 0 | 0 | 0 | 0 | 0 | 0 | 0 | 0 | 0 | 0 | 0 | 0
F7_Industrial_Food Products_New_Space Heating_Natural Gas_Retrocommissioning_A_Technical Potential | F7 | Industrial | Food Products | New | Space Heating | Natural Gas | Retrocommissioning | A | Cumulative Energy Savings (MWh or mTherms) | Technical Potential | 0 | 0 | 0 | 0 | 0 | 0 | 0 | 0 | 0 | 0 | 0 | 0 | 0 | 0 | 0 | 0 | 0 | 0 | 0 | 0 | 0 | 0 | 0
F8_Industrial_Food Products_New_Space Heating_Natural Gas_Retrocommissioning_A_Technical Potential | F8 | Industrial | Food Products | New | Space Heating | Natural Gas | Retrocommissioning | A | Cumulative Summer Peak Savings (MW) | Technical Potential | 0 | 0 | 0 | 0 | 0 | 0 | 0 | 0 | 0 | 0 | 0 | 0 | 0 | 0 | 0 | 0 | 0 | 0 | 0 | 0 | 0 | 0 | 0
F9_Industrial_Food Products_New_Space Heating_Natural Gas_Retrocommissioning_A_Technical Potential | F9 | Industrial | Food Products | New | Space Heating | Natural Gas | Retrocommissioning | A | Cumulative Winter Peak Savings (MW) | Technical Potential | 0 | 0 | 0 | 0 | 0 | 0 | 0 | 0 | 0 | 0 | 0 | 0 | 0 | 0 | 0 | 0 | 0 | 0 | 0 | 0 | 0 | 0 | 0
F10_Industrial_Food Products_New_Space Heating_Natural Gas_Retrocommissioning_A_Technical Potential | F10 | Industrial | Food Products | New | Space Heating | Natural Gas | Retrocommissioning | A | Purchases (Incremental) | Technical Potential | 0 | 0 | 0 | 0 | 0 | 0 | 0 | 0 | 0 | 0 | 0 | 0 | 0 | 0 | 0 | 0 | 0 | 0 | 0 | 0 | 0 | 0 | 0
F11_Industrial_Food Products_New_Space Heating_Natural Gas_Retrocommissioning_A_Technical Potential | F11 | Industrial | Food Products | New | Space Heating | Natural Gas | Retrocommissioning | A | Purchases (Cumulative) | Technical Potential | 0 | 0 | 0 | 0 | 0 | 0 | 0 | 0 | 0 | 0 | 0 | 0 | 0 | 0 | 0 | 0 | 0 | 0 | 0 | 0 | 0 | 0 | 0
F1_Industrial_Food Products_New_Process_Natural Gas_Retrocommissioning_A_Technical Potential | F1 | Industrial | Food Products | New | Process | Natural Gas | Retrocommissioning | A | Integrated Unit Energy Savings (kWh or therms) | Technical Potential | 0 | 0 | 0 | 0 | 0 | 0 | 0 | 0 | 0 | 0 | 0 | 0 | 0 | 0 | 0 | 0 | 0 | 0 | 0 | 0 | 0 | 0 | 0
F2_Industrial_Food Products_New_Process_Natural Gas_Retrocommissioning_A_Technical Potential | F2 | Industrial | Food Products | New | Process | Natural Gas | Retrocommissioning | A | Integrated Unit Summer Peak Savings (kW) | Technical Potential | 0 | 0 | 0 | 0 | 0 | 0 | 0 | 0 | 0 | 0 | 0 | 0 | 0 | 0 | 0 | 0 | 0 | 0 | 0 | 0 | 0 | 0 | 0
F3_Industrial_Food Products_New_Process_Natural Gas_Retrocommissioning_A_Technical Potential | F3 | Industrial | Food Products | New | Process | Natural Gas | Retrocommissioning | A | Integrated Unit Winter Peak Savings (kW) | Technical Potential | 0 | 0 | 0 | 0 | 0 | 0 | 0 | 0 | 0 | 0 | 0 | 0 | 0 | 0 | 0 | 0 | 0 | 0 | 0 | 0 | 0 | 0 | 0
F4_Industrial_Food Products_New_Process_Natural Gas_Retrocommissioning_A_Technical Potential | F4 | Industrial | Food Products | New | Process | Natural Gas | Retrocommissioning | A | Incremental Energy Savings (MWh or mTherms) | Technical Potential | 0 | 0 | 0 | 0 | 0 | 0 | 0 | 0 | 0 | 0 | 0 | 0 | 0 | 0 | 0 | 0 | 0 | 0 | 0 | 0 | 0 | 0 | 0
F5_Industrial_Food Products_New_Process_Natural Gas_Retrocommissioning_A_Technical Potential | F5 | Industrial | Food Products | New | Process | Natural Gas | Retrocommissioning | A | Incremental Summer Peak Savings (MW) | Technical Potential | 0 | 0 | 0 | 0 | 0 | 0 | 0 | 0 | 0 | 0 | 0 | 0 | 0 | 0 | 0 | 0 | 0 | 0 | 0 | 0 | 0 | 0 | 0
F6_Industrial_Food Products_New_Process_Natural Gas_Retrocommissioning_A_Technical Potential | F6 | Industrial | Food Products | New | Process | Natural Gas | Retrocommissioning | A | Incremental Winter Peak Savings (MW) | Technical Potential | 0 | 0 | 0 | 0 | 0 | 0 | 0 | 0 | 0 | 0 | 0 | 0 | 0 | 0 | 0 | 0 | 0 | 0 | 0 | 0 | 0 | 0 | 0
F7_Industrial_Food Products_New_Process_Natural Gas_Retrocommissioning_A_Technical Potential | F7 | Industrial | Food Products | New | Process | Natural Gas | Retrocommissioning | A | Cumulative Energy Savings (MWh or mTherms) | Technical Potential | 0 | 0 | 0 | 0 | 0 | 0 | 0 | 0 | 0 | 0 | 0 | 0 | 0 | 0 | 0 | 0 | 0 | 0 | 0 | 0 | 0 | 0 | 0
F8_Industrial_Food Products_New_Process_Natural Gas_Retrocommissioning_A_Technical Potential | F8 | Industrial | Food Products | New | Process | Natural Gas | Retrocommissioning | A | Cumulative Summer Peak Savings (MW) | Technical Potential | 0 | 0 | 0 | 0 | 0 | 0 | 0 | 0 | 0 | 0 | 0 | 0 | 0 | 0 | 0 | 0 | 0 | 0 | 0 | 0 | 0 | 0 | 0
F9_Industrial_Food Products_New_Process_Natural Gas_Retrocommissioning_A_Technical Potential | F9 | Industrial | Food Products | New | Process | Natural Gas | Retrocommissioning | A | Cumulative Winter Peak Savings (MW) | Technical Potential | 0 | 0 | 0 | 0 | 0 | 0 | 0 | 0 | 0 | 0 | 0 | 0 | 0 | 0 | 0 | 0 | 0 | 0 | 0 | 0 | 0 | 0 | 0
F10_Industrial_Food Products_New_Process_Natural Gas_Retrocommissioning_A_Technical Potential | F10 | Industrial | Food Products | New | Process | Natural Gas | Retrocommissioning | A | Purchases (Incremental) | Technical Potential | 0 | 0 | 0 | 0 | 0 | 0 | 0 | 0 | 0 | 0 | 0 | 0 | 0 | 0 | 0 | 0 | 0 | 0 | 0 | 0 | 0 | 0 | 0
F11_Industrial_Food Products_New_Process_Natural Gas_Retrocommissioning_A_Technical Potential | F11 | Industrial | Food Products | New | Process | Natural Gas | Retrocommissioning | A | Purchases (Cumulative) | Technical Potential | 0 | 0 | 0 | 0 | 0 | 0 | 0 | 0 | 0 | 0 | 0 | 0 | 0 | 0 | 0 | 0 | 0 | 0 | 0 | 0 | 0 | 0 | 0
F1_Industrial_Agriculture_Existing_Space Heating_Natural Gas_Insulation - Roof/Ceiling_A_Technical Potential | F1 | Industrial | Agriculture | Existing | Space Heating | Natural Gas | Insulation - Roof/Ceiling | A | Integrated Unit Energy Savings (kWh or therms) | Technical Potential | 0 | 0 | 0.082692 | 0.082116 | 0.081495 | 0.080819 | 0.080075 | 0.079253 | 0.078344 | 0.077343 | 0.076253 | 0.075083 | 0.073853 | 0.072582 | 0.071311 | 0.070064 | 0.068868 | 0.067777 | 0.066794 | 0.065914 | 0.065118 | 0.064386 | 0
F2_Industrial_Agriculture_Existing_Space Heating_Natural Gas_Insulation - Roof/Ceiling_A_Technical Potential | F2 | Industrial | Agriculture | Existing | Space Heating | Natural Gas | Insulation - Roof/Ceiling | A | Integrated Unit Summer Peak Savings (kW) | Technical Potential | 0 | 0 | 0 | 0 | 0 | 0 | 0 | 0 | 0 | 0 | 0 | 0 | 0 | 0 | 0 | 0 | 0 | 0 | 0 | 0 | 0 | 0 | 0
F3_Industrial_Agriculture_Existing_Space Heating_Natural Gas_Insulation - Roof/Ceiling_A_Technical Potential | F3 | Industrial | Agriculture | Existing | Space Heating | Natural Gas | Insulation - Roof/Ceiling | A | Integrated Unit Winter Peak Savings (kW) | Technical Potential | 0 | 0 | 0 | 0 | 0 | 0 | 0 | 0 | 0 | 0 | 0 | 0 | 0 | 0 | 0 | 0 | 0 | 0 | 0 | 0 | 0 | 0 | 0
F4_Industrial_Agriculture_Existing_Space Heating_Natural Gas_Insulation - Roof/Ceiling_A_Technical Potential | F4 | Industrial | Agriculture | Existing | Space Heating | Natural Gas | Insulation - Roof/Ceiling | A | Incremental Energy Savings (MWh or mTherms) | Technical Potential | 0 | 0 | 3.8927 | 6.6482 | 10.0865 | 13.7624 | 17.0554 | 19.3541 | 20.2487 | 19.6452 | 17.7654 | 15.0424 | 11.9748 | 8.9956 | 6.4 | 4.3258 | 2.7858 | 1.7146 | 1.0108 | 0.66373 | 0 | 0 | 0
F5_Industrial_Agriculture_Existing_Space Heating_Natural Gas_Insulation - Roof/Ceiling_A_Technical Potential | F5 | Industrial | Agriculture | Existing | Space Heating | Natural Gas | Insulation - Roof/Ceiling | A | Incremental Summer Peak Savings (MW) | Technical Potential | 0 | 0 | 0 | 0 | 0 | 0 | 0 | 0 | 0 | 0 | 0 | 0 | 0 | 0 | 0 | 0 | 0 | 0 | 0 | 0 | 0 | 0 | 0
F6_Industrial_Agriculture_Existing_Space Heating_Natural Gas_Insulation - Roof/Ceiling_A_Technical Potential | F6 | Industrial | Agriculture | Existing | Space Heating | Natural Gas | Insulation - Roof/Ceiling | A | Incremental Winter Peak Savings (MW) | Technical Potential | 0 | 0 | 0 | 0 | 0 | 0 | 0 | 0 | 0 | 0 | 0 | 0 | 0 | 0 | 0 | 0 | 0 | 0 | 0 | 0 | 0 | 0 | 0
F7_Industrial_Agriculture_Existing_Space Heating_Natural Gas_Insulation - Roof/Ceiling_A_Technical Potential | F7 | Industrial | Agriculture | Existing | Space Heating | Natural Gas | Insulation - Roof/Ceiling | A | Cumulative Energy Savings (MWh or mTherms) | Technical Potential | 0 | 0 | 3.8927 | 10.5138 | 20.5208 | 34.1128 | 50.8542 | 69.6863 | 89.1361 | 107.6419 | 123.8899 | 137.0323 | 146.7619 | 153.2315 | 156.9487 | 158.5308 | 158.6097 | 157.8113 | 156.5345 | 155.1339 | 153.2621 | 151.5383 | 0
F8_Industrial_Agriculture_Existing_Space Heating_Natural Gas_Insulation - Roof/Ceiling_A_Technical Potential | F8 | Industrial | Agriculture | Existing | Space Heating | Natural Gas | Insulation - Roof/Ceiling | A | Cumulative Summer Peak Savings (MW) | Technical Potential | 0 | 0 | 0 | 0 | 0 | 0 | 0 | 0 | 0 | 0 | 0 | 0 | 0 | 0 | 0 | 0 | 0 | 0 | 0 | 0 | 0 | 0 | 0
F9_Industrial_Agriculture_Existing_Space Heating_Natural Gas_Insulation - Roof/Ceiling_A_Technical Potential | F9 | Industrial | Agriculture | Existing | Space Heating | Natural Gas | Insulation - Roof/Ceiling | A | Cumulative Winter Peak Savings (MW) | Technical Potential | 0 | 0 | 0 | 0 | 0 | 0 | 0 | 0 | 0 | 0 | 0 | 0 | 0 | 0 | 0 | 0 | 0 | 0 | 0 | 0 | 0 | 0 | 0
F10_Industrial_Agriculture_Existing_Space Heating_Natural Gas_Insulation - Roof/Ceiling_A_Technical Potential | F10 | Industrial | Agriculture | Existing | Space Heating | Natural Gas | Insulation - Roof/Ceiling | A | Purchases (Incremental) | Technical Potential | 0 | 0 | 47074.9341 | 80960.7702 | 123767.6142 | 170287.1658 | 212992.4111 | 244206.8162 | 258457.6119 | 254001.4461 | 232980.6368 | 200343.2631 | 162143.9391 | 123937.6086 | 89747.9235 | 61740.3819 | 40450.595 | 25297.4724 | 15132.9708 | 10069.6277 | 0 | 0 | 0
F11_Industrial_Agriculture_Existing_Space Heating_Natural Gas_Insulation - Roof/Ceiling_A_Technical Potential | F11 | Industrial | Agriculture | Existing | Space Heating | Natural Gas | Insulation - Roof/Ceiling | A | Purchases (Cumulative) | Technical Potential | 0 | 0 | 47074.9341 | 128035.7043 | 251803.3185 | 422090.4843 | 635082.8955 | 879289.7117 | 1137747.3235 | 1391748.7697 | 1624729.4065 | 1825072.6696 | 1987216.6087 | 2111154.2174 | 2200902.1409 | 2262642.5227 | 2303093.1177 | 2328390.5901 | 2343523.5609 | 2353593.1886 | 2353593.1886 | 2353593.1886 | 0
F1_Industrial_Agriculture_Existing_Space Heating_Natural Gas_Insulation - Wall Cavity_A_Technical Potential | F1 | Industrial | Agriculture | Existing | Space Heating | Natural Gas | Insulation - Wall Cavity | A | Integrated Unit Energy Savings (kWh or therms) | Technical Potential | 0 | 0 | 0.018022 | 0.017777 | 0.017458 | 0.017055 | 0.016572 | 0.01602 | 0.015426 | 0.014816 | 0.014218 | 0.013654 | 0.013136 | 0.01267 | 0.012256 | 0.01189 | 0.011566 | 0.011284 | 0.011036 | 0.010812 | 0.010619 | 0.010436 | 0
F2_Industrial_Agriculture_Existing_Space Heating_Natural Gas_Insulation - Wall Cavity_A_Technical Potential | F2 | Industrial | Agriculture | Existing | Space Heating | Natural Gas | Insulation - Wall Cavity | A | Integrated Unit Summer Peak Savings (kW) | Technical Potential | 0 | 0 | 0 | 0 | 0 | 0 | 0 | 0 | 0 | 0 | 0 | 0 | 0 | 0 | 0 | 0 | 0 | 0 | 0 | 0 | 0 | 0 | 0
F3_Industrial_Agriculture_Existing_Space Heating_Natural Gas_Insulation - Wall Cavity_A_Technical Potential | F3 | Industrial | Agriculture | Existing | Space Heating | Natural Gas | Insulation - Wall Cavity | A | Integrated Unit Winter Peak Savings (kW) | Technical Potential | 0 | 0 | 0 | 0 | 0 | 0 | 0 | 0 | 0 | 0 | 0 | 0 | 0 | 0 | 0 | 0 | 0 | 0 | 0 | 0 | 0 | 0 | 0
F4_Industrial_Agriculture_Existing_Space Heating_Natural Gas_Insulation - Wall Cavity_A_Technical Potential | F4 | Industrial | Agriculture | Existing | Space Heating | Natural Gas | Insulation - Wall Cavity | A | Incremental Energy Savings (MWh or mTherms) | Technical Potential | 0 | 0 | 0.84836 | 1.4392 | 2.1607 | 2.9043 | 3.5296 | 3.9123 | 3.9869 | 3.7633 | 3.3126 | 2.7355 | 2.13 | 1.5703 | 1.1 | 0.73412 | 0.46787 | 0.28545 | 0.167 | 0.10888 | 0 | 0 | 0
F5_Industrial_Agriculture_Existing_Space Heating_Natural Gas_Insulation - Wall Cavity_A_Technical Potential | F5 | Industrial | Agriculture | Existing | Space Heating | Natural Gas | Insulation - Wall Cavity | A | Incremental Summer Peak Savings (MW) | Technical Potential | 0 | 0 | 0 | 0 | 0 | 0 | 0 | 0 | 0 | 0 | 0 | 0 | 0 | 0 | 0 | 0 | 0 | 0 | 0 | 0 | 0 | 0 | 0
F6_Industrial_Agriculture_Existing_Space Heating_Natural Gas_Insulation - Wall Cavity_A_Technical Potential | F6 | Industrial | Agriculture | Existing | Space Heating | Natural Gas | Insulation - Wall Cavity | A | Incremental Winter Peak Savings (MW) | Technical Potential | 0 | 0 | 0 | 0 | 0 | 0 | 0 | 0 | 0 | 0 | 0 | 0 | 0 | 0 | 0 | 0 | 0 | 0 | 0 | 0 | 0 | 0 | 0
F7_Industrial_Agriculture_Existing_Space Heating_Natural Gas_Insulation - Wall Cavity_A_Technical Potential | F7 | Industrial | Agriculture | Existing | Space Heating | Natural Gas | Insulation - Wall Cavity | A | Cumulative Energy Savings (MWh or mTherms) | Technical Potential | 0 | 0 | 0.84836 | 2.2761 | 4.396 | 7.199 | 10.5243 | 14.0865 | 17.5506 | 20.62 | 23.1008 | 24.9194 | 26.1046 | 26.748 | 26.9749 | 26.9037 | 26.6384 | 26.2733 | 25.8623 | 25.4482 | 24.9932 | 24.5632 | 0
F8_Industrial_Agriculture_Existing_Space Heating_Natural Gas_Insulation - Wall Cavity_A_Technical Potential | F8 | Industrial | Agriculture | Existing | Space Heating | Natural Gas | Insulation - Wall Cavity | A | Cumulative Summer Peak Savings (MW) | Technical Potential | 0 | 0 | 0 | 0 | 0 | 0 | 0 | 0 | 0 | 0 | 0 | 0 | 0 | 0 | 0 | 0 | 0 | 0 | 0 | 0 | 0 | 0 | 0
F9_Industrial_Agriculture_Existing_Space Heating_Natural Gas_Insulation - Wall Cavity_A_Technical Potential | F9 | Industrial | Agriculture | Existing | Space Heating | Natural Gas | Insulation - Wall Cavity | A | Cumulative Winter Peak Savings (MW) | Technical Potential | 0 | 0 | 0 | 0 | 0 | 0 | 0 | 0 | 0 | 0 | 0 | 0 | 0 | 0 | 0 | 0 | 0 | 0 | 0 | 0 | 0 | 0 | 0
F10_Industrial_Agriculture_Existing_Space Heating_Natural Gas_Insulation - Wall Cavity_A_Technical Potential | F10 | Industrial | Agriculture | Existing | Space Heating | Natural Gas | Insulation - Wall Cavity | A | Purchases (Incremental) | Technical Potential | 0 | 0 | 47074.9341 | 80960.7702 | 123767.6142 | 170287.1658 | 212992.4111 | 244206.8162 | 258457.6119 | 254001.4461 | 232980.6368 | 200343.2631 | 162143.9391 | 123937.6086 | 89747.9235 | 61740.3819 | 40450.595 | 25297.4724 | 15132.9708 | 10069.6277 | 0 | 0 | 0
F11_Industrial_Agriculture_Existing_Space Heating_Natural Gas_Insulation - Wall Cavity_A_Technical Potential | F11 | Industrial | Agriculture | Existing | Space Heating | Natural Gas | Insulation - Wall Cavity | A | Purchases (Cumulative) | Technical Potential | 0 | 0 | 47074.9341 | 128035.7043 | 251803.3185 | 422090.4843 | 635082.8955 | 879289.7117 | 1137747.3235 | 1391748.7697 | 1624729.4065 | 1825072.6696 | 1987216.6087 | 2111154.2174 | 2200902.1409 | 2262642.5227 | 2303093.1177 | 2328390.5901 | 2343523.5609 | 2353593.1886 | 2353593.1886 | 2353593.1886 | 0
F1_Industrial_Agriculture_Existing_Space Heating_Natural Gas_Insulation - Ducting_A_Technical Potential | F1 | Industrial | Agriculture | Existing | Space Heating | Natural Gas | Insulation - Ducting | A | Integrated Unit Energy Savings (kWh or therms) | Technical Potential | 0 | 0 | 0.0014255 | 0.0013978 | 0.0013634 | 0.0013217 | 0.0012731 | 0.0012191 | 0.0011623 | 0.0011052 | 0.0010503 | 0.00099933 | 0.00095329 | 0.00091234 | 0.00087638 | 0.00084481 | 0.00081701 | 0.00079276 | 0.0007714 | 0.00075213 | 0.00073534 | 0.00071946 | 0
F2_Industrial_Agriculture_Existing_Space Heating_Natural Gas_Insulation - Ducting_A_Technical Potential | F2 | Industrial | Agriculture | Existing | Space Heating | Natural Gas | Insulation - Ducting | A | Integrated Unit Summer Peak Savings (kW) | Technical Potential | 0 | 0 | 0 | 0 | 0 | 0 | 0 | 0 | 0 | 0 | 0 | 0 | 0 | 0 | 0 | 0 | 0 | 0 | 0 | 0 | 0 | 0 | 0
F3_Industrial_Agriculture_Existing_Space Heating_Natural Gas_Insulation - Ducting_A_Technical Potential | F3 | Industrial | Agriculture | Existing | Space Heating | Natural Gas | Insulation - Ducting | A | Integrated Unit Winter Peak Savings (kW) | Technical Potential | 0 | 0 | 0 | 0 | 0 | 0 | 0 | 0 | 0 | 0 | 0 | 0 | 0 | 0 | 0 | 0 | 0 | 0 | 0 | 0 | 0 | 0 | 0
F4_Industrial_Agriculture_Existing_Space Heating_Natural Gas_Insulation - Ducting_A_Technical Potential | F4 | Industrial | Agriculture | Existing | Space Heating | Natural Gas | Insulation - Ducting | A | Incremental Energy Savings (MWh or mTherms) | Technical Potential | 0 | 0 | 0.0084726 | 0.010025 | 0.01176 | 0.013006 | 0.014042 | 0.01545 | 0.01588 | 0.01516 | 0.013343 | 0.010725 | 0.0077804 | 0.004843 | 0.0026547 | 0.0012109 | 0.0004869 | 0.00016884 | 5.0431e-05 | 1.0532e-05 | 1.6634e-06 | 1.9199e-07 | 0
F5_Industrial_Agriculture_Existing_Space Heating_Natural Gas_Insulation - Ducting_A_Technical Potential | F5 | Industrial | Agriculture | Existing | Space Heating | Natural Gas | Insulation - Ducting | A | Incremental Summer Peak Savings (MW) | Technical Potential | 0 | 0 | 0 | 0 | 0 | 0 | 0 | 0 | 0 | 0 | 0 | 0 | 0 | 0 | 0 | 0 | 0 | 0 | 0 | 0 | 0 | 0 | 0
F6_Industrial_Agriculture_Existing_Space Heating_Natural Gas_Insulation - Ducting_A_Technical Potential | F6 | Industrial | Agriculture | Existing | Space Heating | Natural Gas | Insulation - Ducting | A | Incremental Winter Peak Savings (MW) | Technical Potential | 0 | 0 | 0 | 0 | 0 | 0 | 0 | 0 | 0 | 0 | 0 | 0 | 0 | 0 | 0 | 0 | 0 | 0 | 0 | 0 | 0 | 0 | 0
F7_Industrial_Agriculture_Existing_Space Heating_Natural Gas_Insulation - Ducting_A_Technical Potential | F7 | Industrial | Agriculture | Existing | Space Heating | Natural Gas | Insulation - Ducting | A | Cumulative Energy Savings (MWh or mTherms) | Technical Potential | 0 | 0 | 0.0084726 | 0.018334 | 0.029643 | 0.041741 | 0.054247 | 0.067398 | 0.080135 | 0.091359 | 0.10016 | 0.10603 | 0.10893 | 0.10909 | 0.10744 | 0.10479 | 0.10182 | 0.09897 | 0.096353 | 0.093958 | 0.091862 | 0.089879 | 0
F8_Industrial_Agriculture_Existing_Space Heating_Natural Gas_Insulation - Ducting_A_Technical Potential | F8 | Industrial | Agriculture | Existing | Space Heating | Natural Gas | Insulation - Ducting | A | Cumulative Summer Peak Savings (MW) | Technical Potential | 0 | 0 | 0 | 0 | 0 | 0 | 0 | 0 | 0 | 0 | 0 | 0 | 0 | 0 | 0 | 0 | 0 | 0 | 0 | 0 | 0 | 0 | 0
F9_Industrial_Agriculture_Existing_Space Heating_Natural Gas_Insulation - Ducting_A_Technical Potential | F9 | Industrial | Agriculture | Existing | Space Heating | Natural Gas | Insulation - Ducting | A | Cumulative Winter Peak Savings (MW) | Technical Potential | 0 | 0 | 0 | 0 | 0 | 0 | 0 | 0 | 0 | 0 | 0 | 0 | 0 | 0 | 0 | 0 | 0 | 0 | 0 | 0 | 0 | 0 | 0
F10_Industrial_Agriculture_Existing_Space Heating_Natural Gas_Insulation - Ducting_A_Technical Potential | F10 | Industrial | Agriculture | Existing | Space Heating | Natural Gas | Insulation - Ducting | A | Purchases (Incremental) | Technical Potential | 0 | 0 | 5943.7745 | 7172.1794 | 8625.3272 | 9840.014 | 11030.2686 | 12673.37 | 13663.1788 | 13717.2488 | 12703.9839 | 10731.8717 | 8161.5897 | 5308.3837 | 3029.1444 | 1433.3308 | 595.9538 | 212.9741 | 65.3766 | 14.0034 | 2.2621 | 0.26685 | 0
F11_Industrial_Agriculture_Existing_Space Heating_Natural Gas_Insulation - Ducting_A_Technical Potential | F11 | Industrial | Agriculture | Existing | Space Heating | Natural Gas | Insulation - Ducting | A | Purchases (Cumulative) | Technical Potential | 0 | 0 | 5943.7745 | 13115.9539 | 21741.2811 | 31581.2951 | 42611.5637 | 55284.9337 | 68948.1126 | 82665.3614 | 95369.3452 | 106101.217 | 114262.8067 | 119571.1903 | 122600.3347 | 124033.6655 | 124629.6193 | 124842.5934 | 124907.97 | 124921.9735 | 124924.2356 | 124924.5024 | 0
F1_Industrial_Agriculture_Existing_Space Heating_Natural Gas_HVAC - Duct Repair and Sealing_A_Technical Potential | F1 | Industrial | Agriculture | Existing | Space Heating | Natural Gas | HVAC - Duct Repair and Sealing | A | Integrated Unit Energy Savings (kWh or therms) | Technical Potential | 0 | 0 | 0.0040402 | 0.003973 | 0.0038895 | 0.003788 | 0.0036693 | 0.0035366 | 0.0033954 | 0.0032521 | 0.0031126 | 0.0029816 | 0.0028618 | 0.002754 | 0.0026584 | 0.0025739 | 0.002499 | 0.0024336 | 0.002376 | 0.0023242 | 0.0022792 | 0.0022367 | 0
F2_Industrial_Agriculture_Existing_Space Heating_Natural Gas_HVAC - Duct Repair and Sealing_A_Technical Potential | F2 | Industrial | Agriculture | Existing | Space Heating | Natural Gas | HVAC - Duct Repair and Sealing | A | Integrated Unit Summer Peak Savings (kW) | Technical Potential | 0 | 0 | 0 | 0 | 0 | 0 | 0 | 0 | 0 | 0 | 0 | 0 | 0 | 0 | 0 | 0 | 0 | 0 | 0 | 0 | 0 | 0 | 0
F3_Industrial_Agriculture_Existing_Space Heating_Natural Gas_HVAC - Duct Repair and Sealing_A_Technical Potential | F3 | Industrial | Agriculture | Existing | Space Heating | Natural Gas | HVAC - Duct Repair and Sealing | A | Integrated Unit Winter Peak Savings (kW) | Technical Potential | 0 | 0 | 0 | 0 | 0 | 0 | 0 | 0 | 0 | 0 | 0 | 0 | 0 | 0 | 0 | 0 | 0 | 0 | 0 | 0 | 0 | 0 | 0
F4_Industrial_Agriculture_Existing_Space Heating_Natural Gas_HVAC - Duct Repair and Sealing_A_Technical Potential | F4 | Industrial | Agriculture | Existing | Space Heating | Natural Gas | HVAC - Duct Repair and Sealing | A | Incremental Energy Savings (MWh or mTherms) | Technical Potential | 0 | 0 | 0.048866 | 0.047225 | 0.045435 | 0.043487 | 0.041397 | 0.039212 | 0.036998 | 0.034825 | 0.032757 | 0.030837 | 0.029087 | 0.027509 | 0.026097 | 0.024832 | 0.023693 | 0.022675 | 0.021757 | 0.020916 | 0.020157 | 0.019441 | 0
F5_Industrial_Agriculture_Existing_Space Heating_Natural Gas_HVAC - Duct Repair and Sealing_A_Technical Potential | F5 | Industrial | Agriculture | Existing | Space Heating | Natural Gas | HVAC - Duct Repair and Sealing | A | Incremental Summer Peak Savings (MW) | Technical Potential | 0 | 0 | 0 | 0 | 0 | 0 | 0 | 0 | 0 | 0 | 0 | 0 | 0 | 0 | 0 | 0 | 0 | 0 | 0 | 0 | 0 | 0 | 0
F6_Industrial_Agriculture_Existing_Space Heating_Natural Gas_HVAC - Duct Repair and Sealing_A_Technical Potential | F6 | Industrial | Agriculture | Existing | Space Heating | Natural Gas | HVAC - Duct Repair and Sealing | A | Incremental Winter Peak Savings (MW) | Technical Potential | 0 | 0 | 0 | 0 | 0 | 0 | 0 | 0 | 0 | 0 | 0 | 0 | 0 | 0 | 0 | 0 | 0 | 0 | 0 | 0 | 0 | 0 | 0
F7_Industrial_Agriculture_Existing_Space Heating_Natural Gas_HVAC - Duct Repair and Sealing_A_Technical Potential | F7 | Industrial | Agriculture | Existing | Space Heating | Natural Gas | HVAC - Duct Repair and Sealing | A | Cumulative Energy Savings (MWh or mTherms) | Technical Potential | 0 | 0 | 0.048866 | 0.095278 | 0.13871 | 0.17858 | 0.21438 | 0.24583 | 0.27302 | 0.29632 | 0.31637 | 0.33389 | 0.34956 | 0.3639 | 0.37737 | 0.39021 | 0.40255 | 0.41468 | 0.42663 | 0.43824 | 0.44991 | 0.46097 | 0
F8_Industrial_Agriculture_Existing_Space Heating_Natural Gas_HVAC - Duct Repair and Sealing_A_Technical Potential | F8 | Industrial | Agriculture | Existing | Space Heating | Natural Gas | HVAC - Duct Repair and Sealing | A | Cumulative Summer Peak Savings (MW) | Technical Potential | 0 | 0 | 0 | 0 | 0 | 0 | 0 | 0 | 0 | 0 | 0 | 0 | 0 | 0 | 0 | 0 | 0 | 0 | 0 | 0 | 0 | 0 | 0
F9_Industrial_Agriculture_Existing_Space Heating_Natural Gas_HVAC - Duct Repair and Sealing_A_Technical Potential | F9 | Industrial | Agriculture | Existing | Space Heating | Natural Gas | HVAC - Duct Repair and Sealing | A | Cumulative Winter Peak Savings (MW) | Technical Potential | 0 | 0 | 0 | 0 | 0 | 0 | 0 | 0 | 0 | 0 | 0 | 0 | 0 | 0 | 0 | 0 | 0 | 0 | 0 | 0 | 0 | 0 | 0
F10_Industrial_Agriculture_Existing_Space Heating_Natural Gas_HVAC - Duct Repair and Sealing_A_Technical Potential | F10 | Industrial | Agriculture | Existing | Space Heating | Natural Gas | HVAC - Duct Repair and Sealing | A | Purchases (Incremental) | Technical Potential | 0 | 0 | 12094.8899 | 11886.3573 | 11681.4202 | 11480.0164 | 11282.085 | 11087.5663 | 10896.4014 | 10708.5324 | 10523.9025 | 10342.4559 | 10164.1377 | 9988.894 | 9816.6717 | 9647.4187 | 9481.0839 | 9317.6169 | 9156.9684 | 8999.0896 | 8843.9329 | 8691.4513 | 0
F11_Industrial_Agriculture_Existing_Space Heating_Natural Gas_HVAC - Duct Repair and Sealing_A_Technical Potential | F11 | Industrial | Agriculture | Existing | Space Heating | Natural Gas | HVAC - Duct Repair and Sealing | A | Purchases (Cumulative) | Technical Potential | 0 | 0 | 12094.8899 | 23981.2473 | 35662.6674 | 47142.6838 | 58424.7688 | 69512.3352 | 80408.7366 | 91117.269 | 101641.1715 | 111983.6275 | 122147.7652 | 132136.6592 | 141953.3308 | 151600.7496 | 161081.8335 | 170399.4504 | 179556.4188 | 188555.5084 | 197399.4413 | 206090.8926 | 0
F1_Industrial_Agriculture_Existing_Space Heating_Natural Gas_Windows - High Efficiency_A_Technical Potential | F1 | Industrial | Agriculture | Existing | Space Heating | Natural Gas | Windows - High Efficiency | A | Integrated Unit Energy Savings (kWh or therms) | Technical Potential | 0 | 0 | 0.0076898 | 0.0075645 | 0.007402 | 0.0071982 | 0.0069551 | 0.0066809 | 0.0063885 | 0.0060923 | 0.0058058 | 0.0055387 | 0.0052966 | 0.005081 | 0.0048916 | 0.0047254 | 0.004579 | 0.0044515 | 0.0043392 | 0.004238 | 0.0041501 | 0.0040666 | 0
F2_Industrial_Agriculture_Existing_Space Heating_Natural Gas_Windows - High Efficiency_A_Technical Potential | F2 | Industrial | Agriculture | Existing | Space Heating | Natural Gas | Windows - High Efficiency | A | Integrated Unit Summer Peak Savings (kW) | Technical Potential | 0 | 0 | 0 | 0 | 0 | 0 | 0 | 0 | 0 | 0 | 0 | 0 | 0 | 0 | 0 | 0 | 0 | 0 | 0 | 0 | 0 | 0 | 0
F3_Industrial_Agriculture_Existing_Space Heating_Natural Gas_Windows - High Efficiency_A_Technical Potential | F3 | Industrial | Agriculture | Existing | Space Heating | Natural Gas | Windows - High Efficiency | A | Integrated Unit Winter Peak Savings (kW) | Technical Potential | 0 | 0 | 0 | 0 | 0 | 0 | 0 | 0 | 0 | 0 | 0 | 0 | 0 | 0 | 0 | 0 | 0 | 0 | 0 | 0 | 0 | 0 | 0
F4_Industrial_Agriculture_Existing_Space Heating_Natural Gas_Windows - High Efficiency_A_Technical Potential | F4 | Industrial | Agriculture | Existing | Space Heating | Natural Gas | Windows - High Efficiency | A | Incremental Energy Savings (MWh or mTherms) | Technical Potential | 0 | 0 | 0.073393 | 0.14183 | 0.24216 | 0.37646 | 0.5426 | 0.73361 | 0.93779 | 1.1394 | 1.3198 | 1.4591 | 1.5385 | 1.543 | 1.4659 | 1.3119 | 1.0985 | 0.86789 | 0.6358 | 0.42249 | 0.25976 | 0.16314 | 0
F5_Industrial_Agriculture_Existing_Space Heating_Natural Gas_Windows - High Efficiency_A_Technical Potential | F5 | Industrial | Agriculture | Existing | Space Heating | Natural Gas | Windows - High Efficiency | A | Incremental Summer Peak Savings (MW) | Technical Potential | 0 | 0 | 0 | 0 | 0 | 0 | 0 | 0 | 0 | 0 | 0 | 0 | 0 | 0 | 0 | 0 | 0 | 0 | 0 | 0 | 0 | 0 | 0
F6_Industrial_Agriculture_Existing_Space Heating_Natural Gas_Windows - High Efficiency_A_Technical Potential | F6 | Industrial | Agriculture | Existing | Space Heating | Natural Gas | Windows - High Efficiency | A | Incremental Winter Peak Savings (MW) | Technical Potential | 0 | 0 | 0 | 0 | 0 | 0 | 0 | 0 | 0 | 0 | 0 | 0 | 0 | 0 | 0 | 0 | 0 | 0 | 0 | 0 | 0 | 0 | 0
F7_Industrial_Agriculture_Existing_Space Heating_Natural Gas_Windows - High Efficiency_A_Technical Potential | F7 | Industrial | Agriculture | Existing | Space Heating | Natural Gas | Windows - High Efficiency | A | Cumulative Energy Savings (MWh or mTherms) | Technical Potential | 0 | 0 | 0.073393 | 0.21402 | 0.45159 | 0.81562 | 1.3307 | 2.0118 | 2.8616 | 3.8683 | 5.0061 | 6.2349 | 7.5009 | 8.7385 | 9.8787 | 10.8549 | 11.6171 | 12.1614 | 12.4906 | 12.6218 | 12.6195 | 12.5289 | 0
F8_Industrial_Agriculture_Existing_Space Heating_Natural Gas_Windows - High Efficiency_A_Technical Potential | F8 | Industrial | Agriculture | Existing | Space Heating | Natural Gas | Windows - High Efficiency | A | Cumulative Summer Peak Savings (MW) | Technical Potential | 0 | 0 | 0 | 0 | 0 | 0 | 0 | 0 | 0 | 0 | 0 | 0 | 0 | 0 | 0 | 0 | 0 | 0 | 0 | 0 | 0 | 0 | 0
F9_Industrial_Agriculture_Existing_Space Heating_Natural Gas_Windows - High Efficiency_A_Technical Potential | F9 | Industrial | Agriculture | Existing | Space Heating | Natural Gas | Windows - High Efficiency | A | Cumulative Winter Peak Savings (MW) | Technical Potential | 0 | 0 | 0 | 0 | 0 | 0 | 0 | 0 | 0 | 0 | 0 | 0 | 0 | 0 | 0 | 0 | 0 | 0 | 0 | 0 | 0 | 0 | 0
F10_Industrial_Agriculture_Existing_Space Heating_Natural Gas_Windows - High Efficiency_A_Technical Potential | F10 | Industrial | Agriculture | Existing | Space Heating | Natural Gas | Windows - High Efficiency | A | Purchases (Incremental) | Technical Potential | 0 | 0 | 9544.0944 | 18749.0873 | 32715.8905 | 52299.3476 | 78014.4306 | 109806.8978 | 146792.2341 | 187014.7917 | 227317.0473 | 263439.0604 | 290465.6174 | 303673.1298 | 299683.3229 | 277631.347 | 239891.4265 | 194967.084 | 146521.9161 | 99689.3142 | 62592.2849 | 40117.2441 | 0
F11_Industrial_Agriculture_Existing_Space Heating_Natural Gas_Windows - High Efficiency_A_Technical Potential | F11 | Industrial | Agriculture | Existing | Space Heating | Natural Gas | Windows - High Efficiency | A | Purchases (Cumulative) | Technical Potential | 0 | 0 | 9544.0944 | 28293.1817 | 61009.0722 | 113308.4198 | 191322.8504 | 301129.7482 | 447921.9823 | 634936.774 | 862253.8213 | 1125692.8817 | 1416158.4991 | 1719831.6289 | 2019514.9518 | 2297146.2988 | 2537037.7253 | 2732004.8093 | 2878526.7253 | 2978216.0396 | 3040808.3245 | 3080925.5686 | 0
F1_Industrial_Agriculture_Existing_Space Heating_Natural Gas_Gas Boiler - Maintenance_A_Technical Potential | F1 | Industrial | Agriculture | Existing | Space Heating | Natural Gas | Gas Boiler - Maintenance | A | Integrated Unit Energy Savings (kWh or therms) | Technical Potential | 0 | 0 | 1.1652 | 1.1597 | 1.154 | 1.1479 | 1.1414 | 1.1346 | 1.1272 | 1.1194 | 1.1112 | 1.1025 | 1.0936 | 1.0843 | 1.075 | 1.0656 | 1.0561 | 1.0473 | 1.0391 | 1.0315 | 1.0244 | 1.0177 | 0
F2_Industrial_Agriculture_Existing_Space Heating_Natural Gas_Gas Boiler - Maintenance_A_Technical Potential | F2 | Industrial | Agriculture | Existing | Space Heating | Natural Gas | Gas Boiler - Maintenance | A | Integrated Unit Summer Peak Savings (kW) | Technical Potential | 0 | 0 | 0 | 0 | 0 | 0 | 0 | 0 | 0 | 0 | 0 | 0 | 0 | 0 | 0 | 0 | 0 | 0 | 0 | 0 | 0 | 0 | 0
F3_Industrial_Agriculture_Existing_Space Heating_Natural Gas_Gas Boiler - Maintenance_A_Technical Potential | F3 | Industrial | Agriculture | Existing | Space Heating | Natural Gas | Gas Boiler - Maintenance | A | Integrated Unit Winter Peak Savings (kW) | Technical Potential | 0 | 0 | 0 | 0 | 0 | 0 | 0 | 0 | 0 | 0 | 0 | 0 | 0 | 0 | 0 | 0 | 0 | 0 | 0 | 0 | 0 | 0 | 0
F4_Industrial_Agriculture_Existing_Space Heating_Natural Gas_Gas Boiler - Maintenance_A_Technical Potential | F4 | Industrial | Agriculture | Existing | Space Heating | Natural Gas | Gas Boiler - Maintenance | A | Incremental Energy Savings (MWh or mTherms) | Technical Potential | 0 | 0 | 0.051999 | 0.035651 | 0.024134 | 0.018374 | 0.015732 | 0.013298 | 0.011124 | 0.0092233 | 0.0075912 | 0.0062083 | 0.0050497 | 0.0038321 | 0.0029078 | 0.002206 | 0.0016735 | 0.0014975 | 0.0011428 | 0.00095996 | 0.00078578 | 0.00061969 | 0
F5_Industrial_Agriculture_Existing_Space Heating_Natural Gas_Gas Boiler - Maintenance_A_Technical Potential | F5 | Industrial | Agriculture | Existing | Space Heating | Natural Gas | Gas Boiler - Maintenance | A | Incremental Summer Peak Savings (MW) | Technical Potential | 0 | 0 | 0 | 0 | 0 | 0 | 0 | 0 | 0 | 0 | 0 | 0 | 0 | 0 | 0 | 0 | 0 | 0 | 0 | 0 | 0 | 0 | 0
F6_Industrial_Agriculture_Existing_Space Heating_Natural Gas_Gas Boiler - Maintenance_A_Technical Potential | F6 | Industrial | Agriculture | Existing | Space Heating | Natural Gas | Gas Boiler - Maintenance | A | Incremental Winter Peak Savings (MW) | Technical Potential | 0 | 0 | 0 | 0 | 0 | 0 | 0 | 0 | 0 | 0 | 0 | 0 | 0 | 0 | 0 | 0 | 0 | 0 | 0 | 0 | 0 | 0 | 0
F7_Industrial_Agriculture_Existing_Space Heating_Natural Gas_Gas Boiler - Maintenance_A_Technical Potential | F7 | Industrial | Agriculture | Existing | Space Heating | Natural Gas | Gas Boiler - Maintenance | A | Cumulative Energy Savings (MWh or mTherms) | Technical Potential | 0 | 0 | 0.051999 | 0.087406 | 0.11111 | 0.12889 | 0.1439 | 0.15633 | 0.16645 | 0.17452 | 0.18082 | 0.18562 | 0.18916 | 0.19139 | 0.19265 | 0.19317 | 0.19313 | 0.19302 | 0.19265 | 0.1922 | 0.19165 | 0.19103 | 0
F8_Industrial_Agriculture_Existing_Space Heating_Natural Gas_Gas Boiler - Maintenance_A_Technical Potential | F8 | Industrial | Agriculture | Existing | Space Heating | Natural Gas | Gas Boiler - Maintenance | A | Cumulative Summer Peak Savings (MW) | Technical Potential | 0 | 0 | 0 | 0 | 0 | 0 | 0 | 0 | 0 | 0 | 0 | 0 | 0 | 0 | 0 | 0 | 0 | 0 | 0 | 0 | 0 | 0 | 0
F9_Industrial_Agriculture_Existing_Space Heating_Natural Gas_Gas Boiler - Maintenance_A_Technical Potential | F9 | Industrial | Agriculture | Existing | Space Heating | Natural Gas | Gas Boiler - Maintenance | A | Cumulative Winter Peak Savings (MW) | Technical Potential | 0 | 0 | 0 | 0 | 0 | 0 | 0 | 0 | 0 | 0 | 0 | 0 | 0 | 0 | 0 | 0 | 0 | 0 | 0 | 0 | 0 | 0 | 0
F10_Industrial_Agriculture_Existing_Space Heating_Natural Gas_Gas Boiler - Maintenance_A_Technical Potential | F10 | Industrial | Agriculture | Existing | Space Heating | Natural Gas | Gas Boiler - Maintenance | A | Purchases (Incremental) | Technical Potential | 0 | 0 | 44.6261 | 30.7401 | 20.9134 | 16.0066 | 13.7824 | 11.7208 | 9.8678 | 8.2392 | 6.8315 | 5.6309 | 4.6176 | 3.5342 | 2.705 | 2.0703 | 1.5845 | 1.4299 | 1.0997 | 0.93067 | 0.7671 | 0.6089 | 0
F11_Industrial_Agriculture_Existing_Space Heating_Natural Gas_Gas Boiler - Maintenance_A_Technical Potential | F11 | Industrial | Agriculture | Existing | Space Heating | Natural Gas | Gas Boiler - Maintenance | A | Purchases (Cumulative) | Technical Potential | 0 | 0 | 44.6261 | 75.3662 | 96.2797 | 112.2862 | 126.0686 | 137.7894 | 147.6572 | 155.8964 | 162.7279 | 168.3588 | 172.9764 | 176.5105 | 179.2155 | 181.2858 | 182.8703 | 184.3002 | 185.3999 | 186.3306 | 187.0977 | 187.7066 | 0
F1_Industrial_Agriculture_Existing_Process_Natural Gas_Gas Boiler - Maintenance_A_Technical Potential | F1 | Industrial | Agriculture | Existing | Process | Natural Gas | Gas Boiler - Maintenance | A | Integrated Unit Energy Savings (kWh or therms) | Technical Potential | 0 | 0 | 1.5559 | 1.5559 | 1.5559 | 1.5559 | 1.5559 | 1.5559 | 1.5559 | 1.5559 | 1.5559 | 1.5559 | 1.5559 | 1.5559 | 1.5559 | 1.5559 | 1.5559 | 1.5559 | 1.5559 | 1.5559 | 1.5559 | 1.5559 | 0
F2_Industrial_Agriculture_Existing_Process_Natural Gas_Gas Boiler - Maintenance_A_Technical Potential | F2 | Industrial | Agriculture | Existing | Process | Natural Gas | Gas Boiler - Maintenance | A | Integrated Unit Summer Peak Savings (kW) | Technical Potential | 0 | 0 | 0 | 0 | 0 | 0 | 0 | 0 | 0 | 0 | 0 | 0 | 0 | 0 | 0 | 0 | 0 | 0 | 0 | 0 | 0 | 0 | 0
F3_Industrial_Agriculture_Existing_Process_Natural Gas_Gas Boiler - Maintenance_A_Technical Potential | F3 | Industrial | Agriculture | Existing | Process | Natural Gas | Gas Boiler - Maintenance | A | Integrated Unit Winter Peak Savings (kW) | Technical Potential | 0 | 0 | 0 | 0 | 0 | 0 | 0 | 0 | 0 | 0 | 0 | 0 | 0 | 0 | 0 | 0 | 0 | 0 | 0 | 0 | 0 | 0 | 0
F4_Industrial_Agriculture_Existing_Process_Natural Gas_Gas Boiler - Maintenance_A_Technical Potential | F4 | Industrial | Agriculture | Existing | Process | Natural Gas | Gas Boiler - Maintenance | A | Incremental Energy Savings (MWh or mTherms) | Technical Potential | 0 | 0 | 0.57434 | 0.39563 | 0.26916 | 0.20601 | 0.17738 | 0.15085 | 0.127 | 0.10604 | 0.087923 | 0.07247 | 0.059429 | 0.045485 | 0.034813 | 0.026645 | 0.020393 | 0.018403 | 0.014154 | 0.011978 | 0.0098727 | 0.0078366 | 0
F5_Industrial_Agriculture_Existing_Process_Natural Gas_Gas Boiler - Maintenance_A_Technical Potential | F5 | Industrial | Agriculture | Existing | Process | Natural Gas | Gas Boiler - Maintenance | A | Incremental Summer Peak Savings (MW) | Technical Potential | 0 | 0 | 0 | 0 | 0 | 0 | 0 | 0 | 0 | 0 | 0 | 0 | 0 | 0 | 0 | 0 | 0 | 0 | 0 | 0 | 0 | 0 | 0
F6_Industrial_Agriculture_Existing_Process_Natural Gas_Gas Boiler - Maintenance_A_Technical Potential | F6 | Industrial | Agriculture | Existing | Process | Natural Gas | Gas Boiler - Maintenance | A | Incremental Winter Peak Savings (MW) | Technical Potential | 0 | 0 | 0 | 0 | 0 | 0 | 0 | 0 | 0 | 0 | 0 | 0 | 0 | 0 | 0 | 0 | 0 | 0 | 0 | 0 | 0 | 0 | 0
F7_Industrial_Agriculture_Existing_Process_Natural Gas_Gas Boiler - Maintenance_A_Technical Potential | F7 | Industrial | Agriculture | Existing | Process | Natural Gas | Gas Boiler - Maintenance | A | Cumulative Energy Savings (MWh or mTherms) | Technical Potential | 0 | 0 | 0.57434 | 0.96997 | 1.2391 | 1.4451 | 1.6225 | 1.7734 | 1.9004 | 2.0064 | 2.0943 | 2.1668 | 2.2262 | 2.2717 | 2.3065 | 2.3332 | 2.3536 | 2.372 | 2.3861 | 2.3981 | 2.408 | 2.4158 | 0
F8_Industrial_Agriculture_Existing_Process_Natural Gas_Gas Boiler - Maintenance_A_Technical Potential | F8 | Industrial | Agriculture | Existing | Process | Natural Gas | Gas Boiler - Maintenance | A | Cumulative Summer Peak Savings (MW) | Technical Potential | 0 | 0 | 0 | 0 | 0 | 0 | 0 | 0 | 0 | 0 | 0 | 0 | 0 | 0 | 0 | 0 | 0 | 0 | 0 | 0 | 0 | 0 | 0
F9_Industrial_Agriculture_Existing_Process_Natural Gas_Gas Boiler - Maintenance_A_Technical Potential | F9 | Industrial | Agriculture | Existing | Process | Natural Gas | Gas Boiler - Maintenance | A | Cumulative Winter Peak Savings (MW) | Technical Potential | 0 | 0 | 0 | 0 | 0 | 0 | 0 | 0 | 0 | 0 | 0 | 0 | 0 | 0 | 0 | 0 | 0 | 0 | 0 | 0 | 0 | 0 | 0
F10_Industrial_Agriculture_Existing_Process_Natural Gas_Gas Boiler - Maintenance_A_Technical Potential | F10 | Industrial | Agriculture | Existing | Process | Natural Gas | Gas Boiler - Maintenance | A | Purchases (Incremental) | Technical Potential | 0 | 0 | 369.1455 | 254.2807 | 172.9952 | 132.4059 | 114.0074 | 96.9536 | 81.6262 | 68.154 | 56.5102 | 46.5784 | 38.1963 | 29.2344 | 22.3752 | 17.1254 | 13.1073 | 11.8278 | 9.097 | 7.6984 | 6.3454 | 5.0368 | 0
F11_Industrial_Agriculture_Existing_Process_Natural Gas_Gas Boiler - Maintenance_A_Technical Potential | F11 | Industrial | Agriculture | Existing | Process | Natural Gas | Gas Boiler - Maintenance | A | Purchases (Cumulative) | Technical Potential | 0 | 0 | 369.1455 | 623.4262 | 796.4214 | 928.8273 | 1042.8347 | 1139.7882 | 1221.4145 | 1289.5685 | 1346.0787 | 1392.6571 | 1430.8534 | 1460.0878 | 1482.4631 | 1499.5885 | 1512.6958 | 1524.5236 | 1533.6206 | 1541.319 | 1547.6645 | 1552.7012 | 0
F1_Industrial_Agriculture_Existing_Space Heating_Natural Gas_Gas Furnace - Maintenance_A_Technical Potential | F1 | Industrial | Agriculture | Existing | Space Heating | Natural Gas | Gas Furnace - Maintenance | A | Integrated Unit Energy Savings (kWh or therms) | Technical Potential | 0 | 0 | 0.0093774 | 0.0093033 | 0.0092267 | 0.0091476 | 0.009066 | 0.0089821 | 0.0088957 | 0.008807 | 0.0087167 | 0.0086252 | 0.008533 | 0.0084401 | 0.0083482 | 0.0082571 | 0.0081669 | 0.0080827 | 0.0080042 | 0.0079307 | 0.0078618 | 0.0077974 | 0
F2_Industrial_Agriculture_Existing_Space Heating_Natural Gas_Gas Furnace - Maintenance_A_Technical Potential | F2 | Industrial | Agriculture | Existing | Space Heating | Natural Gas | Gas Furnace - Maintenance | A | Integrated Unit Summer Peak Savings (kW) | Technical Potential | 0 | 0 | 0 | 0 | 0 | 0 | 0 | 0 | 0 | 0 | 0 | 0 | 0 | 0 | 0 | 0 | 0 | 0 | 0 | 0 | 0 | 0 | 0
F3_Industrial_Agriculture_Existing_Space Heating_Natural Gas_Gas Furnace - Maintenance_A_Technical Potential | F3 | Industrial | Agriculture | Existing | Space Heating | Natural Gas | Gas Furnace - Maintenance | A | Integrated Unit Winter Peak Savings (kW) | Technical Potential | 0 | 0 | 0 | 0 | 0 | 0 | 0 | 0 | 0 | 0 | 0 | 0 | 0 | 0 | 0 | 0 | 0 | 0 | 0 | 0 | 0 | 0 | 0
F4_Industrial_Agriculture_Existing_Space Heating_Natural Gas_Gas Furnace - Maintenance_A_Technical Potential | F4 | Industrial | Agriculture | Existing | Space Heating | Natural Gas | Gas Furnace - Maintenance | A | Incremental Energy Savings (MWh or mTherms) | Technical Potential | 0 | 0 | 0.00084586 | 0.00057805 | 0.00039003 | 0.00029596 | 0.00025256 | 0.00021279 | 0.00017743 | 0.00014667 | 0.00012036 | 9.8168e-05 | 7.9642e-05 | 6.0292e-05 | 4.5644e-05 | 3.4553e-05 | 2.6157e-05 | 2.3361e-05 | 1.7792e-05 | 1.4919e-05 | 1.219e-05 | 9.5967e-06 | 0
F5_Industrial_Agriculture_Existing_Space Heating_Natural Gas_Gas Furnace - Maintenance_A_Technical Potential | F5 | Industrial | Agriculture | Existing | Space Heating | Natural Gas | Gas Furnace - Maintenance | A | Incremental Summer Peak Savings (MW) | Technical Potential | 0 | 0 | 0 | 0 | 0 | 0 | 0 | 0 | 0 | 0 | 0 | 0 | 0 | 0 | 0 | 0 | 0 | 0 | 0 | 0 | 0 | 0 | 0
F6_Industrial_Agriculture_Existing_Space Heating_Natural Gas_Gas Furnace - Maintenance_A_Technical Potential | F6 | Industrial | Agriculture | Existing | Space Heating | Natural Gas | Gas Furnace - Maintenance | A | Incremental Winter Peak Savings (MW) | Technical Potential | 0 | 0 | 0 | 0 | 0 | 0 | 0 | 0 | 0 | 0 | 0 | 0 | 0 | 0 | 0 | 0 | 0 | 0 | 0 | 0 | 0 | 0 | 0
F7_Industrial_Agriculture_Existing_Space Heating_Natural Gas_Gas Furnace - Maintenance_A_Technical Potential | F7 | Industrial | Agriculture | Existing | Space Heating | Natural Gas | Gas Furnace - Maintenance | A | Cumulative Energy Savings (MWh or mTherms) | Technical Potential | 0 | 0 | 0.00084586 | 0.0014172 | 0.0017956 | 0.0020762 | 0.0023102 | 0.0025016 | 0.002655 | 0.0027752 | 0.0028671 | 0.0029352 | 0.0029834 | 0.0030112 | 0.0030241 | 0.0030256 | 0.0030188 | 0.003011 | 0.0029996 | 0.0029869 | 0.0029732 | 0.0029584 | 0
F8_Industrial_Agriculture_Existing_Space Heating_Natural Gas_Gas Furnace - Maintenance_A_Technical Potential | F8 | Industrial | Agriculture | Existing | Space Heating | Natural Gas | Gas Furnace - Maintenance | A | Cumulative Summer Peak Savings (MW) | Technical Potential | 0 | 0 | 0 | 0 | 0 | 0 | 0 | 0 | 0 | 0 | 0 | 0 | 0 | 0 | 0 | 0 | 0 | 0 | 0 | 0 | 0 | 0 | 0
F9_Industrial_Agriculture_Existing_Space Heating_Natural Gas_Gas Furnace - Maintenance_A_Technical Potential | F9 | Industrial | Agriculture | Existing | Space Heating | Natural Gas | Gas Furnace - Maintenance | A | Cumulative Winter Peak Savings (MW) | Technical Potential | 0 | 0 | 0 | 0 | 0 | 0 | 0 | 0 | 0 | 0 | 0 | 0 | 0 | 0 | 0 | 0 | 0 | 0 | 0 | 0 | 0 | 0 | 0
F10_Industrial_Agriculture_Existing_Space Heating_Natural Gas_Gas Furnace - Maintenance_A_Technical Potential | F10 | Industrial | Agriculture | Existing | Space Heating | Natural Gas | Gas Furnace - Maintenance | A | Purchases (Incremental) | Technical Potential | 0 | 0 | 90.2022 | 62.1345 | 42.2721 | 32.3539 | 27.8582 | 23.691 | 19.9457 | 16.6537 | 13.8085 | 11.3816 | 9.3334 | 7.1435 | 5.4675 | 4.1847 | 3.2028 | 2.8902 | 2.2229 | 1.8811 | 1.5505 | 1.2308 | 0
F11_Industrial_Agriculture_Existing_Space Heating_Natural Gas_Gas Furnace - Maintenance_A_Technical Potential | F11 | Industrial | Agriculture | Existing | Space Heating | Natural Gas | Gas Furnace - Maintenance | A | Purchases (Cumulative) | Technical Potential | 0 | 0 | 90.2022 | 152.3366 | 194.6087 | 226.9626 | 254.8208 | 278.5117 | 298.4574 | 315.1111 | 328.9196 | 340.3013 | 349.6347 | 356.7782 | 362.2457 | 366.4304 | 369.6332 | 372.5234 | 374.7462 | 376.6274 | 378.1779 | 379.4087 | 0
F1_Industrial_Agriculture_Existing_Space Heating_Natural Gas_Gas Boiler - Hot Water Reset_A_Technical Potential | F1 | Industrial | Agriculture | Existing | Space Heating | Natural Gas | Gas Boiler - Hot Water Reset | A | Integrated Unit Energy Savings (kWh or therms) | Technical Potential | 0 | 0 | 4.2341 | 4.2113 | 4.1874 | 4.1624 | 4.136 | 4.1081 | 4.0786 | 4.0473 | 4.0145 | 3.9802 | 3.9448 | 3.9083 | 3.8716 | 3.8345 | 3.7974 | 3.7626 | 3.7301 | 3.6994 | 3.6707 | 3.6437 | 0
F2_Industrial_Agriculture_Existing_Space Heating_Natural Gas_Gas Boiler - Hot Water Reset_A_Technical Potential | F2 | Industrial | Agriculture | Existing | Space Heating | Natural Gas | Gas Boiler - Hot Water Reset | A | Integrated Unit Summer Peak Savings (kW) | Technical Potential | 0 | 0 | 0 | 0 | 0 | 0 | 0 | 0 | 0 | 0 | 0 | 0 | 0 | 0 | 0 | 0 | 0 | 0 | 0 | 0 | 0 | 0 | 0
F3_Industrial_Agriculture_Existing_Space Heating_Natural Gas_Gas Boiler - Hot Water Reset_A_Technical Potential | F3 | Industrial | Agriculture | Existing | Space Heating | Natural Gas | Gas Boiler - Hot Water Reset | A | Integrated Unit Winter Peak Savings (kW) | Technical Potential | 0 | 0 | 0 | 0 | 0 | 0 | 0 | 0 | 0 | 0 | 0 | 0 | 0 | 0 | 0 | 0 | 0 | 0 | 0 | 0 | 0 | 0 | 0
F4_Industrial_Agriculture_Existing_Space Heating_Natural Gas_Gas Boiler - Hot Water Reset_A_Technical Potential | F4 | Industrial | Agriculture | Existing | Space Heating | Natural Gas | Gas Boiler - Hot Water Reset | A | Incremental Energy Savings (MWh or mTherms) | Technical Potential | 0 | 0 | 0.091829 | 0.11021 | 0.13179 | 0.14945 | 0.16646 | 0.18997 | 0.20333 | 0.20257 | 0.18609 | 0.15586 | 0.11748 | 0.0757 | 0.042791 | 0.020055 | 0.0082576 | 0.002924 | 0.0008898 | 0.00018903 | 3.0297e-05 | 3.5477e-06 | 0
F5_Industrial_Agriculture_Existing_Space Heating_Natural Gas_Gas Boiler - Hot Water Reset_A_Technical Potential | F5 | Industrial | Agriculture | Existing | Space Heating | Natural Gas | Gas Boiler - Hot Water Reset | A | Incremental Summer Peak Savings (MW) | Technical Potential | 0 | 0 | 0 | 0 | 0 | 0 | 0 | 0 | 0 | 0 | 0 | 0 | 0 | 0 | 0 | 0 | 0 | 0 | 0 | 0 | 0 | 0 | 0
F6_Industrial_Agriculture_Existing_Space Heating_Natural Gas_Gas Boiler - Hot Water Reset_A_Technical Potential | F6 | Industrial | Agriculture | Existing | Space Heating | Natural Gas | Gas Boiler - Hot Water Reset | A | Incremental Winter Peak Savings (MW) | Technical Potential | 0 | 0 | 0 | 0 | 0 | 0 | 0 | 0 | 0 | 0 | 0 | 0 | 0 | 0 | 0 | 0 | 0 | 0 | 0 | 0 | 0 | 0 | 0
F7_Industrial_Agriculture_Existing_Space Heating_Natural Gas_Gas Boiler - Hot Water Reset_A_Technical Potential | F7 | Industrial | Agriculture | Existing | Space Heating | Natural Gas | Gas Boiler - Hot Water Reset | A | Cumulative Energy Savings (MWh or mTherms) | Technical Potential | 0 | 0 | 0.091829 | 0.20154 | 0.33219 | 0.47965 | 0.64307 | 0.8287 | 1.0261 | 1.2208 | 1.397 | 1.5409 | 1.6447 | 1.7051 | 1.7319 | 1.7354 | 1.7269 | 1.714 | 1.7 | 1.6863 | 1.6732 | 1.6609 | 0
F8_Industrial_Agriculture_Existing_Space Heating_Natural Gas_Gas Boiler - Hot Water Reset_A_Technical Potential | F8 | Industrial | Agriculture | Existing | Space Heating | Natural Gas | Gas Boiler - Hot Water Reset | A | Cumulative Summer Peak Savings (MW) | Technical Potential | 0 | 0 | 0 | 0 | 0 | 0 | 0 | 0 | 0 | 0 | 0 | 0 | 0 | 0 | 0 | 0 | 0 | 0 | 0 | 0 | 0 | 0 | 0
F9_Industrial_Agriculture_Existing_Space Heating_Natural Gas_Gas Boiler - Hot Water Reset_A_Technical Potential | F9 | Industrial | Agriculture | Existing | Space Heating | Natural Gas | Gas Boiler - Hot Water Reset | A | Cumulative Winter Peak Savings (MW) | Technical Potential | 0 | 0 | 0 | 0 | 0 | 0 | 0 | 0 | 0 | 0 | 0 | 0 | 0 | 0 | 0 | 0 | 0 | 0 | 0 | 0 | 0 | 0 | 0
F10_Industrial_Agriculture_Existing_Space Heating_Natural Gas_Gas Boiler - Hot Water Reset_A_Technical Potential | F10 | Industrial | Agriculture | Existing | Space Heating | Natural Gas | Gas Boiler - Hot Water Reset | A | Purchases (Incremental) | Technical Potential | 0 | 0 | 21.6877 | 26.17 | 31.4722 | 35.9044 | 40.2474 | 46.2428 | 49.8544 | 50.0517 | 46.3545 | 39.1586 | 29.7801 | 19.3693 | 11.0528 | 5.23 | 2.1745 | 0.7771 | 0.23855 | 0.051096 | 0.0082539 | 0.00097367 | 0
F11_Industrial_Agriculture_Existing_Space Heating_Natural Gas_Gas Boiler - Hot Water Reset_A_Technical Potential | F11 | Industrial | Agriculture | Existing | Space Heating | Natural Gas | Gas Boiler - Hot Water Reset | A | Purchases (Cumulative) | Technical Potential | 0 | 0 | 21.6877 | 47.8577 | 79.3299 | 115.2343 | 155.4817 | 201.7245 | 251.5789 | 301.6306 | 347.985 | 387.1436 | 416.9238 | 436.2931 | 447.3459 | 452.5758 | 454.7503 | 455.5274 | 455.766 | 455.8171 | 455.8253 | 455.8263 | 0
F1_Industrial_Agriculture_Existing_Process_Natural Gas_Gas Boiler - Hot Water Reset_A_Technical Potential | F1 | Industrial | Agriculture | Existing | Process | Natural Gas | Gas Boiler - Hot Water Reset | A | Integrated Unit Energy Savings (kWh or therms) | Technical Potential | 0 | 0 | 2.8279 | 2.8271 | 2.8264 | 2.8258 | 2.8253 | 2.8247 | 2.8242 | 2.8237 | 2.8232 | 2.8228 | 2.8223 | 2.8219 | 2.8214 | 2.821 | 2.8206 | 2.8201 | 2.8197 | 2.8193 | 2.8188 | 2.8184 | 0
F2_Industrial_Agriculture_Existing_Process_Natural Gas_Gas Boiler - Hot Water Reset_A_Technical Potential | F2 | Industrial | Agriculture | Existing | Process | Natural Gas | Gas Boiler - Hot Water Reset | A | Integrated Unit Summer Peak Savings (kW) | Technical Potential | 0 | 0 | 0 | 0 | 0 | 0 | 0 | 0 | 0 | 0 | 0 | 0 | 0 | 0 | 0 | 0 | 0 | 0 | 0 | 0 | 0 | 0 | 0
F3_Industrial_Agriculture_Existing_Process_Natural Gas_Gas Boiler - Hot Water Reset_A_Technical Potential | F3 | Industrial | Agriculture | Existing | Process | Natural Gas | Gas Boiler - Hot Water Reset | A | Integrated Unit Winter Peak Savings (kW) | Technical Potential | 0 | 0 | 0 | 0 | 0 | 0 | 0 | 0 | 0 | 0 | 0 | 0 | 0 | 0 | 0 | 0 | 0 | 0 | 0 | 0 | 0 | 0 | 0
F4_Industrial_Agriculture_Existing_Process_Natural Gas_Gas Boiler - Hot Water Reset_A_Technical Potential | F4 | Industrial | Agriculture | Existing | Process | Natural Gas | Gas Boiler - Hot Water Reset | A | Incremental Energy Savings (MWh or mTherms) | Technical Potential | 0 | 0 | 0.50732 | 0.61199 | 0.73582 | 0.83927 | 0.9406 | 1.0805 | 1.1647 | 1.1691 | 1.0826 | 0.91435 | 0.69525 | 0.45213 | 0.25796 | 0.12204 | 0.050735 | 0.018128 | 0.005564 | 0.0011916 | 0.00019246 | 2.27e-05 | 0
F5_Industrial_Agriculture_Existing_Process_Natural Gas_Gas Boiler - Hot Water Reset_A_Technical Potential | F5 | Industrial | Agriculture | Existing | Process | Natural Gas | Gas Boiler - Hot Water Reset | A | Incremental Summer Peak Savings (MW) | Technical Potential | 0 | 0 | 0 | 0 | 0 | 0 | 0 | 0 | 0 | 0 | 0 | 0 | 0 | 0 | 0 | 0 | 0 | 0 | 0 | 0 | 0 | 0 | 0
F6_Industrial_Agriculture_Existing_Process_Natural Gas_Gas Boiler - Hot Water Reset_A_Technical Potential | F6 | Industrial | Agriculture | Existing | Process | Natural Gas | Gas Boiler - Hot Water Reset | A | Incremental Winter Peak Savings (MW) | Technical Potential | 0 | 0 | 0 | 0 | 0 | 0 | 0 | 0 | 0 | 0 | 0 | 0 | 0 | 0 | 0 | 0 | 0 | 0 | 0 | 0 | 0 | 0 | 0
F7_Industrial_Agriculture_Existing_Process_Natural Gas_Gas Boiler - Hot Water Reset_A_Technical Potential | F7 | Industrial | Agriculture | Existing | Process | Natural Gas | Gas Boiler - Hot Water Reset | A | Cumulative Energy Savings (MWh or mTherms) | Technical Potential | 0 | 0 | 0.50732 | 1.1192 | 1.8547 | 2.6936 | 3.6337 | 4.7135 | 5.8773 | 7.0454 | 8.1268 | 9.0398 | 9.7336 | 10.1841 | 10.4405 | 10.561 | 10.6101 | 10.6266 | 10.6305 | 10.63 | 10.6286 | 10.6269 | 0
F8_Industrial_Agriculture_Existing_Process_Natural Gas_Gas Boiler - Hot Water Reset_A_Technical Potential | F8 | Industrial | Agriculture | Existing | Process | Natural Gas | Gas Boiler - Hot Water Reset | A | Cumulative Summer Peak Savings (MW) | Technical Potential | 0 | 0 | 0 | 0 | 0 | 0 | 0 | 0 | 0 | 0 | 0 | 0 | 0 | 0 | 0 | 0 | 0 | 0 | 0 | 0 | 0 | 0 | 0
F9_Industrial_Agriculture_Existing_Process_Natural Gas_Gas Boiler - Hot Water Reset_A_Technical Potential | F9 | Industrial | Agriculture | Existing | Process | Natural Gas | Gas Boiler - Hot Water Reset | A | Cumulative Winter Peak Savings (MW) | Technical Potential | 0 | 0 | 0 | 0 | 0 | 0 | 0 | 0 | 0 | 0 | 0 | 0 | 0 | 0 | 0 | 0 | 0 | 0 | 0 | 0 | 0 | 0 | 0
F10_Industrial_Agriculture_Existing_Process_Natural Gas_Gas Boiler - Hot Water Reset_A_Technical Potential | F10 | Industrial | Agriculture | Existing | Process | Natural Gas | Gas Boiler - Hot Water Reset | A | Purchases (Incremental) | Technical Potential | 0 | 0 | 179.4 | 216.4768 | 260.3369 | 296.9996 | 332.9249 | 382.5183 | 412.3936 | 414.0256 | 383.4423 | 323.9184 | 246.34 | 160.2221 | 91.4282 | 43.262 | 17.9876 | 6.4282 | 1.9733 | 0.42266 | 0.068276 | 0.0080542 | 0
F11_Industrial_Agriculture_Existing_Process_Natural Gas_Gas Boiler - Hot Water Reset_A_Technical Potential | F11 | Industrial | Agriculture | Existing | Process | Natural Gas | Gas Boiler - Hot Water Reset | A | Purchases (Cumulative) | Technical Potential | 0 | 0 | 179.4 | 395.8768 | 656.2137 | 953.2133 | 1286.1381 | 1668.6565 | 2081.05 | 2495.0756 | 2878.5179 | 3202.4363 | 3448.7763 | 3608.9984 | 3700.4266 | 3743.6886 | 3761.6762 | 3768.1044 | 3770.0776 | 3770.5003 | 3770.5686 | 3770.5766 | 0
F1_Industrial_Agriculture_Existing_Space Heating_Natural Gas_Steam Trap Maintenance_A_Technical Potential | F1 | Industrial | Agriculture | Existing | Space Heating | Natural Gas | Steam Trap Maintenance | A | Integrated Unit Energy Savings (kWh or therms) | Technical Potential | 0 | 0 | 1.4966 | 1.4893 | 1.4817 | 1.4736 | 1.465 | 1.456 | 1.4463 | 1.436 | 1.4252 | 1.4138 | 1.4021 | 1.3899 | 1.3777 | 1.3654 | 1.353 | 1.3415 | 1.3307 | 1.3207 | 1.3113 | 1.3025 | 0
F2_Industrial_Agriculture_Existing_Space Heating_Natural Gas_Steam Trap Maintenance_A_Technical Potential | F2 | Industrial | Agriculture | Existing | Space Heating | Natural Gas | Steam Trap Maintenance | A | Integrated Unit Summer Peak Savings (kW) | Technical Potential | 0 | 0 | 0 | 0 | 0 | 0 | 0 | 0 | 0 | 0 | 0 | 0 | 0 | 0 | 0 | 0 | 0 | 0 | 0 | 0 | 0 | 0 | 0
F3_Industrial_Agriculture_Existing_Space Heating_Natural Gas_Steam Trap Maintenance_A_Technical Potential | F3 | Industrial | Agriculture | Existing | Space Heating | Natural Gas | Steam Trap Maintenance | A | Integrated Unit Winter Peak Savings (kW) | Technical Potential | 0 | 0 | 0 | 0 | 0 | 0 | 0 | 0 | 0 | 0 | 0 | 0 | 0 | 0 | 0 | 0 | 0 | 0 | 0 | 0 | 0 | 0 | 0
F4_Industrial_Agriculture_Existing_Space Heating_Natural Gas_Steam Trap Maintenance_A_Technical Potential | F4 | Industrial | Agriculture | Existing | Space Heating | Natural Gas | Steam Trap Maintenance | A | Incremental Energy Savings (MWh or mTherms) | Technical Potential | 0 | 0 | 0.018116 | 0.017717 | 0.017322 | 0.016931 | 0.016542 | 0.016156 | 0.015772 | 0.01539 | 0.015011 | 0.014635 | 0.014263 | 0.013895 | 0.013536 | 0.013183 | 0.012839 | 0.01251 | 0.012195 | 0.011895 | 0.011606 | 0.01133 | 0
F5_Industrial_Agriculture_Existing_Space Heating_Natural Gas_Steam Trap Maintenance_A_Technical Potential | F5 | Industrial | Agriculture | Existing | Space Heating | Natural Gas | Steam Trap Maintenance | A | Incremental Summer Peak Savings (MW) | Technical Potential | 0 | 0 | 0 | 0 | 0 | 0 | 0 | 0 | 0 | 0 | 0 | 0 | 0 | 0 | 0 | 0 | 0 | 0 | 0 | 0 | 0 | 0 | 0
F6_Industrial_Agriculture_Existing_Space Heating_Natural Gas_Steam Trap Maintenance_A_Technical Potential | F6 | Industrial | Agriculture | Existing | Space Heating | Natural Gas | Steam Trap Maintenance | A | Incremental Winter Peak Savings (MW) | Technical Potential | 0 | 0 | 0 | 0 | 0 | 0 | 0 | 0 | 0 | 0 | 0 | 0 | 0 | 0 | 0 | 0 | 0 | 0 | 0 | 0 | 0 | 0 | 0
F7_Industrial_Agriculture_Existing_Space Heating_Natural Gas_Steam Trap Maintenance_A_Technical Potential | F7 | Industrial | Agriculture | Existing | Space Heating | Natural Gas | Steam Trap Maintenance | A | Cumulative Energy Savings (MWh or mTherms) | Technical Potential | 0 | 0 | 0.018116 | 0.035745 | 0.052883 | 0.069526 | 0.085664 | 0.10129 | 0.11639 | 0.13095 | 0.14498 | 0.15846 | 0.1714 | 0.18381 | 0.19573 | 0.20716 | 0.21813 | 0.22878 | 0.23914 | 0.24922 | 0.25906 | 0.26866 | 0
F8_Industrial_Agriculture_Existing_Space Heating_Natural Gas_Steam Trap Maintenance_A_Technical Potential | F8 | Industrial | Agriculture | Existing | Space Heating | Natural Gas | Steam Trap Maintenance | A | Cumulative Summer Peak Savings (MW) | Technical Potential | 0 | 0 | 0 | 0 | 0 | 0 | 0 | 0 | 0 | 0 | 0 | 0 | 0 | 0 | 0 | 0 | 0 | 0 | 0 | 0 | 0 | 0 | 0
F9_Industrial_Agriculture_Existing_Space Heating_Natural Gas_Steam Trap Maintenance_A_Technical Potential | F9 | Industrial | Agriculture | Existing | Space Heating | Natural Gas | Steam Trap Maintenance | A | Cumulative Winter Peak Savings (MW) | Technical Potential | 0 | 0 | 0 | 0 | 0 | 0 | 0 | 0 | 0 | 0 | 0 | 0 | 0 | 0 | 0 | 0 | 0 | 0 | 0 | 0 | 0 | 0 | 0
F10_Industrial_Agriculture_Existing_Space Heating_Natural Gas_Steam Trap Maintenance_A_Technical Potential | F10 | Industrial | Agriculture | Existing | Space Heating | Natural Gas | Steam Trap Maintenance | A | Purchases (Incremental) | Technical Potential | 0 | 0 | 12.1048 | 11.8961 | 11.691 | 11.4894 | 11.2913 | 11.0966 | 10.9053 | 10.7173 | 10.5325 | 10.3509 | 10.1724 | 9.9971 | 9.8247 | 9.6553 | 9.4888 | 9.3252 | 9.1645 | 9.0064 | 8.8512 | 8.6986 | 0
F11_Industrial_Agriculture_Existing_Space Heating_Natural Gas_Steam Trap Maintenance_A_Technical Potential | F11 | Industrial | Agriculture | Existing | Space Heating | Natural Gas | Steam Trap Maintenance | A | Purchases (Cumulative) | Technical Potential | 0 | 0 | 12.1048 | 24.0009 | 35.6918 | 47.1812 | 58.4725 | 69.5692 | 80.4745 | 91.1918 | 101.7243 | 112.0752 | 122.2476 | 132.2447 | 142.0694 | 151.7247 | 161.2135 | 170.5388 | 179.7032 | 188.7097 | 197.5608 | 206.2594 | 0
F1_Industrial_Agriculture_Existing_Process_Natural Gas_Steam Trap Maintenance_A_Technical Potential | F1 | Industrial | Agriculture | Existing | Process | Natural Gas | Steam Trap Maintenance | A | Integrated Unit Energy Savings (kWh or therms) | Technical Potential | 0 | 0 | 1.9982 | 1.9979 | 1.9976 | 1.9974 | 1.9972 | 1.997 | 1.9968 | 1.9967 | 1.9966 | 1.9964 | 1.9963 | 1.9962 | 1.9962 | 1.9961 | 1.996 | 1.9959 | 1.9959 | 1.9958 | 1.9957 | 1.9957 | 0
F2_Industrial_Agriculture_Existing_Process_Natural Gas_Steam Trap Maintenance_A_Technical Potential | F2 | Industrial | Agriculture | Existing | Process | Natural Gas | Steam Trap Maintenance | A | Integrated Unit Summer Peak Savings (kW) | Technical Potential | 0 | 0 | 0 | 0 | 0 | 0 | 0 | 0 | 0 | 0 | 0 | 0 | 0 | 0 | 0 | 0 | 0 | 0 | 0 | 0 | 0 | 0 | 0
F3_Industrial_Agriculture_Existing_Process_Natural Gas_Steam Trap Maintenance_A_Technical Potential | F3 | Industrial | Agriculture | Existing | Process | Natural Gas | Steam Trap Maintenance | A | Integrated Unit Winter Peak Savings (kW) | Technical Potential | 0 | 0 | 0 | 0 | 0 | 0 | 0 | 0 | 0 | 0 | 0 | 0 | 0 | 0 | 0 | 0 | 0 | 0 | 0 | 0 | 0 | 0 | 0
F4_Industrial_Agriculture_Existing_Process_Natural Gas_Steam Trap Maintenance_A_Technical Potential | F4 | Industrial | Agriculture | Existing | Process | Natural Gas | Steam Trap Maintenance | A | Incremental Energy Savings (MWh or mTherms) | Technical Potential | 0 | 0 | 0.20008 | 0.1966 | 0.19318 | 0.18983 | 0.18654 | 0.18331 | 0.18013 | 0.17701 | 0.17395 | 0.17094 | 0.16798 | 0.16508 | 0.16223 | 0.15942 | 0.15667 | 0.15396 | 0.1513 | 0.14869 | 0.14612 | 0.1436 | 0
F5_Industrial_Agriculture_Existing_Process_Natural Gas_Steam Trap Maintenance_A_Technical Potential | F5 | Industrial | Agriculture | Existing | Process | Natural Gas | Steam Trap Maintenance | A | Incremental Summer Peak Savings (MW) | Technical Potential | 0 | 0 | 0 | 0 | 0 | 0 | 0 | 0 | 0 | 0 | 0 | 0 | 0 | 0 | 0 | 0 | 0 | 0 | 0 | 0 | 0 | 0 | 0
F6_Industrial_Agriculture_Existing_Process_Natural Gas_Steam Trap Maintenance_A_Technical Potential | F6 | Industrial | Agriculture | Existing | Process | Natural Gas | Steam Trap Maintenance | A | Incremental Winter Peak Savings (MW) | Technical Potential | 0 | 0 | 0 | 0 | 0 | 0 | 0 | 0 | 0 | 0 | 0 | 0 | 0 | 0 | 0 | 0 | 0 | 0 | 0 | 0 | 0 | 0 | 0
F7_Industrial_Agriculture_Existing_Process_Natural Gas_Steam Trap Maintenance_A_Technical Potential | F7 | Industrial | Agriculture | Existing | Process | Natural Gas | Steam Trap Maintenance | A | Cumulative Energy Savings (MWh or mTherms) | Technical Potential | 0 | 0 | 0.20008 | 0.39664 | 0.58977 | 0.77953 | 0.96599 | 1.1492 | 1.3293 | 1.5062 | 1.68 | 1.8509 | 2.0187 | 2.1837 | 2.3459 | 2.5052 | 2.6618 | 2.8157 | 2.9669 | 3.1155 | 3.2615 | 3.405 | 0
F8_Industrial_Agriculture_Existing_Process_Natural Gas_Steam Trap Maintenance_A_Technical Potential | F8 | Industrial | Agriculture | Existing | Process | Natural Gas | Steam Trap Maintenance | A | Cumulative Summer Peak Savings (MW) | Technical Potential | 0 | 0 | 0 | 0 | 0 | 0 | 0 | 0 | 0 | 0 | 0 | 0 | 0 | 0 | 0 | 0 | 0 | 0 | 0 | 0 | 0 | 0 | 0
F9_Industrial_Agriculture_Existing_Process_Natural Gas_Steam Trap Maintenance_A_Technical Potential | F9 | Industrial | Agriculture | Existing | Process | Natural Gas | Steam Trap Maintenance | A | Cumulative Winter Peak Savings (MW) | Technical Potential | 0 | 0 | 0 | 0 | 0 | 0 | 0 | 0 | 0 | 0 | 0 | 0 | 0 | 0 | 0 | 0 | 0 | 0 | 0 | 0 | 0 | 0 | 0
F10_Industrial_Agriculture_Existing_Process_Natural Gas_Steam Trap Maintenance_A_Technical Potential | F10 | Industrial | Agriculture | Existing | Process | Natural Gas | Steam Trap Maintenance | A | Purchases (Incremental) | Technical Potential | 0 | 0 | 100.1302 | 98.4039 | 96.7072 | 95.0399 | 93.4013 | 91.7909 | 90.2083 | 88.653 | 87.1245 | 85.6223 | 84.1461 | 82.6953 | 81.2695 | 79.8683 | 78.4913 | 77.138 | 75.808 | 74.501 | 73.2165 | 71.9541 | 0
F11_Industrial_Agriculture_Existing_Process_Natural Gas_Steam Trap Maintenance_A_Technical Potential | F11 | Industrial | Agriculture | Existing | Process | Natural Gas | Steam Trap Maintenance | A | Purchases (Cumulative) | Technical Potential | 0 | 0 | 100.1302 | 198.5341 | 295.2413 | 390.2812 | 483.6825 | 575.4733 | 665.6816 | 754.3346 | 841.4591 | 927.0814 | 1011.2275 | 1093.9227 | 1175.1922 | 1255.0605 | 1333.5518 | 1410.6898 | 1486.4978 | 1560.9987 | 1634.2152 | 1706.1693 | 0
F1_Industrial_Agriculture_Existing_Space Heating_Natural Gas_Gas Boiler - High Turndown_A_Technical Potential | F1 | Industrial | Agriculture | Existing | Space Heating | Natural Gas | Gas Boiler - High Turndown | A | Integrated Unit Energy Savings (kWh or therms) | Technical Potential | 0 | 0 | 1.5796 | 1.5581 | 1.5301 | 1.495 | 1.4527 | 1.4045 | 1.3526 | 1.2992 | 1.2469 | 1.1975 | 1.1521 | 1.1112 | 1.075 | 1.0428 | 1.0144 | 0.98961 | 0.96784 | 0.94828 | 0.93137 | 0.91542 | 0
F2_Industrial_Agriculture_Existing_Space Heating_Natural Gas_Gas Boiler - High Turndown_A_Technical Potential | F2 | Industrial | Agriculture | Existing | Space Heating | Natural Gas | Gas Boiler - High Turndown | A | Integrated Unit Summer Peak Savings (kW) | Technical Potential | 0 | 0 | 0 | 0 | 0 | 0 | 0 | 0 | 0 | 0 | 0 | 0 | 0 | 0 | 0 | 0 | 0 | 0 | 0 | 0 | 0 | 0 | 0
F3_Industrial_Agriculture_Existing_Space Heating_Natural Gas_Gas Boiler - High Turndown_A_Technical Potential | F3 | Industrial | Agriculture | Existing | Space Heating | Natural Gas | Gas Boiler - High Turndown | A | Integrated Unit Winter Peak Savings (kW) | Technical Potential | 0 | 0 | 0 | 0 | 0 | 0 | 0 | 0 | 0 | 0 | 0 | 0 | 0 | 0 | 0 | 0 | 0 | 0 | 0 | 0 | 0 | 0 | 0
F4_Industrial_Agriculture_Existing_Space Heating_Natural Gas_Gas Boiler - High Turndown_A_Technical Potential | F4 | Industrial | Agriculture | Existing | Space Heating | Natural Gas | Gas Boiler - High Turndown | A | Incremental Energy Savings (MWh or mTherms) | Technical Potential | 0 | 0 | 0.052282 | 0.050681 | 0.048915 | 0.046966 | 0.044851 | 0.038355 | 0.029039 | 0.021931 | 0.016548 | 0.012494 | 0.0094511 | 0.0071667 | 0.0054505 | 0.0041572 | 0.0031793 | 0.0024385 | 1.5986e-05 | 5.4975e-06 | 1.809e-06 | 5.6979e-07 | 0
F5_Industrial_Agriculture_Existing_Space Heating_Natural Gas_Gas Boiler - High Turndown_A_Technical Potential | F5 | Industrial | Agriculture | Existing | Space Heating | Natural Gas | Gas Boiler - High Turndown | A | Incremental Summer Peak Savings (MW) | Technical Potential | 0 | 0 | 0 | 0 | 0 | 0 | 0 | 0 | 0 | 0 | 0 | 0 | 0 | 0 | 0 | 0 | 0 | 0 | 0 | 0 | 0 | 0 | 0
F6_Industrial_Agriculture_Existing_Space Heating_Natural Gas_Gas Boiler - High Turndown_A_Technical Potential | F6 | Industrial | Agriculture | Existing | Space Heating | Natural Gas | Gas Boiler - High Turndown | A | Incremental Winter Peak Savings (MW) | Technical Potential | 0 | 0 | 0 | 0 | 0 | 0 | 0 | 0 | 0 | 0 | 0 | 0 | 0 | 0 | 0 | 0 | 0 | 0 | 0 | 0 | 0 | 0 | 0
F7_Industrial_Agriculture_Existing_Space Heating_Natural Gas_Gas Boiler - High Turndown_A_Technical Potential | F7 | Industrial | Agriculture | Existing | Space Heating | Natural Gas | Gas Boiler - High Turndown | A | Cumulative Energy Savings (MWh or mTherms) | Technical Potential | 0 | 0 | 0.052282 | 0.10225 | 0.14933 | 0.19287 | 0.23226 | 0.26292 | 0.28223 | 0.29303 | 0.29778 | 0.29848 | 0.29662 | 0.29326 | 0.28913 | 0.28465 | 0.28007 | 0.27566 | 0.26961 | 0.26417 | 0.25946 | 0.25502 | 0
F8_Industrial_Agriculture_Existing_Space Heating_Natural Gas_Gas Boiler - High Turndown_A_Technical Potential | F8 | Industrial | Agriculture | Existing | Space Heating | Natural Gas | Gas Boiler - High Turndown | A | Cumulative Summer Peak Savings (MW) | Technical Potential | 0 | 0 | 0 | 0 | 0 | 0 | 0 | 0 | 0 | 0 | 0 | 0 | 0 | 0 | 0 | 0 | 0 | 0 | 0 | 0 | 0 | 0 | 0
F9_Industrial_Agriculture_Existing_Space Heating_Natural Gas_Gas Boiler - High Turndown_A_Technical Potential | F9 | Industrial | Agriculture | Existing | Space Heating | Natural Gas | Gas Boiler - High Turndown | A | Cumulative Winter Peak Savings (MW) | Technical Potential | 0 | 0 | 0 | 0 | 0 | 0 | 0 | 0 | 0 | 0 | 0 | 0 | 0 | 0 | 0 | 0 | 0 | 0 | 0 | 0 | 0 | 0 | 0
F10_Industrial_Agriculture_Existing_Space Heating_Natural Gas_Gas Boiler - High Turndown_A_Technical Potential | F10 | Industrial | Agriculture | Existing | Space Heating | Natural Gas | Gas Boiler - High Turndown | A | Purchases (Incremental) | Technical Potential | 0 | 0 | 33.0989 | 32.5282 | 31.9674 | 31.4162 | 30.8746 | 27.308 | 21.4698 | 16.8797 | 13.2709 | 10.4337 | 8.203 | 6.4493 | 5.0705 | 3.9864 | 3.1342 | 2.4641 | 0.016517 | 0.0057973 | 0.0019423 | 0.00062243 | 0
F11_Industrial_Agriculture_Existing_Space Heating_Natural Gas_Gas Boiler - High Turndown_A_Technical Potential | F11 | Industrial | Agriculture | Existing | Space Heating | Natural Gas | Gas Boiler - High Turndown | A | Purchases (Cumulative) | Technical Potential | 0 | 0 | 33.0989 | 65.6271 | 97.5945 | 129.0107 | 159.8853 | 187.1933 | 208.663 | 225.5427 | 238.8136 | 249.2473 | 257.4503 | 263.8996 | 268.9701 | 272.9565 | 276.0907 | 278.5548 | 278.5713 | 278.5771 | 278.579 | 278.5796 | 0
F1_Industrial_Agriculture_Existing_Process_Natural Gas_Gas Boiler - High Turndown_A_Technical Potential | F1 | Industrial | Agriculture | Existing | Process | Natural Gas | Gas Boiler - High Turndown | A | Integrated Unit Energy Savings (kWh or therms) | Technical Potential | 0 | 0 | 2.1135 | 2.1053 | 2.0969 | 2.0884 | 2.0796 | 2.0709 | 2.0624 | 2.0541 | 2.0462 | 2.0385 | 2.0311 | 2.0241 | 2.0173 | 2.0106 | 2.0041 | 1.9975 | 1.9911 | 1.9846 | 1.978 | 1.9713 | 0
F2_Industrial_Agriculture_Existing_Process_Natural Gas_Gas Boiler - High Turndown_A_Technical Potential | F2 | Industrial | Agriculture | Existing | Process | Natural Gas | Gas Boiler - High Turndown | A | Integrated Unit Summer Peak Savings (kW) | Technical Potential | 0 | 0 | 0 | 0 | 0 | 0 | 0 | 0 | 0 | 0 | 0 | 0 | 0 | 0 | 0 | 0 | 0 | 0 | 0 | 0 | 0 | 0 | 0
F3_Industrial_Agriculture_Existing_Process_Natural Gas_Gas Boiler - High Turndown_A_Technical Potential | F3 | Industrial | Agriculture | Existing | Process | Natural Gas | Gas Boiler - High Turndown | A | Integrated Unit Winter Peak Savings (kW) | Technical Potential | 0 | 0 | 0 | 0 | 0 | 0 | 0 | 0 | 0 | 0 | 0 | 0 | 0 | 0 | 0 | 0 | 0 | 0 | 0 | 0 | 0 | 0 | 0
F4_Industrial_Agriculture_Existing_Process_Natural Gas_Gas Boiler - High Turndown_A_Technical Potential | F4 | Industrial | Agriculture | Existing | Process | Natural Gas | Gas Boiler - High Turndown | A | Incremental Energy Savings (MWh or mTherms) | Technical Potential | 0 | 0 | 0.57866 | 0.56647 | 0.55449 | 0.54271 | 0.53112 | 0.46779 | 0.36627 | 0.28681 | 0.22462 | 0.17594 | 0.13782 | 0.10798 | 0.08461 | 0.066302 | 0.051957 | 0.040715 | 0.00027204 | 9.5171e-05 | 3.1779e-05 | 1.015e-05 | 0
F5_Industrial_Agriculture_Existing_Process_Natural Gas_Gas Boiler - High Turndown_A_Technical Potential | F5 | Industrial | Agriculture | Existing | Process | Natural Gas | Gas Boiler - High Turndown | A | Incremental Summer Peak Savings (MW) | Technical Potential | 0 | 0 | 0 | 0 | 0 | 0 | 0 | 0 | 0 | 0 | 0 | 0 | 0 | 0 | 0 | 0 | 0 | 0 | 0 | 0 | 0 | 0 | 0
F6_Industrial_Agriculture_Existing_Process_Natural Gas_Gas Boiler - High Turndown_A_Technical Potential | F6 | Industrial | Agriculture | Existing | Process | Natural Gas | Gas Boiler - High Turndown | A | Incremental Winter Peak Savings (MW) | Technical Potential | 0 | 0 | 0 | 0 | 0 | 0 | 0 | 0 | 0 | 0 | 0 | 0 | 0 | 0 | 0 | 0 | 0 | 0 | 0 | 0 | 0 | 0 | 0
F7_Industrial_Agriculture_Existing_Process_Natural Gas_Gas Boiler - High Turndown_A_Technical Potential | F7 | Industrial | Agriculture | Existing | Process | Natural Gas | Gas Boiler - High Turndown | A | Cumulative Energy Savings (MWh or mTherms) | Technical Potential | 0 | 0 | 0.57866 | 1.1429 | 1.6928 | 2.2286 | 2.7504 | 3.2066 | 3.5598 | 3.8324 | 4.0421 | 4.2029 | 4.3255 | 4.4185 | 4.4883 | 4.5398 | 4.5769 | 4.6026 | 4.5881 | 4.5732 | 4.558 | 4.5426 | 0
F8_Industrial_Agriculture_Existing_Process_Natural Gas_Gas Boiler - High Turndown_A_Technical Potential | F8 | Industrial | Agriculture | Existing | Process | Natural Gas | Gas Boiler - High Turndown | A | Cumulative Summer Peak Savings (MW) | Technical Potential | 0 | 0 | 0 | 0 | 0 | 0 | 0 | 0 | 0 | 0 | 0 | 0 | 0 | 0 | 0 | 0 | 0 | 0 | 0 | 0 | 0 | 0 | 0
F9_Industrial_Agriculture_Existing_Process_Natural Gas_Gas Boiler - High Turndown_A_Technical Potential | F9 | Industrial | Agriculture | Existing | Process | Natural Gas | Gas Boiler - High Turndown | A | Cumulative Winter Peak Savings (MW) | Technical Potential | 0 | 0 | 0 | 0 | 0 | 0 | 0 | 0 | 0 | 0 | 0 | 0 | 0 | 0 | 0 | 0 | 0 | 0 | 0 | 0 | 0 | 0 | 0
F10_Industrial_Agriculture_Existing_Process_Natural Gas_Gas Boiler - High Turndown_A_Technical Potential | F10 | Industrial | Agriculture | Existing | Process | Natural Gas | Gas Boiler - High Turndown | A | Purchases (Incremental) | Technical Potential | 0 | 0 | 273.7926 | 269.072 | 264.4329 | 259.8737 | 255.3931 | 225.8908 | 177.5969 | 139.6279 | 109.7764 | 86.307 | 67.8551 | 53.3482 | 41.9427 | 32.9756 | 25.9257 | 20.3829 | 0.13663 | 0.047955 | 0.016067 | 0.0051487 | 0
F11_Industrial_Agriculture_Existing_Process_Natural Gas_Gas Boiler - High Turndown_A_Technical Potential | F11 | Industrial | Agriculture | Existing | Process | Natural Gas | Gas Boiler - High Turndown | A | Purchases (Cumulative) | Technical Potential | 0 | 0 | 273.7926 | 542.8646 | 807.2975 | 1067.1712 | 1322.5643 | 1548.4551 | 1726.052 | 1865.6799 | 1975.4563 | 2061.7633 | 2129.6185 | 2182.9666 | 2224.9094 | 2257.885 | 2283.8107 | 2304.1936 | 2304.3303 | 2304.3782 | 2304.3943 | 2304.3994 | 0
F1_Industrial_Agriculture_Existing_Space Heating_Natural Gas_Gas Boiler - Burner Control Optimization_A_Technical Potential | F1 | Industrial | Agriculture | Existing | Space Heating | Natural Gas | Gas Boiler - Burner Control Optimization | A | Integrated Unit Energy Savings (kWh or therms) | Technical Potential | 0 | 0 | 0.45803 | 0.45175 | 0.44361 | 0.43337 | 0.42107 | 0.40707 | 0.39197 | 0.37649 | 0.3613 | 0.34696 | 0.33379 | 0.32191 | 0.31138 | 0.30206 | 0.2938 | 0.2866 | 0.28027 | 0.27459 | 0.26967 | 0.26504 | 0
F2_Industrial_Agriculture_Existing_Space Heating_Natural Gas_Gas Boiler - Burner Control Optimization_A_Technical Potential | F2 | Industrial | Agriculture | Existing | Space Heating | Natural Gas | Gas Boiler - Burner Control Optimization | A | Integrated Unit Summer Peak Savings (kW) | Technical Potential | 0 | 0 | 0 | 0 | 0 | 0 | 0 | 0 | 0 | 0 | 0 | 0 | 0 | 0 | 0 | 0 | 0 | 0 | 0 | 0 | 0 | 0 | 0
F3_Industrial_Agriculture_Existing_Space Heating_Natural Gas_Gas Boiler - Burner Control Optimization_A_Technical Potential | F3 | Industrial | Agriculture | Existing | Space Heating | Natural Gas | Gas Boiler - Burner Control Optimization | A | Integrated Unit Winter Peak Savings (kW) | Technical Potential | 0 | 0 | 0 | 0 | 0 | 0 | 0 | 0 | 0 | 0 | 0 | 0 | 0 | 0 | 0 | 0 | 0 | 0 | 0 | 0 | 0 | 0 | 0
F4_Industrial_Agriculture_Existing_Space Heating_Natural Gas_Gas Boiler - Burner Control Optimization_A_Technical Potential | F4 | Industrial | Agriculture | Existing | Space Heating | Natural Gas | Gas Boiler - Burner Control Optimization | A | Incremental Energy Savings (MWh or mTherms) | Technical Potential | 0 | 0 | 0.0040895 | 0.006231 | 0.012026 | 0.020206 | 0.030013 | 0.03992 | 0.04808 | 0.052948 | 0.053778 | 0.050752 | 0.044785 | 0.037141 | 0.029076 | 0.021559 | 0.015185 | 0.01019 | 0.006529 | 0.0040004 | 0.0023502 | 0.001537 | 0
F5_Industrial_Agriculture_Existing_Space Heating_Natural Gas_Gas Boiler - Burner Control Optimization_A_Technical Potential | F5 | Industrial | Agriculture | Existing | Space Heating | Natural Gas | Gas Boiler - Burner Control Optimization | A | Incremental Summer Peak Savings (MW) | Technical Potential | 0 | 0 | 0 | 0 | 0 | 0 | 0 | 0 | 0 | 0 | 0 | 0 | 0 | 0 | 0 | 0 | 0 | 0 | 0 | 0 | 0 | 0 | 0
F6_Industrial_Agriculture_Existing_Space Heating_Natural Gas_Gas Boiler - Burner Control Optimization_A_Technical Potential | F6 | Industrial | Agriculture | Existing | Space Heating | Natural Gas | Gas Boiler - Burner Control Optimization | A | Incremental Winter Peak Savings (MW) | Technical Potential | 0 | 0 | 0 | 0 | 0 | 0 | 0 | 0 | 0 | 0 | 0 | 0 | 0 | 0 | 0 | 0 | 0 | 0 | 0 | 0 | 0 | 0 | 0
F7_Industrial_Agriculture_Existing_Space Heating_Natural Gas_Gas Boiler - Burner Control Optimization_A_Technical Potential | F7 | Industrial | Agriculture | Existing | Space Heating | Natural Gas | Gas Boiler - Burner Control Optimization | A | Cumulative Energy Savings (MWh or mTherms) | Technical Potential | 0 | 0 | 0.0040895 | 0.010264 | 0.022106 | 0.041801 | 0.070627 | 0.1082 | 0.15227 | 0.1992 | 0.24494 | 0.28597 | 0.3199 | 0.34566 | 0.36343 | 0.3741 | 0.37906 | 0.37996 | 0.3781 | 0.37444 | 0.37008 | 0.36526 | 0
F8_Industrial_Agriculture_Existing_Space Heating_Natural Gas_Gas Boiler - Burner Control Optimization_A_Technical Potential | F8 | Industrial | Agriculture | Existing | Space Heating | Natural Gas | Gas Boiler - Burner Control Optimization | A | Cumulative Summer Peak Savings (MW) | Technical Potential | 0 | 0 | 0 | 0 | 0 | 0 | 0 | 0 | 0 | 0 | 0 | 0 | 0 | 0 | 0 | 0 | 0 | 0 | 0 | 0 | 0 | 0 | 0
F9_Industrial_Agriculture_Existing_Space Heating_Natural Gas_Gas Boiler - Burner Control Optimization_A_Technical Potential | F9 | Industrial | Agriculture | Existing | Space Heating | Natural Gas | Gas Boiler - Burner Control Optimization | A | Cumulative Winter Peak Savings (MW) | Technical Potential | 0 | 0 | 0 | 0 | 0 | 0 | 0 | 0 | 0 | 0 | 0 | 0 | 0 | 0 | 0 | 0 | 0 | 0 | 0 | 0 | 0 | 0 | 0
F10_Industrial_Agriculture_Existing_Space Heating_Natural Gas_Gas Boiler - Burner Control Optimization_A_Technical Potential | F10 | Industrial | Agriculture | Existing | Space Heating | Natural Gas | Gas Boiler - Burner Control Optimization | A | Purchases (Incremental) | Technical Potential | 0 | 0 | 8.9286 | 13.7929 | 27.1102 | 46.6248 | 71.277 | 98.0674 | 122.6611 | 140.6372 | 148.8442 | 146.2779 | 134.1722 | 115.3765 | 93.3777 | 71.3749 | 51.6853 | 35.5559 | 23.2953 | 14.5687 | 8.715 | 5.799 | 0
F11_Industrial_Agriculture_Existing_Space Heating_Natural Gas_Gas Boiler - Burner Control Optimization_A_Technical Potential | F11 | Industrial | Agriculture | Existing | Space Heating | Natural Gas | Gas Boiler - Burner Control Optimization | A | Purchases (Cumulative) | Technical Potential | 0 | 0 | 8.9286 | 22.7215 | 49.8316 | 96.4565 | 167.7335 | 265.8009 | 388.4619 | 529.0992 | 677.9434 | 824.2213 | 958.3934 | 1073.7699 | 1167.1477 | 1238.5226 | 1290.2079 | 1325.7638 | 1349.0591 | 1363.6277 | 1372.3427 | 1378.1417 | 0
F1_Industrial_Agriculture_Existing_Process_Natural Gas_Gas Boiler - Burner Control Optimization_A_Technical Potential | F1 | Industrial | Agriculture | Existing | Process | Natural Gas | Gas Boiler - Burner Control Optimization | A | Integrated Unit Energy Savings (kWh or therms) | Technical Potential | 0 | 0 | 0.61275 | 0.6102 | 0.60761 | 0.60496 | 0.60226 | 0.59957 | 0.59698 | 0.59448 | 0.59208 | 0.58977 | 0.58757 | 0.58548 | 0.58345 | 0.58148 | 0.57953 | 0.57759 | 0.5757 | 0.57379 | 0.57186 | 0.56989 | 0
F2_Industrial_Agriculture_Existing_Process_Natural Gas_Gas Boiler - Burner Control Optimization_A_Technical Potential | F2 | Industrial | Agriculture | Existing | Process | Natural Gas | Gas Boiler - Burner Control Optimization | A | Integrated Unit Summer Peak Savings (kW) | Technical Potential | 0 | 0 | 0 | 0 | 0 | 0 | 0 | 0 | 0 | 0 | 0 | 0 | 0 | 0 | 0 | 0 | 0 | 0 | 0 | 0 | 0 | 0 | 0
F3_Industrial_Agriculture_Existing_Process_Natural Gas_Gas Boiler - Burner Control Optimization_A_Technical Potential | F3 | Industrial | Agriculture | Existing | Process | Natural Gas | Gas Boiler - Burner Control Optimization | A | Integrated Unit Winter Peak Savings (kW) | Technical Potential | 0 | 0 | 0 | 0 | 0 | 0 | 0 | 0 | 0 | 0 | 0 | 0 | 0 | 0 | 0 | 0 | 0 | 0 | 0 | 0 | 0 | 0 | 0
F4_Industrial_Agriculture_Existing_Process_Natural Gas_Gas Boiler - Burner Control Optimization_A_Technical Potential | F4 | Industrial | Agriculture | Existing | Process | Natural Gas | Gas Boiler - Burner Control Optimization | A | Incremental Energy Savings (MWh or mTherms) | Technical Potential | 0 | 0 | 0.045256 | 0.06962 | 0.13626 | 0.23332 | 0.35509 | 0.48637 | 0.60572 | 0.69158 | 0.72898 | 0.71363 | 0.65213 | 0.55877 | 0.45067 | 0.34331 | 0.24777 | 0.16988 | 0.11094 | 0.069149 | 0.041225 | 0.027337 | 0
F5_Industrial_Agriculture_Existing_Process_Natural Gas_Gas Boiler - Burner Control Optimization_A_Technical Potential | F5 | Industrial | Agriculture | Existing | Process | Natural Gas | Gas Boiler - Burner Control Optimization | A | Incremental Summer Peak Savings (MW) | Technical Potential | 0 | 0 | 0 | 0 | 0 | 0 | 0 | 0 | 0 | 0 | 0 | 0 | 0 | 0 | 0 | 0 | 0 | 0 | 0 | 0 | 0 | 0 | 0
F6_Industrial_Agriculture_Existing_Process_Natural Gas_Gas Boiler - Burner Control Optimization_A_Technical Potential | F6 | Industrial | Agriculture | Existing | Process | Natural Gas | Gas Boiler - Burner Control Optimization | A | Incremental Winter Peak Savings (MW) | Technical Potential | 0 | 0 | 0 | 0 | 0 | 0 | 0 | 0 | 0 | 0 | 0 | 0 | 0 | 0 | 0 | 0 | 0 | 0 | 0 | 0 | 0 | 0 | 0
F7_Industrial_Agriculture_Existing_Process_Natural Gas_Gas Boiler - Burner Control Optimization_A_Technical Potential | F7 | Industrial | Agriculture | Existing | Process | Natural Gas | Gas Boiler - Burner Control Optimization | A | Cumulative Energy Savings (MWh or mTherms) | Technical Potential | 0 | 0 | 0.045256 | 0.11469 | 0.25046 | 0.48269 | 0.83562 | 1.3183 | 1.9183 | 2.6018 | 3.3203 | 4.021 | 4.6582 | 5.2003 | 5.633 | 5.9573 | 6.1851 | 6.3342 | 6.4245 | 6.4723 | 6.4917 | 6.4967 | 0
F8_Industrial_Agriculture_Existing_Process_Natural Gas_Gas Boiler - Burner Control Optimization_A_Technical Potential | F8 | Industrial | Agriculture | Existing | Process | Natural Gas | Gas Boiler - Burner Control Optimization | A | Cumulative Summer Peak Savings (MW) | Technical Potential | 0 | 0 | 0 | 0 | 0 | 0 | 0 | 0 | 0 | 0 | 0 | 0 | 0 | 0 | 0 | 0 | 0 | 0 | 0 | 0 | 0 | 0 | 0
F9_Industrial_Agriculture_Existing_Process_Natural Gas_Gas Boiler - Burner Control Optimization_A_Technical Potential | F9 | Industrial | Agriculture | Existing | Process | Natural Gas | Gas Boiler - Burner Control Optimization | A | Cumulative Winter Peak Savings (MW) | Technical Potential | 0 | 0 | 0 | 0 | 0 | 0 | 0 | 0 | 0 | 0 | 0 | 0 | 0 | 0 | 0 | 0 | 0 | 0 | 0 | 0 | 0 | 0 | 0
F10_Industrial_Agriculture_Existing_Process_Natural Gas_Gas Boiler - Burner Control Optimization_A_Technical Potential | F10 | Industrial | Agriculture | Existing | Process | Natural Gas | Gas Boiler - Burner Control Optimization | A | Purchases (Incremental) | Technical Potential | 0 | 0 | 73.8567 | 114.0943 | 224.2542 | 385.6786 | 589.6007 | 811.2092 | 1014.6473 | 1163.3456 | 1231.2331 | 1210.0049 | 1109.8666 | 954.3896 | 772.4167 | 590.4105 | 427.5386 | 294.1171 | 192.6974 | 120.5114 | 72.09 | 47.9694 | 0
F11_Industrial_Agriculture_Existing_Process_Natural Gas_Gas Boiler - Burner Control Optimization_A_Technical Potential | F11 | Industrial | Agriculture | Existing | Process | Natural Gas | Gas Boiler - Burner Control Optimization | A | Purchases (Cumulative) | Technical Potential | 0 | 0 | 73.8567 | 187.951 | 412.2052 | 797.8839 | 1387.4846 | 2198.6938 | 3213.341 | 4376.6866 | 5607.9197 | 6817.9247 | 7927.7913 | 8882.1809 | 9654.5976 | 10245.0081 | 10672.5467 | 10966.6638 | 11159.3612 | 11279.8726 | 11351.9626 | 11399.9321 | 0
F1_Industrial_Agriculture_Existing_Space Heating_Natural Gas_HVAC - Demand Controlled Ventilation_A_Technical Potential | F1 | Industrial | Agriculture | Existing | Space Heating | Natural Gas | HVAC - Demand Controlled Ventilation | A | Integrated Unit Energy Savings (kWh or therms) | Technical Potential | 0 | 0 | 0.076467 | 0.075863 | 0.075238 | 0.074593 | 0.073928 | 0.073243 | 0.072539 | 0.071816 | 0.071079 | 0.070333 | 0.069582 | 0.068824 | 0.068075 | 0.067332 | 0.066596 | 0.06591 | 0.06527 | 0.06467 | 0.064108 | 0.063583 | 0
F2_Industrial_Agriculture_Existing_Space Heating_Natural Gas_HVAC - Demand Controlled Ventilation_A_Technical Potential | F2 | Industrial | Agriculture | Existing | Space Heating | Natural Gas | HVAC - Demand Controlled Ventilation | A | Integrated Unit Summer Peak Savings (kW) | Technical Potential | 0 | 0 | 0 | 0 | 0 | 0 | 0 | 0 | 0 | 0 | 0 | 0 | 0 | 0 | 0 | 0 | 0 | 0 | 0 | 0 | 0 | 0 | 0
F3_Industrial_Agriculture_Existing_Space Heating_Natural Gas_HVAC - Demand Controlled Ventilation_A_Technical Potential | F3 | Industrial | Agriculture | Existing | Space Heating | Natural Gas | HVAC - Demand Controlled Ventilation | A | Integrated Unit Winter Peak Savings (kW) | Technical Potential | 0 | 0 | 0 | 0 | 0 | 0 | 0 | 0 | 0 | 0 | 0 | 0 | 0 | 0 | 0 | 0 | 0 | 0 | 0 | 0 | 0 | 0 | 0
F4_Industrial_Agriculture_Existing_Space Heating_Natural Gas_HVAC - Demand Controlled Ventilation_A_Technical Potential | F4 | Industrial | Agriculture | Existing | Space Heating | Natural Gas | HVAC - Demand Controlled Ventilation | A | Incremental Energy Savings (MWh or mTherms) | Technical Potential | 0 | 0 | 0.52849 | 0.51527 | 0.50222 | 0.48933 | 0.47661 | 0.46405 | 0.45167 | 0.43945 | 0.42745 | 0.41567 | 0.40414 | 0.39284 | 0.38187 | 0.37119 | 0.3608 | 0.35093 | 0.34153 | 0.33256 | 0.32398 | 0.31579 | 0
F5_Industrial_Agriculture_Existing_Space Heating_Natural Gas_HVAC - Demand Controlled Ventilation_A_Technical Potential | F5 | Industrial | Agriculture | Existing | Space Heating | Natural Gas | HVAC - Demand Controlled Ventilation | A | Incremental Summer Peak Savings (MW) | Technical Potential | 0 | 0 | 0 | 0 | 0 | 0 | 0 | 0 | 0 | 0 | 0 | 0 | 0 | 0 | 0 | 0 | 0 | 0 | 0 | 0 | 0 | 0 | 0
F6_Industrial_Agriculture_Existing_Space Heating_Natural Gas_HVAC - Demand Controlled Ventilation_A_Technical Potential | F6 | Industrial | Agriculture | Existing | Space Heating | Natural Gas | HVAC - Demand Controlled Ventilation | A | Incremental Winter Peak Savings (MW) | Technical Potential | 0 | 0 | 0 | 0 | 0 | 0 | 0 | 0 | 0 | 0 | 0 | 0 | 0 | 0 | 0 | 0 | 0 | 0 | 0 | 0 | 0 | 0 | 0
F7_Industrial_Agriculture_Existing_Space Heating_Natural Gas_HVAC - Demand Controlled Ventilation_A_Technical Potential | F7 | Industrial | Agriculture | Existing | Space Heating | Natural Gas | HVAC - Demand Controlled Ventilation | A | Cumulative Energy Savings (MWh or mTherms) | Technical Potential | 0 | 0 | 0.52849 | 1.0396 | 1.5332 | 2.0094 | 2.4681 | 2.9093 | 3.333 | 3.7393 | 4.1283 | 4.5007 | 4.8567 | 5.1967 | 5.522 | 5.8329 | 6.1299 | 6.4177 | 6.6969 | 6.9679 | 7.2314 | 7.4879 | 0
F8_Industrial_Agriculture_Existing_Space Heating_Natural Gas_HVAC - Demand Controlled Ventilation_A_Technical Potential | F8 | Industrial | Agriculture | Existing | Space Heating | Natural Gas | HVAC - Demand Controlled Ventilation | A | Cumulative Summer Peak Savings (MW) | Technical Potential | 0 | 0 | 0 | 0 | 0 | 0 | 0 | 0 | 0 | 0 | 0 | 0 | 0 | 0 | 0 | 0 | 0 | 0 | 0 | 0 | 0 | 0 | 0
F9_Industrial_Agriculture_Existing_Space Heating_Natural Gas_HVAC - Demand Controlled Ventilation_A_Technical Potential | F9 | Industrial | Agriculture | Existing | Space Heating | Natural Gas | HVAC - Demand Controlled Ventilation | A | Cumulative Winter Peak Savings (MW) | Technical Potential | 0 | 0 | 0 | 0 | 0 | 0 | 0 | 0 | 0 | 0 | 0 | 0 | 0 | 0 | 0 | 0 | 0 | 0 | 0 | 0 | 0 | 0 | 0
F10_Industrial_Agriculture_Existing_Space Heating_Natural Gas_HVAC - Demand Controlled Ventilation_A_Technical Potential | F10 | Industrial | Agriculture | Existing | Space Heating | Natural Gas | HVAC - Demand Controlled Ventilation | A | Purchases (Incremental) | Technical Potential | 0 | 0 | 6911.3657 | 6792.2042 | 6675.0972 | 6560.0093 | 6446.9057 | 6335.7522 | 6226.5151 | 6119.1614 | 6013.6586 | 5909.9748 | 5808.0787 | 5707.9394 | 5609.5267 | 5512.8107 | 5417.7622 | 5324.3525 | 5232.5534 | 5142.3369 | 5053.6759 | 4966.5436 | 0
F11_Industrial_Agriculture_Existing_Space Heating_Natural Gas_HVAC - Demand Controlled Ventilation_A_Technical Potential | F11 | Industrial | Agriculture | Existing | Space Heating | Natural Gas | HVAC - Demand Controlled Ventilation | A | Purchases (Cumulative) | Technical Potential | 0 | 0 | 6911.3657 | 13703.5699 | 20378.6671 | 26938.6765 | 33385.5822 | 39721.3344 | 45947.8495 | 52067.0108 | 58080.6694 | 63990.6443 | 69798.723 | 75506.6624 | 81116.1891 | 86628.9997 | 92046.762 | 97371.1145 | 102603.6679 | 107746.0048 | 112799.6807 | 117766.2243 | 0
F1_Industrial_Agriculture_Existing_Space Heating_Natural Gas_Gas Boiler - Stack Economizer_A_Technical Potential | F1 | Industrial | Agriculture | Existing | Space Heating | Natural Gas | Gas Boiler - Stack Economizer | A | Integrated Unit Energy Savings (kWh or therms) | Technical Potential | 0 | 0 | 1.1575 | 1.1494 | 1.1407 | 1.1313 | 1.1209 | 1.1095 | 1.0968 | 1.0828 | 1.0675 | 1.0511 | 1.0338 | 1.0159 | 0.99803 | 0.98048 | 0.96363 | 0.94828 | 0.93445 | 0.92208 | 0.91093 | 0.9007 | 0
F2_Industrial_Agriculture_Existing_Space Heating_Natural Gas_Gas Boiler - Stack Economizer_A_Technical Potential | F2 | Industrial | Agriculture | Existing | Space Heating | Natural Gas | Gas Boiler - Stack Economizer | A | Integrated Unit Summer Peak Savings (kW) | Technical Potential | 0 | 0 | 0 | 0 | 0 | 0 | 0 | 0 | 0 | 0 | 0 | 0 | 0 | 0 | 0 | 0 | 0 | 0 | 0 | 0 | 0 | 0 | 0
F3_Industrial_Agriculture_Existing_Space Heating_Natural Gas_Gas Boiler - Stack Economizer_A_Technical Potential | F3 | Industrial | Agriculture | Existing | Space Heating | Natural Gas | Gas Boiler - Stack Economizer | A | Integrated Unit Winter Peak Savings (kW) | Technical Potential | 0 | 0 | 0 | 0 | 0 | 0 | 0 | 0 | 0 | 0 | 0 | 0 | 0 | 0 | 0 | 0 | 0 | 0 | 0 | 0 | 0 | 0 | 0
F4_Industrial_Agriculture_Existing_Space Heating_Natural Gas_Gas Boiler - Stack Economizer_A_Technical Potential | F4 | Industrial | Agriculture | Existing | Space Heating | Natural Gas | Gas Boiler - Stack Economizer | A | Incremental Energy Savings (MWh or mTherms) | Technical Potential | 0 | 0 | 0.10216 | 0.099699 | 0.09724 | 0.094774 | 0.092288 | 0.080795 | 0.062796 | 0.048741 | 0.03778 | 0.029246 | 0.022615 | 0.017472 | 0.013495 | 0.010423 | 0.0080538 | 0.0062311 | 4.1159e-05 | 1.4255e-05 | 4.7181e-06 | 1.495e-06 | 0
F5_Industrial_Agriculture_Existing_Space Heating_Natural Gas_Gas Boiler - Stack Economizer_A_Technical Potential | F5 | Industrial | Agriculture | Existing | Space Heating | Natural Gas | Gas Boiler - Stack Economizer | A | Incremental Summer Peak Savings (MW) | Technical Potential | 0 | 0 | 0 | 0 | 0 | 0 | 0 | 0 | 0 | 0 | 0 | 0 | 0 | 0 | 0 | 0 | 0 | 0 | 0 | 0 | 0 | 0 | 0
F6_Industrial_Agriculture_Existing_Space Heating_Natural Gas_Gas Boiler - Stack Economizer_A_Technical Potential | F6 | Industrial | Agriculture | Existing | Space Heating | Natural Gas | Gas Boiler - Stack Economizer | A | Incremental Winter Peak Savings (MW) | Technical Potential | 0 | 0 | 0 | 0 | 0 | 0 | 0 | 0 | 0 | 0 | 0 | 0 | 0 | 0 | 0 | 0 | 0 | 0 | 0 | 0 | 0 | 0 | 0
F7_Industrial_Agriculture_Existing_Space Heating_Natural Gas_Gas Boiler - Stack Economizer_A_Technical Potential | F7 | Industrial | Agriculture | Existing | Space Heating | Natural Gas | Gas Boiler - Stack Economizer | A | Cumulative Energy Savings (MWh or mTherms) | Technical Potential | 0 | 0 | 0.10216 | 0.20115 | 0.29687 | 0.38919 | 0.47792 | 0.55384 | 0.61031 | 0.65126 | 0.67985 | 0.69864 | 0.70975 | 0.71494 | 0.71584 | 0.71367 | 0.70947 | 0.70439 | 0.69417 | 0.68499 | 0.67671 | 0.66911 | 0
F8_Industrial_Agriculture_Existing_Space Heating_Natural Gas_Gas Boiler - Stack Economizer_A_Technical Potential | F8 | Industrial | Agriculture | Existing | Space Heating | Natural Gas | Gas Boiler - Stack Economizer | A | Cumulative Summer Peak Savings (MW) | Technical Potential | 0 | 0 | 0 | 0 | 0 | 0 | 0 | 0 | 0 | 0 | 0 | 0 | 0 | 0 | 0 | 0 | 0 | 0 | 0 | 0 | 0 | 0 | 0
F9_Industrial_Agriculture_Existing_Space Heating_Natural Gas_Gas Boiler - Stack Economizer_A_Technical Potential | F9 | Industrial | Agriculture | Existing | Space Heating | Natural Gas | Gas Boiler - Stack Economizer | A | Cumulative Winter Peak Savings (MW) | Technical Potential | 0 | 0 | 0 | 0 | 0 | 0 | 0 | 0 | 0 | 0 | 0 | 0 | 0 | 0 | 0 | 0 | 0 | 0 | 0 | 0 | 0 | 0 | 0
F10_Industrial_Agriculture_Existing_Space Heating_Natural Gas_Gas Boiler - Stack Economizer_A_Technical Potential | F10 | Industrial | Agriculture | Existing | Space Heating | Natural Gas | Gas Boiler - Stack Economizer | A | Purchases (Incremental) | Technical Potential | 0 | 0 | 88.2637 | 86.7419 | 85.2464 | 83.7766 | 82.3322 | 72.8214 | 57.2527 | 45.0124 | 35.3891 | 27.8231 | 21.8748 | 17.1981 | 13.5212 | 10.6305 | 8.3578 | 6.5709 | 0.044046 | 0.01546 | 0.0051794 | 0.0016598 | 0
F11_Industrial_Agriculture_Existing_Space Heating_Natural Gas_Gas Boiler - Stack Economizer_A_Technical Potential | F11 | Industrial | Agriculture | Existing | Space Heating | Natural Gas | Gas Boiler - Stack Economizer | A | Purchases (Cumulative) | Technical Potential | 0 | 0 | 88.2637 | 175.0056 | 260.2519 | 344.0285 | 426.3607 | 499.1821 | 556.4347 | 601.4472 | 636.8363 | 664.6594 | 686.5342 | 703.7323 | 717.2535 | 727.884 | 736.2418 | 742.8127 | 742.8568 | 742.8722 | 742.8774 | 742.8791 | 0
F1_Industrial_Agriculture_Existing_Process_Natural Gas_Gas Boiler - Stack Economizer_A_Technical Potential | F1 | Industrial | Agriculture | Existing | Process | Natural Gas | Gas Boiler - Stack Economizer | A | Integrated Unit Energy Savings (kWh or therms) | Technical Potential | 0 | 0 | 2.0303 | 2.0238 | 2.0172 | 2.0105 | 2.0035 | 1.9964 | 1.9894 | 1.9824 | 1.9755 | 1.9687 | 1.9622 | 1.956 | 1.9499 | 1.9439 | 1.9379 | 1.932 | 1.926 | 1.92 | 1.9139 | 1.9076 | 0
F2_Industrial_Agriculture_Existing_Process_Natural Gas_Gas Boiler - Stack Economizer_A_Technical Potential | F2 | Industrial | Agriculture | Existing | Process | Natural Gas | Gas Boiler - Stack Economizer | A | Integrated Unit Summer Peak Savings (kW) | Technical Potential | 0 | 0 | 0 | 0 | 0 | 0 | 0 | 0 | 0 | 0 | 0 | 0 | 0 | 0 | 0 | 0 | 0 | 0 | 0 | 0 | 0 | 0 | 0
F3_Industrial_Agriculture_Existing_Process_Natural Gas_Gas Boiler - Stack Economizer_A_Technical Potential | F3 | Industrial | Agriculture | Existing | Process | Natural Gas | Gas Boiler - Stack Economizer | A | Integrated Unit Winter Peak Savings (kW) | Technical Potential | 0 | 0 | 0 | 0 | 0 | 0 | 0 | 0 | 0 | 0 | 0 | 0 | 0 | 0 | 0 | 0 | 0 | 0 | 0 | 0 | 0 | 0 | 0
F4_Industrial_Agriculture_Existing_Process_Natural Gas_Gas Boiler - Stack Economizer_A_Technical Potential | F4 | Industrial | Agriculture | Existing | Process | Natural Gas | Gas Boiler - Stack Economizer | A | Incremental Energy Savings (MWh or mTherms) | Technical Potential | 0 | 0 | 1.4824 | 1.4521 | 1.4225 | 1.3932 | 1.3645 | 1.2026 | 0.94215 | 0.73811 | 0.57829 | 0.45311 | 0.35506 | 0.27826 | 0.21809 | 0.17094 | 0.13398 | 0.10501 | 0.00070174 | 0.00024553 | 8.1997e-05 | 2.6192e-05 | 0
F5_Industrial_Agriculture_Existing_Process_Natural Gas_Gas Boiler - Stack Economizer_A_Technical Potential | F5 | Industrial | Agriculture | Existing | Process | Natural Gas | Gas Boiler - Stack Economizer | A | Incremental Summer Peak Savings (MW) | Technical Potential | 0 | 0 | 0 | 0 | 0 | 0 | 0 | 0 | 0 | 0 | 0 | 0 | 0 | 0 | 0 | 0 | 0 | 0 | 0 | 0 | 0 | 0 | 0
F6_Industrial_Agriculture_Existing_Process_Natural Gas_Gas Boiler - Stack Economizer_A_Technical Potential | F6 | Industrial | Agriculture | Existing | Process | Natural Gas | Gas Boiler - Stack Economizer | A | Incremental Winter Peak Savings (MW) | Technical Potential | 0 | 0 | 0 | 0 | 0 | 0 | 0 | 0 | 0 | 0 | 0 | 0 | 0 | 0 | 0 | 0 | 0 | 0 | 0 | 0 | 0 | 0 | 0
F7_Industrial_Agriculture_Existing_Process_Natural Gas_Gas Boiler - Stack Economizer_A_Technical Potential | F7 | Industrial | Agriculture | Existing | Process | Natural Gas | Gas Boiler - Stack Economizer | A | Cumulative Energy Savings (MWh or mTherms) | Technical Potential | 0 | 0 | 1.4824 | 2.9298 | 4.3427 | 5.7213 | 7.066 | 8.2437 | 9.1566 | 9.8625 | 10.4065 | 10.8242 | 11.1436 | 11.3862 | 11.5689 | 11.7043 | 11.8024 | 11.871 | 11.8351 | 11.7983 | 11.7608 | 11.7226 | 0
F8_Industrial_Agriculture_Existing_Process_Natural Gas_Gas Boiler - Stack Economizer_A_Technical Potential | F8 | Industrial | Agriculture | Existing | Process | Natural Gas | Gas Boiler - Stack Economizer | A | Cumulative Summer Peak Savings (MW) | Technical Potential | 0 | 0 | 0 | 0 | 0 | 0 | 0 | 0 | 0 | 0 | 0 | 0 | 0 | 0 | 0 | 0 | 0 | 0 | 0 | 0 | 0 | 0 | 0
F9_Industrial_Agriculture_Existing_Process_Natural Gas_Gas Boiler - Stack Economizer_A_Technical Potential | F9 | Industrial | Agriculture | Existing | Process | Natural Gas | Gas Boiler - Stack Economizer | A | Cumulative Winter Peak Savings (MW) | Technical Potential | 0 | 0 | 0 | 0 | 0 | 0 | 0 | 0 | 0 | 0 | 0 | 0 | 0 | 0 | 0 | 0 | 0 | 0 | 0 | 0 | 0 | 0 | 0
F10_Industrial_Agriculture_Existing_Process_Natural Gas_Gas Boiler - Stack Economizer_A_Technical Potential | F10 | Industrial | Agriculture | Existing | Process | Natural Gas | Gas Boiler - Stack Economizer | A | Purchases (Incremental) | Technical Potential | 0 | 0 | 730.1136 | 717.5254 | 705.1543 | 692.9965 | 681.0483 | 602.3755 | 473.5917 | 372.3411 | 292.7371 | 230.152 | 180.9471 | 142.2618 | 111.8472 | 87.9351 | 69.1352 | 54.3545 | 0.36435 | 0.12788 | 0.042844 | 0.01373 | 0
F11_Industrial_Agriculture_Existing_Process_Natural Gas_Gas Boiler - Stack Economizer_A_Technical Potential | F11 | Industrial | Agriculture | Existing | Process | Natural Gas | Gas Boiler - Stack Economizer | A | Purchases (Cumulative) | Technical Potential | 0 | 0 | 730.1136 | 1447.6391 | 2152.7934 | 2845.7899 | 3526.8381 | 4129.2136 | 4602.8053 | 4975.1464 | 5267.8836 | 5498.0355 | 5678.9826 | 5821.2444 | 5933.0916 | 6021.0267 | 6090.1618 | 6144.5164 | 6144.8807 | 6145.0086 | 6145.0514 | 6145.0652 | 0
F1_Industrial_Agriculture_Existing_Space Heating_Natural Gas_Gas Furnace Tube Inserts_A_Technical Potential | F1 | Industrial | Agriculture | Existing | Space Heating | Natural Gas | Gas Furnace Tube Inserts | A | Integrated Unit Energy Savings (kWh or therms) | Technical Potential | 0 | 0 | 0.087928 | 0.087247 | 0.086543 | 0.085816 | 0.085066 | 0.084293 | 0.083498 | 0.082681 | 0.081848 | 0.081004 | 0.080154 | 0.079297 | 0.07845 | 0.077609 | 0.076777 | 0.076002 | 0.07528 | 0.074605 | 0.073973 | 0.073384 | 0
F2_Industrial_Agriculture_Existing_Space Heating_Natural Gas_Gas Furnace Tube Inserts_A_Technical Potential | F2 | Industrial | Agriculture | Existing | Space Heating | Natural Gas | Gas Furnace Tube Inserts | A | Integrated Unit Summer Peak Savings (kW) | Technical Potential | 0 | 0 | 0 | 0 | 0 | 0 | 0 | 0 | 0 | 0 | 0 | 0 | 0 | 0 | 0 | 0 | 0 | 0 | 0 | 0 | 0 | 0 | 0
F3_Industrial_Agriculture_Existing_Space Heating_Natural Gas_Gas Furnace Tube Inserts_A_Technical Potential | F3 | Industrial | Agriculture | Existing | Space Heating | Natural Gas | Gas Furnace Tube Inserts | A | Integrated Unit Winter Peak Savings (kW) | Technical Potential | 0 | 0 | 0 | 0 | 0 | 0 | 0 | 0 | 0 | 0 | 0 | 0 | 0 | 0 | 0 | 0 | 0 | 0 | 0 | 0 | 0 | 0 | 0
F4_Industrial_Agriculture_Existing_Space Heating_Natural Gas_Gas Furnace Tube Inserts_A_Technical Potential | F4 | Industrial | Agriculture | Existing | Space Heating | Natural Gas | Gas Furnace Tube Inserts | A | Incremental Energy Savings (MWh or mTherms) | Technical Potential | 0 | 0 | 0 | 0 | 0 | 0 | 0 | 0 | 0 | 0 | 0 | 0 | 0 | 0 | 0 | 0 | 0 | 0 | 0 | 0 | 0 | 0 | 0
F5_Industrial_Agriculture_Existing_Space Heating_Natural Gas_Gas Furnace Tube Inserts_A_Technical Potential | F5 | Industrial | Agriculture | Existing | Space Heating | Natural Gas | Gas Furnace Tube Inserts | A | Incremental Summer Peak Savings (MW) | Technical Potential | 0 | 0 | 0 | 0 | 0 | 0 | 0 | 0 | 0 | 0 | 0 | 0 | 0 | 0 | 0 | 0 | 0 | 0 | 0 | 0 | 0 | 0 | 0
F6_Industrial_Agriculture_Existing_Space Heating_Natural Gas_Gas Furnace Tube Inserts_A_Technical Potential | F6 | Industrial | Agriculture | Existing | Space Heating | Natural Gas | Gas Furnace Tube Inserts | A | Incremental Winter Peak Savings (MW) | Technical Potential | 0 | 0 | 0 | 0 | 0 | 0 | 0 | 0 | 0 | 0 | 0 | 0 | 0 | 0 | 0 | 0 | 0 | 0 | 0 | 0 | 0 | 0 | 0
F7_Industrial_Agriculture_Existing_Space Heating_Natural Gas_Gas Furnace Tube Inserts_A_Technical Potential | F7 | Industrial | Agriculture | Existing | Space Heating | Natural Gas | Gas Furnace Tube Inserts | A | Cumulative Energy Savings (MWh or mTherms) | Technical Potential | 0 | 0 | 0 | 0 | 0 | 0 | 0 | 0 | 0 | 0 | 0 | 0 | 0 | 0 | 0 | 0 | 0 | 0 | 0 | 0 | 0 | 0 | 0
F8_Industrial_Agriculture_Existing_Space Heating_Natural Gas_Gas Furnace Tube Inserts_A_Technical Potential | F8 | Industrial | Agriculture | Existing | Space Heating | Natural Gas | Gas Furnace Tube Inserts | A | Cumulative Summer Peak Savings (MW) | Technical Potential | 0 | 0 | 0 | 0 | 0 | 0 | 0 | 0 | 0 | 0 | 0 | 0 | 0 | 0 | 0 | 0 | 0 | 0 | 0 | 0 | 0 | 0 | 0
F9_Industrial_Agriculture_Existing_Space Heating_Natural Gas_Gas Furnace Tube Inserts_A_Technical Potential | F9 | Industrial | Agriculture | Existing | Space Heating | Natural Gas | Gas Furnace Tube Inserts | A | Cumulative Winter Peak Savings (MW) | Technical Potential | 0 | 0 | 0 | 0 | 0 | 0 | 0 | 0 | 0 | 0 | 0 | 0 | 0 | 0 | 0 | 0 | 0 | 0 | 0 | 0 | 0 | 0 | 0
F10_Industrial_Agriculture_Existing_Space Heating_Natural Gas_Gas Furnace Tube Inserts_A_Technical Potential | F10 | Industrial | Agriculture | Existing | Space Heating | Natural Gas | Gas Furnace Tube Inserts | A | Purchases (Incremental) | Technical Potential | 0 | 0 | 0 | 0 | 0 | 0 | 0 | 0 | 0 | 0 | 0 | 0 | 0 | 0 | 0 | 0 | 0 | 0 | 0 | 0 | 0 | 0 | 0
F11_Industrial_Agriculture_Existing_Space Heating_Natural Gas_Gas Furnace Tube Inserts_A_Technical Potential | F11 | Industrial | Agriculture | Existing | Space Heating | Natural Gas | Gas Furnace Tube Inserts | A | Purchases (Cumulative) | Technical Potential | 0 | 0 | 0 | 0 | 0 | 0 | 0 | 0 | 0 | 0 | 0 | 0 | 0 | 0 | 0 | 0 | 0 | 0 | 0 | 0 | 0 | 0 | 0
F1_Industrial_Agriculture_Existing_Space Heating_Natural Gas_Space Heating - Heat Recovery Ventilator_A_Technical Potential | F1 | Industrial | Agriculture | Existing | Space Heating | Natural Gas | Space Heating - Heat Recovery Ventilator | A | Integrated Unit Energy Savings (kWh or therms) | Technical Potential | 0 | 0 | 0.013244 | 0.013045 | 0.012783 | 0.012448 | 0.012046 | 0.011589 | 0.011099 | 0.010603 | 0.010122 | 0.0096741 | 0.009269 | 0.0089093 | 0.0085944 | 0.008319 | 0.0080775 | 0.0078682 | 0.0076849 | 0.0075203 | 0.0073783 | 0.007244 | 0
F2_Industrial_Agriculture_Existing_Space Heating_Natural Gas_Space Heating - Heat Recovery Ventilator_A_Technical Potential | F2 | Industrial | Agriculture | Existing | Space Heating | Natural Gas | Space Heating - Heat Recovery Ventilator | A | Integrated Unit Summer Peak Savings (kW) | Technical Potential | 0 | 0 | 0 | 0 | 0 | 0 | 0 | 0 | 0 | 0 | 0 | 0 | 0 | 0 | 0 | 0 | 0 | 0 | 0 | 0 | 0 | 0 | 0
F3_Industrial_Agriculture_Existing_Space Heating_Natural Gas_Space Heating - Heat Recovery Ventilator_A_Technical Potential | F3 | Industrial | Agriculture | Existing | Space Heating | Natural Gas | Space Heating - Heat Recovery Ventilator | A | Integrated Unit Winter Peak Savings (kW) | Technical Potential | 0 | 0 | 0 | 0 | 0 | 0 | 0 | 0 | 0 | 0 | 0 | 0 | 0 | 0 | 0 | 0 | 0 | 0 | 0 | 0 | 0 | 0 | 0
F4_Industrial_Agriculture_Existing_Space Heating_Natural Gas_Space Heating - Heat Recovery Ventilator_A_Technical Potential | F4 | Industrial | Agriculture | Existing | Space Heating | Natural Gas | Space Heating - Heat Recovery Ventilator | A | Incremental Energy Savings (MWh or mTherms) | Technical Potential | 0 | 0 | 0.22405 | 0.21689 | 0.20885 | 0.19988 | 0.19008 | 0.17972 | 0.16916 | 0.15881 | 0.14899 | 0.13994 | 0.13177 | 0.12448 | 0.11801 | 0.11226 | 0.10712 | 0.10254 | 0.098428 | 0.094658 | 0.09127 | 0.088063 | 0
F5_Industrial_Agriculture_Existing_Space Heating_Natural Gas_Space Heating - Heat Recovery Ventilator_A_Technical Potential | F5 | Industrial | Agriculture | Existing | Space Heating | Natural Gas | Space Heating - Heat Recovery Ventilator | A | Incremental Summer Peak Savings (MW) | Technical Potential | 0 | 0 | 0 | 0 | 0 | 0 | 0 | 0 | 0 | 0 | 0 | 0 | 0 | 0 | 0 | 0 | 0 | 0 | 0 | 0 | 0 | 0 | 0
F6_Industrial_Agriculture_Existing_Space Heating_Natural Gas_Space Heating - Heat Recovery Ventilator_A_Technical Potential | F6 | Industrial | Agriculture | Existing | Space Heating | Natural Gas | Space Heating - Heat Recovery Ventilator | A | Incremental Winter Peak Savings (MW) | Technical Potential | 0 | 0 | 0 | 0 | 0 | 0 | 0 | 0 | 0 | 0 | 0 | 0 | 0 | 0 | 0 | 0 | 0 | 0 | 0 | 0 | 0 | 0 | 0
F7_Industrial_Agriculture_Existing_Space Heating_Natural Gas_Space Heating - Heat Recovery Ventilator_A_Technical Potential | F7 | Industrial | Agriculture | Existing | Space Heating | Natural Gas | Space Heating - Heat Recovery Ventilator | A | Cumulative Energy Savings (MWh or mTherms) | Technical Potential | 0 | 0 | 0.22405 | 0.43758 | 0.63761 | 0.82082 | 0.98435 | 1.1267 | 1.2483 | 1.3513 | 1.439 | 1.5153 | 1.5836 | 1.6466 | 1.7064 | 1.764 | 1.8199 | 1.8753 | 1.93 | 1.9833 | 2.0372 | 2.0881 | 0
F8_Industrial_Agriculture_Existing_Space Heating_Natural Gas_Space Heating - Heat Recovery Ventilator_A_Technical Potential | F8 | Industrial | Agriculture | Existing | Space Heating | Natural Gas | Space Heating - Heat Recovery Ventilator | A | Cumulative Summer Peak Savings (MW) | Technical Potential | 0 | 0 | 0 | 0 | 0 | 0 | 0 | 0 | 0 | 0 | 0 | 0 | 0 | 0 | 0 | 0 | 0 | 0 | 0 | 0 | 0 | 0 | 0
F9_Industrial_Agriculture_Existing_Space Heating_Natural Gas_Space Heating - Heat Recovery Ventilator_A_Technical Potential | F9 | Industrial | Agriculture | Existing | Space Heating | Natural Gas | Space Heating - Heat Recovery Ventilator | A | Cumulative Winter Peak Savings (MW) | Technical Potential | 0 | 0 | 0 | 0 | 0 | 0 | 0 | 0 | 0 | 0 | 0 | 0 | 0 | 0 | 0 | 0 | 0 | 0 | 0 | 0 | 0 | 0 | 0
F10_Industrial_Agriculture_Existing_Space Heating_Natural Gas_Space Heating - Heat Recovery Ventilator_A_Technical Potential | F10 | Industrial | Agriculture | Existing | Space Heating | Natural Gas | Space Heating - Heat Recovery Ventilator | A | Purchases (Incremental) | Technical Potential | 0 | 0 | 16917.1333 | 16625.4586 | 16338.8127 | 16057.1091 | 15780.2624 | 15508.1889 | 15240.8063 | 14978.0338 | 14719.7918 | 14466.0023 | 14216.5885 | 13971.4749 | 13730.5874 | 13493.8531 | 13261.2005 | 13032.5591 | 12807.8598 | 12587.0346 | 12370.0168 | 12156.7406 | 0
F11_Industrial_Agriculture_Existing_Space Heating_Natural Gas_Space Heating - Heat Recovery Ventilator_A_Technical Potential | F11 | Industrial | Agriculture | Existing | Space Heating | Natural Gas | Space Heating - Heat Recovery Ventilator | A | Purchases (Cumulative) | Technical Potential | 0 | 0 | 16917.1333 | 33542.5919 | 49881.4046 | 65938.5137 | 81718.776 | 97226.9649 | 112467.7712 | 127445.805 | 142165.5968 | 156631.5991 | 170848.1876 | 184819.6625 | 198550.2499 | 212044.103 | 225305.3035 | 238337.8625 | 251145.7223 | 263732.757 | 276102.7738 | 288259.5144 | 0
F1_Industrial_Agriculture_Existing_Space Heating_Natural Gas_Thermostat - Programmable_A_Technical Potential | F1 | Industrial | Agriculture | Existing | Space Heating | Natural Gas | Thermostat - Programmable | A | Integrated Unit Energy Savings (kWh or therms) | Technical Potential | 0 | 0 | 0.0064056 | 0.0063081 | 0.0061794 | 0.0060161 | 0.0058196 | 0.0055968 | 0.0053583 | 0.0051162 | 0.0048816 | 0.0046629 | 0.0044649 | 0.0042887 | 0.0041343 | 0.0039992 | 0.0038806 | 0.0037778 | 0.0036878 | 0.003607 | 0.0035373 | 0.0034714 | 0
F2_Industrial_Agriculture_Existing_Space Heating_Natural Gas_Thermostat - Programmable_A_Technical Potential | F2 | Industrial | Agriculture | Existing | Space Heating | Natural Gas | Thermostat - Programmable | A | Integrated Unit Summer Peak Savings (kW) | Technical Potential | 0 | 0 | 0 | 0 | 0 | 0 | 0 | 0 | 0 | 0 | 0 | 0 | 0 | 0 | 0 | 0 | 0 | 0 | 0 | 0 | 0 | 0 | 0
F3_Industrial_Agriculture_Existing_Space Heating_Natural Gas_Thermostat - Programmable_A_Technical Potential | F3 | Industrial | Agriculture | Existing | Space Heating | Natural Gas | Thermostat - Programmable | A | Integrated Unit Winter Peak Savings (kW) | Technical Potential | 0 | 0 | 0 | 0 | 0 | 0 | 0 | 0 | 0 | 0 | 0 | 0 | 0 | 0 | 0 | 0 | 0 | 0 | 0 | 0 | 0 | 0 | 0
F4_Industrial_Agriculture_Existing_Space Heating_Natural Gas_Thermostat - Programmable_A_Technical Potential | F4 | Industrial | Agriculture | Existing | Space Heating | Natural Gas | Thermostat - Programmable | A | Incremental Energy Savings (MWh or mTherms) | Technical Potential | 0 | 0 | 0.32509 | 0.31462 | 0.30289 | 0.2898 | 0.27551 | 0.26039 | 0.245 | 0.22989 | 0.21557 | 0.20236 | 0.19043 | 0.17976 | 0.1703 | 0.16189 | 0.15439 | 0.1477 | 0.1417 | 0.13621 | 0.13127 | 0.1266 | 0
F5_Industrial_Agriculture_Existing_Space Heating_Natural Gas_Thermostat - Programmable_A_Technical Potential | F5 | Industrial | Agriculture | Existing | Space Heating | Natural Gas | Thermostat - Programmable | A | Incremental Summer Peak Savings (MW) | Technical Potential | 0 | 0 | 0 | 0 | 0 | 0 | 0 | 0 | 0 | 0 | 0 | 0 | 0 | 0 | 0 | 0 | 0 | 0 | 0 | 0 | 0 | 0 | 0
F6_Industrial_Agriculture_Existing_Space Heating_Natural Gas_Thermostat - Programmable_A_Technical Potential | F6 | Industrial | Agriculture | Existing | Space Heating | Natural Gas | Thermostat - Programmable | A | Incremental Winter Peak Savings (MW) | Technical Potential | 0 | 0 | 0 | 0 | 0 | 0 | 0 | 0 | 0 | 0 | 0 | 0 | 0 | 0 | 0 | 0 | 0 | 0 | 0 | 0 | 0 | 0 | 0
F7_Industrial_Agriculture_Existing_Space Heating_Natural Gas_Thermostat - Programmable_A_Technical Potential | F7 | Industrial | Agriculture | Existing | Space Heating | Natural Gas | Thermostat - Programmable | A | Cumulative Energy Savings (MWh or mTherms) | Technical Potential | 0 | 0 | 0.32509 | 0.63477 | 0.92471 | 1.1901 | 1.4267 | 1.6325 | 1.8079 | 1.9561 | 2.082 | 2.1911 | 2.2885 | 2.3779 | 2.4626 | 2.544 | 2.623 | 2.7012 | 2.7785 | 2.8539 | 2.93 | 3.002 | 0
F8_Industrial_Agriculture_Existing_Space Heating_Natural Gas_Thermostat - Programmable_A_Technical Potential | F8 | Industrial | Agriculture | Existing | Space Heating | Natural Gas | Thermostat - Programmable | A | Cumulative Summer Peak Savings (MW) | Technical Potential | 0 | 0 | 0 | 0 | 0 | 0 | 0 | 0 | 0 | 0 | 0 | 0 | 0 | 0 | 0 | 0 | 0 | 0 | 0 | 0 | 0 | 0 | 0
F9_Industrial_Agriculture_Existing_Space Heating_Natural Gas_Thermostat - Programmable_A_Technical Potential | F9 | Industrial | Agriculture | Existing | Space Heating | Natural Gas | Thermostat - Programmable | A | Cumulative Winter Peak Savings (MW) | Technical Potential | 0 | 0 | 0 | 0 | 0 | 0 | 0 | 0 | 0 | 0 | 0 | 0 | 0 | 0 | 0 | 0 | 0 | 0 | 0 | 0 | 0 | 0 | 0
F10_Industrial_Agriculture_Existing_Space Heating_Natural Gas_Thermostat - Programmable_A_Technical Potential | F10 | Industrial | Agriculture | Existing | Space Heating | Natural Gas | Thermostat - Programmable | A | Purchases (Incremental) | Technical Potential | 0 | 0 | 50751.3999 | 49876.3757 | 49016.4382 | 48171.3272 | 47340.7871 | 46524.5666 | 45722.4189 | 44934.1014 | 44159.3755 | 43398.0069 | 42649.7654 | 41914.4246 | 41191.7621 | 40481.5594 | 39783.6014 | 39097.6773 | 38423.5794 | 37761.1039 | 37110.0504 | 36470.2219 | 0
F11_Industrial_Agriculture_Existing_Space Heating_Natural Gas_Thermostat - Programmable_A_Technical Potential | F11 | Industrial | Agriculture | Existing | Space Heating | Natural Gas | Thermostat - Programmable | A | Purchases (Cumulative) | Technical Potential | 0 | 0 | 50751.3999 | 100627.7756 | 149644.2138 | 197815.541 | 245156.3281 | 291680.8947 | 337403.3136 | 382337.415 | 426496.7904 | 469894.7974 | 512544.5628 | 554458.9874 | 595650.7496 | 636132.3089 | 675915.9104 | 715013.5876 | 753437.167 | 791198.2709 | 828308.3213 | 864778.5432 | 0
F1_Industrial_Agriculture_Existing_Space Heating_Natural Gas_ENERGY STAR Connected Thermostat_A_Technical Potential | F1 | Industrial | Agriculture | Existing | Space Heating | Natural Gas | ENERGY STAR Connected Thermostat | A | Integrated Unit Energy Savings (kWh or therms) | Technical Potential | 0 | 0 | 0.01548 | 0.015239 | 0.014924 | 0.014524 | 0.014046 | 0.013503 | 0.012923 | 0.012335 | 0.011765 | 0.011234 | 0.010753 | 0.010325 | 0.0099493 | 0.0096204 | 0.0093314 | 0.0090805 | 0.0088605 | 0.0086628 | 0.0084918 | 0.0083299 | 0
F2_Industrial_Agriculture_Existing_Space Heating_Natural Gas_ENERGY STAR Connected Thermostat_A_Technical Potential | F2 | Industrial | Agriculture | Existing | Space Heating | Natural Gas | ENERGY STAR Connected Thermostat | A | Integrated Unit Summer Peak Savings (kW) | Technical Potential | 0 | 0 | 0 | 0 | 0 | 0 | 0 | 0 | 0 | 0 | 0 | 0 | 0 | 0 | 0 | 0 | 0 | 0 | 0 | 0 | 0 | 0 | 0
F3_Industrial_Agriculture_Existing_Space Heating_Natural Gas_ENERGY STAR Connected Thermostat_A_Technical Potential | F3 | Industrial | Agriculture | Existing | Space Heating | Natural Gas | ENERGY STAR Connected Thermostat | A | Integrated Unit Winter Peak Savings (kW) | Technical Potential | 0 | 0 | 0 | 0 | 0 | 0 | 0 | 0 | 0 | 0 | 0 | 0 | 0 | 0 | 0 | 0 | 0 | 0 | 0 | 0 | 0 | 0 | 0
F4_Industrial_Agriculture_Existing_Space Heating_Natural Gas_ENERGY STAR Connected Thermostat_A_Technical Potential | F4 | Industrial | Agriculture | Existing | Space Heating | Natural Gas | ENERGY STAR Connected Thermostat | A | Incremental Energy Savings (MWh or mTherms) | Technical Potential | 0 | 0 | 0.78562 | 0.76008 | 0.7315 | 0.69966 | 0.66493 | 0.62823 | 0.59088 | 0.55426 | 0.51954 | 0.48754 | 0.45861 | 0.43276 | 0.40983 | 0.38945 | 0.37124 | 0.35503 | 0.34045 | 0.32712 | 0.31513 | 0.30379 | 0
F5_Industrial_Agriculture_Existing_Space Heating_Natural Gas_ENERGY STAR Connected Thermostat_A_Technical Potential | F5 | Industrial | Agriculture | Existing | Space Heating | Natural Gas | ENERGY STAR Connected Thermostat | A | Incremental Summer Peak Savings (MW) | Technical Potential | 0 | 0 | 0 | 0 | 0 | 0 | 0 | 0 | 0 | 0 | 0 | 0 | 0 | 0 | 0 | 0 | 0 | 0 | 0 | 0 | 0 | 0 | 0
F6_Industrial_Agriculture_Existing_Space Heating_Natural Gas_ENERGY STAR Connected Thermostat_A_Technical Potential | F6 | Industrial | Agriculture | Existing | Space Heating | Natural Gas | ENERGY STAR Connected Thermostat | A | Incremental Winter Peak Savings (MW) | Technical Potential | 0 | 0 | 0 | 0 | 0 | 0 | 0 | 0 | 0 | 0 | 0 | 0 | 0 | 0 | 0 | 0 | 0 | 0 | 0 | 0 | 0 | 0 | 0
F7_Industrial_Agriculture_Existing_Space Heating_Natural Gas_ENERGY STAR Connected Thermostat_A_Technical Potential | F7 | Industrial | Agriculture | Existing | Space Heating | Natural Gas | ENERGY STAR Connected Thermostat | A | Cumulative Energy Savings (MWh or mTherms) | Technical Potential | 0 | 0 | 0.78562 | 1.5335 | 2.2332 | 2.8732 | 3.4433 | 3.9386 | 4.3604 | 4.7161 | 5.0178 | 5.2788 | 5.5114 | 5.7247 | 5.9263 | 6.1198 | 6.3072 | 6.4927 | 6.6759 | 6.854 | 7.0338 | 7.2035 | 0
F8_Industrial_Agriculture_Existing_Space Heating_Natural Gas_ENERGY STAR Connected Thermostat_A_Technical Potential | F8 | Industrial | Agriculture | Existing | Space Heating | Natural Gas | ENERGY STAR Connected Thermostat | A | Cumulative Summer Peak Savings (MW) | Technical Potential | 0 | 0 | 0 | 0 | 0 | 0 | 0 | 0 | 0 | 0 | 0 | 0 | 0 | 0 | 0 | 0 | 0 | 0 | 0 | 0 | 0 | 0 | 0
F9_Industrial_Agriculture_Existing_Space Heating_Natural Gas_ENERGY STAR Connected Thermostat_A_Technical Potential | F9 | Industrial | Agriculture | Existing | Space Heating | Natural Gas | ENERGY STAR Connected Thermostat | A | Cumulative Winter Peak Savings (MW) | Technical Potential | 0 | 0 | 0 | 0 | 0 | 0 | 0 | 0 | 0 | 0 | 0 | 0 | 0 | 0 | 0 | 0 | 0 | 0 | 0 | 0 | 0 | 0 | 0
F10_Industrial_Agriculture_Existing_Space Heating_Natural Gas_ENERGY STAR Connected Thermostat_A_Technical Potential | F10 | Industrial | Agriculture | Existing | Space Heating | Natural Gas | ENERGY STAR Connected Thermostat | A | Purchases (Incremental) | Technical Potential | 0 | 0 | 50751.3999 | 49876.3757 | 49016.4382 | 48171.3272 | 47340.7871 | 46524.5666 | 45722.4189 | 44934.1014 | 44159.3755 | 43398.0069 | 42649.7654 | 41914.4246 | 41191.7621 | 40481.5594 | 39783.6014 | 39097.6773 | 38423.5794 | 37761.1039 | 37110.0504 | 36470.2219 | 0
F11_Industrial_Agriculture_Existing_Space Heating_Natural Gas_ENERGY STAR Connected Thermostat_A_Technical Potential | F11 | Industrial | Agriculture | Existing | Space Heating | Natural Gas | ENERGY STAR Connected Thermostat | A | Purchases (Cumulative) | Technical Potential | 0 | 0 | 50751.3999 | 100627.7756 | 149644.2138 | 197815.541 | 245156.3281 | 291680.8947 | 337403.3136 | 382337.415 | 426496.7904 | 469894.7974 | 512544.5628 | 554458.9874 | 595650.7496 | 636132.3089 | 675915.9104 | 715013.5876 | 753437.167 | 791198.2709 | 828308.3213 | 864778.5432 | 0
F1_Industrial_Agriculture_Existing_Space Heating_Natural Gas_Destratification Fans (HVLS)_A_Technical Potential | F1 | Industrial | Agriculture | Existing | Space Heating | Natural Gas | Destratification Fans (HVLS) | A | Integrated Unit Energy Savings (kWh or therms) | Technical Potential | 0 | 0 | 0.015467 | 0.015213 | 0.014882 | 0.014466 | 0.013969 | 0.013406 | 0.012804 | 0.01219 | 0.011593 | 0.011033 | 0.010522 | 0.010064 | 0.0096596 | 0.0093039 | 0.0089916 | 0.0087208 | 0.0084845 | 0.0082741 | 0.0080927 | 0.0079223 | 0
F2_Industrial_Agriculture_Existing_Space Heating_Natural Gas_Destratification Fans (HVLS)_A_Technical Potential | F2 | Industrial | Agriculture | Existing | Space Heating | Natural Gas | Destratification Fans (HVLS) | A | Integrated Unit Summer Peak Savings (kW) | Technical Potential | 0 | 0 | 0 | 0 | 0 | 0 | 0 | 0 | 0 | 0 | 0 | 0 | 0 | 0 | 0 | 0 | 0 | 0 | 0 | 0 | 0 | 0 | 0
F3_Industrial_Agriculture_Existing_Space Heating_Natural Gas_Destratification Fans (HVLS)_A_Technical Potential | F3 | Industrial | Agriculture | Existing | Space Heating | Natural Gas | Destratification Fans (HVLS) | A | Integrated Unit Winter Peak Savings (kW) | Technical Potential | 0 | 0 | 0 | 0 | 0 | 0 | 0 | 0 | 0 | 0 | 0 | 0 | 0 | 0 | 0 | 0 | 0 | 0 | 0 | 0 | 0 | 0 | 0
F4_Industrial_Agriculture_Existing_Space Heating_Natural Gas_Destratification Fans (HVLS)_A_Technical Potential | F4 | Industrial | Agriculture | Existing | Space Heating | Natural Gas | Destratification Fans (HVLS) | A | Incremental Energy Savings (MWh or mTherms) | Technical Potential | 0 | 0 | 0.78497 | 0.75876 | 0.72947 | 0.69687 | 0.6613 | 0.62372 | 0.58541 | 0.54775 | 0.51195 | 0.47882 | 0.44877 | 0.42183 | 0.3979 | 0.37664 | 0.35772 | 0.34096 | 0.32601 | 0.31244 | 0.30032 | 0.28893 | 0
F5_Industrial_Agriculture_Existing_Space Heating_Natural Gas_Destratification Fans (HVLS)_A_Technical Potential | F5 | Industrial | Agriculture | Existing | Space Heating | Natural Gas | Destratification Fans (HVLS) | A | Incremental Summer Peak Savings (MW) | Technical Potential | 0 | 0 | 0 | 0 | 0 | 0 | 0 | 0 | 0 | 0 | 0 | 0 | 0 | 0 | 0 | 0 | 0 | 0 | 0 | 0 | 0 | 0 | 0
F6_Industrial_Agriculture_Existing_Space Heating_Natural Gas_Destratification Fans (HVLS)_A_Technical Potential | F6 | Industrial | Agriculture | Existing | Space Heating | Natural Gas | Destratification Fans (HVLS) | A | Incremental Winter Peak Savings (MW) | Technical Potential | 0 | 0 | 0 | 0 | 0 | 0 | 0 | 0 | 0 | 0 | 0 | 0 | 0 | 0 | 0 | 0 | 0 | 0 | 0 | 0 | 0 | 0 | 0
F7_Industrial_Agriculture_Existing_Space Heating_Natural Gas_Destratification Fans (HVLS)_A_Technical Potential | F7 | Industrial | Agriculture | Existing | Space Heating | Natural Gas | Destratification Fans (HVLS) | A | Cumulative Energy Savings (MWh or mTherms) | Technical Potential | 0 | 0 | 0.78497 | 1.5308 | 2.227 | 2.8617 | 3.4246 | 3.9103 | 4.3199 | 4.6607 | 4.9445 | 5.1845 | 5.3931 | 5.5801 | 5.7537 | 5.9185 | 6.0776 | 6.2355 | 6.3926 | 6.5464 | 6.7033 | 6.851 | 0
F8_Industrial_Agriculture_Existing_Space Heating_Natural Gas_Destratification Fans (HVLS)_A_Technical Potential | F8 | Industrial | Agriculture | Existing | Space Heating | Natural Gas | Destratification Fans (HVLS) | A | Cumulative Summer Peak Savings (MW) | Technical Potential | 0 | 0 | 0 | 0 | 0 | 0 | 0 | 0 | 0 | 0 | 0 | 0 | 0 | 0 | 0 | 0 | 0 | 0 | 0 | 0 | 0 | 0 | 0
F9_Industrial_Agriculture_Existing_Space Heating_Natural Gas_Destratification Fans (HVLS)_A_Technical Potential | F9 | Industrial | Agriculture | Existing | Space Heating | Natural Gas | Destratification Fans (HVLS) | A | Cumulative Winter Peak Savings (MW) | Technical Potential | 0 | 0 | 0 | 0 | 0 | 0 | 0 | 0 | 0 | 0 | 0 | 0 | 0 | 0 | 0 | 0 | 0 | 0 | 0 | 0 | 0 | 0 | 0
F10_Industrial_Agriculture_Existing_Space Heating_Natural Gas_Destratification Fans (HVLS)_A_Technical Potential | F10 | Industrial | Agriculture | Existing | Space Heating | Natural Gas | Destratification Fans (HVLS) | A | Purchases (Incremental) | Technical Potential | 0 | 0 | 50751.3999 | 49876.3757 | 49016.4382 | 48171.3272 | 47340.7871 | 46524.5666 | 45722.4189 | 44934.1014 | 44159.3755 | 43398.0069 | 42649.7654 | 41914.4246 | 41191.7621 | 40481.5594 | 39783.6014 | 39097.6773 | 38423.5794 | 37761.1039 | 37110.0504 | 36470.2219 | 0
F11_Industrial_Agriculture_Existing_Space Heating_Natural Gas_Destratification Fans (HVLS)_A_Technical Potential | F11 | Industrial | Agriculture | Existing | Space Heating | Natural Gas | Destratification Fans (HVLS) | A | Purchases (Cumulative) | Technical Potential | 0 | 0 | 50751.3999 | 100627.7756 | 149644.2138 | 197815.541 | 245156.3281 | 291680.8947 | 337403.3136 | 382337.415 | 426496.7904 | 469894.7974 | 512544.5628 | 554458.9874 | 595650.7496 | 636132.3089 | 675915.9104 | 715013.5876 | 753437.167 | 791198.2709 | 828308.3213 | 864778.5432 | 0
F1_Industrial_Agriculture_Existing_Space Heating_Natural Gas_Gas Boiler - Insulate Steam Lines/Condensate Tank_A_Technical Potential | F1 | Industrial | Agriculture | Existing | Space Heating | Natural Gas | Gas Boiler - Insulate Steam Lines/Condensate Tank | A | Integrated Unit Energy Savings (kWh or therms) | Technical Potential | 0 | 0 | 12.6054 | 12.5303 | 12.449 | 12.3596 | 12.2602 | 12.1488 | 12.0238 | 11.8843 | 11.7306 | 11.5641 | 11.3878 | 11.2048 | 11.0216 | 10.8418 | 10.6698 | 10.514 | 10.3751 | 10.2521 | 10.1427 | 10.0434 | 0
F2_Industrial_Agriculture_Existing_Space Heating_Natural Gas_Gas Boiler - Insulate Steam Lines/Condensate Tank_A_Technical Potential | F2 | Industrial | Agriculture | Existing | Space Heating | Natural Gas | Gas Boiler - Insulate Steam Lines/Condensate Tank | A | Integrated Unit Summer Peak Savings (kW) | Technical Potential | 0 | 0 | 0 | 0 | 0 | 0 | 0 | 0 | 0 | 0 | 0 | 0 | 0 | 0 | 0 | 0 | 0 | 0 | 0 | 0 | 0 | 0 | 0
F3_Industrial_Agriculture_Existing_Space Heating_Natural Gas_Gas Boiler - Insulate Steam Lines/Condensate Tank_A_Technical Potential | F3 | Industrial | Agriculture | Existing | Space Heating | Natural Gas | Gas Boiler - Insulate Steam Lines/Condensate Tank | A | Integrated Unit Winter Peak Savings (kW) | Technical Potential | 0 | 0 | 0 | 0 | 0 | 0 | 0 | 0 | 0 | 0 | 0 | 0 | 0 | 0 | 0 | 0 | 0 | 0 | 0 | 0 | 0 | 0 | 0
F4_Industrial_Agriculture_Existing_Space Heating_Natural Gas_Gas Boiler - Insulate Steam Lines/Condensate Tank_A_Technical Potential | F4 | Industrial | Agriculture | Existing | Space Heating | Natural Gas | Gas Boiler - Insulate Steam Lines/Condensate Tank | A | Incremental Energy Savings (MWh or mTherms) | Technical Potential | 0 | 0 | 0.063577 | 0.062109 | 0.060642 | 0.059168 | 0.057681 | 0.056171 | 0.054635 | 0.05307 | 0.05148 | 0.049875 | 0.048267 | 0.046673 | 0.045118 | 0.043617 | 0.042185 | 0.040852 | 0.039617 | 0.038473 | 0.037406 | 0.036401 | 0
F5_Industrial_Agriculture_Existing_Space Heating_Natural Gas_Gas Boiler - Insulate Steam Lines/Condensate Tank_A_Technical Potential | F5 | Industrial | Agriculture | Existing | Space Heating | Natural Gas | Gas Boiler - Insulate Steam Lines/Condensate Tank | A | Incremental Summer Peak Savings (MW) | Technical Potential | 0 | 0 | 0 | 0 | 0 | 0 | 0 | 0 | 0 | 0 | 0 | 0 | 0 | 0 | 0 | 0 | 0 | 0 | 0 | 0 | 0 | 0 | 0
F6_Industrial_Agriculture_Existing_Space Heating_Natural Gas_Gas Boiler - Insulate Steam Lines/Condensate Tank_A_Technical Potential | F6 | Industrial | Agriculture | Existing | Space Heating | Natural Gas | Gas Boiler - Insulate Steam Lines/Condensate Tank | A | Incremental Winter Peak Savings (MW) | Technical Potential | 0 | 0 | 0 | 0 | 0 | 0 | 0 | 0 | 0 | 0 | 0 | 0 | 0 | 0 | 0 | 0 | 0 | 0 | 0 | 0 | 0 | 0 | 0
F7_Industrial_Agriculture_Existing_Space Heating_Natural Gas_Gas Boiler - Insulate Steam Lines/Condensate Tank_A_Technical Potential | F7 | Industrial | Agriculture | Existing | Space Heating | Natural Gas | Gas Boiler - Insulate Steam Lines/Condensate Tank | A | Cumulative Energy Savings (MWh or mTherms) | Technical Potential | 0 | 0 | 0.063577 | 0.12531 | 0.18514 | 0.24298 | 0.2987 | 0.35216 | 0.40317 | 0.45156 | 0.4972 | 0.54002 | 0.58006 | 0.61741 | 0.65243 | 0.68541 | 0.71671 | 0.7471 | 0.77685 | 0.80611 | 0.83492 | 0.86314 | 0
F8_Industrial_Agriculture_Existing_Space Heating_Natural Gas_Gas Boiler - Insulate Steam Lines/Condensate Tank_A_Technical Potential | F8 | Industrial | Agriculture | Existing | Space Heating | Natural Gas | Gas Boiler - Insulate Steam Lines/Condensate Tank | A | Cumulative Summer Peak Savings (MW) | Technical Potential | 0 | 0 | 0 | 0 | 0 | 0 | 0 | 0 | 0 | 0 | 0 | 0 | 0 | 0 | 0 | 0 | 0 | 0 | 0 | 0 | 0 | 0 | 0
F9_Industrial_Agriculture_Existing_Space Heating_Natural Gas_Gas Boiler - Insulate Steam Lines/Condensate Tank_A_Technical Potential | F9 | Industrial | Agriculture | Existing | Space Heating | Natural Gas | Gas Boiler - Insulate Steam Lines/Condensate Tank | A | Cumulative Winter Peak Savings (MW) | Technical Potential | 0 | 0 | 0 | 0 | 0 | 0 | 0 | 0 | 0 | 0 | 0 | 0 | 0 | 0 | 0 | 0 | 0 | 0 | 0 | 0 | 0 | 0 | 0
F10_Industrial_Agriculture_Existing_Space Heating_Natural Gas_Gas Boiler - Insulate Steam Lines/Condensate Tank_A_Technical Potential | F10 | Industrial | Agriculture | Existing | Space Heating | Natural Gas | Gas Boiler - Insulate Steam Lines/Condensate Tank | A | Purchases (Incremental) | Technical Potential | 0 | 0 | 5.0437 | 4.9567 | 4.8712 | 4.7873 | 4.7047 | 4.6236 | 4.5439 | 4.4655 | 4.3885 | 4.3129 | 4.2385 | 4.1654 | 4.0936 | 4.023 | 3.9537 | 3.8855 | 3.8185 | 3.7527 | 3.688 | 3.6244 | 0
F11_Industrial_Agriculture_Existing_Space Heating_Natural Gas_Gas Boiler - Insulate Steam Lines/Condensate Tank_A_Technical Potential | F11 | Industrial | Agriculture | Existing | Space Heating | Natural Gas | Gas Boiler - Insulate Steam Lines/Condensate Tank | A | Purchases (Cumulative) | Technical Potential | 0 | 0 | 5.0437 | 10.0004 | 14.8716 | 19.6588 | 24.3636 | 28.9872 | 33.531 | 37.9966 | 42.3851 | 46.698 | 50.9365 | 55.102 | 59.1956 | 63.2186 | 67.1723 | 71.0578 | 74.8763 | 78.629 | 82.317 | 85.9414 | 0
F1_Industrial_Agriculture_Existing_Process_Natural Gas_Gas Boiler - Insulate Steam Lines/Condensate Tank_A_Technical Potential | F1 | Industrial | Agriculture | Existing | Process | Natural Gas | Gas Boiler - Insulate Steam Lines/Condensate Tank | A | Integrated Unit Energy Savings (kWh or therms) | Technical Potential | 0 | 0 | 16.8278 | 16.8057 | 16.7831 | 16.7597 | 16.7351 | 16.709 | 16.6818 | 16.6541 | 16.6267 | 16.6002 | 16.5753 | 16.5522 | 16.5306 | 16.5099 | 16.4896 | 16.4693 | 16.4489 | 16.4281 | 16.407 | 16.3855 | 0
F2_Industrial_Agriculture_Existing_Process_Natural Gas_Gas Boiler - Insulate Steam Lines/Condensate Tank_A_Technical Potential | F2 | Industrial | Agriculture | Existing | Process | Natural Gas | Gas Boiler - Insulate Steam Lines/Condensate Tank | A | Integrated Unit Summer Peak Savings (kW) | Technical Potential | 0 | 0 | 0 | 0 | 0 | 0 | 0 | 0 | 0 | 0 | 0 | 0 | 0 | 0 | 0 | 0 | 0 | 0 | 0 | 0 | 0 | 0 | 0
F3_Industrial_Agriculture_Existing_Process_Natural Gas_Gas Boiler - Insulate Steam Lines/Condensate Tank_A_Technical Potential | F3 | Industrial | Agriculture | Existing | Process | Natural Gas | Gas Boiler - Insulate Steam Lines/Condensate Tank | A | Integrated Unit Winter Peak Savings (kW) | Technical Potential | 0 | 0 | 0 | 0 | 0 | 0 | 0 | 0 | 0 | 0 | 0 | 0 | 0 | 0 | 0 | 0 | 0 | 0 | 0 | 0 | 0 | 0 | 0
F4_Industrial_Agriculture_Existing_Process_Natural Gas_Gas Boiler - Insulate Steam Lines/Condensate Tank_A_Technical Potential | F4 | Industrial | Agriculture | Existing | Process | Natural Gas | Gas Boiler - Insulate Steam Lines/Condensate Tank | A | Incremental Energy Savings (MWh or mTherms) | Technical Potential | 0 | 0 | 0.70207 | 0.68906 | 0.67627 | 0.66368 | 0.65128 | 0.63906 | 0.62702 | 0.61518 | 0.60358 | 0.59223 | 0.58114 | 0.57033 | 0.55976 | 0.54943 | 0.53929 | 0.52934 | 0.51956 | 0.50996 | 0.50053 | 0.49125 | 0
F5_Industrial_Agriculture_Existing_Process_Natural Gas_Gas Boiler - Insulate Steam Lines/Condensate Tank_A_Technical Potential | F5 | Industrial | Agriculture | Existing | Process | Natural Gas | Gas Boiler - Insulate Steam Lines/Condensate Tank | A | Incremental Summer Peak Savings (MW) | Technical Potential | 0 | 0 | 0 | 0 | 0 | 0 | 0 | 0 | 0 | 0 | 0 | 0 | 0 | 0 | 0 | 0 | 0 | 0 | 0 | 0 | 0 | 0 | 0
F6_Industrial_Agriculture_Existing_Process_Natural Gas_Gas Boiler - Insulate Steam Lines/Condensate Tank_A_Technical Potential | F6 | Industrial | Agriculture | Existing | Process | Natural Gas | Gas Boiler - Insulate Steam Lines/Condensate Tank | A | Incremental Winter Peak Savings (MW) | Technical Potential | 0 | 0 | 0 | 0 | 0 | 0 | 0 | 0 | 0 | 0 | 0 | 0 | 0 | 0 | 0 | 0 | 0 | 0 | 0 | 0 | 0 | 0 | 0
F7_Industrial_Agriculture_Existing_Process_Natural Gas_Gas Boiler - Insulate Steam Lines/Condensate Tank_A_Technical Potential | F7 | Industrial | Agriculture | Existing | Process | Natural Gas | Gas Boiler - Insulate Steam Lines/Condensate Tank | A | Cumulative Energy Savings (MWh or mTherms) | Technical Potential | 0 | 0 | 0.70207 | 1.3902 | 2.0646 | 2.7254 | 3.3727 | 4.0065 | 4.627 | 5.2345 | 5.8294 | 6.4124 | 6.9839 | 7.5445 | 8.0944 | 8.6337 | 9.1624 | 9.6805 | 10.188 | 10.6851 | 11.1719 | 11.6486 | 0
F8_Industrial_Agriculture_Existing_Process_Natural Gas_Gas Boiler - Insulate Steam Lines/Condensate Tank_A_Technical Potential | F8 | Industrial | Agriculture | Existing | Process | Natural Gas | Gas Boiler - Insulate Steam Lines/Condensate Tank | A | Cumulative Summer Peak Savings (MW) | Technical Potential | 0 | 0 | 0 | 0 | 0 | 0 | 0 | 0 | 0 | 0 | 0 | 0 | 0 | 0 | 0 | 0 | 0 | 0 | 0 | 0 | 0 | 0 | 0
F9_Industrial_Agriculture_Existing_Process_Natural Gas_Gas Boiler - Insulate Steam Lines/Condensate Tank_A_Technical Potential | F9 | Industrial | Agriculture | Existing | Process | Natural Gas | Gas Boiler - Insulate Steam Lines/Condensate Tank | A | Cumulative Winter Peak Savings (MW) | Technical Potential | 0 | 0 | 0 | 0 | 0 | 0 | 0 | 0 | 0 | 0 | 0 | 0 | 0 | 0 | 0 | 0 | 0 | 0 | 0 | 0 | 0 | 0 | 0
F10_Industrial_Agriculture_Existing_Process_Natural Gas_Gas Boiler - Insulate Steam Lines/Condensate Tank_A_Technical Potential | F10 | Industrial | Agriculture | Existing | Process | Natural Gas | Gas Boiler - Insulate Steam Lines/Condensate Tank | A | Purchases (Incremental) | Technical Potential | 0 | 0 | 41.7209 | 41.0016 | 40.2947 | 39.5999 | 38.9172 | 38.2462 | 37.5868 | 36.9387 | 36.3019 | 35.676 | 35.0609 | 34.4564 | 33.8623 | 33.2785 | 32.7047 | 32.1408 | 31.5867 | 31.0421 | 30.5069 | 29.9809 | 0
F11_Industrial_Agriculture_Existing_Process_Natural Gas_Gas Boiler - Insulate Steam Lines/Condensate Tank_A_Technical Potential | F11 | Industrial | Agriculture | Existing | Process | Natural Gas | Gas Boiler - Insulate Steam Lines/Condensate Tank | A | Purchases (Cumulative) | Technical Potential | 0 | 0 | 41.7209 | 82.7225 | 123.0172 | 162.6172 | 201.5344 | 239.7806 | 277.3673 | 314.3061 | 350.6079 | 386.2839 | 421.3448 | 455.8011 | 489.6634 | 522.9419 | 555.6466 | 587.7874 | 619.3741 | 650.4161 | 680.923 | 710.9039 | 0
F1_Industrial_Agriculture_Existing_Space Heating_Natural Gas_Gas Boiler - Insulate Hot Water Lines_A_Technical Potential | F1 | Industrial | Agriculture | Existing | Space Heating | Natural Gas | Gas Boiler - Insulate Hot Water Lines | A | Integrated Unit Energy Savings (kWh or therms) | Technical Potential | 0 | 0 | 14.2522 | 14.1737 | 14.0915 | 14.005 | 13.9136 | 13.8168 | 13.7143 | 13.6059 | 13.4923 | 13.3742 | 13.253 | 13.1286 | 13.004 | 12.8789 | 12.7536 | 12.6362 | 12.5263 | 12.4229 | 12.3257 | 12.2346 | 0
F2_Industrial_Agriculture_Existing_Space Heating_Natural Gas_Gas Boiler - Insulate Hot Water Lines_A_Technical Potential | F2 | Industrial | Agriculture | Existing | Space Heating | Natural Gas | Gas Boiler - Insulate Hot Water Lines | A | Integrated Unit Summer Peak Savings (kW) | Technical Potential | 0 | 0 | 0 | 0 | 0 | 0 | 0 | 0 | 0 | 0 | 0 | 0 | 0 | 0 | 0 | 0 | 0 | 0 | 0 | 0 | 0 | 0 | 0
F3_Industrial_Agriculture_Existing_Space Heating_Natural Gas_Gas Boiler - Insulate Hot Water Lines_A_Technical Potential | F3 | Industrial | Agriculture | Existing | Space Heating | Natural Gas | Gas Boiler - Insulate Hot Water Lines | A | Integrated Unit Winter Peak Savings (kW) | Technical Potential | 0 | 0 | 0 | 0 | 0 | 0 | 0 | 0 | 0 | 0 | 0 | 0 | 0 | 0 | 0 | 0 | 0 | 0 | 0 | 0 | 0 | 0 | 0
F4_Industrial_Agriculture_Existing_Space Heating_Natural Gas_Gas Boiler - Insulate Hot Water Lines_A_Technical Potential | F4 | Industrial | Agriculture | Existing | Space Heating | Natural Gas | Gas Boiler - Insulate Hot Water Lines | A | Incremental Energy Savings (MWh or mTherms) | Technical Potential | 0 | 0 | 0.14377 | 0.14051 | 0.13729 | 0.13409 | 0.13092 | 0.12777 | 0.12463 | 0.12151 | 0.11842 | 0.11536 | 0.11235 | 0.10937 | 0.10647 | 0.10362 | 0.10085 | 0.098197 | 0.095664 | 0.093238 | 0.090914 | 0.088686 | 0
F5_Industrial_Agriculture_Existing_Space Heating_Natural Gas_Gas Boiler - Insulate Hot Water Lines_A_Technical Potential | F5 | Industrial | Agriculture | Existing | Space Heating | Natural Gas | Gas Boiler - Insulate Hot Water Lines | A | Incremental Summer Peak Savings (MW) | Technical Potential | 0 | 0 | 0 | 0 | 0 | 0 | 0 | 0 | 0 | 0 | 0 | 0 | 0 | 0 | 0 | 0 | 0 | 0 | 0 | 0 | 0 | 0 | 0
F6_Industrial_Agriculture_Existing_Space Heating_Natural Gas_Gas Boiler - Insulate Hot Water Lines_A_Technical Potential | F6 | Industrial | Agriculture | Existing | Space Heating | Natural Gas | Gas Boiler - Insulate Hot Water Lines | A | Incremental Winter Peak Savings (MW) | Technical Potential | 0 | 0 | 0 | 0 | 0 | 0 | 0 | 0 | 0 | 0 | 0 | 0 | 0 | 0 | 0 | 0 | 0 | 0 | 0 | 0 | 0 | 0 | 0
F7_Industrial_Agriculture_Existing_Space Heating_Natural Gas_Gas Boiler - Insulate Hot Water Lines_A_Technical Potential | F7 | Industrial | Agriculture | Existing | Space Heating | Natural Gas | Gas Boiler - Insulate Hot Water Lines | A | Cumulative Energy Savings (MWh or mTherms) | Technical Potential | 0 | 0 | 0.14377 | 0.28348 | 0.41913 | 0.55064 | 0.67797 | 0.80102 | 0.91971 | 1.034 | 1.1437 | 1.2491 | 1.3501 | 1.4468 | 1.5396 | 1.6284 | 1.7134 | 1.7958 | 1.8758 | 1.9536 | 2.0292 | 2.1029 | 0
F8_Industrial_Agriculture_Existing_Space Heating_Natural Gas_Gas Boiler - Insulate Hot Water Lines_A_Technical Potential | F8 | Industrial | Agriculture | Existing | Space Heating | Natural Gas | Gas Boiler - Insulate Hot Water Lines | A | Cumulative Summer Peak Savings (MW) | Technical Potential | 0 | 0 | 0 | 0 | 0 | 0 | 0 | 0 | 0 | 0 | 0 | 0 | 0 | 0 | 0 | 0 | 0 | 0 | 0 | 0 | 0 | 0 | 0
F9_Industrial_Agriculture_Existing_Space Heating_Natural Gas_Gas Boiler - Insulate Hot Water Lines_A_Technical Potential | F9 | Industrial | Agriculture | Existing | Space Heating | Natural Gas | Gas Boiler - Insulate Hot Water Lines | A | Cumulative Winter Peak Savings (MW) | Technical Potential | 0 | 0 | 0 | 0 | 0 | 0 | 0 | 0 | 0 | 0 | 0 | 0 | 0 | 0 | 0 | 0 | 0 | 0 | 0 | 0 | 0 | 0 | 0
F10_Industrial_Agriculture_Existing_Space Heating_Natural Gas_Gas Boiler - Insulate Hot Water Lines_A_Technical Potential | F10 | Industrial | Agriculture | Existing | Space Heating | Natural Gas | Gas Boiler - Insulate Hot Water Lines | A | Purchases (Incremental) | Technical Potential | 0 | 0 | 10.0873 | 9.9134 | 9.7425 | 9.5745 | 9.4094 | 9.2472 | 9.0878 | 8.9311 | 8.7771 | 8.6258 | 8.477 | 8.3309 | 8.1872 | 8.0461 | 7.9074 | 7.771 | 7.637 | 7.5054 | 7.376 | 7.2488 | 0
F11_Industrial_Agriculture_Existing_Space Heating_Natural Gas_Gas Boiler - Insulate Hot Water Lines_A_Technical Potential | F11 | Industrial | Agriculture | Existing | Space Heating | Natural Gas | Gas Boiler - Insulate Hot Water Lines | A | Purchases (Cumulative) | Technical Potential | 0 | 0 | 10.0873 | 20.0007 | 29.7432 | 39.3177 | 48.7271 | 57.9743 | 67.0621 | 75.9931 | 84.7702 | 93.396 | 101.873 | 110.2039 | 118.3912 | 126.4373 | 134.3446 | 142.1156 | 149.7527 | 157.2581 | 164.634 | 171.8828 | 0
F1_Industrial_Agriculture_Existing_Process_Natural Gas_Gas Boiler - Insulate Hot Water Lines_A_Technical Potential | F1 | Industrial | Agriculture | Existing | Process | Natural Gas | Gas Boiler - Insulate Hot Water Lines | A | Integrated Unit Energy Savings (kWh or therms) | Technical Potential | 0 | 0 | 19.0345 | 19.0236 | 19.0124 | 19.0005 | 18.9875 | 18.973 | 18.9575 | 18.9417 | 18.9264 | 18.9125 | 18.9006 | 18.8911 | 18.8835 | 18.8773 | 18.8718 | 18.8667 | 18.8616 | 18.8565 | 18.8513 | 18.8461 | 0
F2_Industrial_Agriculture_Existing_Process_Natural Gas_Gas Boiler - Insulate Hot Water Lines_A_Technical Potential | F2 | Industrial | Agriculture | Existing | Process | Natural Gas | Gas Boiler - Insulate Hot Water Lines | A | Integrated Unit Summer Peak Savings (kW) | Technical Potential | 0 | 0 | 0 | 0 | 0 | 0 | 0 | 0 | 0 | 0 | 0 | 0 | 0 | 0 | 0 | 0 | 0 | 0 | 0 | 0 | 0 | 0 | 0
F3_Industrial_Agriculture_Existing_Process_Natural Gas_Gas Boiler - Insulate Hot Water Lines_A_Technical Potential | F3 | Industrial | Agriculture | Existing | Process | Natural Gas | Gas Boiler - Insulate Hot Water Lines | A | Integrated Unit Winter Peak Savings (kW) | Technical Potential | 0 | 0 | 0 | 0 | 0 | 0 | 0 | 0 | 0 | 0 | 0 | 0 | 0 | 0 | 0 | 0 | 0 | 0 | 0 | 0 | 0 | 0 | 0
F4_Industrial_Agriculture_Existing_Process_Natural Gas_Gas Boiler - Insulate Hot Water Lines_A_Technical Potential | F4 | Industrial | Agriculture | Existing | Process | Natural Gas | Gas Boiler - Insulate Hot Water Lines | A | Incremental Energy Savings (MWh or mTherms) | Technical Potential | 0 | 0 | 1.5883 | 1.56 | 1.5322 | 1.5048 | 1.4779 | 1.4513 | 1.4251 | 1.3994 | 1.3741 | 1.3494 | 1.3253 | 1.3018 | 1.2789 | 1.2564 | 1.2344 | 1.2128 | 1.1915 | 1.1707 | 1.1502 | 1.13 | 0
F5_Industrial_Agriculture_Existing_Process_Natural Gas_Gas Boiler - Insulate Hot Water Lines_A_Technical Potential | F5 | Industrial | Agriculture | Existing | Process | Natural Gas | Gas Boiler - Insulate Hot Water Lines | A | Incremental Summer Peak Savings (MW) | Technical Potential | 0 | 0 | 0 | 0 | 0 | 0 | 0 | 0 | 0 | 0 | 0 | 0 | 0 | 0 | 0 | 0 | 0 | 0 | 0 | 0 | 0 | 0 | 0
F6_Industrial_Agriculture_Existing_Process_Natural Gas_Gas Boiler - Insulate Hot Water Lines_A_Technical Potential | F6 | Industrial | Agriculture | Existing | Process | Natural Gas | Gas Boiler - Insulate Hot Water Lines | A | Incremental Winter Peak Savings (MW) | Technical Potential | 0 | 0 | 0 | 0 | 0 | 0 | 0 | 0 | 0 | 0 | 0 | 0 | 0 | 0 | 0 | 0 | 0 | 0 | 0 | 0 | 0 | 0 | 0
F7_Industrial_Agriculture_Existing_Process_Natural Gas_Gas Boiler - Insulate Hot Water Lines_A_Technical Potential | F7 | Industrial | Agriculture | Existing | Process | Natural Gas | Gas Boiler - Insulate Hot Water Lines | A | Cumulative Energy Savings (MWh or mTherms) | Technical Potential | 0 | 0 | 1.5883 | 3.1474 | 4.6777 | 6.1796 | 7.6533 | 9.0987 | 10.5164 | 11.907 | 13.2715 | 14.6112 | 15.9274 | 17.2212 | 18.4931 | 19.7435 | 20.9721 | 22.1792 | 23.3647 | 24.5291 | 25.6726 | 26.7955 | 0
F8_Industrial_Agriculture_Existing_Process_Natural Gas_Gas Boiler - Insulate Hot Water Lines_A_Technical Potential | F8 | Industrial | Agriculture | Existing | Process | Natural Gas | Gas Boiler - Insulate Hot Water Lines | A | Cumulative Summer Peak Savings (MW) | Technical Potential | 0 | 0 | 0 | 0 | 0 | 0 | 0 | 0 | 0 | 0 | 0 | 0 | 0 | 0 | 0 | 0 | 0 | 0 | 0 | 0 | 0 | 0 | 0
F9_Industrial_Agriculture_Existing_Process_Natural Gas_Gas Boiler - Insulate Hot Water Lines_A_Technical Potential | F9 | Industrial | Agriculture | Existing | Process | Natural Gas | Gas Boiler - Insulate Hot Water Lines | A | Cumulative Winter Peak Savings (MW) | Technical Potential | 0 | 0 | 0 | 0 | 0 | 0 | 0 | 0 | 0 | 0 | 0 | 0 | 0 | 0 | 0 | 0 | 0 | 0 | 0 | 0 | 0 | 0 | 0
F10_Industrial_Agriculture_Existing_Process_Natural Gas_Gas Boiler - Insulate Hot Water Lines_A_Technical Potential | F10 | Industrial | Agriculture | Existing | Process | Natural Gas | Gas Boiler - Insulate Hot Water Lines | A | Purchases (Incremental) | Technical Potential | 0 | 0 | 83.4419 | 82.0032 | 80.5894 | 79.1999 | 77.8344 | 76.4924 | 75.1736 | 73.8775 | 72.6037 | 71.3519 | 70.1217 | 68.9127 | 67.7246 | 66.5569 | 65.4094 | 64.2816 | 63.1733 | 62.0841 | 61.0137 | 59.9618 | 0
F11_Industrial_Agriculture_Existing_Process_Natural Gas_Gas Boiler - Insulate Hot Water Lines_A_Technical Potential | F11 | Industrial | Agriculture | Existing | Process | Natural Gas | Gas Boiler - Insulate Hot Water Lines | A | Purchases (Cumulative) | Technical Potential | 0 | 0 | 83.4419 | 165.4451 | 246.0344 | 325.2343 | 403.0687 | 479.5611 | 554.7347 | 628.6122 | 701.2159 | 772.5678 | 842.6896 | 911.6023 | 979.3269 | 1045.8838 | 1111.2932 | 1175.5748 | 1238.7481 | 1300.8323 | 1361.846 | 1421.8078 | 0
F1_Industrial_Agriculture_Existing_Process_Natural Gas_Process - Insulate Heated Process Fluids_A_Technical Potential | F1 | Industrial | Agriculture | Existing | Process | Natural Gas | Process - Insulate Heated Process Fluids | A | Integrated Unit Energy Savings (kWh or therms) | Technical Potential | 0 | 0 | 13.5869 | 13.5647 | 13.5419 | 13.5184 | 13.494 | 13.4682 | 13.4414 | 13.4142 | 13.3871 | 13.3608 | 13.3356 | 13.3118 | 13.2891 | 13.2671 | 13.2454 | 13.2235 | 13.2014 | 13.179 | 13.1562 | 13.1331 | 0
F2_Industrial_Agriculture_Existing_Process_Natural Gas_Process - Insulate Heated Process Fluids_A_Technical Potential | F2 | Industrial | Agriculture | Existing | Process | Natural Gas | Process - Insulate Heated Process Fluids | A | Integrated Unit Summer Peak Savings (kW) | Technical Potential | 0 | 0 | 0 | 0 | 0 | 0 | 0 | 0 | 0 | 0 | 0 | 0 | 0 | 0 | 0 | 0 | 0 | 0 | 0 | 0 | 0 | 0 | 0
F3_Industrial_Agriculture_Existing_Process_Natural Gas_Process - Insulate Heated Process Fluids_A_Technical Potential | F3 | Industrial | Agriculture | Existing | Process | Natural Gas | Process - Insulate Heated Process Fluids | A | Integrated Unit Winter Peak Savings (kW) | Technical Potential | 0 | 0 | 0 | 0 | 0 | 0 | 0 | 0 | 0 | 0 | 0 | 0 | 0 | 0 | 0 | 0 | 0 | 0 | 0 | 0 | 0 | 0 | 0
F4_Industrial_Agriculture_Existing_Process_Natural Gas_Process - Insulate Heated Process Fluids_A_Technical Potential | F4 | Industrial | Agriculture | Existing | Process | Natural Gas | Process - Insulate Heated Process Fluids | A | Incremental Energy Savings (MWh or mTherms) | Technical Potential | 0 | 0 | 1.24 | 1.2166 | 1.1936 | 1.171 | 1.1488 | 1.0141 | 0.79572 | 0.62433 | 0.48986 | 0.38438 | 0.30163 | 0.23672 | 0.18579 | 0.14583 | 0.11447 | 0.089845 | 0.00060124 | 0.00021067 | 7.0458e-05 | 2.254e-05 | 0
F5_Industrial_Agriculture_Existing_Process_Natural Gas_Process - Insulate Heated Process Fluids_A_Technical Potential | F5 | Industrial | Agriculture | Existing | Process | Natural Gas | Process - Insulate Heated Process Fluids | A | Incremental Summer Peak Savings (MW) | Technical Potential | 0 | 0 | 0 | 0 | 0 | 0 | 0 | 0 | 0 | 0 | 0 | 0 | 0 | 0 | 0 | 0 | 0 | 0 | 0 | 0 | 0 | 0 | 0
F6_Industrial_Agriculture_Existing_Process_Natural Gas_Process - Insulate Heated Process Fluids_A_Technical Potential | F6 | Industrial | Agriculture | Existing | Process | Natural Gas | Process - Insulate Heated Process Fluids | A | Incremental Winter Peak Savings (MW) | Technical Potential | 0 | 0 | 0 | 0 | 0 | 0 | 0 | 0 | 0 | 0 | 0 | 0 | 0 | 0 | 0 | 0 | 0 | 0 | 0 | 0 | 0 | 0 | 0
F7_Industrial_Agriculture_Existing_Process_Natural Gas_Process - Insulate Heated Process Fluids_A_Technical Potential | F7 | Industrial | Agriculture | Existing | Process | Natural Gas | Process - Insulate Heated Process Fluids | A | Cumulative Energy Savings (MWh or mTherms) | Technical Potential | 0 | 0 | 1.24 | 2.4546 | 3.6441 | 4.8088 | 5.9489 | 6.9516 | 7.7335 | 8.3422 | 8.8152 | 9.1823 | 9.4666 | 9.6864 | 9.8557 | 9.9852 | 10.0833 | 10.1565 | 10.1401 | 10.1231 | 10.1057 | 10.088 | 0
F8_Industrial_Agriculture_Existing_Process_Natural Gas_Process - Insulate Heated Process Fluids_A_Technical Potential | F8 | Industrial | Agriculture | Existing | Process | Natural Gas | Process - Insulate Heated Process Fluids | A | Cumulative Summer Peak Savings (MW) | Technical Potential | 0 | 0 | 0 | 0 | 0 | 0 | 0 | 0 | 0 | 0 | 0 | 0 | 0 | 0 | 0 | 0 | 0 | 0 | 0 | 0 | 0 | 0 | 0
F9_Industrial_Agriculture_Existing_Process_Natural Gas_Process - Insulate Heated Process Fluids_A_Technical Potential | F9 | Industrial | Agriculture | Existing | Process | Natural Gas | Process - Insulate Heated Process Fluids | A | Cumulative Winter Peak Savings (MW) | Technical Potential | 0 | 0 | 0 | 0 | 0 | 0 | 0 | 0 | 0 | 0 | 0 | 0 | 0 | 0 | 0 | 0 | 0 | 0 | 0 | 0 | 0 | 0 | 0
F10_Industrial_Agriculture_Existing_Process_Natural Gas_Process - Insulate Heated Process Fluids_A_Technical Potential | F10 | Industrial | Agriculture | Existing | Process | Natural Gas | Process - Insulate Heated Process Fluids | A | Purchases (Incremental) | Technical Potential | 0 | 0 | 91.2642 | 89.6907 | 88.1443 | 86.6246 | 85.131 | 75.2969 | 59.199 | 46.5426 | 36.5921 | 28.769 | 22.6184 | 17.7827 | 13.9809 | 10.9919 | 8.6419 | 6.7943 | 0.045543 | 0.015985 | 0.0053555 | 0.0017162 | 0
F11_Industrial_Agriculture_Existing_Process_Natural Gas_Process - Insulate Heated Process Fluids_A_Technical Potential | F11 | Industrial | Agriculture | Existing | Process | Natural Gas | Process - Insulate Heated Process Fluids | A | Purchases (Cumulative) | Technical Potential | 0 | 0 | 91.2642 | 180.9549 | 269.0992 | 355.7237 | 440.8548 | 516.1517 | 575.3507 | 621.8933 | 658.4854 | 687.2544 | 709.8728 | 727.6555 | 741.6365 | 752.6283 | 761.2702 | 768.0645 | 768.1101 | 768.1261 | 768.1314 | 768.1331 | 0
F1_Industrial_Agriculture_Existing_Process_Natural Gas_Process Heat Recovery_A_Technical Potential | F1 | Industrial | Agriculture | Existing | Process | Natural Gas | Process Heat Recovery | A | Integrated Unit Energy Savings (kWh or therms) | Technical Potential | 0 | 0 | 0.13573 | 0.13516 | 0.13458 | 0.13398 | 0.13335 | 0.13272 | 0.1321 | 0.13149 | 0.1309 | 0.13033 | 0.12979 | 0.12927 | 0.12877 | 0.1283 | 0.12784 | 0.12738 | 0.12694 | 0.1265 | 0.12606 | 0.12561 | 0
F2_Industrial_Agriculture_Existing_Process_Natural Gas_Process Heat Recovery_A_Technical Potential | F2 | Industrial | Agriculture | Existing | Process | Natural Gas | Process Heat Recovery | A | Integrated Unit Summer Peak Savings (kW) | Technical Potential | 0 | 0 | 0 | 0 | 0 | 0 | 0 | 0 | 0 | 0 | 0 | 0 | 0 | 0 | 0 | 0 | 0 | 0 | 0 | 0 | 0 | 0 | 0
F3_Industrial_Agriculture_Existing_Process_Natural Gas_Process Heat Recovery_A_Technical Potential | F3 | Industrial | Agriculture | Existing | Process | Natural Gas | Process Heat Recovery | A | Integrated Unit Winter Peak Savings (kW) | Technical Potential | 0 | 0 | 0 | 0 | 0 | 0 | 0 | 0 | 0 | 0 | 0 | 0 | 0 | 0 | 0 | 0 | 0 | 0 | 0 | 0 | 0 | 0 | 0
F4_Industrial_Agriculture_Existing_Process_Natural Gas_Process Heat Recovery_A_Technical Potential | F4 | Industrial | Agriculture | Existing | Process | Natural Gas | Process Heat Recovery | A | Incremental Energy Savings (MWh or mTherms) | Technical Potential | 0 | 0 | 0.44595 | 0.43642 | 0.42704 | 0.4178 | 0.40868 | 0.35976 | 0.28153 | 0.22032 | 0.17244 | 0.13498 | 0.10568 | 0.082755 | 0.064814 | 0.050769 | 0.039771 | 0.031157 | 0.00020813 | 7.2798e-05 | 2.4304e-05 | 7.7611e-06 | 0
F5_Industrial_Agriculture_Existing_Process_Natural Gas_Process Heat Recovery_A_Technical Potential | F5 | Industrial | Agriculture | Existing | Process | Natural Gas | Process Heat Recovery | A | Incremental Summer Peak Savings (MW) | Technical Potential | 0 | 0 | 0 | 0 | 0 | 0 | 0 | 0 | 0 | 0 | 0 | 0 | 0 | 0 | 0 | 0 | 0 | 0 | 0 | 0 | 0 | 0 | 0
F6_Industrial_Agriculture_Existing_Process_Natural Gas_Process Heat Recovery_A_Technical Potential | F6 | Industrial | Agriculture | Existing | Process | Natural Gas | Process Heat Recovery | A | Incremental Winter Peak Savings (MW) | Technical Potential | 0 | 0 | 0 | 0 | 0 | 0 | 0 | 0 | 0 | 0 | 0 | 0 | 0 | 0 | 0 | 0 | 0 | 0 | 0 | 0 | 0 | 0 | 0
F7_Industrial_Agriculture_Existing_Process_Natural Gas_Process Heat Recovery_A_Technical Potential | F7 | Industrial | Agriculture | Existing | Process | Natural Gas | Process Heat Recovery | A | Cumulative Energy Savings (MWh or mTherms) | Technical Potential | 0 | 0 | 0.44595 | 0.88049 | 1.3037 | 1.7157 | 2.1164 | 2.4661 | 2.7361 | 2.9439 | 3.1031 | 3.2246 | 3.3168 | 3.3863 | 3.4381 | 3.4762 | 3.5034 | 3.5221 | 3.5102 | 3.4982 | 3.4859 | 3.4736 | 0
F8_Industrial_Agriculture_Existing_Process_Natural Gas_Process Heat Recovery_A_Technical Potential | F8 | Industrial | Agriculture | Existing | Process | Natural Gas | Process Heat Recovery | A | Cumulative Summer Peak Savings (MW) | Technical Potential | 0 | 0 | 0 | 0 | 0 | 0 | 0 | 0 | 0 | 0 | 0 | 0 | 0 | 0 | 0 | 0 | 0 | 0 | 0 | 0 | 0 | 0 | 0
F9_Industrial_Agriculture_Existing_Process_Natural Gas_Process Heat Recovery_A_Technical Potential | F9 | Industrial | Agriculture | Existing | Process | Natural Gas | Process Heat Recovery | A | Cumulative Winter Peak Savings (MW) | Technical Potential | 0 | 0 | 0 | 0 | 0 | 0 | 0 | 0 | 0 | 0 | 0 | 0 | 0 | 0 | 0 | 0 | 0 | 0 | 0 | 0 | 0 | 0 | 0
F10_Industrial_Agriculture_Existing_Process_Natural Gas_Process Heat Recovery_A_Technical Potential | F10 | Industrial | Agriculture | Existing | Process | Natural Gas | Process Heat Recovery | A | Purchases (Incremental) | Technical Potential | 0 | 0 | 3285.5113 | 3228.8645 | 3173.1944 | 3118.4842 | 3064.7172 | 2710.6895 | 2131.1628 | 1675.5349 | 1317.3171 | 1035.6838 | 814.2617 | 640.1782 | 503.3125 | 395.7078 | 311.1082 | 244.5954 | 1.6396 | 0.57546 | 0.1928 | 0.061785 | 0
F11_Industrial_Agriculture_Existing_Process_Natural Gas_Process Heat Recovery_A_Technical Potential | F11 | Industrial | Agriculture | Existing | Process | Natural Gas | Process Heat Recovery | A | Purchases (Cumulative) | Technical Potential | 0 | 0 | 3285.5113 | 6514.3758 | 9687.5702 | 12806.0544 | 15870.7717 | 18581.4612 | 20712.624 | 22388.1589 | 23705.476 | 24741.1598 | 25555.4216 | 26195.5998 | 26698.9123 | 27094.62 | 27405.7282 | 27650.3236 | 27651.9632 | 27652.5386 | 27652.7314 | 27652.7932 | 0
F1_Industrial_Agriculture_Existing_Space Heating_Natural Gas_Building Automation System_A_Technical Potential | F1 | Industrial | Agriculture | Existing | Space Heating | Natural Gas | Building Automation System | A | Integrated Unit Energy Savings (kWh or therms) | Technical Potential | 0 | 0 | 0.01558 | 0.015494 | 0.015403 | 0.015307 | 0.015206 | 0.015098 | 0.014984 | 0.014864 | 0.014739 | 0.014609 | 0.014476 | 0.01434 | 0.014203 | 0.014066 | 0.013929 | 0.0138 | 0.013679 | 0.013564 | 0.013456 | 0.013354 | 0
F2_Industrial_Agriculture_Existing_Space Heating_Natural Gas_Building Automation System_A_Technical Potential | F2 | Industrial | Agriculture | Existing | Space Heating | Natural Gas | Building Automation System | A | Integrated Unit Summer Peak Savings (kW) | Technical Potential | 0 | 0 | 0 | 0 | 0 | 0 | 0 | 0 | 0 | 0 | 0 | 0 | 0 | 0 | 0 | 0 | 0 | 0 | 0 | 0 | 0 | 0 | 0
F3_Industrial_Agriculture_Existing_Space Heating_Natural Gas_Building Automation System_A_Technical Potential | F3 | Industrial | Agriculture | Existing | Space Heating | Natural Gas | Building Automation System | A | Integrated Unit Winter Peak Savings (kW) | Technical Potential | 0 | 0 | 0 | 0 | 0 | 0 | 0 | 0 | 0 | 0 | 0 | 0 | 0 | 0 | 0 | 0 | 0 | 0 | 0 | 0 | 0 | 0 | 0
F4_Industrial_Agriculture_Existing_Space Heating_Natural Gas_Building Automation System_A_Technical Potential | F4 | Industrial | Agriculture | Existing | Space Heating | Natural Gas | Building Automation System | A | Incremental Energy Savings (MWh or mTherms) | Technical Potential | 0 | 0 | 0.16221 | 0.3169 | 0.54973 | 0.87333 | 1.2941 | 1.8086 | 2.3996 | 3.0326 | 3.655 | 4.1985 | 4.5871 | 4.7505 | 4.6435 | 4.2603 | 3.6452 | 2.9351 | 2.1864 | 1.4752 | 0.91884 | 0.58445 | 0
F5_Industrial_Agriculture_Existing_Space Heating_Natural Gas_Building Automation System_A_Technical Potential | F5 | Industrial | Agriculture | Existing | Space Heating | Natural Gas | Building Automation System | A | Incremental Summer Peak Savings (MW) | Technical Potential | 0 | 0 | 0 | 0 | 0 | 0 | 0 | 0 | 0 | 0 | 0 | 0 | 0 | 0 | 0 | 0 | 0 | 0 | 0 | 0 | 0 | 0 | 0
F6_Industrial_Agriculture_Existing_Space Heating_Natural Gas_Building Automation System_A_Technical Potential | F6 | Industrial | Agriculture | Existing | Space Heating | Natural Gas | Building Automation System | A | Incremental Winter Peak Savings (MW) | Technical Potential | 0 | 0 | 0 | 0 | 0 | 0 | 0 | 0 | 0 | 0 | 0 | 0 | 0 | 0 | 0 | 0 | 0 | 0 | 0 | 0 | 0 | 0 | 0
F7_Industrial_Agriculture_Existing_Space Heating_Natural Gas_Building Automation System_A_Technical Potential | F7 | Industrial | Agriculture | Existing | Space Heating | Natural Gas | Building Automation System | A | Cumulative Energy Savings (MWh or mTherms) | Technical Potential | 0 | 0 | 0.16221 | 0.47822 | 1.0252 | 1.8921 | 3.1737 | 4.9598 | 7.322 | 10.2959 | 13.864 | 17.9404 | 22.3641 | 26.904 | 31.2917 | 35.25 | 38.5509 | 41.129 | 42.9543 | 44.0703 | 44.6381 | 44.8845 | 0
F8_Industrial_Agriculture_Existing_Space Heating_Natural Gas_Building Automation System_A_Technical Potential | F8 | Industrial | Agriculture | Existing | Space Heating | Natural Gas | Building Automation System | A | Cumulative Summer Peak Savings (MW) | Technical Potential | 0 | 0 | 0 | 0 | 0 | 0 | 0 | 0 | 0 | 0 | 0 | 0 | 0 | 0 | 0 | 0 | 0 | 0 | 0 | 0 | 0 | 0 | 0
F9_Industrial_Agriculture_Existing_Space Heating_Natural Gas_Building Automation System_A_Technical Potential | F9 | Industrial | Agriculture | Existing | Space Heating | Natural Gas | Building Automation System | A | Cumulative Winter Peak Savings (MW) | Technical Potential | 0 | 0 | 0 | 0 | 0 | 0 | 0 | 0 | 0 | 0 | 0 | 0 | 0 | 0 | 0 | 0 | 0 | 0 | 0 | 0 | 0 | 0 | 0
F10_Industrial_Agriculture_Existing_Space Heating_Natural Gas_Building Automation System_A_Technical Potential | F10 | Industrial | Agriculture | Existing | Space Heating | Natural Gas | Building Automation System | A | Purchases (Incremental) | Technical Potential | 0 | 0 | 10411.7393 | 20453.5498 | 35690.0624 | 57053.8337 | 85106.6516 | 119789.3431 | 160136.9826 | 204016.1364 | 247982.2334 | 287388.0659 | 316871.5826 | 331279.778 | 326927.2613 | 302870.5603 | 261699.738 | 212691.3643 | 159842.0902 | 108751.9792 | 68282.4927 | 43764.2663 | 0
F11_Industrial_Agriculture_Existing_Space Heating_Natural Gas_Building Automation System_A_Technical Potential | F11 | Industrial | Agriculture | Existing | Space Heating | Natural Gas | Building Automation System | A | Purchases (Cumulative) | Technical Potential | 0 | 0 | 10411.7393 | 30865.2891 | 66555.3515 | 123609.1852 | 208715.8368 | 328505.1799 | 488642.1625 | 692658.2989 | 940640.5323 | 1228028.5982 | 1544900.1808 | 1876179.9588 | 2203107.2201 | 2505977.7805 | 2767677.5185 | 2980368.8829 | 3140210.9731 | 3248962.9523 | 3317245.4449 | 3361009.7112 | 0
F1_Industrial_Agriculture_Existing_Space Heating_Natural Gas_Steam System Efficiency Improvements_A_Technical Potential | F1 | Industrial | Agriculture | Existing | Space Heating | Natural Gas | Steam System Efficiency Improvements | A | Integrated Unit Energy Savings (kWh or therms) | Technical Potential | 0 | 0 | 0.13828 | 0.13616 | 0.13337 | 0.12985 | 0.12561 | 0.12082 | 0.11568 | 0.11047 | 0.10543 | 0.10073 | 0.096479 | 0.092697 | 0.089385 | 0.086485 | 0.08394 | 0.081733 | 0.079798 | 0.07806 | 0.076561 | 0.075144 | 0
F2_Industrial_Agriculture_Existing_Space Heating_Natural Gas_Steam System Efficiency Improvements_A_Technical Potential | F2 | Industrial | Agriculture | Existing | Space Heating | Natural Gas | Steam System Efficiency Improvements | A | Integrated Unit Summer Peak Savings (kW) | Technical Potential | 0 | 0 | 0 | 0 | 0 | 0 | 0 | 0 | 0 | 0 | 0 | 0 | 0 | 0 | 0 | 0 | 0 | 0 | 0 | 0 | 0 | 0 | 0
F3_Industrial_Agriculture_Existing_Space Heating_Natural Gas_Steam System Efficiency Improvements_A_Technical Potential | F3 | Industrial | Agriculture | Existing | Space Heating | Natural Gas | Steam System Efficiency Improvements | A | Integrated Unit Winter Peak Savings (kW) | Technical Potential | 0 | 0 | 0 | 0 | 0 | 0 | 0 | 0 | 0 | 0 | 0 | 0 | 0 | 0 | 0 | 0 | 0 | 0 | 0 | 0 | 0 | 0 | 0
F4_Industrial_Agriculture_Existing_Space Heating_Natural Gas_Steam System Efficiency Improvements_A_Technical Potential | F4 | Industrial | Agriculture | Existing | Space Heating | Natural Gas | Steam System Efficiency Improvements | A | Incremental Energy Savings (MWh or mTherms) | Technical Potential | 0 | 0 | 0.010203 | 0.019737 | 0.033735 | 0.052504 | 0.075765 | 0.10257 | 0.13129 | 0.15973 | 0.1853 | 0.20517 | 0.21666 | 0.21764 | 0.2071 | 0.18564 | 0.15568 | 0.1232 | 0.090397 | 0.060164 | 0.03705 | 0.023307 | 0
F5_Industrial_Agriculture_Existing_Space Heating_Natural Gas_Steam System Efficiency Improvements_A_Technical Potential | F5 | Industrial | Agriculture | Existing | Space Heating | Natural Gas | Steam System Efficiency Improvements | A | Incremental Summer Peak Savings (MW) | Technical Potential | 0 | 0 | 0 | 0 | 0 | 0 | 0 | 0 | 0 | 0 | 0 | 0 | 0 | 0 | 0 | 0 | 0 | 0 | 0 | 0 | 0 | 0 | 0
F6_Industrial_Agriculture_Existing_Space Heating_Natural Gas_Steam System Efficiency Improvements_A_Technical Potential | F6 | Industrial | Agriculture | Existing | Space Heating | Natural Gas | Steam System Efficiency Improvements | A | Incremental Winter Peak Savings (MW) | Technical Potential | 0 | 0 | 0 | 0 | 0 | 0 | 0 | 0 | 0 | 0 | 0 | 0 | 0 | 0 | 0 | 0 | 0 | 0 | 0 | 0 | 0 | 0 | 0
F7_Industrial_Agriculture_Existing_Space Heating_Natural Gas_Steam System Efficiency Improvements_A_Technical Potential | F7 | Industrial | Agriculture | Existing | Space Heating | Natural Gas | Steam System Efficiency Improvements | A | Cumulative Energy Savings (MWh or mTherms) | Technical Potential | 0 | 0 | 0.010203 | 0.029784 | 0.06291 | 0.11375 | 0.18581 | 0.28128 | 0.40062 | 0.54232 | 0.70286 | 0.87669 | 1.0563 | 1.2326 | 1.3956 | 1.536 | 1.6465 | 1.7264 | 1.7759 | 1.7974 | 1.7999 | 1.7899 | 0
F8_Industrial_Agriculture_Existing_Space Heating_Natural Gas_Steam System Efficiency Improvements_A_Technical Potential | F8 | Industrial | Agriculture | Existing | Space Heating | Natural Gas | Steam System Efficiency Improvements | A | Cumulative Summer Peak Savings (MW) | Technical Potential | 0 | 0 | 0 | 0 | 0 | 0 | 0 | 0 | 0 | 0 | 0 | 0 | 0 | 0 | 0 | 0 | 0 | 0 | 0 | 0 | 0 | 0 | 0
F9_Industrial_Agriculture_Existing_Space Heating_Natural Gas_Steam System Efficiency Improvements_A_Technical Potential | F9 | Industrial | Agriculture | Existing | Space Heating | Natural Gas | Steam System Efficiency Improvements | A | Cumulative Winter Peak Savings (MW) | Technical Potential | 0 | 0 | 0 | 0 | 0 | 0 | 0 | 0 | 0 | 0 | 0 | 0 | 0 | 0 | 0 | 0 | 0 | 0 | 0 | 0 | 0 | 0 | 0
F10_Industrial_Agriculture_Existing_Space Heating_Natural Gas_Steam System Efficiency Improvements_A_Technical Potential | F10 | Industrial | Agriculture | Existing | Space Heating | Natural Gas | Steam System Efficiency Improvements | A | Purchases (Incremental) | Technical Potential | 0 | 0 | 73.7893 | 144.9568 | 252.9398 | 404.3475 | 603.1613 | 848.9617 | 1134.9104 | 1445.8873 | 1757.4804 | 2036.7544 | 2245.7077 | 2347.8203 | 2316.9735 | 2146.4807 | 1854.6981 | 1507.3697 | 1132.8204 | 770.7386 | 483.9264 | 310.1627 | 0
F11_Industrial_Agriculture_Existing_Space Heating_Natural Gas_Steam System Efficiency Improvements_A_Technical Potential | F11 | Industrial | Agriculture | Existing | Space Heating | Natural Gas | Steam System Efficiency Improvements | A | Purchases (Cumulative) | Technical Potential | 0 | 0 | 73.7893 | 218.7461 | 471.6859 | 876.0334 | 1479.1947 | 2328.1564 | 3463.0668 | 4908.9541 | 6666.4345 | 8703.1889 | 10948.8966 | 13296.7169 | 15613.6904 | 17760.1711 | 19614.8691 | 21122.2388 | 22255.0593 | 23025.7979 | 23509.7242 | 23819.8869 | 0
F1_Industrial_Agriculture_Existing_Process_Natural Gas_Steam System Efficiency Improvements_A_Technical Potential | F1 | Industrial | Agriculture | Existing | Process | Natural Gas | Steam System Efficiency Improvements | A | Integrated Unit Energy Savings (kWh or therms) | Technical Potential | 0 | 0 | 0.18517 | 0.1844 | 0.1836 | 0.18278 | 0.18193 | 0.18107 | 0.18023 | 0.17941 | 0.17861 | 0.17784 | 0.1771 | 0.1764 | 0.17573 | 0.17509 | 0.17447 | 0.17385 | 0.17326 | 0.17267 | 0.17206 | 0.17146 | 0
F2_Industrial_Agriculture_Existing_Process_Natural Gas_Steam System Efficiency Improvements_A_Technical Potential | F2 | Industrial | Agriculture | Existing | Process | Natural Gas | Steam System Efficiency Improvements | A | Integrated Unit Summer Peak Savings (kW) | Technical Potential | 0 | 0 | 0 | 0 | 0 | 0 | 0 | 0 | 0 | 0 | 0 | 0 | 0 | 0 | 0 | 0 | 0 | 0 | 0 | 0 | 0 | 0 | 0
F3_Industrial_Agriculture_Existing_Process_Natural Gas_Steam System Efficiency Improvements_A_Technical Potential | F3 | Industrial | Agriculture | Existing | Process | Natural Gas | Steam System Efficiency Improvements | A | Integrated Unit Winter Peak Savings (kW) | Technical Potential | 0 | 0 | 0 | 0 | 0 | 0 | 0 | 0 | 0 | 0 | 0 | 0 | 0 | 0 | 0 | 0 | 0 | 0 | 0 | 0 | 0 | 0 | 0
F4_Industrial_Agriculture_Existing_Process_Natural Gas_Steam System Efficiency Improvements_A_Technical Potential | F4 | Industrial | Agriculture | Existing | Process | Natural Gas | Steam System Efficiency Improvements | A | Incremental Energy Savings (MWh or mTherms) | Technical Potential | 0 | 0 | 0.0023774 | 0.0046507 | 0.0080803 | 0.012859 | 0.019093 | 0.026747 | 0.035589 | 0.045134 | 0.054615 | 0.063021 | 0.069199 | 0.07206 | 0.070845 | 0.065392 | 0.056301 | 0.045596 | 0.03415 | 0.023155 | 0.014488 | 0.0092528 | 0
F5_Industrial_Agriculture_Existing_Process_Natural Gas_Steam System Efficiency Improvements_A_Technical Potential | F5 | Industrial | Agriculture | Existing | Process | Natural Gas | Steam System Efficiency Improvements | A | Incremental Summer Peak Savings (MW) | Technical Potential | 0 | 0 | 0 | 0 | 0 | 0 | 0 | 0 | 0 | 0 | 0 | 0 | 0 | 0 | 0 | 0 | 0 | 0 | 0 | 0 | 0 | 0 | 0
F6_Industrial_Agriculture_Existing_Process_Natural Gas_Steam System Efficiency Improvements_A_Technical Potential | F6 | Industrial | Agriculture | Existing | Process | Natural Gas | Steam System Efficiency Improvements | A | Incremental Winter Peak Savings (MW) | Technical Potential | 0 | 0 | 0 | 0 | 0 | 0 | 0 | 0 | 0 | 0 | 0 | 0 | 0 | 0 | 0 | 0 | 0 | 0 | 0 | 0 | 0 | 0 | 0
F7_Industrial_Agriculture_Existing_Process_Natural Gas_Steam System Efficiency Improvements_A_Technical Potential | F7 | Industrial | Agriculture | Existing | Process | Natural Gas | Steam System Efficiency Improvements | A | Cumulative Energy Savings (MWh or mTherms) | Technical Potential | 0 | 0 | 0.0023774 | 0.0070182 | 0.015068 | 0.02786 | 0.046823 | 0.073349 | 0.1086 | 0.15323 | 0.20717 | 0.26929 | 0.33738 | 0.40811 | 0.47741 | 0.54106 | 0.59543 | 0.63892 | 0.6709 | 0.69175 | 0.70383 | 0.71059 | 0
F8_Industrial_Agriculture_Existing_Process_Natural Gas_Steam System Efficiency Improvements_A_Technical Potential | F8 | Industrial | Agriculture | Existing | Process | Natural Gas | Steam System Efficiency Improvements | A | Cumulative Summer Peak Savings (MW) | Technical Potential | 0 | 0 | 0 | 0 | 0 | 0 | 0 | 0 | 0 | 0 | 0 | 0 | 0 | 0 | 0 | 0 | 0 | 0 | 0 | 0 | 0 | 0 | 0
F9_Industrial_Agriculture_Existing_Process_Natural Gas_Steam System Efficiency Improvements_A_Technical Potential | F9 | Industrial | Agriculture | Existing | Process | Natural Gas | Steam System Efficiency Improvements | A | Cumulative Winter Peak Savings (MW) | Technical Potential | 0 | 0 | 0 | 0 | 0 | 0 | 0 | 0 | 0 | 0 | 0 | 0 | 0 | 0 | 0 | 0 | 0 | 0 | 0 | 0 | 0 | 0 | 0
F10_Industrial_Agriculture_Existing_Process_Natural Gas_Steam System Efficiency Improvements_A_Technical Potential | F10 | Industrial | Agriculture | Existing | Process | Natural Gas | Steam System Efficiency Improvements | A | Purchases (Incremental) | Technical Potential | 0 | 0 | 12.8387 | 25.2212 | 44.0093 | 70.3529 | 104.9448 | 147.7119 | 197.4644 | 251.5717 | 305.7861 | 354.3774 | 390.7334 | 408.5001 | 403.133 | 373.4688 | 322.7012 | 262.2691 | 197.1008 | 134.1017 | 84.1989 | 53.9656 | 0
F11_Industrial_Agriculture_Existing_Process_Natural Gas_Steam System Efficiency Improvements_A_Technical Potential | F11 | Industrial | Agriculture | Existing | Process | Natural Gas | Steam System Efficiency Improvements | A | Purchases (Cumulative) | Technical Potential | 0 | 0 | 12.8387 | 38.0599 | 82.0692 | 152.4221 | 257.3669 | 405.0788 | 602.5432 | 854.1149 | 1159.901 | 1514.2784 | 1905.0118 | 2313.5119 | 2716.6449 | 3090.1137 | 3412.8148 | 3675.0839 | 3872.1847 | 4006.2865 | 4090.4854 | 4144.451 | 0
F1_Industrial_Agriculture_Existing_Space Heating_Natural Gas_Strategic Energy Management_A_Technical Potential | F1 | Industrial | Agriculture | Existing | Space Heating | Natural Gas | Strategic Energy Management | A | Integrated Unit Energy Savings (kWh or therms) | Technical Potential | 0 | 0 | 4.1073 | 4.0831 | 4.0567 | 4.0276 | 3.9951 | 3.9587 | 3.9178 | 3.8723 | 3.8222 | 3.7681 | 3.7108 | 3.6514 | 3.5919 | 3.5336 | 3.4777 | 3.4271 | 3.3819 | 3.3418 | 3.306 | 3.2734 | 0
F2_Industrial_Agriculture_Existing_Space Heating_Natural Gas_Strategic Energy Management_A_Technical Potential | F2 | Industrial | Agriculture | Existing | Space Heating | Natural Gas | Strategic Energy Management | A | Integrated Unit Summer Peak Savings (kW) | Technical Potential | 0 | 0 | 0 | 0 | 0 | 0 | 0 | 0 | 0 | 0 | 0 | 0 | 0 | 0 | 0 | 0 | 0 | 0 | 0 | 0 | 0 | 0 | 0
F3_Industrial_Agriculture_Existing_Space Heating_Natural Gas_Strategic Energy Management_A_Technical Potential | F3 | Industrial | Agriculture | Existing | Space Heating | Natural Gas | Strategic Energy Management | A | Integrated Unit Winter Peak Savings (kW) | Technical Potential | 0 | 0 | 0 | 0 | 0 | 0 | 0 | 0 | 0 | 0 | 0 | 0 | 0 | 0 | 0 | 0 | 0 | 0 | 0 | 0 | 0 | 0 | 0
F4_Industrial_Agriculture_Existing_Space Heating_Natural Gas_Strategic Energy Management_A_Technical Potential | F4 | Industrial | Agriculture | Existing | Space Heating | Natural Gas | Strategic Energy Management | A | Incremental Energy Savings (MWh or mTherms) | Technical Potential | 0 | 0 | 1.0198 | 0.99629 | 0.97278 | 0.94914 | 0.92525 | 0.901 | 0.87634 | 0.85121 | 0.82572 | 0.79999 | 0.77425 | 0.74872 | 0.72383 | 0.69979 | 0.67685 | 0.6555 | 0.6357 | 0.61733 | 0.60019 | 0.58402 | 0
F5_Industrial_Agriculture_Existing_Space Heating_Natural Gas_Strategic Energy Management_A_Technical Potential | F5 | Industrial | Agriculture | Existing | Space Heating | Natural Gas | Strategic Energy Management | A | Incremental Summer Peak Savings (MW) | Technical Potential | 0 | 0 | 0 | 0 | 0 | 0 | 0 | 0 | 0 | 0 | 0 | 0 | 0 | 0 | 0 | 0 | 0 | 0 | 0 | 0 | 0 | 0 | 0
F6_Industrial_Agriculture_Existing_Space Heating_Natural Gas_Strategic Energy Management_A_Technical Potential | F6 | Industrial | Agriculture | Existing | Space Heating | Natural Gas | Strategic Energy Management | A | Incremental Winter Peak Savings (MW) | Technical Potential | 0 | 0 | 0 | 0 | 0 | 0 | 0 | 0 | 0 | 0 | 0 | 0 | 0 | 0 | 0 | 0 | 0 | 0 | 0 | 0 | 0 | 0 | 0
F7_Industrial_Agriculture_Existing_Space Heating_Natural Gas_Strategic Energy Management_A_Technical Potential | F7 | Industrial | Agriculture | Existing | Space Heating | Natural Gas | Strategic Energy Management | A | Cumulative Energy Savings (MWh or mTherms) | Technical Potential | 0 | 0 | 1.0198 | 2.0101 | 2.9698 | 3.8976 | 4.7914 | 5.6488 | 6.4668 | 7.2428 | 7.9749 | 8.6619 | 9.3046 | 9.9043 | 10.4668 | 10.9967 | 11.4996 | 11.9877 | 12.4652 | 12.9347 | 13.3964 | 13.8482 | 0
F8_Industrial_Agriculture_Existing_Space Heating_Natural Gas_Strategic Energy Management_A_Technical Potential | F8 | Industrial | Agriculture | Existing | Space Heating | Natural Gas | Strategic Energy Management | A | Cumulative Summer Peak Savings (MW) | Technical Potential | 0 | 0 | 0 | 0 | 0 | 0 | 0 | 0 | 0 | 0 | 0 | 0 | 0 | 0 | 0 | 0 | 0 | 0 | 0 | 0 | 0 | 0 | 0
F9_Industrial_Agriculture_Existing_Space Heating_Natural Gas_Strategic Energy Management_A_Technical Potential | F9 | Industrial | Agriculture | Existing | Space Heating | Natural Gas | Strategic Energy Management | A | Cumulative Winter Peak Savings (MW) | Technical Potential | 0 | 0 | 0 | 0 | 0 | 0 | 0 | 0 | 0 | 0 | 0 | 0 | 0 | 0 | 0 | 0 | 0 | 0 | 0 | 0 | 0 | 0 | 0
F10_Industrial_Agriculture_Existing_Space Heating_Natural Gas_Strategic Energy Management_A_Technical Potential | F10 | Industrial | Agriculture | Existing | Space Heating | Natural Gas | Strategic Energy Management | A | Purchases (Incremental) | Technical Potential | 0 | 0 | 248.2808 | 244.0001 | 239.7932 | 235.6588 | 231.5958 | 227.6027 | 223.6785 | 219.822 | 216.032 | 212.3073 | 208.6468 | 205.0495 | 201.5141 | 198.0397 | 194.6253 | 191.2697 | 187.9719 | 184.731 | 181.546 | 178.4159 | 0
F11_Industrial_Agriculture_Existing_Space Heating_Natural Gas_Strategic Energy Management_A_Technical Potential | F11 | Industrial | Agriculture | Existing | Space Heating | Natural Gas | Strategic Energy Management | A | Purchases (Cumulative) | Technical Potential | 0 | 0 | 248.2808 | 492.2809 | 732.0741 | 967.733 | 1199.3287 | 1426.9315 | 1650.61 | 1870.432 | 2086.464 | 2298.7713 | 2507.4181 | 2712.4676 | 2913.9817 | 3112.0215 | 3306.6467 | 3497.9164 | 3685.8883 | 3870.6193 | 4052.1653 | 4230.5812 | 0
F1_Industrial_Agriculture_Existing_Process_Natural Gas_Strategic Energy Management_A_Technical Potential | F1 | Industrial | Agriculture | Existing | Process | Natural Gas | Strategic Energy Management | A | Integrated Unit Energy Savings (kWh or therms) | Technical Potential | 0 | 0 | 1.4035 | 1.4003 | 1.3972 | 1.3939 | 1.3905 | 1.3871 | 1.3837 | 1.3803 | 1.3771 | 1.374 | 1.371 | 1.3683 | 1.3657 | 1.3631 | 1.3607 | 1.3582 | 1.3558 | 1.3533 | 1.3508 | 1.3483 | 0
F2_Industrial_Agriculture_Existing_Process_Natural Gas_Strategic Energy Management_A_Technical Potential | F2 | Industrial | Agriculture | Existing | Process | Natural Gas | Strategic Energy Management | A | Integrated Unit Summer Peak Savings (kW) | Technical Potential | 0 | 0 | 0 | 0 | 0 | 0 | 0 | 0 | 0 | 0 | 0 | 0 | 0 | 0 | 0 | 0 | 0 | 0 | 0 | 0 | 0 | 0 | 0
F3_Industrial_Agriculture_Existing_Process_Natural Gas_Strategic Energy Management_A_Technical Potential | F3 | Industrial | Agriculture | Existing | Process | Natural Gas | Strategic Energy Management | A | Integrated Unit Winter Peak Savings (kW) | Technical Potential | 0 | 0 | 0 | 0 | 0 | 0 | 0 | 0 | 0 | 0 | 0 | 0 | 0 | 0 | 0 | 0 | 0 | 0 | 0 | 0 | 0 | 0 | 0
F4_Industrial_Agriculture_Existing_Process_Natural Gas_Strategic Energy Management_A_Technical Potential | F4 | Industrial | Agriculture | Existing | Process | Natural Gas | Strategic Energy Management | A | Incremental Energy Savings (MWh or mTherms) | Technical Potential | 0 | 0 | 2.1079 | 2.067 | 2.0268 | 1.9872 | 1.9482 | 1.9098 | 1.8723 | 1.8356 | 1.7997 | 1.7646 | 1.7305 | 1.6972 | 1.6648 | 1.6331 | 1.602 | 1.5715 | 1.5417 | 1.5124 | 1.4836 | 1.4552 | 0
F5_Industrial_Agriculture_Existing_Process_Natural Gas_Strategic Energy Management_A_Technical Potential | F5 | Industrial | Agriculture | Existing | Process | Natural Gas | Strategic Energy Management | A | Incremental Summer Peak Savings (MW) | Technical Potential | 0 | 0 | 0 | 0 | 0 | 0 | 0 | 0 | 0 | 0 | 0 | 0 | 0 | 0 | 0 | 0 | 0 | 0 | 0 | 0 | 0 | 0 | 0
F6_Industrial_Agriculture_Existing_Process_Natural Gas_Strategic Energy Management_A_Technical Potential | F6 | Industrial | Agriculture | Existing | Process | Natural Gas | Strategic Energy Management | A | Incremental Winter Peak Savings (MW) | Technical Potential | 0 | 0 | 0 | 0 | 0 | 0 | 0 | 0 | 0 | 0 | 0 | 0 | 0 | 0 | 0 | 0 | 0 | 0 | 0 | 0 | 0 | 0 | 0
F7_Industrial_Agriculture_Existing_Process_Natural Gas_Strategic Energy Management_A_Technical Potential | F7 | Industrial | Agriculture | Existing | Process | Natural Gas | Strategic Energy Management | A | Cumulative Energy Savings (MWh or mTherms) | Technical Potential | 0 | 0 | 2.1079 | 4.1702 | 6.1876 | 8.1603 | 10.0887 | 11.9736 | 13.8165 | 15.6185 | 17.3814 | 19.1067 | 20.7963 | 22.4517 | 24.0736 | 25.6624 | 27.2178 | 28.74 | 30.2305 | 31.6882 | 33.1134 | 34.5067 | 0
F8_Industrial_Agriculture_Existing_Process_Natural Gas_Strategic Energy Management_A_Technical Potential | F8 | Industrial | Agriculture | Existing | Process | Natural Gas | Strategic Energy Management | A | Cumulative Summer Peak Savings (MW) | Technical Potential | 0 | 0 | 0 | 0 | 0 | 0 | 0 | 0 | 0 | 0 | 0 | 0 | 0 | 0 | 0 | 0 | 0 | 0 | 0 | 0 | 0 | 0 | 0
F9_Industrial_Agriculture_Existing_Process_Natural Gas_Strategic Energy Management_A_Technical Potential | F9 | Industrial | Agriculture | Existing | Process | Natural Gas | Strategic Energy Management | A | Cumulative Winter Peak Savings (MW) | Technical Potential | 0 | 0 | 0 | 0 | 0 | 0 | 0 | 0 | 0 | 0 | 0 | 0 | 0 | 0 | 0 | 0 | 0 | 0 | 0 | 0 | 0 | 0 | 0
F10_Industrial_Agriculture_Existing_Process_Natural Gas_Strategic Energy Management_A_Technical Potential | F10 | Industrial | Agriculture | Existing | Process | Natural Gas | Strategic Energy Management | A | Purchases (Incremental) | Technical Potential | 0 | 0 | 1501.9536 | 1476.0578 | 1450.6086 | 1425.5981 | 1401.0188 | 1376.8633 | 1353.1243 | 1329.7945 | 1306.867 | 1284.3349 | 1262.1911 | 1240.4292 | 1219.0425 | 1198.0245 | 1177.369 | 1157.0695 | 1137.12 | 1117.5145 | 1098.247 | 1079.3117 | 0
F11_Industrial_Agriculture_Existing_Process_Natural Gas_Strategic Energy Management_A_Technical Potential | F11 | Industrial | Agriculture | Existing | Process | Natural Gas | Strategic Energy Management | A | Purchases (Cumulative) | Technical Potential | 0 | 0 | 1501.9536 | 2978.0114 | 4428.62 | 5854.218 | 7255.2368 | 8632.1001 | 9985.2243 | 11315.0189 | 12621.8859 | 13906.2208 | 15168.4119 | 16408.8412 | 17627.8837 | 18825.9082 | 20003.2772 | 21160.3467 | 22297.4667 | 23414.9812 | 24513.2282 | 25592.5399 | 0
F1_Industrial_Agriculture_Existing_Miscellaneous_Natural Gas_Strategic Energy Management_A_Technical Potential | F1 | Industrial | Agriculture | Existing | Miscellaneous | Natural Gas | Strategic Energy Management | A | Integrated Unit Energy Savings (kWh or therms) | Technical Potential | 0 | 0 | 0.89787 | 0.89787 | 0.89787 | 0.89787 | 0.89787 | 0.89787 | 0.89787 | 0.89787 | 0.89787 | 0.89787 | 0.89787 | 0.89787 | 0.89787 | 0.89787 | 0.89787 | 0.89787 | 0.89787 | 0.89787 | 0.89787 | 0.89787 | 0
F2_Industrial_Agriculture_Existing_Miscellaneous_Natural Gas_Strategic Energy Management_A_Technical Potential | F2 | Industrial | Agriculture | Existing | Miscellaneous | Natural Gas | Strategic Energy Management | A | Integrated Unit Summer Peak Savings (kW) | Technical Potential | 0 | 0 | 0 | 0 | 0 | 0 | 0 | 0 | 0 | 0 | 0 | 0 | 0 | 0 | 0 | 0 | 0 | 0 | 0 | 0 | 0 | 0 | 0
F3_Industrial_Agriculture_Existing_Miscellaneous_Natural Gas_Strategic Energy Management_A_Technical Potential | F3 | Industrial | Agriculture | Existing | Miscellaneous | Natural Gas | Strategic Energy Management | A | Integrated Unit Winter Peak Savings (kW) | Technical Potential | 0 | 0 | 0 | 0 | 0 | 0 | 0 | 0 | 0 | 0 | 0 | 0 | 0 | 0 | 0 | 0 | 0 | 0 | 0 | 0 | 0 | 0 | 0
F4_Industrial_Agriculture_Existing_Miscellaneous_Natural Gas_Strategic Energy Management_A_Technical Potential | F4 | Industrial | Agriculture | Existing | Miscellaneous | Natural Gas | Strategic Energy Management | A | Incremental Energy Savings (MWh or mTherms) | Technical Potential | 0 | 0 | 0.33714 | 0.33133 | 0.32561 | 0.32 | 0.31448 | 0.30906 | 0.30373 | 0.2985 | 0.29335 | 0.28829 | 0.28332 | 0.27844 | 0.27364 | 0.26892 | 0.26428 | 0.25972 | 0.25525 | 0.25085 | 0.24652 | 0.24227 | 0
F5_Industrial_Agriculture_Existing_Miscellaneous_Natural Gas_Strategic Energy Management_A_Technical Potential | F5 | Industrial | Agriculture | Existing | Miscellaneous | Natural Gas | Strategic Energy Management | A | Incremental Summer Peak Savings (MW) | Technical Potential | 0 | 0 | 0 | 0 | 0 | 0 | 0 | 0 | 0 | 0 | 0 | 0 | 0 | 0 | 0 | 0 | 0 | 0 | 0 | 0 | 0 | 0 | 0
F6_Industrial_Agriculture_Existing_Miscellaneous_Natural Gas_Strategic Energy Management_A_Technical Potential | F6 | Industrial | Agriculture | Existing | Miscellaneous | Natural Gas | Strategic Energy Management | A | Incremental Winter Peak Savings (MW) | Technical Potential | 0 | 0 | 0 | 0 | 0 | 0 | 0 | 0 | 0 | 0 | 0 | 0 | 0 | 0 | 0 | 0 | 0 | 0 | 0 | 0 | 0 | 0 | 0
F7_Industrial_Agriculture_Existing_Miscellaneous_Natural Gas_Strategic Energy Management_A_Technical Potential | F7 | Industrial | Agriculture | Existing | Miscellaneous | Natural Gas | Strategic Energy Management | A | Cumulative Energy Savings (MWh or mTherms) | Technical Potential | 0 | 0 | 0.33714 | 0.66847 | 0.99408 | 1.3141 | 1.6286 | 1.9376 | 2.2414 | 2.5399 | 2.8332 | 3.1215 | 3.4048 | 3.6833 | 3.9569 | 4.2258 | 4.4901 | 4.7498 | 5.0051 | 5.2559 | 5.5024 | 5.7447 | 0
F8_Industrial_Agriculture_Existing_Miscellaneous_Natural Gas_Strategic Energy Management_A_Technical Potential | F8 | Industrial | Agriculture | Existing | Miscellaneous | Natural Gas | Strategic Energy Management | A | Cumulative Summer Peak Savings (MW) | Technical Potential | 0 | 0 | 0 | 0 | 0 | 0 | 0 | 0 | 0 | 0 | 0 | 0 | 0 | 0 | 0 | 0 | 0 | 0 | 0 | 0 | 0 | 0 | 0
F9_Industrial_Agriculture_Existing_Miscellaneous_Natural Gas_Strategic Energy Management_A_Technical Potential | F9 | Industrial | Agriculture | Existing | Miscellaneous | Natural Gas | Strategic Energy Management | A | Cumulative Winter Peak Savings (MW) | Technical Potential | 0 | 0 | 0 | 0 | 0 | 0 | 0 | 0 | 0 | 0 | 0 | 0 | 0 | 0 | 0 | 0 | 0 | 0 | 0 | 0 | 0 | 0 | 0
F10_Industrial_Agriculture_Existing_Miscellaneous_Natural Gas_Strategic Energy Management_A_Technical Potential | F10 | Industrial | Agriculture | Existing | Miscellaneous | Natural Gas | Strategic Energy Management | A | Purchases (Incremental) | Technical Potential | 0 | 0 | 375.4884 | 369.0145 | 362.6521 | 356.3995 | 350.2547 | 344.2158 | 338.2811 | 332.4486 | 326.7168 | 321.0837 | 315.5478 | 310.1073 | 304.7606 | 299.5061 | 294.3422 | 289.2674 | 284.28 | 279.3786 | 274.5618 | 269.8279 | 0
F11_Industrial_Agriculture_Existing_Miscellaneous_Natural Gas_Strategic Energy Management_A_Technical Potential | F11 | Industrial | Agriculture | Existing | Miscellaneous | Natural Gas | Strategic Energy Management | A | Purchases (Cumulative) | Technical Potential | 0 | 0 | 375.4884 | 744.5028 | 1107.155 | 1463.5545 | 1813.8092 | 2158.025 | 2496.3061 | 2828.7547 | 3155.4715 | 3476.5552 | 3792.103 | 4102.2103 | 4406.9709 | 4706.4771 | 5000.8193 | 5290.0867 | 5574.3667 | 5853.7453 | 6128.307 | 6398.135 | 0
F1_Industrial_Agriculture_Existing_Space Heating_Natural Gas_Commissioning_A_Technical Potential | F1 | Industrial | Agriculture | Existing | Space Heating | Natural Gas | Commissioning | A | Integrated Unit Energy Savings (kWh or therms) | Technical Potential | 0 | 0 | 3.7937 | 3.7763 | 3.7578 | 3.7381 | 3.7172 | 3.6948 | 3.671 | 3.6457 | 3.6191 | 3.5913 | 3.5625 | 3.5327 | 3.5028 | 3.4726 | 3.4422 | 3.4139 | 3.3875 | 3.3628 | 3.3397 | 3.3181 | 0
F2_Industrial_Agriculture_Existing_Space Heating_Natural Gas_Commissioning_A_Technical Potential | F2 | Industrial | Agriculture | Existing | Space Heating | Natural Gas | Commissioning | A | Integrated Unit Summer Peak Savings (kW) | Technical Potential | 0 | 0 | 0 | 0 | 0 | 0 | 0 | 0 | 0 | 0 | 0 | 0 | 0 | 0 | 0 | 0 | 0 | 0 | 0 | 0 | 0 | 0 | 0
F3_Industrial_Agriculture_Existing_Space Heating_Natural Gas_Commissioning_A_Technical Potential | F3 | Industrial | Agriculture | Existing | Space Heating | Natural Gas | Commissioning | A | Integrated Unit Winter Peak Savings (kW) | Technical Potential | 0 | 0 | 0 | 0 | 0 | 0 | 0 | 0 | 0 | 0 | 0 | 0 | 0 | 0 | 0 | 0 | 0 | 0 | 0 | 0 | 0 | 0 | 0
F4_Industrial_Agriculture_Existing_Space Heating_Natural Gas_Commissioning_A_Technical Potential | F4 | Industrial | Agriculture | Existing | Space Heating | Natural Gas | Commissioning | A | Incremental Energy Savings (MWh or mTherms) | Technical Potential | 0 | 0 | 0 | 0 | 0 | 0 | 0 | 0 | 0 | 0 | 0 | 0 | 0 | 0 | 0 | 0 | 0 | 0 | 0 | 0 | 0 | 0 | 0
F5_Industrial_Agriculture_Existing_Space Heating_Natural Gas_Commissioning_A_Technical Potential | F5 | Industrial | Agriculture | Existing | Space Heating | Natural Gas | Commissioning | A | Incremental Summer Peak Savings (MW) | Technical Potential | 0 | 0 | 0 | 0 | 0 | 0 | 0 | 0 | 0 | 0 | 0 | 0 | 0 | 0 | 0 | 0 | 0 | 0 | 0 | 0 | 0 | 0 | 0
F6_Industrial_Agriculture_Existing_Space Heating_Natural Gas_Commissioning_A_Technical Potential | F6 | Industrial | Agriculture | Existing | Space Heating | Natural Gas | Commissioning | A | Incremental Winter Peak Savings (MW) | Technical Potential | 0 | 0 | 0 | 0 | 0 | 0 | 0 | 0 | 0 | 0 | 0 | 0 | 0 | 0 | 0 | 0 | 0 | 0 | 0 | 0 | 0 | 0 | 0
F7_Industrial_Agriculture_Existing_Space Heating_Natural Gas_Commissioning_A_Technical Potential | F7 | Industrial | Agriculture | Existing | Space Heating | Natural Gas | Commissioning | A | Cumulative Energy Savings (MWh or mTherms) | Technical Potential | 0 | 0 | 0 | 0 | 0 | 0 | 0 | 0 | 0 | 0 | 0 | 0 | 0 | 0 | 0 | 0 | 0 | 0 | 0 | 0 | 0 | 0 | 0
F8_Industrial_Agriculture_Existing_Space Heating_Natural Gas_Commissioning_A_Technical Potential | F8 | Industrial | Agriculture | Existing | Space Heating | Natural Gas | Commissioning | A | Cumulative Summer Peak Savings (MW) | Technical Potential | 0 | 0 | 0 | 0 | 0 | 0 | 0 | 0 | 0 | 0 | 0 | 0 | 0 | 0 | 0 | 0 | 0 | 0 | 0 | 0 | 0 | 0 | 0
F9_Industrial_Agriculture_Existing_Space Heating_Natural Gas_Commissioning_A_Technical Potential | F9 | Industrial | Agriculture | Existing | Space Heating | Natural Gas | Commissioning | A | Cumulative Winter Peak Savings (MW) | Technical Potential | 0 | 0 | 0 | 0 | 0 | 0 | 0 | 0 | 0 | 0 | 0 | 0 | 0 | 0 | 0 | 0 | 0 | 0 | 0 | 0 | 0 | 0 | 0
F10_Industrial_Agriculture_Existing_Space Heating_Natural Gas_Commissioning_A_Technical Potential | F10 | Industrial | Agriculture | Existing | Space Heating | Natural Gas | Commissioning | A | Purchases (Incremental) | Technical Potential | 0 | 0 | 0 | 0 | 0 | 0 | 0 | 0 | 0 | 0 | 0 | 0 | 0 | 0 | 0 | 0 | 0 | 0 | 0 | 0 | 0 | 0 | 0
F11_Industrial_Agriculture_Existing_Space Heating_Natural Gas_Commissioning_A_Technical Potential | F11 | Industrial | Agriculture | Existing | Space Heating | Natural Gas | Commissioning | A | Purchases (Cumulative) | Technical Potential | 0 | 0 | 0 | 0 | 0 | 0 | 0 | 0 | 0 | 0 | 0 | 0 | 0 | 0 | 0 | 0 | 0 | 0 | 0 | 0 | 0 | 0 | 0
F1_Industrial_Agriculture_Existing_Process_Natural Gas_Commissioning_A_Technical Potential | F1 | Industrial | Agriculture | Existing | Process | Natural Gas | Commissioning | A | Integrated Unit Energy Savings (kWh or therms) | Technical Potential | 0 | 0 | 7.8485 | 7.847 | 7.8459 | 7.8451 | 7.8443 | 7.8436 | 7.843 | 7.8424 | 7.8419 | 7.8414 | 7.841 | 7.8407 | 7.8403 | 7.84 | 7.8398 | 7.8395 | 7.8392 | 7.839 | 7.8387 | 7.8385 | 0
F2_Industrial_Agriculture_Existing_Process_Natural Gas_Commissioning_A_Technical Potential | F2 | Industrial | Agriculture | Existing | Process | Natural Gas | Commissioning | A | Integrated Unit Summer Peak Savings (kW) | Technical Potential | 0 | 0 | 0 | 0 | 0 | 0 | 0 | 0 | 0 | 0 | 0 | 0 | 0 | 0 | 0 | 0 | 0 | 0 | 0 | 0 | 0 | 0 | 0
F3_Industrial_Agriculture_Existing_Process_Natural Gas_Commissioning_A_Technical Potential | F3 | Industrial | Agriculture | Existing | Process | Natural Gas | Commissioning | A | Integrated Unit Winter Peak Savings (kW) | Technical Potential | 0 | 0 | 0 | 0 | 0 | 0 | 0 | 0 | 0 | 0 | 0 | 0 | 0 | 0 | 0 | 0 | 0 | 0 | 0 | 0 | 0 | 0 | 0
F4_Industrial_Agriculture_Existing_Process_Natural Gas_Commissioning_A_Technical Potential | F4 | Industrial | Agriculture | Existing | Process | Natural Gas | Commissioning | A | Incremental Energy Savings (MWh or mTherms) | Technical Potential | 0 | 0 | 0 | 0 | 0 | 0 | 0 | 0 | 0 | 0 | 0 | 0 | 0 | 0 | 0 | 0 | 0 | 0 | 0 | 0 | 0 | 0 | 0
F5_Industrial_Agriculture_Existing_Process_Natural Gas_Commissioning_A_Technical Potential | F5 | Industrial | Agriculture | Existing | Process | Natural Gas | Commissioning | A | Incremental Summer Peak Savings (MW) | Technical Potential | 0 | 0 | 0 | 0 | 0 | 0 | 0 | 0 | 0 | 0 | 0 | 0 | 0 | 0 | 0 | 0 | 0 | 0 | 0 | 0 | 0 | 0 | 0
F6_Industrial_Agriculture_Existing_Process_Natural Gas_Commissioning_A_Technical Potential | F6 | Industrial | Agriculture | Existing | Process | Natural Gas | Commissioning | A | Incremental Winter Peak Savings (MW) | Technical Potential | 0 | 0 | 0 | 0 | 0 | 0 | 0 | 0 | 0 | 0 | 0 | 0 | 0 | 0 | 0 | 0 | 0 | 0 | 0 | 0 | 0 | 0 | 0
F7_Industrial_Agriculture_Existing_Process_Natural Gas_Commissioning_A_Technical Potential | F7 | Industrial | Agriculture | Existing | Process | Natural Gas | Commissioning | A | Cumulative Energy Savings (MWh or mTherms) | Technical Potential | 0 | 0 | 0 | 0 | 0 | 0 | 0 | 0 | 0 | 0 | 0 | 0 | 0 | 0 | 0 | 0 | 0 | 0 | 0 | 0 | 0 | 0 | 0
F8_Industrial_Agriculture_Existing_Process_Natural Gas_Commissioning_A_Technical Potential | F8 | Industrial | Agriculture | Existing | Process | Natural Gas | Commissioning | A | Cumulative Summer Peak Savings (MW) | Technical Potential | 0 | 0 | 0 | 0 | 0 | 0 | 0 | 0 | 0 | 0 | 0 | 0 | 0 | 0 | 0 | 0 | 0 | 0 | 0 | 0 | 0 | 0 | 0
F9_Industrial_Agriculture_Existing_Process_Natural Gas_Commissioning_A_Technical Potential | F9 | Industrial | Agriculture | Existing | Process | Natural Gas | Commissioning | A | Cumulative Winter Peak Savings (MW) | Technical Potential | 0 | 0 | 0 | 0 | 0 | 0 | 0 | 0 | 0 | 0 | 0 | 0 | 0 | 0 | 0 | 0 | 0 | 0 | 0 | 0 | 0 | 0 | 0
F10_Industrial_Agriculture_Existing_Process_Natural Gas_Commissioning_A_Technical Potential | F10 | Industrial | Agriculture | Existing | Process | Natural Gas | Commissioning | A | Purchases (Incremental) | Technical Potential | 0 | 0 | 0 | 0 | 0 | 0 | 0 | 0 | 0 | 0 | 0 | 0 | 0 | 0 | 0 | 0 | 0 | 0 | 0 | 0 | 0 | 0 | 0
F11_Industrial_Agriculture_Existing_Process_Natural Gas_Commissioning_A_Technical Potential | F11 | Industrial | Agriculture | Existing | Process | Natural Gas | Commissioning | A | Purchases (Cumulative) | Technical Potential | 0 | 0 | 0 | 0 | 0 | 0 | 0 | 0 | 0 | 0 | 0 | 0 | 0 | 0 | 0 | 0 | 0 | 0 | 0 | 0 | 0 | 0 | 0
F1_Industrial_Agriculture_Existing_Space Heating_Natural Gas_Retrocommissioning_A_Technical Potential | F1 | Industrial | Agriculture | Existing | Space Heating | Natural Gas | Retrocommissioning | A | Integrated Unit Energy Savings (kWh or therms) | Technical Potential | 0 | 0 | 0.52692 | 0.5245 | 0.52193 | 0.5192 | 0.51629 | 0.51319 | 0.50988 | 0.50637 | 0.50267 | 0.4988 | 0.4948 | 0.49067 | 0.48651 | 0.48231 | 0.4781 | 0.47417 | 0.4705 | 0.46707 | 0.46386 | 0.46087 | 0
F2_Industrial_Agriculture_Existing_Space Heating_Natural Gas_Retrocommissioning_A_Technical Potential | F2 | Industrial | Agriculture | Existing | Space Heating | Natural Gas | Retrocommissioning | A | Integrated Unit Summer Peak Savings (kW) | Technical Potential | 0 | 0 | 0 | 0 | 0 | 0 | 0 | 0 | 0 | 0 | 0 | 0 | 0 | 0 | 0 | 0 | 0 | 0 | 0 | 0 | 0 | 0 | 0
F3_Industrial_Agriculture_Existing_Space Heating_Natural Gas_Retrocommissioning_A_Technical Potential | F3 | Industrial | Agriculture | Existing | Space Heating | Natural Gas | Retrocommissioning | A | Integrated Unit Winter Peak Savings (kW) | Technical Potential | 0 | 0 | 0 | 0 | 0 | 0 | 0 | 0 | 0 | 0 | 0 | 0 | 0 | 0 | 0 | 0 | 0 | 0 | 0 | 0 | 0 | 0 | 0
F4_Industrial_Agriculture_Existing_Space Heating_Natural Gas_Retrocommissioning_A_Technical Potential | F4 | Industrial | Agriculture | Existing | Space Heating | Natural Gas | Retrocommissioning | A | Incremental Energy Savings (MWh or mTherms) | Technical Potential | 0 | 0 | 0.15389 | 0.15054 | 0.14722 | 0.14392 | 0.14065 | 0.13739 | 0.13415 | 0.13093 | 0.12773 | 0.12457 | 0.12144 | 0.11835 | 0.11532 | 0.11235 | 0.10945 | 0.10668 | 0.10403 | 0.10149 | 0.099057 | 0.09672 | 0
F5_Industrial_Agriculture_Existing_Space Heating_Natural Gas_Retrocommissioning_A_Technical Potential | F5 | Industrial | Agriculture | Existing | Space Heating | Natural Gas | Retrocommissioning | A | Incremental Summer Peak Savings (MW) | Technical Potential | 0 | 0 | 0 | 0 | 0 | 0 | 0 | 0 | 0 | 0 | 0 | 0 | 0 | 0 | 0 | 0 | 0 | 0 | 0 | 0 | 0 | 0 | 0
F6_Industrial_Agriculture_Existing_Space Heating_Natural Gas_Retrocommissioning_A_Technical Potential | F6 | Industrial | Agriculture | Existing | Space Heating | Natural Gas | Retrocommissioning | A | Incremental Winter Peak Savings (MW) | Technical Potential | 0 | 0 | 0 | 0 | 0 | 0 | 0 | 0 | 0 | 0 | 0 | 0 | 0 | 0 | 0 | 0 | 0 | 0 | 0 | 0 | 0 | 0 | 0
F7_Industrial_Agriculture_Existing_Space Heating_Natural Gas_Retrocommissioning_A_Technical Potential | F7 | Industrial | Agriculture | Existing | Space Heating | Natural Gas | Retrocommissioning | A | Cumulative Energy Savings (MWh or mTherms) | Technical Potential | 0 | 0 | 0.15389 | 0.30371 | 0.44944 | 0.59101 | 0.72835 | 0.86136 | 0.98997 | 1.1141 | 1.2337 | 1.3487 | 1.4594 | 1.5655 | 1.6676 | 1.7656 | 1.8596 | 1.951 | 2.0399 | 2.1266 | 2.211 | 2.2934 | 0
F8_Industrial_Agriculture_Existing_Space Heating_Natural Gas_Retrocommissioning_A_Technical Potential | F8 | Industrial | Agriculture | Existing | Space Heating | Natural Gas | Retrocommissioning | A | Cumulative Summer Peak Savings (MW) | Technical Potential | 0 | 0 | 0 | 0 | 0 | 0 | 0 | 0 | 0 | 0 | 0 | 0 | 0 | 0 | 0 | 0 | 0 | 0 | 0 | 0 | 0 | 0 | 0
F9_Industrial_Agriculture_Existing_Space Heating_Natural Gas_Retrocommissioning_A_Technical Potential | F9 | Industrial | Agriculture | Existing | Space Heating | Natural Gas | Retrocommissioning | A | Cumulative Winter Peak Savings (MW) | Technical Potential | 0 | 0 | 0 | 0 | 0 | 0 | 0 | 0 | 0 | 0 | 0 | 0 | 0 | 0 | 0 | 0 | 0 | 0 | 0 | 0 | 0 | 0 | 0
F10_Industrial_Agriculture_Existing_Space Heating_Natural Gas_Retrocommissioning_A_Technical Potential | F10 | Industrial | Agriculture | Existing | Space Heating | Natural Gas | Retrocommissioning | A | Purchases (Incremental) | Technical Potential | 0 | 0 | 292.0465 | 287.0112 | 282.0628 | 277.1996 | 272.4203 | 267.7234 | 263.1075 | 258.5712 | 254.113 | 249.7318 | 245.4261 | 241.1946 | 237.036 | 232.9492 | 228.9329 | 224.9857 | 221.1067 | 217.2945 | 213.548 | 209.8662 | 0
F11_Industrial_Agriculture_Existing_Space Heating_Natural Gas_Retrocommissioning_A_Technical Potential | F11 | Industrial | Agriculture | Existing | Space Heating | Natural Gas | Retrocommissioning | A | Purchases (Cumulative) | Technical Potential | 0 | 0 | 292.0465 | 579.0578 | 861.1205 | 1138.3202 | 1410.7405 | 1678.4639 | 1941.5714 | 2200.1426 | 2454.2556 | 2703.9874 | 2949.4134 | 3190.608 | 3427.644 | 3660.5933 | 3889.5261 | 4114.5119 | 4335.6185 | 4552.913 | 4766.461 | 4976.3272 | 0
F1_Industrial_Agriculture_Existing_Process_Natural Gas_Retrocommissioning_A_Technical Potential | F1 | Industrial | Agriculture | Existing | Process | Natural Gas | Retrocommissioning | A | Integrated Unit Energy Savings (kWh or therms) | Technical Potential | 0 | 0 | 0 | 0 | 0 | 0 | 0 | 0 | 0 | 0 | 0 | 0 | 0 | 0 | 0 | 0 | 0 | 0 | 0 | 0 | 0 | 0 | 0
F2_Industrial_Agriculture_Existing_Process_Natural Gas_Retrocommissioning_A_Technical Potential | F2 | Industrial | Agriculture | Existing | Process | Natural Gas | Retrocommissioning | A | Integrated Unit Summer Peak Savings (kW) | Technical Potential | 0 | 0 | 0 | 0 | 0 | 0 | 0 | 0 | 0 | 0 | 0 | 0 | 0 | 0 | 0 | 0 | 0 | 0 | 0 | 0 | 0 | 0 | 0
F3_Industrial_Agriculture_Existing_Process_Natural Gas_Retrocommissioning_A_Technical Potential | F3 | Industrial | Agriculture | Existing | Process | Natural Gas | Retrocommissioning | A | Integrated Unit Winter Peak Savings (kW) | Technical Potential | 0 | 0 | 0 | 0 | 0 | 0 | 0 | 0 | 0 | 0 | 0 | 0 | 0 | 0 | 0 | 0 | 0 | 0 | 0 | 0 | 0 | 0 | 0
F4_Industrial_Agriculture_Existing_Process_Natural Gas_Retrocommissioning_A_Technical Potential | F4 | Industrial | Agriculture | Existing | Process | Natural Gas | Retrocommissioning | A | Incremental Energy Savings (MWh or mTherms) | Technical Potential | 0 | 0 | 0 | 0 | 0 | 0 | 0 | 0 | 0 | 0 | 0 | 0 | 0 | 0 | 0 | 0 | 0 | 0 | 0 | 0 | 0 | 0 | 0
F5_Industrial_Agriculture_Existing_Process_Natural Gas_Retrocommissioning_A_Technical Potential | F5 | Industrial | Agriculture | Existing | Process | Natural Gas | Retrocommissioning | A | Incremental Summer Peak Savings (MW) | Technical Potential | 0 | 0 | 0 | 0 | 0 | 0 | 0 | 0 | 0 | 0 | 0 | 0 | 0 | 0 | 0 | 0 | 0 | 0 | 0 | 0 | 0 | 0 | 0
F6_Industrial_Agriculture_Existing_Process_Natural Gas_Retrocommissioning_A_Technical Potential | F6 | Industrial | Agriculture | Existing | Process | Natural Gas | Retrocommissioning | A | Incremental Winter Peak Savings (MW) | Technical Potential | 0 | 0 | 0 | 0 | 0 | 0 | 0 | 0 | 0 | 0 | 0 | 0 | 0 | 0 | 0 | 0 | 0 | 0 | 0 | 0 | 0 | 0 | 0
F7_Industrial_Agriculture_Existing_Process_Natural Gas_Retrocommissioning_A_Technical Potential | F7 | Industrial | Agriculture | Existing | Process | Natural Gas | Retrocommissioning | A | Cumulative Energy Savings (MWh or mTherms) | Technical Potential | 0 | 0 | 0 | 0 | 0 | 0 | 0 | 0 | 0 | 0 | 0 | 0 | 0 | 0 | 0 | 0 | 0 | 0 | 0 | 0 | 0 | 0 | 0
F8_Industrial_Agriculture_Existing_Process_Natural Gas_Retrocommissioning_A_Technical Potential | F8 | Industrial | Agriculture | Existing | Process | Natural Gas | Retrocommissioning | A | Cumulative Summer Peak Savings (MW) | Technical Potential | 0 | 0 | 0 | 0 | 0 | 0 | 0 | 0 | 0 | 0 | 0 | 0 | 0 | 0 | 0 | 0 | 0 | 0 | 0 | 0 | 0 | 0 | 0
F9_Industrial_Agriculture_Existing_Process_Natural Gas_Retrocommissioning_A_Technical Potential | F9 | Industrial | Agriculture | Existing | Process | Natural Gas | Retrocommissioning | A | Cumulative Winter Peak Savings (MW) | Technical Potential | 0 | 0 | 0 | 0 | 0 | 0 | 0 | 0 | 0 | 0 | 0 | 0 | 0 | 0 | 0 | 0 | 0 | 0 | 0 | 0 | 0 | 0 | 0
F10_Industrial_Agriculture_Existing_Process_Natural Gas_Retrocommissioning_A_Technical Potential | F10 | Industrial | Agriculture | Existing | Process | Natural Gas | Retrocommissioning | A | Purchases (Incremental) | Technical Potential | 0 | 0 | 292.0465 | 287.0112 | 282.0628 | 277.1996 | 272.4203 | 267.7234 | 263.1075 | 258.5712 | 254.113 | 249.7318 | 245.4261 | 241.1946 | 237.036 | 232.9492 | 228.9329 | 224.9857 | 221.1067 | 217.2945 | 213.548 | 209.8662 | 0
F11_Industrial_Agriculture_Existing_Process_Natural Gas_Retrocommissioning_A_Technical Potential | F11 | Industrial | Agriculture | Existing | Process | Natural Gas | Retrocommissioning | A | Purchases (Cumulative) | Technical Potential | 0 | 0 | 292.0465 | 579.0578 | 861.1205 | 1138.3202 | 1410.7405 | 1678.4639 | 1941.5714 | 2200.1426 | 2454.2556 | 2703.9874 | 2949.4134 | 3190.608 | 3427.644 | 3660.5933 | 3889.5261 | 4114.5119 | 4335.6185 | 4552.913 | 4766.461 | 4976.3272 | 0
F1_Industrial_Agriculture_New_Space Heating_Natural Gas_Insulation - Roof/Ceiling_A_Technical Potential | F1 | Industrial | Agriculture | New | Space Heating | Natural Gas | Insulation - Roof/Ceiling | A | Integrated Unit Energy Savings (kWh or therms) | Technical Potential | 0 | 0 | 0.078561 | 0.073867 | 0.071969 | 0.070813 | 0.070239 | 0.069714 | 0.069246 | 0.068788 | 0.068359 | 0.067916 | 0.067315 | 0.066786 | 0.066206 | 0.066125 | 0.066017 | 0.065885 | 0.065891 | 0.065858 | 0.065931 | 0.065949 | 0
F2_Industrial_Agriculture_New_Space Heating_Natural Gas_Insulation - Roof/Ceiling_A_Technical Potential | F2 | Industrial | Agriculture | New | Space Heating | Natural Gas | Insulation - Roof/Ceiling | A | Integrated Unit Summer Peak Savings (kW) | Technical Potential | 0 | 0 | 0 | 0 | 0 | 0 | 0 | 0 | 0 | 0 | 0 | 0 | 0 | 0 | 0 | 0 | 0 | 0 | 0 | 0 | 0 | 0 | 0
F3_Industrial_Agriculture_New_Space Heating_Natural Gas_Insulation - Roof/Ceiling_A_Technical Potential | F3 | Industrial | Agriculture | New | Space Heating | Natural Gas | Insulation - Roof/Ceiling | A | Integrated Unit Winter Peak Savings (kW) | Technical Potential | 0 | 0 | 0 | 0 | 0 | 0 | 0 | 0 | 0 | 0 | 0 | 0 | 0 | 0 | 0 | 0 | 0 | 0 | 0 | 0 | 0 | 0 | 0
F4_Industrial_Agriculture_New_Space Heating_Natural Gas_Insulation - Roof/Ceiling_A_Technical Potential | F4 | Industrial | Agriculture | New | Space Heating | Natural Gas | Insulation - Roof/Ceiling | A | Incremental Energy Savings (MWh or mTherms) | Technical Potential | 0 | 0 | 0 | 0 | 0 | 0 | 0 | 0 | 0 | 0 | 0 | 0 | 0 | 0 | 0 | 0 | 0 | 0 | 0 | 0 | 0 | 0 | 0
F5_Industrial_Agriculture_New_Space Heating_Natural Gas_Insulation - Roof/Ceiling_A_Technical Potential | F5 | Industrial | Agriculture | New | Space Heating | Natural Gas | Insulation - Roof/Ceiling | A | Incremental Summer Peak Savings (MW) | Technical Potential | 0 | 0 | 0 | 0 | 0 | 0 | 0 | 0 | 0 | 0 | 0 | 0 | 0 | 0 | 0 | 0 | 0 | 0 | 0 | 0 | 0 | 0 | 0
F6_Industrial_Agriculture_New_Space Heating_Natural Gas_Insulation - Roof/Ceiling_A_Technical Potential | F6 | Industrial | Agriculture | New | Space Heating | Natural Gas | Insulation - Roof/Ceiling | A | Incremental Winter Peak Savings (MW) | Technical Potential | 0 | 0 | 0 | 0 | 0 | 0 | 0 | 0 | 0 | 0 | 0 | 0 | 0 | 0 | 0 | 0 | 0 | 0 | 0 | 0 | 0 | 0 | 0
F7_Industrial_Agriculture_New_Space Heating_Natural Gas_Insulation - Roof/Ceiling_A_Technical Potential | F7 | Industrial | Agriculture | New | Space Heating | Natural Gas | Insulation - Roof/Ceiling | A | Cumulative Energy Savings (MWh or mTherms) | Technical Potential | 0 | 0 | 0 | 0 | 0 | 0 | 0 | 0 | 0 | 0 | 0 | 0 | 0 | 0 | 0 | 0 | 0 | 0 | 0 | 0 | 0 | 0 | 0
F8_Industrial_Agriculture_New_Space Heating_Natural Gas_Insulation - Roof/Ceiling_A_Technical Potential | F8 | Industrial | Agriculture | New | Space Heating | Natural Gas | Insulation - Roof/Ceiling | A | Cumulative Summer Peak Savings (MW) | Technical Potential | 0 | 0 | 0 | 0 | 0 | 0 | 0 | 0 | 0 | 0 | 0 | 0 | 0 | 0 | 0 | 0 | 0 | 0 | 0 | 0 | 0 | 0 | 0
F9_Industrial_Agriculture_New_Space Heating_Natural Gas_Insulation - Roof/Ceiling_A_Technical Potential | F9 | Industrial | Agriculture | New | Space Heating | Natural Gas | Insulation - Roof/Ceiling | A | Cumulative Winter Peak Savings (MW) | Technical Potential | 0 | 0 | 0 | 0 | 0 | 0 | 0 | 0 | 0 | 0 | 0 | 0 | 0 | 0 | 0 | 0 | 0 | 0 | 0 | 0 | 0 | 0 | 0
F10_Industrial_Agriculture_New_Space Heating_Natural Gas_Insulation - Roof/Ceiling_A_Technical Potential | F10 | Industrial | Agriculture | New | Space Heating | Natural Gas | Insulation - Roof/Ceiling | A | Purchases (Incremental) | Technical Potential | 0 | 0 | 0 | 0 | 0 | 0 | 0 | 0 | 0 | 0 | 0 | 0 | 0 | 0 | 0 | 0 | 0 | 0 | 0 | 0 | 0 | 0 | 0
F11_Industrial_Agriculture_New_Space Heating_Natural Gas_Insulation - Roof/Ceiling_A_Technical Potential | F11 | Industrial | Agriculture | New | Space Heating | Natural Gas | Insulation - Roof/Ceiling | A | Purchases (Cumulative) | Technical Potential | 0 | 0 | 0 | 0 | 0 | 0 | 0 | 0 | 0 | 0 | 0 | 0 | 0 | 0 | 0 | 0 | 0 | 0 | 0 | 0 | 0 | 0 | 0
F1_Industrial_Agriculture_New_Space Heating_Natural Gas_Insulation - Wall Cavity_A_Technical Potential | F1 | Industrial | Agriculture | New | Space Heating | Natural Gas | Insulation - Wall Cavity | A | Integrated Unit Energy Savings (kWh or therms) | Technical Potential | 0 | 0 | 0.017187 | 0.01616 | 0.015744 | 0.015492 | 0.015366 | 0.015251 | 0.015149 | 0.015048 | 0.014955 | 0.014858 | 0.014726 | 0.01461 | 0.014484 | 0.014466 | 0.014442 | 0.014413 | 0.014415 | 0.014408 | 0.014424 | 0.014428 | 0
F2_Industrial_Agriculture_New_Space Heating_Natural Gas_Insulation - Wall Cavity_A_Technical Potential | F2 | Industrial | Agriculture | New | Space Heating | Natural Gas | Insulation - Wall Cavity | A | Integrated Unit Summer Peak Savings (kW) | Technical Potential | 0 | 0 | 0 | 0 | 0 | 0 | 0 | 0 | 0 | 0 | 0 | 0 | 0 | 0 | 0 | 0 | 0 | 0 | 0 | 0 | 0 | 0 | 0
F3_Industrial_Agriculture_New_Space Heating_Natural Gas_Insulation - Wall Cavity_A_Technical Potential | F3 | Industrial | Agriculture | New | Space Heating | Natural Gas | Insulation - Wall Cavity | A | Integrated Unit Winter Peak Savings (kW) | Technical Potential | 0 | 0 | 0 | 0 | 0 | 0 | 0 | 0 | 0 | 0 | 0 | 0 | 0 | 0 | 0 | 0 | 0 | 0 | 0 | 0 | 0 | 0 | 0
F4_Industrial_Agriculture_New_Space Heating_Natural Gas_Insulation - Wall Cavity_A_Technical Potential | F4 | Industrial | Agriculture | New | Space Heating | Natural Gas | Insulation - Wall Cavity | A | Incremental Energy Savings (MWh or mTherms) | Technical Potential | 0 | 0 | 0 | 0 | 0 | 0 | 0 | 0 | 0 | 0 | 0 | 0 | 0 | 0 | 0 | 0 | 0 | 0 | 0 | 0 | 0 | 0 | 0
F5_Industrial_Agriculture_New_Space Heating_Natural Gas_Insulation - Wall Cavity_A_Technical Potential | F5 | Industrial | Agriculture | New | Space Heating | Natural Gas | Insulation - Wall Cavity | A | Incremental Summer Peak Savings (MW) | Technical Potential | 0 | 0 | 0 | 0 | 0 | 0 | 0 | 0 | 0 | 0 | 0 | 0 | 0 | 0 | 0 | 0 | 0 | 0 | 0 | 0 | 0 | 0 | 0
F6_Industrial_Agriculture_New_Space Heating_Natural Gas_Insulation - Wall Cavity_A_Technical Potential | F6 | Industrial | Agriculture | New | Space Heating | Natural Gas | Insulation - Wall Cavity | A | Incremental Winter Peak Savings (MW) | Technical Potential | 0 | 0 | 0 | 0 | 0 | 0 | 0 | 0 | 0 | 0 | 0 | 0 | 0 | 0 | 0 | 0 | 0 | 0 | 0 | 0 | 0 | 0 | 0
F7_Industrial_Agriculture_New_Space Heating_Natural Gas_Insulation - Wall Cavity_A_Technical Potential | F7 | Industrial | Agriculture | New | Space Heating | Natural Gas | Insulation - Wall Cavity | A | Cumulative Energy Savings (MWh or mTherms) | Technical Potential | 0 | 0 | 0 | 0 | 0 | 0 | 0 | 0 | 0 | 0 | 0 | 0 | 0 | 0 | 0 | 0 | 0 | 0 | 0 | 0 | 0 | 0 | 0
F8_Industrial_Agriculture_New_Space Heating_Natural Gas_Insulation - Wall Cavity_A_Technical Potential | F8 | Industrial | Agriculture | New | Space Heating | Natural Gas | Insulation - Wall Cavity | A | Cumulative Summer Peak Savings (MW) | Technical Potential | 0 | 0 | 0 | 0 | 0 | 0 | 0 | 0 | 0 | 0 | 0 | 0 | 0 | 0 | 0 | 0 | 0 | 0 | 0 | 0 | 0 | 0 | 0
F9_Industrial_Agriculture_New_Space Heating_Natural Gas_Insulation - Wall Cavity_A_Technical Potential | F9 | Industrial | Agriculture | New | Space Heating | Natural Gas | Insulation - Wall Cavity | A | Cumulative Winter Peak Savings (MW) | Technical Potential | 0 | 0 | 0 | 0 | 0 | 0 | 0 | 0 | 0 | 0 | 0 | 0 | 0 | 0 | 0 | 0 | 0 | 0 | 0 | 0 | 0 | 0 | 0
F10_Industrial_Agriculture_New_Space Heating_Natural Gas_Insulation - Wall Cavity_A_Technical Potential | F10 | Industrial | Agriculture | New | Space Heating | Natural Gas | Insulation - Wall Cavity | A | Purchases (Incremental) | Technical Potential | 0 | 0 | 0 | 0 | 0 | 0 | 0 | 0 | 0 | 0 | 0 | 0 | 0 | 0 | 0 | 0 | 0 | 0 | 0 | 0 | 0 | 0 | 0
F11_Industrial_Agriculture_New_Space Heating_Natural Gas_Insulation - Wall Cavity_A_Technical Potential | F11 | Industrial | Agriculture | New | Space Heating | Natural Gas | Insulation - Wall Cavity | A | Purchases (Cumulative) | Technical Potential | 0 | 0 | 0 | 0 | 0 | 0 | 0 | 0 | 0 | 0 | 0 | 0 | 0 | 0 | 0 | 0 | 0 | 0 | 0 | 0 | 0 | 0 | 0
F1_Industrial_Agriculture_New_Space Heating_Natural Gas_Insulation - Ducting_A_Technical Potential | F1 | Industrial | Agriculture | New | Space Heating | Natural Gas | Insulation - Ducting | A | Integrated Unit Energy Savings (kWh or therms) | Technical Potential | 0 | 0 | 0.0012643 | 0.0011873 | 0.0011555 | 0.0011358 | 0.0011249 | 0.0011152 | 0.0011065 | 0.0010982 | 0.0010901 | 0.0010819 | 0.0010714 | 0.0010623 | 0.0010522 | 0.0010504 | 0.0010483 | 0.0010462 | 0.0010461 | 0.0010456 | 0.0010468 | 0.0010471 | 0
F2_Industrial_Agriculture_New_Space Heating_Natural Gas_Insulation - Ducting_A_Technical Potential | F2 | Industrial | Agriculture | New | Space Heating | Natural Gas | Insulation - Ducting | A | Integrated Unit Summer Peak Savings (kW) | Technical Potential | 0 | 0 | 0 | 0 | 0 | 0 | 0 | 0 | 0 | 0 | 0 | 0 | 0 | 0 | 0 | 0 | 0 | 0 | 0 | 0 | 0 | 0 | 0
F3_Industrial_Agriculture_New_Space Heating_Natural Gas_Insulation - Ducting_A_Technical Potential | F3 | Industrial | Agriculture | New | Space Heating | Natural Gas | Insulation - Ducting | A | Integrated Unit Winter Peak Savings (kW) | Technical Potential | 0 | 0 | 0 | 0 | 0 | 0 | 0 | 0 | 0 | 0 | 0 | 0 | 0 | 0 | 0 | 0 | 0 | 0 | 0 | 0 | 0 | 0 | 0
F4_Industrial_Agriculture_New_Space Heating_Natural Gas_Insulation - Ducting_A_Technical Potential | F4 | Industrial | Agriculture | New | Space Heating | Natural Gas | Insulation - Ducting | A | Incremental Energy Savings (MWh or mTherms) | Technical Potential | 0 | 0 | 0 | 0 | 0 | 0 | 0 | 0 | 0 | 0 | 0 | 0 | 0 | 0 | 0 | 0 | 0 | 0 | 0 | 0 | 0 | 0 | 0
F5_Industrial_Agriculture_New_Space Heating_Natural Gas_Insulation - Ducting_A_Technical Potential | F5 | Industrial | Agriculture | New | Space Heating | Natural Gas | Insulation - Ducting | A | Incremental Summer Peak Savings (MW) | Technical Potential | 0 | 0 | 0 | 0 | 0 | 0 | 0 | 0 | 0 | 0 | 0 | 0 | 0 | 0 | 0 | 0 | 0 | 0 | 0 | 0 | 0 | 0 | 0
F6_Industrial_Agriculture_New_Space Heating_Natural Gas_Insulation - Ducting_A_Technical Potential | F6 | Industrial | Agriculture | New | Space Heating | Natural Gas | Insulation - Ducting | A | Incremental Winter Peak Savings (MW) | Technical Potential | 0 | 0 | 0 | 0 | 0 | 0 | 0 | 0 | 0 | 0 | 0 | 0 | 0 | 0 | 0 | 0 | 0 | 0 | 0 | 0 | 0 | 0 | 0
F7_Industrial_Agriculture_New_Space Heating_Natural Gas_Insulation - Ducting_A_Technical Potential | F7 | Industrial | Agriculture | New | Space Heating | Natural Gas | Insulation - Ducting | A | Cumulative Energy Savings (MWh or mTherms) | Technical Potential | 0 | 0 | 0 | 0 | 0 | 0 | 0 | 0 | 0 | 0 | 0 | 0 | 0 | 0 | 0 | 0 | 0 | 0 | 0 | 0 | 0 | 0 | 0
F8_Industrial_Agriculture_New_Space Heating_Natural Gas_Insulation - Ducting_A_Technical Potential | F8 | Industrial | Agriculture | New | Space Heating | Natural Gas | Insulation - Ducting | A | Cumulative Summer Peak Savings (MW) | Technical Potential | 0 | 0 | 0 | 0 | 0 | 0 | 0 | 0 | 0 | 0 | 0 | 0 | 0 | 0 | 0 | 0 | 0 | 0 | 0 | 0 | 0 | 0 | 0
F9_Industrial_Agriculture_New_Space Heating_Natural Gas_Insulation - Ducting_A_Technical Potential | F9 | Industrial | Agriculture | New | Space Heating | Natural Gas | Insulation - Ducting | A | Cumulative Winter Peak Savings (MW) | Technical Potential | 0 | 0 | 0 | 0 | 0 | 0 | 0 | 0 | 0 | 0 | 0 | 0 | 0 | 0 | 0 | 0 | 0 | 0 | 0 | 0 | 0 | 0 | 0
F10_Industrial_Agriculture_New_Space Heating_Natural Gas_Insulation - Ducting_A_Technical Potential | F10 | Industrial | Agriculture | New | Space Heating | Natural Gas | Insulation - Ducting | A | Purchases (Incremental) | Technical Potential | 0 | 0 | 0 | 0 | 0 | 0 | 0 | 0 | 0 | 0 | 0 | 0 | 0 | 0 | 0 | 0 | 0 | 0 | 0 | 0 | 0 | 0 | 0
F11_Industrial_Agriculture_New_Space Heating_Natural Gas_Insulation - Ducting_A_Technical Potential | F11 | Industrial | Agriculture | New | Space Heating | Natural Gas | Insulation - Ducting | A | Purchases (Cumulative) | Technical Potential | 0 | 0 | 0 | 0 | 0 | 0 | 0 | 0 | 0 | 0 | 0 | 0 | 0 | 0 | 0 | 0 | 0 | 0 | 0 | 0 | 0 | 0 | 0
F1_Industrial_Agriculture_New_Space Heating_Natural Gas_HVAC - Duct Repair and Sealing_A_Technical Potential | F1 | Industrial | Agriculture | New | Space Heating | Natural Gas | HVAC - Duct Repair and Sealing | A | Integrated Unit Energy Savings (kWh or therms) | Technical Potential | 0 | 0 | 0.0035759 | 0.0033582 | 0.0032681 | 0.0032123 | 0.0031815 | 0.0031541 | 0.0031296 | 0.003106 | 0.003083 | 0.0030599 | 0.0030301 | 0.0030044 | 0.002976 | 0.0029709 | 0.002965 | 0.0029591 | 0.0029587 | 0.0029573 | 0.0029606 | 0.0029614 | 0
F2_Industrial_Agriculture_New_Space Heating_Natural Gas_HVAC - Duct Repair and Sealing_A_Technical Potential | F2 | Industrial | Agriculture | New | Space Heating | Natural Gas | HVAC - Duct Repair and Sealing | A | Integrated Unit Summer Peak Savings (kW) | Technical Potential | 0 | 0 | 0 | 0 | 0 | 0 | 0 | 0 | 0 | 0 | 0 | 0 | 0 | 0 | 0 | 0 | 0 | 0 | 0 | 0 | 0 | 0 | 0
F3_Industrial_Agriculture_New_Space Heating_Natural Gas_HVAC - Duct Repair and Sealing_A_Technical Potential | F3 | Industrial | Agriculture | New | Space Heating | Natural Gas | HVAC - Duct Repair and Sealing | A | Integrated Unit Winter Peak Savings (kW) | Technical Potential | 0 | 0 | 0 | 0 | 0 | 0 | 0 | 0 | 0 | 0 | 0 | 0 | 0 | 0 | 0 | 0 | 0 | 0 | 0 | 0 | 0 | 0 | 0
F4_Industrial_Agriculture_New_Space Heating_Natural Gas_HVAC - Duct Repair and Sealing_A_Technical Potential | F4 | Industrial | Agriculture | New | Space Heating | Natural Gas | HVAC - Duct Repair and Sealing | A | Incremental Energy Savings (MWh or mTherms) | Technical Potential | 0 | 0 | 0 | 0 | 0 | 0 | 0 | 0 | 0 | 0 | 0 | 0 | 0 | 0 | 0 | 0 | 0 | 0 | 0 | 0 | 0 | 0 | 0
F5_Industrial_Agriculture_New_Space Heating_Natural Gas_HVAC - Duct Repair and Sealing_A_Technical Potential | F5 | Industrial | Agriculture | New | Space Heating | Natural Gas | HVAC - Duct Repair and Sealing | A | Incremental Summer Peak Savings (MW) | Technical Potential | 0 | 0 | 0 | 0 | 0 | 0 | 0 | 0 | 0 | 0 | 0 | 0 | 0 | 0 | 0 | 0 | 0 | 0 | 0 | 0 | 0 | 0 | 0
F6_Industrial_Agriculture_New_Space Heating_Natural Gas_HVAC - Duct Repair and Sealing_A_Technical Potential | F6 | Industrial | Agriculture | New | Space Heating | Natural Gas | HVAC - Duct Repair and Sealing | A | Incremental Winter Peak Savings (MW) | Technical Potential | 0 | 0 | 0 | 0 | 0 | 0 | 0 | 0 | 0 | 0 | 0 | 0 | 0 | 0 | 0 | 0 | 0 | 0 | 0 | 0 | 0 | 0 | 0
F7_Industrial_Agriculture_New_Space Heating_Natural Gas_HVAC - Duct Repair and Sealing_A_Technical Potential | F7 | Industrial | Agriculture | New | Space Heating | Natural Gas | HVAC - Duct Repair and Sealing | A | Cumulative Energy Savings (MWh or mTherms) | Technical Potential | 0 | 0 | 0 | 0 | 0 | 0 | 0 | 0 | 0 | 0 | 0 | 0 | 0 | 0 | 0 | 0 | 0 | 0 | 0 | 0 | 0 | 0 | 0
F8_Industrial_Agriculture_New_Space Heating_Natural Gas_HVAC - Duct Repair and Sealing_A_Technical Potential | F8 | Industrial | Agriculture | New | Space Heating | Natural Gas | HVAC - Duct Repair and Sealing | A | Cumulative Summer Peak Savings (MW) | Technical Potential | 0 | 0 | 0 | 0 | 0 | 0 | 0 | 0 | 0 | 0 | 0 | 0 | 0 | 0 | 0 | 0 | 0 | 0 | 0 | 0 | 0 | 0 | 0
F9_Industrial_Agriculture_New_Space Heating_Natural Gas_HVAC - Duct Repair and Sealing_A_Technical Potential | F9 | Industrial | Agriculture | New | Space Heating | Natural Gas | HVAC - Duct Repair and Sealing | A | Cumulative Winter Peak Savings (MW) | Technical Potential | 0 | 0 | 0 | 0 | 0 | 0 | 0 | 0 | 0 | 0 | 0 | 0 | 0 | 0 | 0 | 0 | 0 | 0 | 0 | 0 | 0 | 0 | 0
F10_Industrial_Agriculture_New_Space Heating_Natural Gas_HVAC - Duct Repair and Sealing_A_Technical Potential | F10 | Industrial | Agriculture | New | Space Heating | Natural Gas | HVAC - Duct Repair and Sealing | A | Purchases (Incremental) | Technical Potential | 0 | 0 | 0 | 0 | 0 | 0 | 0 | 0 | 0 | 0 | 0 | 0 | 0 | 0 | 0 | 0 | 0 | 0 | 0 | 0 | 0 | 0 | 0
F11_Industrial_Agriculture_New_Space Heating_Natural Gas_HVAC - Duct Repair and Sealing_A_Technical Potential | F11 | Industrial | Agriculture | New | Space Heating | Natural Gas | HVAC - Duct Repair and Sealing | A | Purchases (Cumulative) | Technical Potential | 0 | 0 | 0 | 0 | 0 | 0 | 0 | 0 | 0 | 0 | 0 | 0 | 0 | 0 | 0 | 0 | 0 | 0 | 0 | 0 | 0 | 0 | 0
F1_Industrial_Agriculture_New_Space Heating_Natural Gas_Windows - High Efficiency_A_Technical Potential | F1 | Industrial | Agriculture | New | Space Heating | Natural Gas | Windows - High Efficiency | A | Integrated Unit Energy Savings (kWh or therms) | Technical Potential | 0 | 0 | 0.007336 | 0.0068905 | 0.0067069 | 0.0065933 | 0.0065315 | 0.0064764 | 0.0064271 | 0.0063795 | 0.0063336 | 0.0062873 | 0.0062271 | 0.0061749 | 0.0061173 | 0.0061074 | 0.0060957 | 0.0060837 | 0.0060835 | 0.0060808 | 0.0060879 | 0.0060899 | 0
F2_Industrial_Agriculture_New_Space Heating_Natural Gas_Windows - High Efficiency_A_Technical Potential | F2 | Industrial | Agriculture | New | Space Heating | Natural Gas | Windows - High Efficiency | A | Integrated Unit Summer Peak Savings (kW) | Technical Potential | 0 | 0 | 0 | 0 | 0 | 0 | 0 | 0 | 0 | 0 | 0 | 0 | 0 | 0 | 0 | 0 | 0 | 0 | 0 | 0 | 0 | 0 | 0
F3_Industrial_Agriculture_New_Space Heating_Natural Gas_Windows - High Efficiency_A_Technical Potential | F3 | Industrial | Agriculture | New | Space Heating | Natural Gas | Windows - High Efficiency | A | Integrated Unit Winter Peak Savings (kW) | Technical Potential | 0 | 0 | 0 | 0 | 0 | 0 | 0 | 0 | 0 | 0 | 0 | 0 | 0 | 0 | 0 | 0 | 0 | 0 | 0 | 0 | 0 | 0 | 0
F4_Industrial_Agriculture_New_Space Heating_Natural Gas_Windows - High Efficiency_A_Technical Potential | F4 | Industrial | Agriculture | New | Space Heating | Natural Gas | Windows - High Efficiency | A | Incremental Energy Savings (MWh or mTherms) | Technical Potential | 0 | 0 | 0 | 0 | 0 | 0 | 0 | 0 | 0 | 0 | 0 | 0 | 0 | 0 | 0 | 0 | 0 | 0 | 0 | 0 | 0 | 0 | 0
F5_Industrial_Agriculture_New_Space Heating_Natural Gas_Windows - High Efficiency_A_Technical Potential | F5 | Industrial | Agriculture | New | Space Heating | Natural Gas | Windows - High Efficiency | A | Incremental Summer Peak Savings (MW) | Technical Potential | 0 | 0 | 0 | 0 | 0 | 0 | 0 | 0 | 0 | 0 | 0 | 0 | 0 | 0 | 0 | 0 | 0 | 0 | 0 | 0 | 0 | 0 | 0
F6_Industrial_Agriculture_New_Space Heating_Natural Gas_Windows - High Efficiency_A_Technical Potential | F6 | Industrial | Agriculture | New | Space Heating | Natural Gas | Windows - High Efficiency | A | Incremental Winter Peak Savings (MW) | Technical Potential | 0 | 0 | 0 | 0 | 0 | 0 | 0 | 0 | 0 | 0 | 0 | 0 | 0 | 0 | 0 | 0 | 0 | 0 | 0 | 0 | 0 | 0 | 0
F7_Industrial_Agriculture_New_Space Heating_Natural Gas_Windows - High Efficiency_A_Technical Potential | F7 | Industrial | Agriculture | New | Space Heating | Natural Gas | Windows - High Efficiency | A | Cumulative Energy Savings (MWh or mTherms) | Technical Potential | 0 | 0 | 0 | 0 | 0 | 0 | 0 | 0 | 0 | 0 | 0 | 0 | 0 | 0 | 0 | 0 | 0 | 0 | 0 | 0 | 0 | 0 | 0
F8_Industrial_Agriculture_New_Space Heating_Natural Gas_Windows - High Efficiency_A_Technical Potential | F8 | Industrial | Agriculture | New | Space Heating | Natural Gas | Windows - High Efficiency | A | Cumulative Summer Peak Savings (MW) | Technical Potential | 0 | 0 | 0 | 0 | 0 | 0 | 0 | 0 | 0 | 0 | 0 | 0 | 0 | 0 | 0 | 0 | 0 | 0 | 0 | 0 | 0 | 0 | 0
F9_Industrial_Agriculture_New_Space Heating_Natural Gas_Windows - High Efficiency_A_Technical Potential | F9 | Industrial | Agriculture | New | Space Heating | Natural Gas | Windows - High Efficiency | A | Cumulative Winter Peak Savings (MW) | Technical Potential | 0 | 0 | 0 | 0 | 0 | 0 | 0 | 0 | 0 | 0 | 0 | 0 | 0 | 0 | 0 | 0 | 0 | 0 | 0 | 0 | 0 | 0 | 0
F10_Industrial_Agriculture_New_Space Heating_Natural Gas_Windows - High Efficiency_A_Technical Potential | F10 | Industrial | Agriculture | New | Space Heating | Natural Gas | Windows - High Efficiency | A | Purchases (Incremental) | Technical Potential | 0 | 0 | 0 | 0 | 0 | 0 | 0 | 0 | 0 | 0 | 0 | 0 | 0 | 0 | 0 | 0 | 0 | 0 | 0 | 0 | 0 | 0 | 0
F11_Industrial_Agriculture_New_Space Heating_Natural Gas_Windows - High Efficiency_A_Technical Potential | F11 | Industrial | Agriculture | New | Space Heating | Natural Gas | Windows - High Efficiency | A | Purchases (Cumulative) | Technical Potential | 0 | 0 | 0 | 0 | 0 | 0 | 0 | 0 | 0 | 0 | 0 | 0 | 0 | 0 | 0 | 0 | 0 | 0 | 0 | 0 | 0 | 0 | 0
F1_Industrial_Agriculture_New_Space Heating_Natural Gas_Gas Boiler - Maintenance_A_Technical Potential | F1 | Industrial | Agriculture | New | Space Heating | Natural Gas | Gas Boiler - Maintenance | A | Integrated Unit Energy Savings (kWh or therms) | Technical Potential | 0 | 0 | 1.111 | 1.046 | 1.0205 | 1.0057 | 0.9999 | 0.99486 | 0.99104 | 0.98769 | 0.98566 | 0.98369 | 0.97972 | 0.97654 | 0.97315 | 0.97613 | 0.97791 | 0.97786 | 0.9797 | 0.9794 | 0.97987 | 0.97895 | 0
F2_Industrial_Agriculture_New_Space Heating_Natural Gas_Gas Boiler - Maintenance_A_Technical Potential | F2 | Industrial | Agriculture | New | Space Heating | Natural Gas | Gas Boiler - Maintenance | A | Integrated Unit Summer Peak Savings (kW) | Technical Potential | 0 | 0 | 0 | 0 | 0 | 0 | 0 | 0 | 0 | 0 | 0 | 0 | 0 | 0 | 0 | 0 | 0 | 0 | 0 | 0 | 0 | 0 | 0
F3_Industrial_Agriculture_New_Space Heating_Natural Gas_Gas Boiler - Maintenance_A_Technical Potential | F3 | Industrial | Agriculture | New | Space Heating | Natural Gas | Gas Boiler - Maintenance | A | Integrated Unit Winter Peak Savings (kW) | Technical Potential | 0 | 0 | 0 | 0 | 0 | 0 | 0 | 0 | 0 | 0 | 0 | 0 | 0 | 0 | 0 | 0 | 0 | 0 | 0 | 0 | 0 | 0 | 0
F4_Industrial_Agriculture_New_Space Heating_Natural Gas_Gas Boiler - Maintenance_A_Technical Potential | F4 | Industrial | Agriculture | New | Space Heating | Natural Gas | Gas Boiler - Maintenance | A | Incremental Energy Savings (MWh or mTherms) | Technical Potential | 0 | 0 | 0.0013713 | 0.0015792 | 0.0015209 | 0.0015581 | 0.0015623 | 0.0015501 | 0.0015355 | 0.0015433 | 0.0015357 | 0.0027382 | 0.00301 | 0.0029769 | 0.0054177 | 0.0059979 | 0.0059622 | 0.010888 | 0.01204 | 0.011943 | 0.022129 | 0.024113 | 0
F5_Industrial_Agriculture_New_Space Heating_Natural Gas_Gas Boiler - Maintenance_A_Technical Potential | F5 | Industrial | Agriculture | New | Space Heating | Natural Gas | Gas Boiler - Maintenance | A | Incremental Summer Peak Savings (MW) | Technical Potential | 0 | 0 | 0 | 0 | 0 | 0 | 0 | 0 | 0 | 0 | 0 | 0 | 0 | 0 | 0 | 0 | 0 | 0 | 0 | 0 | 0 | 0 | 0
F6_Industrial_Agriculture_New_Space Heating_Natural Gas_Gas Boiler - Maintenance_A_Technical Potential | F6 | Industrial | Agriculture | New | Space Heating | Natural Gas | Gas Boiler - Maintenance | A | Incremental Winter Peak Savings (MW) | Technical Potential | 0 | 0 | 0 | 0 | 0 | 0 | 0 | 0 | 0 | 0 | 0 | 0 | 0 | 0 | 0 | 0 | 0 | 0 | 0 | 0 | 0 | 0 | 0
F7_Industrial_Agriculture_New_Space Heating_Natural Gas_Gas Boiler - Maintenance_A_Technical Potential | F7 | Industrial | Agriculture | New | Space Heating | Natural Gas | Gas Boiler - Maintenance | A | Cumulative Energy Savings (MWh or mTherms) | Technical Potential | 0 | 0 | 0.0013713 | 0.0028702 | 0.0043213 | 0.0045753 | 0.0046017 | 0.0046459 | 0.0046281 | 0.0046124 | 0.0046029 | 0.0045937 | 0.0045752 | 0.0045603 | 0.0045445 | 0.0045584 | 0.0045668 | 0.0045665 | 0.0045751 | 0.0045737 | 0.0045759 | 0.0045716 | 0
F8_Industrial_Agriculture_New_Space Heating_Natural Gas_Gas Boiler - Maintenance_A_Technical Potential | F8 | Industrial | Agriculture | New | Space Heating | Natural Gas | Gas Boiler - Maintenance | A | Cumulative Summer Peak Savings (MW) | Technical Potential | 0 | 0 | 0 | 0 | 0 | 0 | 0 | 0 | 0 | 0 | 0 | 0 | 0 | 0 | 0 | 0 | 0 | 0 | 0 | 0 | 0 | 0 | 0
F9_Industrial_Agriculture_New_Space Heating_Natural Gas_Gas Boiler - Maintenance_A_Technical Potential | F9 | Industrial | Agriculture | New | Space Heating | Natural Gas | Gas Boiler - Maintenance | A | Cumulative Winter Peak Savings (MW) | Technical Potential | 0 | 0 | 0 | 0 | 0 | 0 | 0 | 0 | 0 | 0 | 0 | 0 | 0 | 0 | 0 | 0 | 0 | 0 | 0 | 0 | 0 | 0 | 0
F10_Industrial_Agriculture_New_Space Heating_Natural Gas_Gas Boiler - Maintenance_A_Technical Potential | F10 | Industrial | Agriculture | New | Space Heating | Natural Gas | Gas Boiler - Maintenance | A | Purchases (Incremental) | Technical Potential | 0 | 0 | 1.2343 | 1.5098 | 1.4904 | 1.5493 | 1.5625 | 1.5581 | 1.5493 | 1.5625 | 1.5581 | 2.7836 | 3.0723 | 3.0484 | 5.5672 | 6.1446 | 6.0969 | 11.1344 | 12.2892 | 12.1938 | 22.5838 | 24.6311 | 0
F11_Industrial_Agriculture_New_Space Heating_Natural Gas_Gas Boiler - Maintenance_A_Technical Potential | F11 | Industrial | Agriculture | New | Space Heating | Natural Gas | Gas Boiler - Maintenance | A | Purchases (Cumulative) | Technical Potential | 0 | 0 | 1.2343 | 2.7441 | 4.2344 | 4.5495 | 4.6022 | 4.6699 | 4.6699 | 4.6699 | 4.6699 | 4.6699 | 4.6699 | 4.6699 | 4.6699 | 4.6699 | 4.6699 | 4.6699 | 4.6699 | 4.6699 | 4.6699 | 4.6699 | 0
F1_Industrial_Agriculture_New_Process_Natural Gas_Gas Boiler - Maintenance_A_Technical Potential | F1 | Industrial | Agriculture | New | Process | Natural Gas | Gas Boiler - Maintenance | A | Integrated Unit Energy Savings (kWh or therms) | Technical Potential | 0 | 0 | 1.5559 | 1.5559 | 1.5559 | 1.5559 | 1.5559 | 1.5559 | 1.5559 | 1.5559 | 1.5559 | 1.5559 | 1.5559 | 1.5559 | 1.5559 | 1.5559 | 1.5559 | 1.5559 | 1.5559 | 1.5559 | 1.5559 | 1.5559 | 0
F2_Industrial_Agriculture_New_Process_Natural Gas_Gas Boiler - Maintenance_A_Technical Potential | F2 | Industrial | Agriculture | New | Process | Natural Gas | Gas Boiler - Maintenance | A | Integrated Unit Summer Peak Savings (kW) | Technical Potential | 0 | 0 | 0 | 0 | 0 | 0 | 0 | 0 | 0 | 0 | 0 | 0 | 0 | 0 | 0 | 0 | 0 | 0 | 0 | 0 | 0 | 0 | 0
F3_Industrial_Agriculture_New_Process_Natural Gas_Gas Boiler - Maintenance_A_Technical Potential | F3 | Industrial | Agriculture | New | Process | Natural Gas | Gas Boiler - Maintenance | A | Integrated Unit Winter Peak Savings (kW) | Technical Potential | 0 | 0 | 0 | 0 | 0 | 0 | 0 | 0 | 0 | 0 | 0 | 0 | 0 | 0 | 0 | 0 | 0 | 0 | 0 | 0 | 0 | 0 | 0
F4_Industrial_Agriculture_New_Process_Natural Gas_Gas Boiler - Maintenance_A_Technical Potential | F4 | Industrial | Agriculture | New | Process | Natural Gas | Gas Boiler - Maintenance | A | Incremental Energy Savings (MWh or mTherms) | Technical Potential | 0 | 0 | 0.015885 | 0.019431 | 0.019181 | 0.01994 | 0.02011 | 0.020053 | 0.01994 | 0.02011 | 0.020053 | 0.035825 | 0.039541 | 0.039234 | 0.07165 | 0.079082 | 0.078468 | 0.1433 | 0.15816 | 0.15694 | 0.29066 | 0.31701 | 0
F5_Industrial_Agriculture_New_Process_Natural Gas_Gas Boiler - Maintenance_A_Technical Potential | F5 | Industrial | Agriculture | New | Process | Natural Gas | Gas Boiler - Maintenance | A | Incremental Summer Peak Savings (MW) | Technical Potential | 0 | 0 | 0 | 0 | 0 | 0 | 0 | 0 | 0 | 0 | 0 | 0 | 0 | 0 | 0 | 0 | 0 | 0 | 0 | 0 | 0 | 0 | 0
F6_Industrial_Agriculture_New_Process_Natural Gas_Gas Boiler - Maintenance_A_Technical Potential | F6 | Industrial | Agriculture | New | Process | Natural Gas | Gas Boiler - Maintenance | A | Incremental Winter Peak Savings (MW) | Technical Potential | 0 | 0 | 0 | 0 | 0 | 0 | 0 | 0 | 0 | 0 | 0 | 0 | 0 | 0 | 0 | 0 | 0 | 0 | 0 | 0 | 0 | 0 | 0
F7_Industrial_Agriculture_New_Process_Natural Gas_Gas Boiler - Maintenance_A_Technical Potential | F7 | Industrial | Agriculture | New | Process | Natural Gas | Gas Boiler - Maintenance | A | Cumulative Energy Savings (MWh or mTherms) | Technical Potential | 0 | 0 | 0.015885 | 0.035317 | 0.054498 | 0.058553 | 0.059231 | 0.060102 | 0.060102 | 0.060102 | 0.060102 | 0.060102 | 0.060102 | 0.060102 | 0.060102 | 0.060102 | 0.060102 | 0.060102 | 0.060102 | 0.060102 | 0.060102 | 0.060102 | 0
F8_Industrial_Agriculture_New_Process_Natural Gas_Gas Boiler - Maintenance_A_Technical Potential | F8 | Industrial | Agriculture | New | Process | Natural Gas | Gas Boiler - Maintenance | A | Cumulative Summer Peak Savings (MW) | Technical Potential | 0 | 0 | 0 | 0 | 0 | 0 | 0 | 0 | 0 | 0 | 0 | 0 | 0 | 0 | 0 | 0 | 0 | 0 | 0 | 0 | 0 | 0 | 0
F9_Industrial_Agriculture_New_Process_Natural Gas_Gas Boiler - Maintenance_A_Technical Potential | F9 | Industrial | Agriculture | New | Process | Natural Gas | Gas Boiler - Maintenance | A | Cumulative Winter Peak Savings (MW) | Technical Potential | 0 | 0 | 0 | 0 | 0 | 0 | 0 | 0 | 0 | 0 | 0 | 0 | 0 | 0 | 0 | 0 | 0 | 0 | 0 | 0 | 0 | 0 | 0
F10_Industrial_Agriculture_New_Process_Natural Gas_Gas Boiler - Maintenance_A_Technical Potential | F10 | Industrial | Agriculture | New | Process | Natural Gas | Gas Boiler - Maintenance | A | Purchases (Incremental) | Technical Potential | 0 | 0 | 10.2098 | 12.489 | 12.3284 | 12.816 | 12.9249 | 12.8883 | 12.816 | 12.9249 | 12.8883 | 23.0257 | 25.4139 | 25.2166 | 46.0515 | 50.8279 | 50.4333 | 92.103 | 101.6557 | 100.8666 | 186.8121 | 203.7473 | 0
F11_Industrial_Agriculture_New_Process_Natural Gas_Gas Boiler - Maintenance_A_Technical Potential | F11 | Industrial | Agriculture | New | Process | Natural Gas | Gas Boiler - Maintenance | A | Purchases (Cumulative) | Technical Potential | 0 | 0 | 10.2098 | 22.6988 | 35.0272 | 37.6333 | 38.0692 | 38.6292 | 38.6292 | 38.6292 | 38.6292 | 38.6292 | 38.6292 | 38.6292 | 38.6292 | 38.6292 | 38.6292 | 38.6292 | 38.6292 | 38.6292 | 38.6292 | 38.6292 | 0
F1_Industrial_Agriculture_New_Space Heating_Natural Gas_Gas Furnace - Maintenance_A_Technical Potential | F1 | Industrial | Agriculture | New | Space Heating | Natural Gas | Gas Furnace - Maintenance | A | Integrated Unit Energy Savings (kWh or therms) | Technical Potential | 0 | 0 | 0.008285 | 0.0077998 | 0.0076099 | 0.0074994 | 0.0074564 | 0.0074188 | 0.0073904 | 0.0073654 | 0.0073503 | 0.0073356 | 0.007306 | 0.0072822 | 0.007257 | 0.0072792 | 0.0072925 | 0.0072921 | 0.0073058 | 0.0073036 | 0.0073071 | 0.0073003 | 0
F2_Industrial_Agriculture_New_Space Heating_Natural Gas_Gas Furnace - Maintenance_A_Technical Potential | F2 | Industrial | Agriculture | New | Space Heating | Natural Gas | Gas Furnace - Maintenance | A | Integrated Unit Summer Peak Savings (kW) | Technical Potential | 0 | 0 | 0 | 0 | 0 | 0 | 0 | 0 | 0 | 0 | 0 | 0 | 0 | 0 | 0 | 0 | 0 | 0 | 0 | 0 | 0 | 0 | 0
F3_Industrial_Agriculture_New_Space Heating_Natural Gas_Gas Furnace - Maintenance_A_Technical Potential | F3 | Industrial | Agriculture | New | Space Heating | Natural Gas | Gas Furnace - Maintenance | A | Integrated Unit Winter Peak Savings (kW) | Technical Potential | 0 | 0 | 0 | 0 | 0 | 0 | 0 | 0 | 0 | 0 | 0 | 0 | 0 | 0 | 0 | 0 | 0 | 0 | 0 | 0 | 0 | 0 | 0
F4_Industrial_Agriculture_New_Space Heating_Natural Gas_Gas Furnace - Maintenance_A_Technical Potential | F4 | Industrial | Agriculture | New | Space Heating | Natural Gas | Gas Furnace - Maintenance | A | Incremental Energy Savings (MWh or mTherms) | Technical Potential | 0 | 0 | 2.0669e-05 | 2.3803e-05 | 2.2925e-05 | 2.3485e-05 | 2.3549e-05 | 2.3364e-05 | 2.3144e-05 | 2.3262e-05 | 2.3148e-05 | 4.1273e-05 | 4.537e-05 | 4.4872e-05 | 8.1662e-05 | 9.0408e-05 | 8.987e-05 | 0.00016411 | 0.00018148 | 0.00018001 | 0.00033356 | 0.00036345 | 0
F5_Industrial_Agriculture_New_Space Heating_Natural Gas_Gas Furnace - Maintenance_A_Technical Potential | F5 | Industrial | Agriculture | New | Space Heating | Natural Gas | Gas Furnace - Maintenance | A | Incremental Summer Peak Savings (MW) | Technical Potential | 0 | 0 | 0 | 0 | 0 | 0 | 0 | 0 | 0 | 0 | 0 | 0 | 0 | 0 | 0 | 0 | 0 | 0 | 0 | 0 | 0 | 0 | 0
F6_Industrial_Agriculture_New_Space Heating_Natural Gas_Gas Furnace - Maintenance_A_Technical Potential | F6 | Industrial | Agriculture | New | Space Heating | Natural Gas | Gas Furnace - Maintenance | A | Incremental Winter Peak Savings (MW) | Technical Potential | 0 | 0 | 0 | 0 | 0 | 0 | 0 | 0 | 0 | 0 | 0 | 0 | 0 | 0 | 0 | 0 | 0 | 0 | 0 | 0 | 0 | 0 | 0
F7_Industrial_Agriculture_New_Space Heating_Natural Gas_Gas Furnace - Maintenance_A_Technical Potential | F7 | Industrial | Agriculture | New | Space Heating | Natural Gas | Gas Furnace - Maintenance | A | Cumulative Energy Savings (MWh or mTherms) | Technical Potential | 0 | 0 | 2.0669e-05 | 4.3262e-05 | 6.5134e-05 | 6.8964e-05 | 6.9362e-05 | 7.0027e-05 | 6.9759e-05 | 6.9523e-05 | 6.9381e-05 | 6.9242e-05 | 6.8963e-05 | 6.8738e-05 | 6.85e-05 | 6.871e-05 | 6.8835e-05 | 6.8831e-05 | 6.8961e-05 | 6.894e-05 | 6.8973e-05 | 6.8909e-05 | 0
F8_Industrial_Agriculture_New_Space Heating_Natural Gas_Gas Furnace - Maintenance_A_Technical Potential | F8 | Industrial | Agriculture | New | Space Heating | Natural Gas | Gas Furnace - Maintenance | A | Cumulative Summer Peak Savings (MW) | Technical Potential | 0 | 0 | 0 | 0 | 0 | 0 | 0 | 0 | 0 | 0 | 0 | 0 | 0 | 0 | 0 | 0 | 0 | 0 | 0 | 0 | 0 | 0 | 0
F9_Industrial_Agriculture_New_Space Heating_Natural Gas_Gas Furnace - Maintenance_A_Technical Potential | F9 | Industrial | Agriculture | New | Space Heating | Natural Gas | Gas Furnace - Maintenance | A | Cumulative Winter Peak Savings (MW) | Technical Potential | 0 | 0 | 0 | 0 | 0 | 0 | 0 | 0 | 0 | 0 | 0 | 0 | 0 | 0 | 0 | 0 | 0 | 0 | 0 | 0 | 0 | 0 | 0
F10_Industrial_Agriculture_New_Space Heating_Natural Gas_Gas Furnace - Maintenance_A_Technical Potential | F10 | Industrial | Agriculture | New | Space Heating | Natural Gas | Gas Furnace - Maintenance | A | Purchases (Incremental) | Technical Potential | 0 | 0 | 2.4948 | 3.0517 | 3.0125 | 3.1316 | 3.1583 | 3.1493 | 3.1316 | 3.1583 | 3.1493 | 5.6264 | 6.21 | 6.1618 | 11.2529 | 12.42 | 12.3236 | 22.5057 | 24.84 | 24.6471 | 45.6483 | 49.7865 | 0
F11_Industrial_Agriculture_New_Space Heating_Natural Gas_Gas Furnace - Maintenance_A_Technical Potential | F11 | Industrial | Agriculture | New | Space Heating | Natural Gas | Gas Furnace - Maintenance | A | Purchases (Cumulative) | Technical Potential | 0 | 0 | 2.4948 | 5.5465 | 8.559 | 9.1959 | 9.3024 | 9.4392 | 9.4392 | 9.4392 | 9.4392 | 9.4392 | 9.4392 | 9.4392 | 9.4392 | 9.4392 | 9.4392 | 9.4392 | 9.4392 | 9.4392 | 9.4392 | 9.4392 | 0
F1_Industrial_Agriculture_New_Space Heating_Natural Gas_Gas Boiler - Hot Water Reset_A_Technical Potential | F1 | Industrial | Agriculture | New | Space Heating | Natural Gas | Gas Boiler - Hot Water Reset | A | Integrated Unit Energy Savings (kWh or therms) | Technical Potential | 0 | 0 | 4.0381 | 3.8006 | 3.7072 | 3.6525 | 3.6304 | 3.6112 | 3.5964 | 3.5834 | 3.575 | 3.567 | 3.5517 | 3.5394 | 3.526 | 3.5359 | 3.5415 | 3.5407 | 3.5466 | 3.545 | 3.5462 | 3.5424 | 0
F2_Industrial_Agriculture_New_Space Heating_Natural Gas_Gas Boiler - Hot Water Reset_A_Technical Potential | F2 | Industrial | Agriculture | New | Space Heating | Natural Gas | Gas Boiler - Hot Water Reset | A | Integrated Unit Summer Peak Savings (kW) | Technical Potential | 0 | 0 | 0 | 0 | 0 | 0 | 0 | 0 | 0 | 0 | 0 | 0 | 0 | 0 | 0 | 0 | 0 | 0 | 0 | 0 | 0 | 0 | 0
F3_Industrial_Agriculture_New_Space Heating_Natural Gas_Gas Boiler - Hot Water Reset_A_Technical Potential | F3 | Industrial | Agriculture | New | Space Heating | Natural Gas | Gas Boiler - Hot Water Reset | A | Integrated Unit Winter Peak Savings (kW) | Technical Potential | 0 | 0 | 0 | 0 | 0 | 0 | 0 | 0 | 0 | 0 | 0 | 0 | 0 | 0 | 0 | 0 | 0 | 0 | 0 | 0 | 0 | 0 | 0
F4_Industrial_Agriculture_New_Space Heating_Natural Gas_Gas Boiler - Hot Water Reset_A_Technical Potential | F4 | Industrial | Agriculture | New | Space Heating | Natural Gas | Gas Boiler - Hot Water Reset | A | Incremental Energy Savings (MWh or mTherms) | Technical Potential | 0 | 0 | 0.0048444 | 0.0097701 | 0.016629 | 0.025387 | 0.03313 | 0.044397 | 0.054837 | 0.063067 | 0.06437 | 0.060215 | 0.050204 | 0.036024 | 0.021982 | 0.011285 | 0.0050659 | 0.001962 | 0.0042547 | 0.009113 | 0.015907 | 0.024622 | 0
F5_Industrial_Agriculture_New_Space Heating_Natural Gas_Gas Boiler - Hot Water Reset_A_Technical Potential | F5 | Industrial | Agriculture | New | Space Heating | Natural Gas | Gas Boiler - Hot Water Reset | A | Incremental Summer Peak Savings (MW) | Technical Potential | 0 | 0 | 0 | 0 | 0 | 0 | 0 | 0 | 0 | 0 | 0 | 0 | 0 | 0 | 0 | 0 | 0 | 0 | 0 | 0 | 0 | 0 | 0
F6_Industrial_Agriculture_New_Space Heating_Natural Gas_Gas Boiler - Hot Water Reset_A_Technical Potential | F6 | Industrial | Agriculture | New | Space Heating | Natural Gas | Gas Boiler - Hot Water Reset | A | Incremental Winter Peak Savings (MW) | Technical Potential | 0 | 0 | 0 | 0 | 0 | 0 | 0 | 0 | 0 | 0 | 0 | 0 | 0 | 0 | 0 | 0 | 0 | 0 | 0 | 0 | 0 | 0 | 0
F7_Industrial_Agriculture_New_Space Heating_Natural Gas_Gas Boiler - Hot Water Reset_A_Technical Potential | F7 | Industrial | Agriculture | New | Space Heating | Natural Gas | Gas Boiler - Hot Water Reset | A | Cumulative Energy Savings (MWh or mTherms) | Technical Potential | 0 | 0 | 0.0048444 | 0.01433 | 0.030606 | 0.055542 | 0.088336 | 0.13226 | 0.18656 | 0.24895 | 0.31274 | 0.37225 | 0.42086 | 0.45542 | 0.47569 | 0.48831 | 0.49415 | 0.496 | 0.49682 | 0.49659 | 0.49676 | 0.49624 | 0
F8_Industrial_Agriculture_New_Space Heating_Natural Gas_Gas Boiler - Hot Water Reset_A_Technical Potential | F8 | Industrial | Agriculture | New | Space Heating | Natural Gas | Gas Boiler - Hot Water Reset | A | Cumulative Summer Peak Savings (MW) | Technical Potential | 0 | 0 | 0 | 0 | 0 | 0 | 0 | 0 | 0 | 0 | 0 | 0 | 0 | 0 | 0 | 0 | 0 | 0 | 0 | 0 | 0 | 0 | 0
F9_Industrial_Agriculture_New_Space Heating_Natural Gas_Gas Boiler - Hot Water Reset_A_Technical Potential | F9 | Industrial | Agriculture | New | Space Heating | Natural Gas | Gas Boiler - Hot Water Reset | A | Cumulative Winter Peak Savings (MW) | Technical Potential | 0 | 0 | 0 | 0 | 0 | 0 | 0 | 0 | 0 | 0 | 0 | 0 | 0 | 0 | 0 | 0 | 0 | 0 | 0 | 0 | 0 | 0 | 0
F10_Industrial_Agriculture_New_Space Heating_Natural Gas_Gas Boiler - Hot Water Reset_A_Technical Potential | F10 | Industrial | Agriculture | New | Space Heating | Natural Gas | Gas Boiler - Hot Water Reset | A | Purchases (Incremental) | Technical Potential | 0 | 0 | 1.1997 | 2.5707 | 4.4857 | 6.9506 | 9.1256 | 12.2943 | 15.2477 | 17.5997 | 18.0056 | 16.8812 | 14.1353 | 10.178 | 6.2341 | 3.1914 | 1.4304 | 0.55413 | 1.1997 | 2.5707 | 4.4857 | 6.9506 | 0
F11_Industrial_Agriculture_New_Space Heating_Natural Gas_Gas Boiler - Hot Water Reset_A_Technical Potential | F11 | Industrial | Agriculture | New | Space Heating | Natural Gas | Gas Boiler - Hot Water Reset | A | Purchases (Cumulative) | Technical Potential | 0 | 0 | 1.1997 | 3.7704 | 8.256 | 15.2066 | 24.3322 | 36.6266 | 51.8742 | 69.4739 | 87.4795 | 104.3607 | 118.496 | 128.674 | 134.9081 | 138.0995 | 139.53 | 140.0841 | 140.0841 | 140.0841 | 140.0841 | 140.0841 | 0
F1_Industrial_Agriculture_New_Process_Natural Gas_Gas Boiler - Hot Water Reset_A_Technical Potential | F1 | Industrial | Agriculture | New | Process | Natural Gas | Gas Boiler - Hot Water Reset | A | Integrated Unit Energy Savings (kWh or therms) | Technical Potential | 0 | 0 | 2.8285 | 2.8284 | 2.8284 | 2.8285 | 2.8285 | 2.8285 | 2.8286 | 2.8286 | 2.8286 | 2.8287 | 2.8287 | 2.8287 | 2.8287 | 2.8287 | 2.8287 | 2.8287 | 2.8287 | 2.8287 | 2.8287 | 2.8287 | 0
F2_Industrial_Agriculture_New_Process_Natural Gas_Gas Boiler - Hot Water Reset_A_Technical Potential | F2 | Industrial | Agriculture | New | Process | Natural Gas | Gas Boiler - Hot Water Reset | A | Integrated Unit Summer Peak Savings (kW) | Technical Potential | 0 | 0 | 0 | 0 | 0 | 0 | 0 | 0 | 0 | 0 | 0 | 0 | 0 | 0 | 0 | 0 | 0 | 0 | 0 | 0 | 0 | 0 | 0
F3_Industrial_Agriculture_New_Process_Natural Gas_Gas Boiler - Hot Water Reset_A_Technical Potential | F3 | Industrial | Agriculture | New | Process | Natural Gas | Gas Boiler - Hot Water Reset | A | Integrated Unit Winter Peak Savings (kW) | Technical Potential | 0 | 0 | 0 | 0 | 0 | 0 | 0 | 0 | 0 | 0 | 0 | 0 | 0 | 0 | 0 | 0 | 0 | 0 | 0 | 0 | 0 | 0 | 0
F4_Industrial_Agriculture_New_Process_Natural Gas_Gas Boiler - Hot Water Reset_A_Technical Potential | F4 | Industrial | Agriculture | New | Process | Natural Gas | Gas Boiler - Hot Water Reset | A | Incremental Energy Savings (MWh or mTherms) | Technical Potential | 0 | 0 | 0.028069 | 0.060144 | 0.10495 | 0.16262 | 0.21351 | 0.28766 | 0.35676 | 0.4118 | 0.4213 | 0.39499 | 0.33075 | 0.23815 | 0.14587 | 0.074676 | 0.033471 | 0.012966 | 0.028071 | 0.060152 | 0.10496 | 0.16264 | 0
F5_Industrial_Agriculture_New_Process_Natural Gas_Gas Boiler - Hot Water Reset_A_Technical Potential | F5 | Industrial | Agriculture | New | Process | Natural Gas | Gas Boiler - Hot Water Reset | A | Incremental Summer Peak Savings (MW) | Technical Potential | 0 | 0 | 0 | 0 | 0 | 0 | 0 | 0 | 0 | 0 | 0 | 0 | 0 | 0 | 0 | 0 | 0 | 0 | 0 | 0 | 0 | 0 | 0
F6_Industrial_Agriculture_New_Process_Natural Gas_Gas Boiler - Hot Water Reset_A_Technical Potential | F6 | Industrial | Agriculture | New | Process | Natural Gas | Gas Boiler - Hot Water Reset | A | Incremental Winter Peak Savings (MW) | Technical Potential | 0 | 0 | 0 | 0 | 0 | 0 | 0 | 0 | 0 | 0 | 0 | 0 | 0 | 0 | 0 | 0 | 0 | 0 | 0 | 0 | 0 | 0 | 0
F7_Industrial_Agriculture_New_Process_Natural Gas_Gas Boiler - Hot Water Reset_A_Technical Potential | F7 | Industrial | Agriculture | New | Process | Natural Gas | Gas Boiler - Hot Water Reset | A | Cumulative Energy Savings (MWh or mTherms) | Technical Potential | 0 | 0 | 0.028069 | 0.088212 | 0.19316 | 0.35579 | 0.56931 | 0.85697 | 1.2137 | 1.6256 | 2.0469 | 2.4419 | 2.7726 | 3.0108 | 3.1567 | 3.2314 | 3.2649 | 3.2778 | 3.2778 | 3.2779 | 3.2779 | 3.2779 | 0
F8_Industrial_Agriculture_New_Process_Natural Gas_Gas Boiler - Hot Water Reset_A_Technical Potential | F8 | Industrial | Agriculture | New | Process | Natural Gas | Gas Boiler - Hot Water Reset | A | Cumulative Summer Peak Savings (MW) | Technical Potential | 0 | 0 | 0 | 0 | 0 | 0 | 0 | 0 | 0 | 0 | 0 | 0 | 0 | 0 | 0 | 0 | 0 | 0 | 0 | 0 | 0 | 0 | 0
F9_Industrial_Agriculture_New_Process_Natural Gas_Gas Boiler - Hot Water Reset_A_Technical Potential | F9 | Industrial | Agriculture | New | Process | Natural Gas | Gas Boiler - Hot Water Reset | A | Cumulative Winter Peak Savings (MW) | Technical Potential | 0 | 0 | 0 | 0 | 0 | 0 | 0 | 0 | 0 | 0 | 0 | 0 | 0 | 0 | 0 | 0 | 0 | 0 | 0 | 0 | 0 | 0 | 0
F10_Industrial_Agriculture_New_Process_Natural Gas_Gas Boiler - Hot Water Reset_A_Technical Potential | F10 | Industrial | Agriculture | New | Process | Natural Gas | Gas Boiler - Hot Water Reset | A | Purchases (Incremental) | Technical Potential | 0 | 0 | 9.9237 | 21.2645 | 37.1054 | 57.4949 | 75.4868 | 101.6982 | 126.1281 | 145.5839 | 148.9414 | 139.6403 | 116.9267 | 84.1922 | 51.5686 | 26.3992 | 11.8326 | 4.5837 | 9.9237 | 21.2645 | 37.1054 | 57.4949 | 0
F11_Industrial_Agriculture_New_Process_Natural Gas_Gas Boiler - Hot Water Reset_A_Technical Potential | F11 | Industrial | Agriculture | New | Process | Natural Gas | Gas Boiler - Hot Water Reset | A | Purchases (Cumulative) | Technical Potential | 0 | 0 | 9.9237 | 31.1882 | 68.2936 | 125.7885 | 201.2753 | 302.9735 | 429.1016 | 574.6855 | 723.6268 | 863.2672 | 980.1939 | 1064.3861 | 1115.9546 | 1142.3538 | 1154.1864 | 1158.7701 | 1158.7701 | 1158.7701 | 1158.7701 | 1158.7701 | 0
F1_Industrial_Agriculture_New_Space Heating_Natural Gas_Steam Trap Maintenance_A_Technical Potential | F1 | Industrial | Agriculture | New | Space Heating | Natural Gas | Steam Trap Maintenance | A | Integrated Unit Energy Savings (kWh or therms) | Technical Potential | 0 | 0 | 1.4272 | 1.3437 | 1.3109 | 1.2919 | 1.2845 | 1.278 | 1.2731 | 1.2688 | 1.2662 | 1.2637 | 1.2586 | 1.2545 | 1.2501 | 1.254 | 1.2563 | 1.2562 | 1.2586 | 1.2582 | 1.2588 | 1.2576 | 0
F2_Industrial_Agriculture_New_Space Heating_Natural Gas_Steam Trap Maintenance_A_Technical Potential | F2 | Industrial | Agriculture | New | Space Heating | Natural Gas | Steam Trap Maintenance | A | Integrated Unit Summer Peak Savings (kW) | Technical Potential | 0 | 0 | 0 | 0 | 0 | 0 | 0 | 0 | 0 | 0 | 0 | 0 | 0 | 0 | 0 | 0 | 0 | 0 | 0 | 0 | 0 | 0 | 0
F3_Industrial_Agriculture_New_Space Heating_Natural Gas_Steam Trap Maintenance_A_Technical Potential | F3 | Industrial | Agriculture | New | Space Heating | Natural Gas | Steam Trap Maintenance | A | Integrated Unit Winter Peak Savings (kW) | Technical Potential | 0 | 0 | 0 | 0 | 0 | 0 | 0 | 0 | 0 | 0 | 0 | 0 | 0 | 0 | 0 | 0 | 0 | 0 | 0 | 0 | 0 | 0 | 0
F4_Industrial_Agriculture_New_Space Heating_Natural Gas_Steam Trap Maintenance_A_Technical Potential | F4 | Industrial | Agriculture | New | Space Heating | Natural Gas | Steam Trap Maintenance | A | Incremental Energy Savings (MWh or mTherms) | Technical Potential | 0 | 0 | 0 | 0 | 0 | 0 | 0 | 0 | 0 | 0 | 0 | 0 | 0 | 0 | 0 | 0 | 0 | 0 | 0 | 0 | 0 | 0 | 0
F5_Industrial_Agriculture_New_Space Heating_Natural Gas_Steam Trap Maintenance_A_Technical Potential | F5 | Industrial | Agriculture | New | Space Heating | Natural Gas | Steam Trap Maintenance | A | Incremental Summer Peak Savings (MW) | Technical Potential | 0 | 0 | 0 | 0 | 0 | 0 | 0 | 0 | 0 | 0 | 0 | 0 | 0 | 0 | 0 | 0 | 0 | 0 | 0 | 0 | 0 | 0 | 0
F6_Industrial_Agriculture_New_Space Heating_Natural Gas_Steam Trap Maintenance_A_Technical Potential | F6 | Industrial | Agriculture | New | Space Heating | Natural Gas | Steam Trap Maintenance | A | Incremental Winter Peak Savings (MW) | Technical Potential | 0 | 0 | 0 | 0 | 0 | 0 | 0 | 0 | 0 | 0 | 0 | 0 | 0 | 0 | 0 | 0 | 0 | 0 | 0 | 0 | 0 | 0 | 0
F7_Industrial_Agriculture_New_Space Heating_Natural Gas_Steam Trap Maintenance_A_Technical Potential | F7 | Industrial | Agriculture | New | Space Heating | Natural Gas | Steam Trap Maintenance | A | Cumulative Energy Savings (MWh or mTherms) | Technical Potential | 0 | 0 | 0 | 0 | 0 | 0 | 0 | 0 | 0 | 0 | 0 | 0 | 0 | 0 | 0 | 0 | 0 | 0 | 0 | 0 | 0 | 0 | 0
F8_Industrial_Agriculture_New_Space Heating_Natural Gas_Steam Trap Maintenance_A_Technical Potential | F8 | Industrial | Agriculture | New | Space Heating | Natural Gas | Steam Trap Maintenance | A | Cumulative Summer Peak Savings (MW) | Technical Potential | 0 | 0 | 0 | 0 | 0 | 0 | 0 | 0 | 0 | 0 | 0 | 0 | 0 | 0 | 0 | 0 | 0 | 0 | 0 | 0 | 0 | 0 | 0
F9_Industrial_Agriculture_New_Space Heating_Natural Gas_Steam Trap Maintenance_A_Technical Potential | F9 | Industrial | Agriculture | New | Space Heating | Natural Gas | Steam Trap Maintenance | A | Cumulative Winter Peak Savings (MW) | Technical Potential | 0 | 0 | 0 | 0 | 0 | 0 | 0 | 0 | 0 | 0 | 0 | 0 | 0 | 0 | 0 | 0 | 0 | 0 | 0 | 0 | 0 | 0 | 0
F10_Industrial_Agriculture_New_Space Heating_Natural Gas_Steam Trap Maintenance_A_Technical Potential | F10 | Industrial | Agriculture | New | Space Heating | Natural Gas | Steam Trap Maintenance | A | Purchases (Incremental) | Technical Potential | 0 | 0 | 0 | 0 | 0 | 0 | 0 | 0 | 0 | 0 | 0 | 0 | 0 | 0 | 0 | 0 | 0 | 0 | 0 | 0 | 0 | 0 | 0
F11_Industrial_Agriculture_New_Space Heating_Natural Gas_Steam Trap Maintenance_A_Technical Potential | F11 | Industrial | Agriculture | New | Space Heating | Natural Gas | Steam Trap Maintenance | A | Purchases (Cumulative) | Technical Potential | 0 | 0 | 0 | 0 | 0 | 0 | 0 | 0 | 0 | 0 | 0 | 0 | 0 | 0 | 0 | 0 | 0 | 0 | 0 | 0 | 0 | 0 | 0
F1_Industrial_Agriculture_New_Process_Natural Gas_Steam Trap Maintenance_A_Technical Potential | F1 | Industrial | Agriculture | New | Process | Natural Gas | Steam Trap Maintenance | A | Integrated Unit Energy Savings (kWh or therms) | Technical Potential | 0 | 0 | 1.9985 | 1.9984 | 1.9984 | 1.9985 | 1.9985 | 1.9985 | 1.9986 | 1.9986 | 1.9986 | 1.9986 | 1.9986 | 1.9986 | 1.9986 | 1.9986 | 1.9987 | 1.9987 | 1.9987 | 1.9987 | 1.9987 | 1.9987 | 0
F2_Industrial_Agriculture_New_Process_Natural Gas_Steam Trap Maintenance_A_Technical Potential | F2 | Industrial | Agriculture | New | Process | Natural Gas | Steam Trap Maintenance | A | Integrated Unit Summer Peak Savings (kW) | Technical Potential | 0 | 0 | 0 | 0 | 0 | 0 | 0 | 0 | 0 | 0 | 0 | 0 | 0 | 0 | 0 | 0 | 0 | 0 | 0 | 0 | 0 | 0 | 0
F3_Industrial_Agriculture_New_Process_Natural Gas_Steam Trap Maintenance_A_Technical Potential | F3 | Industrial | Agriculture | New | Process | Natural Gas | Steam Trap Maintenance | A | Integrated Unit Winter Peak Savings (kW) | Technical Potential | 0 | 0 | 0 | 0 | 0 | 0 | 0 | 0 | 0 | 0 | 0 | 0 | 0 | 0 | 0 | 0 | 0 | 0 | 0 | 0 | 0 | 0 | 0
F4_Industrial_Agriculture_New_Process_Natural Gas_Steam Trap Maintenance_A_Technical Potential | F4 | Industrial | Agriculture | New | Process | Natural Gas | Steam Trap Maintenance | A | Incremental Energy Savings (MWh or mTherms) | Technical Potential | 0 | 0 | 0 | 0 | 0 | 0 | 0 | 0 | 0 | 0 | 0 | 0 | 0 | 0 | 0 | 0 | 0 | 0 | 0 | 0 | 0 | 0 | 0
F5_Industrial_Agriculture_New_Process_Natural Gas_Steam Trap Maintenance_A_Technical Potential | F5 | Industrial | Agriculture | New | Process | Natural Gas | Steam Trap Maintenance | A | Incremental Summer Peak Savings (MW) | Technical Potential | 0 | 0 | 0 | 0 | 0 | 0 | 0 | 0 | 0 | 0 | 0 | 0 | 0 | 0 | 0 | 0 | 0 | 0 | 0 | 0 | 0 | 0 | 0
F6_Industrial_Agriculture_New_Process_Natural Gas_Steam Trap Maintenance_A_Technical Potential | F6 | Industrial | Agriculture | New | Process | Natural Gas | Steam Trap Maintenance | A | Incremental Winter Peak Savings (MW) | Technical Potential | 0 | 0 | 0 | 0 | 0 | 0 | 0 | 0 | 0 | 0 | 0 | 0 | 0 | 0 | 0 | 0 | 0 | 0 | 0 | 0 | 0 | 0 | 0
F7_Industrial_Agriculture_New_Process_Natural Gas_Steam Trap Maintenance_A_Technical Potential | F7 | Industrial | Agriculture | New | Process | Natural Gas | Steam Trap Maintenance | A | Cumulative Energy Savings (MWh or mTherms) | Technical Potential | 0 | 0 | 0 | 0 | 0 | 0 | 0 | 0 | 0 | 0 | 0 | 0 | 0 | 0 | 0 | 0 | 0 | 0 | 0 | 0 | 0 | 0 | 0
F8_Industrial_Agriculture_New_Process_Natural Gas_Steam Trap Maintenance_A_Technical Potential | F8 | Industrial | Agriculture | New | Process | Natural Gas | Steam Trap Maintenance | A | Cumulative Summer Peak Savings (MW) | Technical Potential | 0 | 0 | 0 | 0 | 0 | 0 | 0 | 0 | 0 | 0 | 0 | 0 | 0 | 0 | 0 | 0 | 0 | 0 | 0 | 0 | 0 | 0 | 0
F9_Industrial_Agriculture_New_Process_Natural Gas_Steam Trap Maintenance_A_Technical Potential | F9 | Industrial | Agriculture | New | Process | Natural Gas | Steam Trap Maintenance | A | Cumulative Winter Peak Savings (MW) | Technical Potential | 0 | 0 | 0 | 0 | 0 | 0 | 0 | 0 | 0 | 0 | 0 | 0 | 0 | 0 | 0 | 0 | 0 | 0 | 0 | 0 | 0 | 0 | 0
F10_Industrial_Agriculture_New_Process_Natural Gas_Steam Trap Maintenance_A_Technical Potential | F10 | Industrial | Agriculture | New | Process | Natural Gas | Steam Trap Maintenance | A | Purchases (Incremental) | Technical Potential | 0 | 0 | 0 | 0 | 0 | 0 | 0 | 0 | 0 | 0 | 0 | 0 | 0 | 0 | 0 | 0 | 0 | 0 | 0 | 0 | 0 | 0 | 0
F11_Industrial_Agriculture_New_Process_Natural Gas_Steam Trap Maintenance_A_Technical Potential | F11 | Industrial | Agriculture | New | Process | Natural Gas | Steam Trap Maintenance | A | Purchases (Cumulative) | Technical Potential | 0 | 0 | 0 | 0 | 0 | 0 | 0 | 0 | 0 | 0 | 0 | 0 | 0 | 0 | 0 | 0 | 0 | 0 | 0 | 0 | 0 | 0 | 0
F1_Industrial_Agriculture_New_Space Heating_Natural Gas_Gas Boiler - High Turndown_A_Technical Potential | F1 | Industrial | Agriculture | New | Space Heating | Natural Gas | Gas Boiler - High Turndown | A | Integrated Unit Energy Savings (kWh or therms) | Technical Potential | 0 | 0 | 1.5121 | 1.4218 | 1.3852 | 1.363 | 1.3519 | 1.3418 | 1.3328 | 1.324 | 1.3157 | 1.3072 | 1.2956 | 1.2855 | 1.2743 | 1.2727 | 1.2707 | 1.2681 | 1.2682 | 1.2676 | 1.269 | 1.2694 | 0
F2_Industrial_Agriculture_New_Space Heating_Natural Gas_Gas Boiler - High Turndown_A_Technical Potential | F2 | Industrial | Agriculture | New | Space Heating | Natural Gas | Gas Boiler - High Turndown | A | Integrated Unit Summer Peak Savings (kW) | Technical Potential | 0 | 0 | 0 | 0 | 0 | 0 | 0 | 0 | 0 | 0 | 0 | 0 | 0 | 0 | 0 | 0 | 0 | 0 | 0 | 0 | 0 | 0 | 0
F3_Industrial_Agriculture_New_Space Heating_Natural Gas_Gas Boiler - High Turndown_A_Technical Potential | F3 | Industrial | Agriculture | New | Space Heating | Natural Gas | Gas Boiler - High Turndown | A | Integrated Unit Winter Peak Savings (kW) | Technical Potential | 0 | 0 | 0 | 0 | 0 | 0 | 0 | 0 | 0 | 0 | 0 | 0 | 0 | 0 | 0 | 0 | 0 | 0 | 0 | 0 | 0 | 0 | 0
F4_Industrial_Agriculture_New_Space Heating_Natural Gas_Gas Boiler - High Turndown_A_Technical Potential | F4 | Industrial | Agriculture | New | Space Heating | Natural Gas | Gas Boiler - High Turndown | A | Incremental Energy Savings (MWh or mTherms) | Technical Potential | 0 | 0 | 0.0027685 | 0.0045429 | 0.0063114 | 0.0082892 | 0.009464 | 0.0097419 | 0.0087518 | 0.0078584 | 0.0067824 | 0.0058798 | 0.0050447 | 0.0043563 | 0.0036444 | 0.0030961 | 0.0026197 | 0.0023218 | 0.0040523 | 0.0057755 | 0.0077178 | 0.0088861 | 0
F5_Industrial_Agriculture_New_Space Heating_Natural Gas_Gas Boiler - High Turndown_A_Technical Potential | F5 | Industrial | Agriculture | New | Space Heating | Natural Gas | Gas Boiler - High Turndown | A | Incremental Summer Peak Savings (MW) | Technical Potential | 0 | 0 | 0 | 0 | 0 | 0 | 0 | 0 | 0 | 0 | 0 | 0 | 0 | 0 | 0 | 0 | 0 | 0 | 0 | 0 | 0 | 0 | 0
F6_Industrial_Agriculture_New_Space Heating_Natural Gas_Gas Boiler - High Turndown_A_Technical Potential | F6 | Industrial | Agriculture | New | Space Heating | Natural Gas | Gas Boiler - High Turndown | A | Incremental Winter Peak Savings (MW) | Technical Potential | 0 | 0 | 0 | 0 | 0 | 0 | 0 | 0 | 0 | 0 | 0 | 0 | 0 | 0 | 0 | 0 | 0 | 0 | 0 | 0 | 0 | 0 | 0
F7_Industrial_Agriculture_New_Space Heating_Natural Gas_Gas Boiler - High Turndown_A_Technical Potential | F7 | Industrial | Agriculture | New | Space Heating | Natural Gas | Gas Boiler - High Turndown | A | Cumulative Energy Savings (MWh or mTherms) | Technical Potential | 0 | 0 | 0.0027685 | 0.007146 | 0.013274 | 0.02135 | 0.030641 | 0.040154 | 0.048636 | 0.056173 | 0.062604 | 0.068079 | 0.072521 | 0.076307 | 0.079289 | 0.082288 | 0.084774 | 0.084604 | 0.084612 | 0.08457 | 0.084664 | 0.084687 | 0
F8_Industrial_Agriculture_New_Space Heating_Natural Gas_Gas Boiler - High Turndown_A_Technical Potential | F8 | Industrial | Agriculture | New | Space Heating | Natural Gas | Gas Boiler - High Turndown | A | Cumulative Summer Peak Savings (MW) | Technical Potential | 0 | 0 | 0 | 0 | 0 | 0 | 0 | 0 | 0 | 0 | 0 | 0 | 0 | 0 | 0 | 0 | 0 | 0 | 0 | 0 | 0 | 0 | 0
F9_Industrial_Agriculture_New_Space Heating_Natural Gas_Gas Boiler - High Turndown_A_Technical Potential | F9 | Industrial | Agriculture | New | Space Heating | Natural Gas | Gas Boiler - High Turndown | A | Cumulative Winter Peak Savings (MW) | Technical Potential | 0 | 0 | 0 | 0 | 0 | 0 | 0 | 0 | 0 | 0 | 0 | 0 | 0 | 0 | 0 | 0 | 0 | 0 | 0 | 0 | 0 | 0 | 0
F10_Industrial_Agriculture_New_Space Heating_Natural Gas_Gas Boiler - High Turndown_A_Technical Potential | F10 | Industrial | Agriculture | New | Space Heating | Natural Gas | Gas Boiler - High Turndown | A | Purchases (Incremental) | Technical Potential | 0 | 0 | 1.8309 | 3.1953 | 4.5563 | 6.0817 | 7.0004 | 7.2602 | 6.5664 | 5.9354 | 5.1548 | 4.4979 | 3.8936 | 3.3889 | 2.8599 | 2.4326 | 2.0617 | 1.8309 | 3.1953 | 4.5563 | 6.0817 | 7.0004 | 0
F11_Industrial_Agriculture_New_Space Heating_Natural Gas_Gas Boiler - High Turndown_A_Technical Potential | F11 | Industrial | Agriculture | New | Space Heating | Natural Gas | Gas Boiler - High Turndown | A | Purchases (Cumulative) | Technical Potential | 0 | 0 | 1.8309 | 5.0261 | 9.5824 | 15.6641 | 22.6646 | 29.9248 | 36.4912 | 42.4266 | 47.5815 | 52.0794 | 55.973 | 59.3619 | 62.2218 | 64.6544 | 66.7161 | 66.7161 | 66.7161 | 66.7161 | 66.7161 | 66.7161 | 0
F1_Industrial_Agriculture_New_Process_Natural Gas_Gas Boiler - High Turndown_A_Technical Potential | F1 | Industrial | Agriculture | New | Process | Natural Gas | Gas Boiler - High Turndown | A | Integrated Unit Energy Savings (kWh or therms) | Technical Potential | 0 | 0 | 2.1147 | 2.1107 | 2.107 | 2.1037 | 2.0989 | 2.0954 | 2.0925 | 2.0905 | 2.0882 | 2.0866 | 2.0855 | 2.0851 | 2.0841 | 2.0837 | 2.0834 | 2.0838 | 2.0837 | 2.084 | 2.0842 | 2.0842 | 0
F2_Industrial_Agriculture_New_Process_Natural Gas_Gas Boiler - High Turndown_A_Technical Potential | F2 | Industrial | Agriculture | New | Process | Natural Gas | Gas Boiler - High Turndown | A | Integrated Unit Summer Peak Savings (kW) | Technical Potential | 0 | 0 | 0 | 0 | 0 | 0 | 0 | 0 | 0 | 0 | 0 | 0 | 0 | 0 | 0 | 0 | 0 | 0 | 0 | 0 | 0 | 0 | 0
F3_Industrial_Agriculture_New_Process_Natural Gas_Gas Boiler - High Turndown_A_Technical Potential | F3 | Industrial | Agriculture | New | Process | Natural Gas | Gas Boiler - High Turndown | A | Integrated Unit Winter Peak Savings (kW) | Technical Potential | 0 | 0 | 0 | 0 | 0 | 0 | 0 | 0 | 0 | 0 | 0 | 0 | 0 | 0 | 0 | 0 | 0 | 0 | 0 | 0 | 0 | 0 | 0
F4_Industrial_Agriculture_New_Process_Natural Gas_Gas Boiler - High Turndown_A_Technical Potential | F4 | Industrial | Agriculture | New | Process | Natural Gas | Gas Boiler - High Turndown | A | Incremental Energy Savings (MWh or mTherms) | Technical Potential | 0 | 0 | 0.032028 | 0.055789 | 0.079411 | 0.10583 | 0.12154 | 0.12584 | 0.11366 | 0.10264 | 0.089041 | 0.077637 | 0.067169 | 0.058451 | 0.049303 | 0.041929 | 0.035532 | 0.03156 | 0.055075 | 0.078544 | 0.10485 | 0.12069 | 0
F5_Industrial_Agriculture_New_Process_Natural Gas_Gas Boiler - High Turndown_A_Technical Potential | F5 | Industrial | Agriculture | New | Process | Natural Gas | Gas Boiler - High Turndown | A | Incremental Summer Peak Savings (MW) | Technical Potential | 0 | 0 | 0 | 0 | 0 | 0 | 0 | 0 | 0 | 0 | 0 | 0 | 0 | 0 | 0 | 0 | 0 | 0 | 0 | 0 | 0 | 0 | 0
F6_Industrial_Agriculture_New_Process_Natural Gas_Gas Boiler - High Turndown_A_Technical Potential | F6 | Industrial | Agriculture | New | Process | Natural Gas | Gas Boiler - High Turndown | A | Incremental Winter Peak Savings (MW) | Technical Potential | 0 | 0 | 0 | 0 | 0 | 0 | 0 | 0 | 0 | 0 | 0 | 0 | 0 | 0 | 0 | 0 | 0 | 0 | 0 | 0 | 0 | 0 | 0
F7_Industrial_Agriculture_New_Process_Natural Gas_Gas Boiler - High Turndown_A_Technical Potential | F7 | Industrial | Agriculture | New | Process | Natural Gas | Gas Boiler - High Turndown | A | Cumulative Energy Savings (MWh or mTherms) | Technical Potential | 0 | 0 | 0.032028 | 0.087756 | 0.16701 | 0.27258 | 0.39351 | 0.51869 | 0.63163 | 0.73366 | 0.82189 | 0.89892 | 0.9656 | 1.0239 | 1.0727 | 1.1144 | 1.1498 | 1.15 | 1.1499 | 1.1501 | 1.1502 | 1.1502 | 0
F8_Industrial_Agriculture_New_Process_Natural Gas_Gas Boiler - High Turndown_A_Technical Potential | F8 | Industrial | Agriculture | New | Process | Natural Gas | Gas Boiler - High Turndown | A | Cumulative Summer Peak Savings (MW) | Technical Potential | 0 | 0 | 0 | 0 | 0 | 0 | 0 | 0 | 0 | 0 | 0 | 0 | 0 | 0 | 0 | 0 | 0 | 0 | 0 | 0 | 0 | 0 | 0
F9_Industrial_Agriculture_New_Process_Natural Gas_Gas Boiler - High Turndown_A_Technical Potential | F9 | Industrial | Agriculture | New | Process | Natural Gas | Gas Boiler - High Turndown | A | Cumulative Winter Peak Savings (MW) | Technical Potential | 0 | 0 | 0 | 0 | 0 | 0 | 0 | 0 | 0 | 0 | 0 | 0 | 0 | 0 | 0 | 0 | 0 | 0 | 0 | 0 | 0 | 0 | 0
F10_Industrial_Agriculture_New_Process_Natural Gas_Gas Boiler - High Turndown_A_Technical Potential | F10 | Industrial | Agriculture | New | Process | Natural Gas | Gas Boiler - High Turndown | A | Purchases (Incremental) | Technical Potential | 0 | 0 | 15.1451 | 26.431 | 37.6892 | 50.3079 | 57.9074 | 60.0564 | 54.3169 | 49.0974 | 42.6407 | 37.2067 | 32.2078 | 28.033 | 23.6571 | 20.1223 | 17.0544 | 15.1451 | 26.431 | 37.6892 | 50.3079 | 57.9074 | 0
F11_Industrial_Agriculture_New_Process_Natural Gas_Gas Boiler - High Turndown_A_Technical Potential | F11 | Industrial | Agriculture | New | Process | Natural Gas | Gas Boiler - High Turndown | A | Purchases (Cumulative) | Technical Potential | 0 | 0 | 15.1451 | 41.576 | 79.2652 | 129.5731 | 187.4805 | 247.5369 | 301.8539 | 350.9512 | 393.5919 | 430.7987 | 463.0065 | 491.0395 | 514.6965 | 534.8188 | 551.8732 | 551.8732 | 551.8732 | 551.8732 | 551.8732 | 551.8732 | 0
F1_Industrial_Agriculture_New_Space Heating_Natural Gas_Gas Boiler - Burner Control Optimization_A_Technical Potential | F1 | Industrial | Agriculture | New | Space Heating | Natural Gas | Gas Boiler - Burner Control Optimization | A | Integrated Unit Energy Savings (kWh or therms) | Technical Potential | 0 | 0 | 0.43849 | 0.41228 | 0.40167 | 0.39521 | 0.39199 | 0.38905 | 0.38644 | 0.38388 | 0.38148 | 0.37901 | 0.37566 | 0.37271 | 0.36947 | 0.36902 | 0.36842 | 0.36769 | 0.36772 | 0.36754 | 0.36795 | 0.36806 | 0
F2_Industrial_Agriculture_New_Space Heating_Natural Gas_Gas Boiler - Burner Control Optimization_A_Technical Potential | F2 | Industrial | Agriculture | New | Space Heating | Natural Gas | Gas Boiler - Burner Control Optimization | A | Integrated Unit Summer Peak Savings (kW) | Technical Potential | 0 | 0 | 0 | 0 | 0 | 0 | 0 | 0 | 0 | 0 | 0 | 0 | 0 | 0 | 0 | 0 | 0 | 0 | 0 | 0 | 0 | 0 | 0
F3_Industrial_Agriculture_New_Space Heating_Natural Gas_Gas Boiler - Burner Control Optimization_A_Technical Potential | F3 | Industrial | Agriculture | New | Space Heating | Natural Gas | Gas Boiler - Burner Control Optimization | A | Integrated Unit Winter Peak Savings (kW) | Technical Potential | 0 | 0 | 0 | 0 | 0 | 0 | 0 | 0 | 0 | 0 | 0 | 0 | 0 | 0 | 0 | 0 | 0 | 0 | 0 | 0 | 0 | 0 | 0
F4_Industrial_Agriculture_New_Space Heating_Natural Gas_Gas Boiler - Burner Control Optimization_A_Technical Potential | F4 | Industrial | Agriculture | New | Space Heating | Natural Gas | Gas Boiler - Burner Control Optimization | A | Incremental Energy Savings (MWh or mTherms) | Technical Potential | 0 | 0 | 0.00021657 | 0.00055859 | 0.001552 | 0.0035671 | 0.0063351 | 0.010144 | 0.014497 | 0.018984 | 0.022056 | 0.023901 | 0.023924 | 0.022596 | 0.019459 | 0.016072 | 0.012526 | 0.0093223 | 0.0064671 | 0.0043106 | 0.0027437 | 0.0019372 | 0
F5_Industrial_Agriculture_New_Space Heating_Natural Gas_Gas Boiler - Burner Control Optimization_A_Technical Potential | F5 | Industrial | Agriculture | New | Space Heating | Natural Gas | Gas Boiler - Burner Control Optimization | A | Incremental Summer Peak Savings (MW) | Technical Potential | 0 | 0 | 0 | 0 | 0 | 0 | 0 | 0 | 0 | 0 | 0 | 0 | 0 | 0 | 0 | 0 | 0 | 0 | 0 | 0 | 0 | 0 | 0
F6_Industrial_Agriculture_New_Space Heating_Natural Gas_Gas Boiler - Burner Control Optimization_A_Technical Potential | F6 | Industrial | Agriculture | New | Space Heating | Natural Gas | Gas Boiler - Burner Control Optimization | A | Incremental Winter Peak Savings (MW) | Technical Potential | 0 | 0 | 0 | 0 | 0 | 0 | 0 | 0 | 0 | 0 | 0 | 0 | 0 | 0 | 0 | 0 | 0 | 0 | 0 | 0 | 0 | 0 | 0
F7_Industrial_Agriculture_New_Space Heating_Natural Gas_Gas Boiler - Burner Control Optimization_A_Technical Potential | F7 | Industrial | Agriculture | New | Space Heating | Natural Gas | Gas Boiler - Burner Control Optimization | A | Cumulative Energy Savings (MWh or mTherms) | Technical Potential | 0 | 0 | 0.00021657 | 0.00076221 | 0.0022946 | 0.0058249 | 0.012113 | 0.022165 | 0.036514 | 0.055256 | 0.076966 | 0.10037 | 0.1234 | 0.14503 | 0.16323 | 0.1791 | 0.19134 | 0.20028 | 0.20677 | 0.21098 | 0.21377 | 0.21527 | 0
F8_Industrial_Agriculture_New_Space Heating_Natural Gas_Gas Boiler - Burner Control Optimization_A_Technical Potential | F8 | Industrial | Agriculture | New | Space Heating | Natural Gas | Gas Boiler - Burner Control Optimization | A | Cumulative Summer Peak Savings (MW) | Technical Potential | 0 | 0 | 0 | 0 | 0 | 0 | 0 | 0 | 0 | 0 | 0 | 0 | 0 | 0 | 0 | 0 | 0 | 0 | 0 | 0 | 0 | 0 | 0
F9_Industrial_Agriculture_New_Space Heating_Natural Gas_Gas Boiler - Burner Control Optimization_A_Technical Potential | F9 | Industrial | Agriculture | New | Space Heating | Natural Gas | Gas Boiler - Burner Control Optimization | A | Cumulative Winter Peak Savings (MW) | Technical Potential | 0 | 0 | 0 | 0 | 0 | 0 | 0 | 0 | 0 | 0 | 0 | 0 | 0 | 0 | 0 | 0 | 0 | 0 | 0 | 0 | 0 | 0 | 0
F10_Industrial_Agriculture_New_Space Heating_Natural Gas_Gas Boiler - Burner Control Optimization_A_Technical Potential | F10 | Industrial | Agriculture | New | Space Heating | Natural Gas | Gas Boiler - Burner Control Optimization | A | Purchases (Incremental) | Technical Potential | 0 | 0 | 0.49389 | 1.3549 | 3.864 | 9.0259 | 16.1612 | 26.0727 | 37.5151 | 49.4523 | 57.8159 | 63.06 | 63.6856 | 60.6271 | 52.6682 | 43.5542 | 33.9996 | 25.3537 | 17.5868 | 11.7282 | 7.4566 | 5.2633 | 0
F11_Industrial_Agriculture_New_Space Heating_Natural Gas_Gas Boiler - Burner Control Optimization_A_Technical Potential | F11 | Industrial | Agriculture | New | Space Heating | Natural Gas | Gas Boiler - Burner Control Optimization | A | Purchases (Cumulative) | Technical Potential | 0 | 0 | 0.49389 | 1.8488 | 5.7127 | 14.7386 | 30.8999 | 56.9725 | 94.4877 | 143.94 | 201.7559 | 264.8159 | 328.5015 | 389.1286 | 441.7967 | 485.3509 | 519.3504 | 544.7041 | 562.2909 | 574.0191 | 580.9819 | 584.8903 | 0
F1_Industrial_Agriculture_New_Process_Natural Gas_Gas Boiler - Burner Control Optimization_A_Technical Potential | F1 | Industrial | Agriculture | New | Process | Natural Gas | Gas Boiler - Burner Control Optimization | A | Integrated Unit Energy Savings (kWh or therms) | Technical Potential | 0 | 0 | 0.61311 | 0.61186 | 0.61068 | 0.60964 | 0.60816 | 0.60706 | 0.60618 | 0.60558 | 0.60488 | 0.60444 | 0.60411 | 0.60401 | 0.60373 | 0.60363 | 0.60357 | 0.60372 | 0.60371 | 0.60382 | 0.60389 | 0.60393 | 0
F2_Industrial_Agriculture_New_Process_Natural Gas_Gas Boiler - Burner Control Optimization_A_Technical Potential | F2 | Industrial | Agriculture | New | Process | Natural Gas | Gas Boiler - Burner Control Optimization | A | Integrated Unit Summer Peak Savings (kW) | Technical Potential | 0 | 0 | 0 | 0 | 0 | 0 | 0 | 0 | 0 | 0 | 0 | 0 | 0 | 0 | 0 | 0 | 0 | 0 | 0 | 0 | 0 | 0 | 0
F3_Industrial_Agriculture_New_Process_Natural Gas_Gas Boiler - Burner Control Optimization_A_Technical Potential | F3 | Industrial | Agriculture | New | Process | Natural Gas | Gas Boiler - Burner Control Optimization | A | Integrated Unit Winter Peak Savings (kW) | Technical Potential | 0 | 0 | 0 | 0 | 0 | 0 | 0 | 0 | 0 | 0 | 0 | 0 | 0 | 0 | 0 | 0 | 0 | 0 | 0 | 0 | 0 | 0 | 0
F4_Industrial_Agriculture_New_Process_Natural Gas_Gas Boiler - Burner Control Optimization_A_Technical Potential | F4 | Industrial | Agriculture | New | Process | Natural Gas | Gas Boiler - Burner Control Optimization | A | Incremental Energy Savings (MWh or mTherms) | Technical Potential | 0 | 0 | 0.0025048 | 0.0068574 | 0.019519 | 0.045517 | 0.081302 | 0.13093 | 0.18811 | 0.24772 | 0.28929 | 0.31529 | 0.31825 | 0.30291 | 0.26302 | 0.21748 | 0.16975 | 0.12662 | 0.087826 | 0.058579 | 0.037248 | 0.026294 | 0
F5_Industrial_Agriculture_New_Process_Natural Gas_Gas Boiler - Burner Control Optimization_A_Technical Potential | F5 | Industrial | Agriculture | New | Process | Natural Gas | Gas Boiler - Burner Control Optimization | A | Incremental Summer Peak Savings (MW) | Technical Potential | 0 | 0 | 0 | 0 | 0 | 0 | 0 | 0 | 0 | 0 | 0 | 0 | 0 | 0 | 0 | 0 | 0 | 0 | 0 | 0 | 0 | 0 | 0
F6_Industrial_Agriculture_New_Process_Natural Gas_Gas Boiler - Burner Control Optimization_A_Technical Potential | F6 | Industrial | Agriculture | New | Process | Natural Gas | Gas Boiler - Burner Control Optimization | A | Incremental Winter Peak Savings (MW) | Technical Potential | 0 | 0 | 0 | 0 | 0 | 0 | 0 | 0 | 0 | 0 | 0 | 0 | 0 | 0 | 0 | 0 | 0 | 0 | 0 | 0 | 0 | 0 | 0
F7_Industrial_Agriculture_New_Process_Natural Gas_Gas Boiler - Burner Control Optimization_A_Technical Potential | F7 | Industrial | Agriculture | New | Process | Natural Gas | Gas Boiler - Burner Control Optimization | A | Cumulative Energy Savings (MWh or mTherms) | Technical Potential | 0 | 0 | 0.0025048 | 0.0093571 | 0.028858 | 0.074326 | 0.15545 | 0.28609 | 0.47379 | 0.72104 | 1.0095 | 1.3241 | 1.6416 | 1.9442 | 2.2063 | 2.4235 | 2.593 | 2.7202 | 2.808 | 2.8671 | 2.9022 | 2.9219 | 0
F8_Industrial_Agriculture_New_Process_Natural Gas_Gas Boiler - Burner Control Optimization_A_Technical Potential | F8 | Industrial | Agriculture | New | Process | Natural Gas | Gas Boiler - Burner Control Optimization | A | Cumulative Summer Peak Savings (MW) | Technical Potential | 0 | 0 | 0 | 0 | 0 | 0 | 0 | 0 | 0 | 0 | 0 | 0 | 0 | 0 | 0 | 0 | 0 | 0 | 0 | 0 | 0 | 0 | 0
F9_Industrial_Agriculture_New_Process_Natural Gas_Gas Boiler - Burner Control Optimization_A_Technical Potential | F9 | Industrial | Agriculture | New | Process | Natural Gas | Gas Boiler - Burner Control Optimization | A | Cumulative Winter Peak Savings (MW) | Technical Potential | 0 | 0 | 0 | 0 | 0 | 0 | 0 | 0 | 0 | 0 | 0 | 0 | 0 | 0 | 0 | 0 | 0 | 0 | 0 | 0 | 0 | 0 | 0
F10_Industrial_Agriculture_New_Process_Natural Gas_Gas Boiler - Burner Control Optimization_A_Technical Potential | F10 | Industrial | Agriculture | New | Process | Natural Gas | Gas Boiler - Burner Control Optimization | A | Purchases (Incremental) | Technical Potential | 0 | 0 | 4.0854 | 11.2075 | 31.9626 | 74.662 | 133.685 | 215.6721 | 310.3237 | 409.0674 | 478.2506 | 521.6298 | 526.8048 | 501.5047 | 435.6688 | 360.2783 | 281.243 | 209.7248 | 145.4772 | 97.0152 | 61.681 | 43.5375 | 0
F11_Industrial_Agriculture_New_Process_Natural Gas_Gas Boiler - Burner Control Optimization_A_Technical Potential | F11 | Industrial | Agriculture | New | Process | Natural Gas | Gas Boiler - Burner Control Optimization | A | Purchases (Cumulative) | Technical Potential | 0 | 0 | 4.0854 | 15.2929 | 47.2555 | 121.9175 | 255.6025 | 471.2746 | 781.5983 | 1190.6657 | 1668.9163 | 2190.5461 | 2717.3509 | 3218.8555 | 3654.5243 | 4014.8026 | 4296.0456 | 4505.7704 | 4651.2476 | 4748.2627 | 4805.8583 | 4838.1883 | 0
F1_Industrial_Agriculture_New_Space Heating_Natural Gas_HVAC - Demand Controlled Ventilation_A_Technical Potential | F1 | Industrial | Agriculture | New | Space Heating | Natural Gas | HVAC - Demand Controlled Ventilation | A | Integrated Unit Energy Savings (kWh or therms) | Technical Potential | 0 | 0 | 0.067559 | 0.063603 | 0.062055 | 0.061154 | 0.060802 | 0.060496 | 0.060264 | 0.060061 | 0.059937 | 0.059818 | 0.059576 | 0.059382 | 0.059177 | 0.059358 | 0.059466 | 0.059463 | 0.059575 | 0.059557 | 0.059585 | 0.05953 | 0
F2_Industrial_Agriculture_New_Space Heating_Natural Gas_HVAC - Demand Controlled Ventilation_A_Technical Potential | F2 | Industrial | Agriculture | New | Space Heating | Natural Gas | HVAC - Demand Controlled Ventilation | A | Integrated Unit Summer Peak Savings (kW) | Technical Potential | 0 | 0 | 0 | 0 | 0 | 0 | 0 | 0 | 0 | 0 | 0 | 0 | 0 | 0 | 0 | 0 | 0 | 0 | 0 | 0 | 0 | 0 | 0
F3_Industrial_Agriculture_New_Space Heating_Natural Gas_HVAC - Demand Controlled Ventilation_A_Technical Potential | F3 | Industrial | Agriculture | New | Space Heating | Natural Gas | HVAC - Demand Controlled Ventilation | A | Integrated Unit Winter Peak Savings (kW) | Technical Potential | 0 | 0 | 0 | 0 | 0 | 0 | 0 | 0 | 0 | 0 | 0 | 0 | 0 | 0 | 0 | 0 | 0 | 0 | 0 | 0 | 0 | 0 | 0
F4_Industrial_Agriculture_New_Space Heating_Natural Gas_HVAC - Demand Controlled Ventilation_A_Technical Potential | F4 | Industrial | Agriculture | New | Space Heating | Natural Gas | HVAC - Demand Controlled Ventilation | A | Incremental Energy Savings (MWh or mTherms) | Technical Potential | 0 | 0 | 0.025828 | 0.042436 | 0.059038 | 0.07766 | 0.088878 | 0.1019 | 0.11476 | 0.12923 | 0.14001 | 0.1524 | 0.16424 | 0.17811 | 0.18723 | 0.19968 | 0.21193 | 0.22576 | 0.23534 | 0.24655 | 0.25764 | 0.26834 | 0
F5_Industrial_Agriculture_New_Space Heating_Natural Gas_HVAC - Demand Controlled Ventilation_A_Technical Potential | F5 | Industrial | Agriculture | New | Space Heating | Natural Gas | HVAC - Demand Controlled Ventilation | A | Incremental Summer Peak Savings (MW) | Technical Potential | 0 | 0 | 0 | 0 | 0 | 0 | 0 | 0 | 0 | 0 | 0 | 0 | 0 | 0 | 0 | 0 | 0 | 0 | 0 | 0 | 0 | 0 | 0
F6_Industrial_Agriculture_New_Space Heating_Natural Gas_HVAC - Demand Controlled Ventilation_A_Technical Potential | F6 | Industrial | Agriculture | New | Space Heating | Natural Gas | HVAC - Demand Controlled Ventilation | A | Incremental Winter Peak Savings (MW) | Technical Potential | 0 | 0 | 0 | 0 | 0 | 0 | 0 | 0 | 0 | 0 | 0 | 0 | 0 | 0 | 0 | 0 | 0 | 0 | 0 | 0 | 0 | 0 | 0
F7_Industrial_Agriculture_New_Space Heating_Natural Gas_HVAC - Demand Controlled Ventilation_A_Technical Potential | F7 | Industrial | Agriculture | New | Space Heating | Natural Gas | HVAC - Demand Controlled Ventilation | A | Cumulative Energy Savings (MWh or mTherms) | Technical Potential | 0 | 0 | 0.025828 | 0.066752 | 0.12417 | 0.20002 | 0.28775 | 0.3882 | 0.50148 | 0.62902 | 0.76773 | 0.9186 | 1.0791 | 1.2537 | 1.4366 | 1.6407 | 1.8556 | 2.0586 | 2.258 | 2.4472 | 2.6304 | 2.8092 | 0
F8_Industrial_Agriculture_New_Space Heating_Natural Gas_HVAC - Demand Controlled Ventilation_A_Technical Potential | F8 | Industrial | Agriculture | New | Space Heating | Natural Gas | HVAC - Demand Controlled Ventilation | A | Cumulative Summer Peak Savings (MW) | Technical Potential | 0 | 0 | 0 | 0 | 0 | 0 | 0 | 0 | 0 | 0 | 0 | 0 | 0 | 0 | 0 | 0 | 0 | 0 | 0 | 0 | 0 | 0 | 0
F9_Industrial_Agriculture_New_Space Heating_Natural Gas_HVAC - Demand Controlled Ventilation_A_Technical Potential | F9 | Industrial | Agriculture | New | Space Heating | Natural Gas | HVAC - Demand Controlled Ventilation | A | Cumulative Winter Peak Savings (MW) | Technical Potential | 0 | 0 | 0 | 0 | 0 | 0 | 0 | 0 | 0 | 0 | 0 | 0 | 0 | 0 | 0 | 0 | 0 | 0 | 0 | 0 | 0 | 0 | 0
F10_Industrial_Agriculture_New_Space Heating_Natural Gas_HVAC - Demand Controlled Ventilation_A_Technical Potential | F10 | Industrial | Agriculture | New | Space Heating | Natural Gas | HVAC - Demand Controlled Ventilation | A | Purchases (Incremental) | Technical Potential | 0 | 0 | 382.3076 | 667.1991 | 951.3909 | 1269.9255 | 1461.76 | 1684.4542 | 1904.3419 | 2151.6816 | 2335.8988 | 2547.7739 | 2756.839 | 2999.3602 | 3163.9603 | 3364.0088 | 3563.9059 | 3796.6131 | 3950.3231 | 4139.7301 | 4323.9785 | 4507.6827 | 0
F11_Industrial_Agriculture_New_Space Heating_Natural Gas_HVAC - Demand Controlled Ventilation_A_Technical Potential | F11 | Industrial | Agriculture | New | Space Heating | Natural Gas | HVAC - Demand Controlled Ventilation | A | Purchases (Cumulative) | Technical Potential | 0 | 0 | 382.3076 | 1049.5067 | 2000.8976 | 3270.8231 | 4732.583 | 6417.0372 | 8321.3791 | 10473.0607 | 12808.9596 | 15356.7335 | 18113.5725 | 21112.9327 | 24276.893 | 27640.9018 | 31204.8077 | 34619.1131 | 37902.2371 | 41090.5763 | 44144.6293 | 47190.5521 | 0
F1_Industrial_Agriculture_New_Space Heating_Natural Gas_Gas Boiler - Stack Economizer_A_Technical Potential | F1 | Industrial | Agriculture | New | Space Heating | Natural Gas | Gas Boiler - Stack Economizer | A | Integrated Unit Energy Savings (kWh or therms) | Technical Potential | 0 | 0 | 1.1039 | 1.038 | 1.0114 | 0.99522 | 0.98721 | 0.97988 | 0.97333 | 0.9669 | 0.96088 | 0.95467 | 0.94621 | 0.93876 | 0.93061 | 0.92946 | 0.92794 | 0.92606 | 0.92613 | 0.92566 | 0.92667 | 0.92691 | 0
F2_Industrial_Agriculture_New_Space Heating_Natural Gas_Gas Boiler - Stack Economizer_A_Technical Potential | F2 | Industrial | Agriculture | New | Space Heating | Natural Gas | Gas Boiler - Stack Economizer | A | Integrated Unit Summer Peak Savings (kW) | Technical Potential | 0 | 0 | 0 | 0 | 0 | 0 | 0 | 0 | 0 | 0 | 0 | 0 | 0 | 0 | 0 | 0 | 0 | 0 | 0 | 0 | 0 | 0 | 0
F3_Industrial_Agriculture_New_Space Heating_Natural Gas_Gas Boiler - Stack Economizer_A_Technical Potential | F3 | Industrial | Agriculture | New | Space Heating | Natural Gas | Gas Boiler - Stack Economizer | A | Integrated Unit Winter Peak Savings (kW) | Technical Potential | 0 | 0 | 0 | 0 | 0 | 0 | 0 | 0 | 0 | 0 | 0 | 0 | 0 | 0 | 0 | 0 | 0 | 0 | 0 | 0 | 0 | 0 | 0
F4_Industrial_Agriculture_New_Space Heating_Natural Gas_Gas Boiler - Stack Economizer_A_Technical Potential | F4 | Industrial | Agriculture | New | Space Heating | Natural Gas | Gas Boiler - Stack Economizer | A | Incremental Energy Savings (MWh or mTherms) | Technical Potential | 0 | 0 | 0.0053899 | 0.0088448 | 0.012289 | 0.01614 | 0.018429 | 0.018971 | 0.017043 | 0.015304 | 0.013209 | 0.011451 | 0.0098245 | 0.0084837 | 0.0070973 | 0.0060293 | 0.0051017 | 0.0045214 | 0.0078912 | 0.011247 | 0.015029 | 0.017303 | 0
F5_Industrial_Agriculture_New_Space Heating_Natural Gas_Gas Boiler - Stack Economizer_A_Technical Potential | F5 | Industrial | Agriculture | New | Space Heating | Natural Gas | Gas Boiler - Stack Economizer | A | Incremental Summer Peak Savings (MW) | Technical Potential | 0 | 0 | 0 | 0 | 0 | 0 | 0 | 0 | 0 | 0 | 0 | 0 | 0 | 0 | 0 | 0 | 0 | 0 | 0 | 0 | 0 | 0 | 0
F6_Industrial_Agriculture_New_Space Heating_Natural Gas_Gas Boiler - Stack Economizer_A_Technical Potential | F6 | Industrial | Agriculture | New | Space Heating | Natural Gas | Gas Boiler - Stack Economizer | A | Incremental Winter Peak Savings (MW) | Technical Potential | 0 | 0 | 0 | 0 | 0 | 0 | 0 | 0 | 0 | 0 | 0 | 0 | 0 | 0 | 0 | 0 | 0 | 0 | 0 | 0 | 0 | 0 | 0
F7_Industrial_Agriculture_New_Space Heating_Natural Gas_Gas Boiler - Stack Economizer_A_Technical Potential | F7 | Industrial | Agriculture | New | Space Heating | Natural Gas | Gas Boiler - Stack Economizer | A | Cumulative Energy Savings (MWh or mTherms) | Technical Potential | 0 | 0 | 0.0053899 | 0.013913 | 0.025845 | 0.041571 | 0.059666 | 0.078194 | 0.094715 | 0.10939 | 0.12192 | 0.13258 | 0.14123 | 0.1486 | 0.15441 | 0.16025 | 0.16509 | 0.16476 | 0.16477 | 0.16468 | 0.16486 | 0.16491 | 0
F8_Industrial_Agriculture_New_Space Heating_Natural Gas_Gas Boiler - Stack Economizer_A_Technical Potential | F8 | Industrial | Agriculture | New | Space Heating | Natural Gas | Gas Boiler - Stack Economizer | A | Cumulative Summer Peak Savings (MW) | Technical Potential | 0 | 0 | 0 | 0 | 0 | 0 | 0 | 0 | 0 | 0 | 0 | 0 | 0 | 0 | 0 | 0 | 0 | 0 | 0 | 0 | 0 | 0 | 0
F9_Industrial_Agriculture_New_Space Heating_Natural Gas_Gas Boiler - Stack Economizer_A_Technical Potential | F9 | Industrial | Agriculture | New | Space Heating | Natural Gas | Gas Boiler - Stack Economizer | A | Cumulative Winter Peak Savings (MW) | Technical Potential | 0 | 0 | 0 | 0 | 0 | 0 | 0 | 0 | 0 | 0 | 0 | 0 | 0 | 0 | 0 | 0 | 0 | 0 | 0 | 0 | 0 | 0 | 0
F10_Industrial_Agriculture_New_Space Heating_Natural Gas_Gas Boiler - Stack Economizer_A_Technical Potential | F10 | Industrial | Agriculture | New | Space Heating | Natural Gas | Gas Boiler - Stack Economizer | A | Purchases (Incremental) | Technical Potential | 0 | 0 | 4.8824 | 8.5207 | 12.15 | 16.218 | 18.6678 | 19.3606 | 17.5104 | 15.8277 | 13.7463 | 11.9945 | 10.383 | 9.0371 | 7.6264 | 6.4869 | 5.4979 | 4.8824 | 8.5207 | 12.15 | 16.218 | 18.6678 | 0
F11_Industrial_Agriculture_New_Space Heating_Natural Gas_Gas Boiler - Stack Economizer_A_Technical Potential | F11 | Industrial | Agriculture | New | Space Heating | Natural Gas | Gas Boiler - Stack Economizer | A | Purchases (Cumulative) | Technical Potential | 0 | 0 | 4.8824 | 13.403 | 25.5531 | 41.771 | 60.4389 | 79.7995 | 97.3099 | 113.1376 | 126.8839 | 138.8784 | 149.2614 | 158.2985 | 165.9249 | 172.4118 | 177.9097 | 177.9097 | 177.9097 | 177.9097 | 177.9097 | 177.9097 | 0
F1_Industrial_Agriculture_New_Process_Natural Gas_Gas Boiler - Stack Economizer_A_Technical Potential | F1 | Industrial | Agriculture | New | Process | Natural Gas | Gas Boiler - Stack Economizer | A | Integrated Unit Energy Savings (kWh or therms) | Technical Potential | 0 | 0 | 2.0315 | 2.0285 | 2.0256 | 2.0231 | 2.0194 | 2.0167 | 2.0143 | 2.0125 | 2.0105 | 2.009 | 2.0079 | 2.0073 | 2.0063 | 2.0058 | 2.0054 | 2.0055 | 2.0052 | 2.0052 | 2.0052 | 2.0051 | 0
F2_Industrial_Agriculture_New_Process_Natural Gas_Gas Boiler - Stack Economizer_A_Technical Potential | F2 | Industrial | Agriculture | New | Process | Natural Gas | Gas Boiler - Stack Economizer | A | Integrated Unit Summer Peak Savings (kW) | Technical Potential | 0 | 0 | 0 | 0 | 0 | 0 | 0 | 0 | 0 | 0 | 0 | 0 | 0 | 0 | 0 | 0 | 0 | 0 | 0 | 0 | 0 | 0 | 0
F3_Industrial_Agriculture_New_Process_Natural Gas_Gas Boiler - Stack Economizer_A_Technical Potential | F3 | Industrial | Agriculture | New | Process | Natural Gas | Gas Boiler - Stack Economizer | A | Integrated Unit Winter Peak Savings (kW) | Technical Potential | 0 | 0 | 0 | 0 | 0 | 0 | 0 | 0 | 0 | 0 | 0 | 0 | 0 | 0 | 0 | 0 | 0 | 0 | 0 | 0 | 0 | 0 | 0
F4_Industrial_Agriculture_New_Process_Natural Gas_Gas Boiler - Stack Economizer_A_Technical Potential | F4 | Industrial | Agriculture | New | Process | Natural Gas | Gas Boiler - Stack Economizer | A | Incremental Energy Savings (MWh or mTherms) | Technical Potential | 0 | 0 | 0.082047 | 0.14297 | 0.20358 | 0.2714 | 0.31184 | 0.32297 | 0.29176 | 0.26349 | 0.22861 | 0.19933 | 0.17245 | 0.15006 | 0.12657 | 0.10763 | 0.091204 | 0.080996 | 0.14133 | 0.20153 | 0.269 | 0.30962 | 0
F5_Industrial_Agriculture_New_Process_Natural Gas_Gas Boiler - Stack Economizer_A_Technical Potential | F5 | Industrial | Agriculture | New | Process | Natural Gas | Gas Boiler - Stack Economizer | A | Incremental Summer Peak Savings (MW) | Technical Potential | 0 | 0 | 0 | 0 | 0 | 0 | 0 | 0 | 0 | 0 | 0 | 0 | 0 | 0 | 0 | 0 | 0 | 0 | 0 | 0 | 0 | 0 | 0
F6_Industrial_Agriculture_New_Process_Natural Gas_Gas Boiler - Stack Economizer_A_Technical Potential | F6 | Industrial | Agriculture | New | Process | Natural Gas | Gas Boiler - Stack Economizer | A | Incremental Winter Peak Savings (MW) | Technical Potential | 0 | 0 | 0 | 0 | 0 | 0 | 0 | 0 | 0 | 0 | 0 | 0 | 0 | 0 | 0 | 0 | 0 | 0 | 0 | 0 | 0 | 0 | 0
F7_Industrial_Agriculture_New_Process_Natural Gas_Gas Boiler - Stack Economizer_A_Technical Potential | F7 | Industrial | Agriculture | New | Process | Natural Gas | Gas Boiler - Stack Economizer | A | Cumulative Energy Savings (MWh or mTherms) | Technical Potential | 0 | 0 | 0.082047 | 0.2249 | 0.42816 | 0.69902 | 1.0096 | 1.3312 | 1.6214 | 1.8835 | 2.1101 | 2.308 | 2.4791 | 2.6285 | 2.7537 | 2.8607 | 2.9513 | 2.9514 | 2.951 | 2.951 | 2.951 | 2.9508 | 0
F8_Industrial_Agriculture_New_Process_Natural Gas_Gas Boiler - Stack Economizer_A_Technical Potential | F8 | Industrial | Agriculture | New | Process | Natural Gas | Gas Boiler - Stack Economizer | A | Cumulative Summer Peak Savings (MW) | Technical Potential | 0 | 0 | 0 | 0 | 0 | 0 | 0 | 0 | 0 | 0 | 0 | 0 | 0 | 0 | 0 | 0 | 0 | 0 | 0 | 0 | 0 | 0 | 0
F9_Industrial_Agriculture_New_Process_Natural Gas_Gas Boiler - Stack Economizer_A_Technical Potential | F9 | Industrial | Agriculture | New | Process | Natural Gas | Gas Boiler - Stack Economizer | A | Cumulative Winter Peak Savings (MW) | Technical Potential | 0 | 0 | 0 | 0 | 0 | 0 | 0 | 0 | 0 | 0 | 0 | 0 | 0 | 0 | 0 | 0 | 0 | 0 | 0 | 0 | 0 | 0 | 0
F10_Industrial_Agriculture_New_Process_Natural Gas_Gas Boiler - Stack Economizer_A_Technical Potential | F10 | Industrial | Agriculture | New | Process | Natural Gas | Gas Boiler - Stack Economizer | A | Purchases (Incremental) | Technical Potential | 0 | 0 | 40.3868 | 70.4826 | 100.5045 | 134.1544 | 154.4197 | 160.1505 | 144.8452 | 130.9264 | 113.7085 | 99.2179 | 85.8876 | 74.7546 | 63.0856 | 53.6594 | 45.4784 | 40.3868 | 70.4826 | 100.5045 | 134.1544 | 154.4197 | 0
F11_Industrial_Agriculture_New_Process_Natural Gas_Gas Boiler - Stack Economizer_A_Technical Potential | F11 | Industrial | Agriculture | New | Process | Natural Gas | Gas Boiler - Stack Economizer | A | Purchases (Cumulative) | Technical Potential | 0 | 0 | 40.3868 | 110.8694 | 211.3739 | 345.5283 | 499.948 | 660.0985 | 804.9436 | 935.87 | 1049.5785 | 1148.7964 | 1234.684 | 1309.4385 | 1372.5241 | 1426.1835 | 1471.662 | 1471.662 | 1471.662 | 1471.662 | 1471.662 | 1471.662 | 0
F1_Industrial_Agriculture_New_Space Heating_Natural Gas_Gas Furnace Tube Inserts_A_Technical Potential | F1 | Industrial | Agriculture | New | Space Heating | Natural Gas | Gas Furnace Tube Inserts | A | Integrated Unit Energy Savings (kWh or therms) | Technical Potential | 0 | 0 | 0.077672 | 0.073123 | 0.071343 | 0.070307 | 0.069903 | 0.069551 | 0.069285 | 0.069051 | 0.068909 | 0.068771 | 0.068494 | 0.068271 | 0.068034 | 0.068243 | 0.068367 | 0.068363 | 0.068492 | 0.068472 | 0.068504 | 0.06844 | 0
F2_Industrial_Agriculture_New_Space Heating_Natural Gas_Gas Furnace Tube Inserts_A_Technical Potential | F2 | Industrial | Agriculture | New | Space Heating | Natural Gas | Gas Furnace Tube Inserts | A | Integrated Unit Summer Peak Savings (kW) | Technical Potential | 0 | 0 | 0 | 0 | 0 | 0 | 0 | 0 | 0 | 0 | 0 | 0 | 0 | 0 | 0 | 0 | 0 | 0 | 0 | 0 | 0 | 0 | 0
F3_Industrial_Agriculture_New_Space Heating_Natural Gas_Gas Furnace Tube Inserts_A_Technical Potential | F3 | Industrial | Agriculture | New | Space Heating | Natural Gas | Gas Furnace Tube Inserts | A | Integrated Unit Winter Peak Savings (kW) | Technical Potential | 0 | 0 | 0 | 0 | 0 | 0 | 0 | 0 | 0 | 0 | 0 | 0 | 0 | 0 | 0 | 0 | 0 | 0 | 0 | 0 | 0 | 0 | 0
F4_Industrial_Agriculture_New_Space Heating_Natural Gas_Gas Furnace Tube Inserts_A_Technical Potential | F4 | Industrial | Agriculture | New | Space Heating | Natural Gas | Gas Furnace Tube Inserts | A | Incremental Energy Savings (MWh or mTherms) | Technical Potential | 0 | 0 | 0 | 0 | 0 | 0 | 0 | 0 | 0 | 0 | 0 | 0 | 0 | 0 | 0 | 0 | 0 | 0 | 0 | 0 | 0 | 0 | 0
F5_Industrial_Agriculture_New_Space Heating_Natural Gas_Gas Furnace Tube Inserts_A_Technical Potential | F5 | Industrial | Agriculture | New | Space Heating | Natural Gas | Gas Furnace Tube Inserts | A | Incremental Summer Peak Savings (MW) | Technical Potential | 0 | 0 | 0 | 0 | 0 | 0 | 0 | 0 | 0 | 0 | 0 | 0 | 0 | 0 | 0 | 0 | 0 | 0 | 0 | 0 | 0 | 0 | 0
F6_Industrial_Agriculture_New_Space Heating_Natural Gas_Gas Furnace Tube Inserts_A_Technical Potential | F6 | Industrial | Agriculture | New | Space Heating | Natural Gas | Gas Furnace Tube Inserts | A | Incremental Winter Peak Savings (MW) | Technical Potential | 0 | 0 | 0 | 0 | 0 | 0 | 0 | 0 | 0 | 0 | 0 | 0 | 0 | 0 | 0 | 0 | 0 | 0 | 0 | 0 | 0 | 0 | 0
F7_Industrial_Agriculture_New_Space Heating_Natural Gas_Gas Furnace Tube Inserts_A_Technical Potential | F7 | Industrial | Agriculture | New | Space Heating | Natural Gas | Gas Furnace Tube Inserts | A | Cumulative Energy Savings (MWh or mTherms) | Technical Potential | 0 | 0 | 0 | 0 | 0 | 0 | 0 | 0 | 0 | 0 | 0 | 0 | 0 | 0 | 0 | 0 | 0 | 0 | 0 | 0 | 0 | 0 | 0
F8_Industrial_Agriculture_New_Space Heating_Natural Gas_Gas Furnace Tube Inserts_A_Technical Potential | F8 | Industrial | Agriculture | New | Space Heating | Natural Gas | Gas Furnace Tube Inserts | A | Cumulative Summer Peak Savings (MW) | Technical Potential | 0 | 0 | 0 | 0 | 0 | 0 | 0 | 0 | 0 | 0 | 0 | 0 | 0 | 0 | 0 | 0 | 0 | 0 | 0 | 0 | 0 | 0 | 0
F9_Industrial_Agriculture_New_Space Heating_Natural Gas_Gas Furnace Tube Inserts_A_Technical Potential | F9 | Industrial | Agriculture | New | Space Heating | Natural Gas | Gas Furnace Tube Inserts | A | Cumulative Winter Peak Savings (MW) | Technical Potential | 0 | 0 | 0 | 0 | 0 | 0 | 0 | 0 | 0 | 0 | 0 | 0 | 0 | 0 | 0 | 0 | 0 | 0 | 0 | 0 | 0 | 0 | 0
F10_Industrial_Agriculture_New_Space Heating_Natural Gas_Gas Furnace Tube Inserts_A_Technical Potential | F10 | Industrial | Agriculture | New | Space Heating | Natural Gas | Gas Furnace Tube Inserts | A | Purchases (Incremental) | Technical Potential | 0 | 0 | 0 | 0 | 0 | 0 | 0 | 0 | 0 | 0 | 0 | 0 | 0 | 0 | 0 | 0 | 0 | 0 | 0 | 0 | 0 | 0 | 0
F11_Industrial_Agriculture_New_Space Heating_Natural Gas_Gas Furnace Tube Inserts_A_Technical Potential | F11 | Industrial | Agriculture | New | Space Heating | Natural Gas | Gas Furnace Tube Inserts | A | Purchases (Cumulative) | Technical Potential | 0 | 0 | 0 | 0 | 0 | 0 | 0 | 0 | 0 | 0 | 0 | 0 | 0 | 0 | 0 | 0 | 0 | 0 | 0 | 0 | 0 | 0 | 0
F1_Industrial_Agriculture_New_Space Heating_Natural Gas_Space Heating - Heat Recovery Ventilator_A_Technical Potential | F1 | Industrial | Agriculture | New | Space Heating | Natural Gas | Space Heating - Heat Recovery Ventilator | A | Integrated Unit Energy Savings (kWh or therms) | Technical Potential | 0 | 0 | 0.01264 | 0.011884 | 0.011578 | 0.011391 | 0.011297 | 0.011211 | 0.011133 | 0.011057 | 0.010986 | 0.010912 | 0.010812 | 0.010725 | 0.01063 | 0.010616 | 0.010599 | 0.010579 | 0.01058 | 0.010576 | 0.010589 | 0.010592 | 0
F2_Industrial_Agriculture_New_Space Heating_Natural Gas_Space Heating - Heat Recovery Ventilator_A_Technical Potential | F2 | Industrial | Agriculture | New | Space Heating | Natural Gas | Space Heating - Heat Recovery Ventilator | A | Integrated Unit Summer Peak Savings (kW) | Technical Potential | 0 | 0 | 0 | 0 | 0 | 0 | 0 | 0 | 0 | 0 | 0 | 0 | 0 | 0 | 0 | 0 | 0 | 0 | 0 | 0 | 0 | 0 | 0
F3_Industrial_Agriculture_New_Space Heating_Natural Gas_Space Heating - Heat Recovery Ventilator_A_Technical Potential | F3 | Industrial | Agriculture | New | Space Heating | Natural Gas | Space Heating - Heat Recovery Ventilator | A | Integrated Unit Winter Peak Savings (kW) | Technical Potential | 0 | 0 | 0 | 0 | 0 | 0 | 0 | 0 | 0 | 0 | 0 | 0 | 0 | 0 | 0 | 0 | 0 | 0 | 0 | 0 | 0 | 0 | 0
F4_Industrial_Agriculture_New_Space Heating_Natural Gas_Space Heating - Heat Recovery Ventilator_A_Technical Potential | F4 | Industrial | Agriculture | New | Space Heating | Natural Gas | Space Heating - Heat Recovery Ventilator | A | Incremental Energy Savings (MWh or mTherms) | Technical Potential | 0 | 0 | 0.011828 | 0.019408 | 0.026962 | 0.035408 | 0.04042 | 0.046223 | 0.051896 | 0.058236 | 0.062811 | 0.068048 | 0.072961 | 0.078739 | 0.082324 | 0.087414 | 0.092457 | 0.098309 | 0.1023 | 0.10717 | 0.11207 | 0.11687 | 0
F5_Industrial_Agriculture_New_Space Heating_Natural Gas_Space Heating - Heat Recovery Ventilator_A_Technical Potential | F5 | Industrial | Agriculture | New | Space Heating | Natural Gas | Space Heating - Heat Recovery Ventilator | A | Incremental Summer Peak Savings (MW) | Technical Potential | 0 | 0 | 0 | 0 | 0 | 0 | 0 | 0 | 0 | 0 | 0 | 0 | 0 | 0 | 0 | 0 | 0 | 0 | 0 | 0 | 0 | 0 | 0
F6_Industrial_Agriculture_New_Space Heating_Natural Gas_Space Heating - Heat Recovery Ventilator_A_Technical Potential | F6 | Industrial | Agriculture | New | Space Heating | Natural Gas | Space Heating - Heat Recovery Ventilator | A | Incremental Winter Peak Savings (MW) | Technical Potential | 0 | 0 | 0 | 0 | 0 | 0 | 0 | 0 | 0 | 0 | 0 | 0 | 0 | 0 | 0 | 0 | 0 | 0 | 0 | 0 | 0 | 0 | 0
F7_Industrial_Agriculture_New_Space Heating_Natural Gas_Space Heating - Heat Recovery Ventilator_A_Technical Potential | F7 | Industrial | Agriculture | New | Space Heating | Natural Gas | Space Heating - Heat Recovery Ventilator | A | Cumulative Energy Savings (MWh or mTherms) | Technical Potential | 0 | 0 | 0.011828 | 0.030529 | 0.056704 | 0.091196 | 0.13087 | 0.17609 | 0.22677 | 0.28346 | 0.34443 | 0.41016 | 0.47939 | 0.55426 | 0.63167 | 0.71825 | 0.80953 | 0.89642 | 0.98159 | 1.0637 | 1.1441 | 1.2235 | 0
F8_Industrial_Agriculture_New_Space Heating_Natural Gas_Space Heating - Heat Recovery Ventilator_A_Technical Potential | F8 | Industrial | Agriculture | New | Space Heating | Natural Gas | Space Heating - Heat Recovery Ventilator | A | Cumulative Summer Peak Savings (MW) | Technical Potential | 0 | 0 | 0 | 0 | 0 | 0 | 0 | 0 | 0 | 0 | 0 | 0 | 0 | 0 | 0 | 0 | 0 | 0 | 0 | 0 | 0 | 0 | 0
F9_Industrial_Agriculture_New_Space Heating_Natural Gas_Space Heating - Heat Recovery Ventilator_A_Technical Potential | F9 | Industrial | Agriculture | New | Space Heating | Natural Gas | Space Heating - Heat Recovery Ventilator | A | Cumulative Winter Peak Savings (MW) | Technical Potential | 0 | 0 | 0 | 0 | 0 | 0 | 0 | 0 | 0 | 0 | 0 | 0 | 0 | 0 | 0 | 0 | 0 | 0 | 0 | 0 | 0 | 0 | 0
F10_Industrial_Agriculture_New_Space Heating_Natural Gas_Space Heating - Heat Recovery Ventilator_A_Technical Potential | F10 | Industrial | Agriculture | New | Space Heating | Natural Gas | Space Heating - Heat Recovery Ventilator | A | Purchases (Incremental) | Technical Potential | 0 | 0 | 935.7845 | 1633.1209 | 2328.7448 | 3108.4303 | 3577.9887 | 4123.0832 | 4661.3082 | 5266.7282 | 5717.6416 | 6236.2539 | 6747.9879 | 7341.6136 | 7744.5096 | 8234.1737 | 8723.467 | 9293.0707 | 9669.3106 | 10132.9272 | 10583.9171 | 11033.5747 | 0
F11_Industrial_Agriculture_New_Space Heating_Natural Gas_Space Heating - Heat Recovery Ventilator_A_Technical Potential | F11 | Industrial | Agriculture | New | Space Heating | Natural Gas | Space Heating - Heat Recovery Ventilator | A | Purchases (Cumulative) | Technical Potential | 0 | 0 | 935.7845 | 2568.9053 | 4897.6502 | 8006.0805 | 11584.0691 | 15707.1524 | 20368.4606 | 25635.1888 | 31352.8304 | 37589.0844 | 44337.0723 | 51678.6859 | 59423.1955 | 67657.3693 | 76380.8363 | 84738.1225 | 92774.3123 | 100578.4946 | 108053.9814 | 115509.5675 | 0
F1_Industrial_Agriculture_New_Space Heating_Natural Gas_Thermostat - Programmable_A_Technical Potential | F1 | Industrial | Agriculture | New | Space Heating | Natural Gas | Thermostat - Programmable | A | Integrated Unit Energy Savings (kWh or therms) | Technical Potential | 0 | 0 | 0.0061043 | 0.0057336 | 0.0055808 | 0.0054863 | 0.0054349 | 0.005389 | 0.005348 | 0.0053084 | 0.0052702 | 0.0052317 | 0.0051816 | 0.0051382 | 0.0050902 | 0.005082 | 0.0050722 | 0.0050623 | 0.0050621 | 0.0050599 | 0.0050658 | 0.0050674 | 0
F2_Industrial_Agriculture_New_Space Heating_Natural Gas_Thermostat - Programmable_A_Technical Potential | F2 | Industrial | Agriculture | New | Space Heating | Natural Gas | Thermostat - Programmable | A | Integrated Unit Summer Peak Savings (kW) | Technical Potential | 0 | 0 | 0 | 0 | 0 | 0 | 0 | 0 | 0 | 0 | 0 | 0 | 0 | 0 | 0 | 0 | 0 | 0 | 0 | 0 | 0 | 0 | 0
F3_Industrial_Agriculture_New_Space Heating_Natural Gas_Thermostat - Programmable_A_Technical Potential | F3 | Industrial | Agriculture | New | Space Heating | Natural Gas | Thermostat - Programmable | A | Integrated Unit Winter Peak Savings (kW) | Technical Potential | 0 | 0 | 0 | 0 | 0 | 0 | 0 | 0 | 0 | 0 | 0 | 0 | 0 | 0 | 0 | 0 | 0 | 0 | 0 | 0 | 0 | 0 | 0
F4_Industrial_Agriculture_New_Space Heating_Natural Gas_Thermostat - Programmable_A_Technical Potential | F4 | Industrial | Agriculture | New | Space Heating | Natural Gas | Thermostat - Programmable | A | Incremental Energy Savings (MWh or mTherms) | Technical Potential | 0 | 0 | 0.017137 | 0.028091 | 0.038989 | 0.051161 | 0.058338 | 0.066658 | 0.074786 | 0.083874 | 0.0904 | 0.097878 | 0.1049 | 0.11317 | 0.11826 | 0.12554 | 0.13274 | 0.14113 | 0.14684 | 0.15381 | 0.16085 | 0.16774 | 0
F5_Industrial_Agriculture_New_Space Heating_Natural Gas_Thermostat - Programmable_A_Technical Potential | F5 | Industrial | Agriculture | New | Space Heating | Natural Gas | Thermostat - Programmable | A | Incremental Summer Peak Savings (MW) | Technical Potential | 0 | 0 | 0 | 0 | 0 | 0 | 0 | 0 | 0 | 0 | 0 | 0 | 0 | 0 | 0 | 0 | 0 | 0 | 0 | 0 | 0 | 0 | 0
F6_Industrial_Agriculture_New_Space Heating_Natural Gas_Thermostat - Programmable_A_Technical Potential | F6 | Industrial | Agriculture | New | Space Heating | Natural Gas | Thermostat - Programmable | A | Incremental Winter Peak Savings (MW) | Technical Potential | 0 | 0 | 0 | 0 | 0 | 0 | 0 | 0 | 0 | 0 | 0 | 0 | 0 | 0 | 0 | 0 | 0 | 0 | 0 | 0 | 0 | 0 | 0
F7_Industrial_Agriculture_New_Space Heating_Natural Gas_Thermostat - Programmable_A_Technical Potential | F7 | Industrial | Agriculture | New | Space Heating | Natural Gas | Thermostat - Programmable | A | Cumulative Energy Savings (MWh or mTherms) | Technical Potential | 0 | 0 | 0.017137 | 0.044187 | 0.081999 | 0.13177 | 0.18887 | 0.25394 | 0.32679 | 0.40825 | 0.49571 | 0.58996 | 0.68921 | 0.78218 | 0.8682 | 0.95683 | 1.0404 | 1.1252 | 1.2094 | 1.2919 | 1.3742 | 1.4555 | 0
F8_Industrial_Agriculture_New_Space Heating_Natural Gas_Thermostat - Programmable_A_Technical Potential | F8 | Industrial | Agriculture | New | Space Heating | Natural Gas | Thermostat - Programmable | A | Cumulative Summer Peak Savings (MW) | Technical Potential | 0 | 0 | 0 | 0 | 0 | 0 | 0 | 0 | 0 | 0 | 0 | 0 | 0 | 0 | 0 | 0 | 0 | 0 | 0 | 0 | 0 | 0 | 0
F9_Industrial_Agriculture_New_Space Heating_Natural Gas_Thermostat - Programmable_A_Technical Potential | F9 | Industrial | Agriculture | New | Space Heating | Natural Gas | Thermostat - Programmable | A | Cumulative Winter Peak Savings (MW) | Technical Potential | 0 | 0 | 0 | 0 | 0 | 0 | 0 | 0 | 0 | 0 | 0 | 0 | 0 | 0 | 0 | 0 | 0 | 0 | 0 | 0 | 0 | 0 | 0
F10_Industrial_Agriculture_New_Space Heating_Natural Gas_Thermostat - Programmable_A_Technical Potential | F10 | Industrial | Agriculture | New | Space Heating | Natural Gas | Thermostat - Programmable | A | Purchases (Incremental) | Technical Potential | 0 | 0 | 2807.3535 | 4899.3626 | 6986.2344 | 9325.2909 | 10733.966 | 12369.2497 | 13983.9247 | 15800.1846 | 17152.9248 | 18708.7618 | 20243.9637 | 22024.8408 | 23233.5289 | 24702.5212 | 26170.401 | 27879.212 | 29007.9319 | 30398.7816 | 31751.7512 | 33100.7242 | 0
F11_Industrial_Agriculture_New_Space Heating_Natural Gas_Thermostat - Programmable_A_Technical Potential | F11 | Industrial | Agriculture | New | Space Heating | Natural Gas | Thermostat - Programmable | A | Purchases (Cumulative) | Technical Potential | 0 | 0 | 2807.3535 | 7706.716 | 14692.9505 | 24018.2414 | 34752.2074 | 47121.4571 | 61105.3819 | 76905.5665 | 94058.4913 | 112767.2531 | 133011.2168 | 152228.7042 | 170562.8706 | 188279.1574 | 205124.2675 | 222269.5135 | 238908.1957 | 255323.0525 | 271274.6191 | 287222.4185 | 0
F1_Industrial_Agriculture_New_Space Heating_Natural Gas_ENERGY STAR Connected Thermostat_A_Technical Potential | F1 | Industrial | Agriculture | New | Space Heating | Natural Gas | ENERGY STAR Connected Thermostat | A | Integrated Unit Energy Savings (kWh or therms) | Technical Potential | 0 | 0 | 0.014778 | 0.013893 | 0.013533 | 0.013314 | 0.013202 | 0.0131 | 0.013008 | 0.012918 | 0.012832 | 0.012744 | 0.012627 | 0.012524 | 0.012411 | 0.012393 | 0.012371 | 0.012347 | 0.012348 | 0.012342 | 0.012356 | 0.012359 | 0
F2_Industrial_Agriculture_New_Space Heating_Natural Gas_ENERGY STAR Connected Thermostat_A_Technical Potential | F2 | Industrial | Agriculture | New | Space Heating | Natural Gas | ENERGY STAR Connected Thermostat | A | Integrated Unit Summer Peak Savings (kW) | Technical Potential | 0 | 0 | 0 | 0 | 0 | 0 | 0 | 0 | 0 | 0 | 0 | 0 | 0 | 0 | 0 | 0 | 0 | 0 | 0 | 0 | 0 | 0 | 0
F3_Industrial_Agriculture_New_Space Heating_Natural Gas_ENERGY STAR Connected Thermostat_A_Technical Potential | F3 | Industrial | Agriculture | New | Space Heating | Natural Gas | ENERGY STAR Connected Thermostat | A | Integrated Unit Winter Peak Savings (kW) | Technical Potential | 0 | 0 | 0 | 0 | 0 | 0 | 0 | 0 | 0 | 0 | 0 | 0 | 0 | 0 | 0 | 0 | 0 | 0 | 0 | 0 | 0 | 0 | 0
F4_Industrial_Agriculture_New_Space Heating_Natural Gas_ENERGY STAR Connected Thermostat_A_Technical Potential | F4 | Industrial | Agriculture | New | Space Heating | Natural Gas | ENERGY STAR Connected Thermostat | A | Incremental Energy Savings (MWh or mTherms) | Technical Potential | 0 | 0 | 0.041488 | 0.068066 | 0.094548 | 0.12415 | 0.14171 | 0.16203 | 0.1819 | 0.2041 | 0.2201 | 0.23843 | 0.25561 | 0.27583 | 0.28835 | 0.30614 | 0.32376 | 0.34423 | 0.35818 | 0.37518 | 0.42044 | 0.45611 | 0
F5_Industrial_Agriculture_New_Space Heating_Natural Gas_ENERGY STAR Connected Thermostat_A_Technical Potential | F5 | Industrial | Agriculture | New | Space Heating | Natural Gas | ENERGY STAR Connected Thermostat | A | Incremental Summer Peak Savings (MW) | Technical Potential | 0 | 0 | 0 | 0 | 0 | 0 | 0 | 0 | 0 | 0 | 0 | 0 | 0 | 0 | 0 | 0 | 0 | 0 | 0 | 0 | 0 | 0 | 0
F6_Industrial_Agriculture_New_Space Heating_Natural Gas_ENERGY STAR Connected Thermostat_A_Technical Potential | F6 | Industrial | Agriculture | New | Space Heating | Natural Gas | ENERGY STAR Connected Thermostat | A | Incremental Winter Peak Savings (MW) | Technical Potential | 0 | 0 | 0 | 0 | 0 | 0 | 0 | 0 | 0 | 0 | 0 | 0 | 0 | 0 | 0 | 0 | 0 | 0 | 0 | 0 | 0 | 0 | 0
F7_Industrial_Agriculture_New_Space Heating_Natural Gas_ENERGY STAR Connected Thermostat_A_Technical Potential | F7 | Industrial | Agriculture | New | Space Heating | Natural Gas | ENERGY STAR Connected Thermostat | A | Cumulative Energy Savings (MWh or mTherms) | Technical Potential | 0 | 0 | 0.041488 | 0.10707 | 0.19885 | 0.31977 | 0.4588 | 0.5805 | 0.6946 | 0.80363 | 0.89875 | 0.99423 | 1.0845 | 1.1763 | 1.258 | 1.3498 | 1.4397 | 1.4965 | 1.5223 | 1.5238 | 1.5255 | 1.526 | 0
F8_Industrial_Agriculture_New_Space Heating_Natural Gas_ENERGY STAR Connected Thermostat_A_Technical Potential | F8 | Industrial | Agriculture | New | Space Heating | Natural Gas | ENERGY STAR Connected Thermostat | A | Cumulative Summer Peak Savings (MW) | Technical Potential | 0 | 0 | 0 | 0 | 0 | 0 | 0 | 0 | 0 | 0 | 0 | 0 | 0 | 0 | 0 | 0 | 0 | 0 | 0 | 0 | 0 | 0 | 0
F9_Industrial_Agriculture_New_Space Heating_Natural Gas_ENERGY STAR Connected Thermostat_A_Technical Potential | F9 | Industrial | Agriculture | New | Space Heating | Natural Gas | ENERGY STAR Connected Thermostat | A | Cumulative Winter Peak Savings (MW) | Technical Potential | 0 | 0 | 0 | 0 | 0 | 0 | 0 | 0 | 0 | 0 | 0 | 0 | 0 | 0 | 0 | 0 | 0 | 0 | 0 | 0 | 0 | 0 | 0
F10_Industrial_Agriculture_New_Space Heating_Natural Gas_ENERGY STAR Connected Thermostat_A_Technical Potential | F10 | Industrial | Agriculture | New | Space Heating | Natural Gas | ENERGY STAR Connected Thermostat | A | Purchases (Incremental) | Technical Potential | 0 | 0 | 2807.3535 | 4899.3626 | 6986.2344 | 9325.2909 | 10733.966 | 12369.2497 | 13983.9247 | 15800.1846 | 17152.9248 | 18708.7618 | 20243.9637 | 22024.8408 | 23233.5289 | 24702.5212 | 26170.401 | 27879.212 | 29007.9319 | 30398.7816 | 34027.8121 | 36904.367 | 0
F11_Industrial_Agriculture_New_Space Heating_Natural Gas_ENERGY STAR Connected Thermostat_A_Technical Potential | F11 | Industrial | Agriculture | New | Space Heating | Natural Gas | ENERGY STAR Connected Thermostat | A | Purchases (Cumulative) | Technical Potential | 0 | 0 | 2807.3535 | 7706.716 | 14692.9505 | 24018.2414 | 34752.2074 | 44314.1037 | 53398.6658 | 62212.616 | 70040.2499 | 78015.0457 | 85889.7597 | 93930.6758 | 101364.0202 | 108913.6166 | 116375.2558 | 121203.1506 | 123286.8791 | 123465.8972 | 123465.8972 | 123465.8972 | 0
F1_Industrial_Agriculture_New_Space Heating_Natural Gas_Destratification Fans (HVLS)_A_Technical Potential | F1 | Industrial | Agriculture | New | Space Heating | Natural Gas | Destratification Fans (HVLS) | A | Integrated Unit Energy Savings (kWh or therms) | Technical Potential | 0 | 0 | 0.014767 | 0.013877 | 0.013512 | 0.013288 | 0.01317 | 0.013064 | 0.012971 | 0.012879 | 0.012793 | 0.012704 | 0.012586 | 0.012483 | 0.01237 | 0.012352 | 0.01233 | 0.012307 | 0.012308 | 0.012304 | 0.01232 | 0.012325 | 0
F2_Industrial_Agriculture_New_Space Heating_Natural Gas_Destratification Fans (HVLS)_A_Technical Potential | F2 | Industrial | Agriculture | New | Space Heating | Natural Gas | Destratification Fans (HVLS) | A | Integrated Unit Summer Peak Savings (kW) | Technical Potential | 0 | 0 | 0 | 0 | 0 | 0 | 0 | 0 | 0 | 0 | 0 | 0 | 0 | 0 | 0 | 0 | 0 | 0 | 0 | 0 | 0 | 0 | 0
F3_Industrial_Agriculture_New_Space Heating_Natural Gas_Destratification Fans (HVLS)_A_Technical Potential | F3 | Industrial | Agriculture | New | Space Heating | Natural Gas | Destratification Fans (HVLS) | A | Integrated Unit Winter Peak Savings (kW) | Technical Potential | 0 | 0 | 0 | 0 | 0 | 0 | 0 | 0 | 0 | 0 | 0 | 0 | 0 | 0 | 0 | 0 | 0 | 0 | 0 | 0 | 0 | 0 | 0
F4_Industrial_Agriculture_New_Space Heating_Natural Gas_Destratification Fans (HVLS)_A_Technical Potential | F4 | Industrial | Agriculture | New | Space Heating | Natural Gas | Destratification Fans (HVLS) | A | Incremental Energy Savings (MWh or mTherms) | Technical Potential | 0 | 0 | 0.041457 | 0.067986 | 0.094399 | 0.12391 | 0.14137 | 0.1616 | 0.18138 | 0.2035 | 0.21943 | 0.23768 | 0.2548 | 0.27495 | 0.2874 | 0.30513 | 0.32268 | 0.3431 | 0.35704 | 0.37403 | 0.39117 | 0.40796 | 0
F5_Industrial_Agriculture_New_Space Heating_Natural Gas_Destratification Fans (HVLS)_A_Technical Potential | F5 | Industrial | Agriculture | New | Space Heating | Natural Gas | Destratification Fans (HVLS) | A | Incremental Summer Peak Savings (MW) | Technical Potential | 0 | 0 | 0 | 0 | 0 | 0 | 0 | 0 | 0 | 0 | 0 | 0 | 0 | 0 | 0 | 0 | 0 | 0 | 0 | 0 | 0 | 0 | 0
F6_Industrial_Agriculture_New_Space Heating_Natural Gas_Destratification Fans (HVLS)_A_Technical Potential | F6 | Industrial | Agriculture | New | Space Heating | Natural Gas | Destratification Fans (HVLS) | A | Incremental Winter Peak Savings (MW) | Technical Potential | 0 | 0 | 0 | 0 | 0 | 0 | 0 | 0 | 0 | 0 | 0 | 0 | 0 | 0 | 0 | 0 | 0 | 0 | 0 | 0 | 0 | 0 | 0
F7_Industrial_Agriculture_New_Space Heating_Natural Gas_Destratification Fans (HVLS)_A_Technical Potential | F7 | Industrial | Agriculture | New | Space Heating | Natural Gas | Destratification Fans (HVLS) | A | Cumulative Energy Savings (MWh or mTherms) | Technical Potential | 0 | 0 | 0.041457 | 0.10694 | 0.19853 | 0.31915 | 0.45769 | 0.61562 | 0.79257 | 0.9905 | 1.2033 | 1.4326 | 1.6388 | 1.8392 | 2.0235 | 2.2104 | 2.3968 | 2.5832 | 2.7685 | 2.9471 | 3.1307 | 3.3094 | 0
F8_Industrial_Agriculture_New_Space Heating_Natural Gas_Destratification Fans (HVLS)_A_Technical Potential | F8 | Industrial | Agriculture | New | Space Heating | Natural Gas | Destratification Fans (HVLS) | A | Cumulative Summer Peak Savings (MW) | Technical Potential | 0 | 0 | 0 | 0 | 0 | 0 | 0 | 0 | 0 | 0 | 0 | 0 | 0 | 0 | 0 | 0 | 0 | 0 | 0 | 0 | 0 | 0 | 0
F9_Industrial_Agriculture_New_Space Heating_Natural Gas_Destratification Fans (HVLS)_A_Technical Potential | F9 | Industrial | Agriculture | New | Space Heating | Natural Gas | Destratification Fans (HVLS) | A | Cumulative Winter Peak Savings (MW) | Technical Potential | 0 | 0 | 0 | 0 | 0 | 0 | 0 | 0 | 0 | 0 | 0 | 0 | 0 | 0 | 0 | 0 | 0 | 0 | 0 | 0 | 0 | 0 | 0
F10_Industrial_Agriculture_New_Space Heating_Natural Gas_Destratification Fans (HVLS)_A_Technical Potential | F10 | Industrial | Agriculture | New | Space Heating | Natural Gas | Destratification Fans (HVLS) | A | Purchases (Incremental) | Technical Potential | 0 | 0 | 2807.3535 | 4899.3626 | 6986.2344 | 9325.2909 | 10733.966 | 12369.2497 | 13983.9247 | 15800.1846 | 17152.9248 | 18708.7618 | 20243.9637 | 22024.8408 | 23233.5289 | 24702.5212 | 26170.401 | 27879.212 | 29007.9319 | 30398.7816 | 31751.7512 | 33100.7242 | 0
F11_Industrial_Agriculture_New_Space Heating_Natural Gas_Destratification Fans (HVLS)_A_Technical Potential | F11 | Industrial | Agriculture | New | Space Heating | Natural Gas | Destratification Fans (HVLS) | A | Purchases (Cumulative) | Technical Potential | 0 | 0 | 2807.3535 | 7706.716 | 14692.9505 | 24018.2414 | 34752.2074 | 47121.4571 | 61105.3819 | 76905.5665 | 94058.4913 | 112767.2531 | 130203.8634 | 147329.3416 | 163576.6362 | 178953.8665 | 194390.3015 | 209900.2638 | 224924.2709 | 239522.8679 | 254121.6943 | 268513.6567 | 0
F1_Industrial_Agriculture_New_Space Heating_Natural Gas_Gas Boiler - Insulate Steam Lines/Condensate Tank_A_Technical Potential | F1 | Industrial | Agriculture | New | Space Heating | Natural Gas | Gas Boiler - Insulate Steam Lines/Condensate Tank | A | Integrated Unit Energy Savings (kWh or therms) | Technical Potential | 0 | 0 | 12.0226 | 11.3115 | 11.0274 | 10.8561 | 10.776 | 10.7 | 10.6313 | 10.5626 | 10.4987 | 10.432 | 10.3407 | 10.2598 | 10.1721 | 10.1603 | 10.1443 | 10.1231 | 10.1233 | 10.1166 | 10.1263 | 10.1278 | 0
F2_Industrial_Agriculture_New_Space Heating_Natural Gas_Gas Boiler - Insulate Steam Lines/Condensate Tank_A_Technical Potential | F2 | Industrial | Agriculture | New | Space Heating | Natural Gas | Gas Boiler - Insulate Steam Lines/Condensate Tank | A | Integrated Unit Summer Peak Savings (kW) | Technical Potential | 0 | 0 | 0 | 0 | 0 | 0 | 0 | 0 | 0 | 0 | 0 | 0 | 0 | 0 | 0 | 0 | 0 | 0 | 0 | 0 | 0 | 0 | 0
F3_Industrial_Agriculture_New_Space Heating_Natural Gas_Gas Boiler - Insulate Steam Lines/Condensate Tank_A_Technical Potential | F3 | Industrial | Agriculture | New | Space Heating | Natural Gas | Gas Boiler - Insulate Steam Lines/Condensate Tank | A | Integrated Unit Winter Peak Savings (kW) | Technical Potential | 0 | 0 | 0 | 0 | 0 | 0 | 0 | 0 | 0 | 0 | 0 | 0 | 0 | 0 | 0 | 0 | 0 | 0 | 0 | 0 | 0 | 0 | 0
F4_Industrial_Agriculture_New_Space Heating_Natural Gas_Gas Boiler - Insulate Steam Lines/Condensate Tank_A_Technical Potential | F4 | Industrial | Agriculture | New | Space Heating | Natural Gas | Gas Boiler - Insulate Steam Lines/Condensate Tank | A | Incremental Energy Savings (MWh or mTherms) | Technical Potential | 0 | 0 | 0.0033542 | 0.0055075 | 0.0076562 | 0.010061 | 0.011495 | 0.013153 | 0.014774 | 0.016586 | 0.017897 | 0.019396 | 0.020804 | 0.022457 | 0.023487 | 0.024943 | 0.026383 | 0.028047 | 0.029183 | 0.030562 | 0.031953 | 0.033316 | 0
F5_Industrial_Agriculture_New_Space Heating_Natural Gas_Gas Boiler - Insulate Steam Lines/Condensate Tank_A_Technical Potential | F5 | Industrial | Agriculture | New | Space Heating | Natural Gas | Gas Boiler - Insulate Steam Lines/Condensate Tank | A | Incremental Summer Peak Savings (MW) | Technical Potential | 0 | 0 | 0 | 0 | 0 | 0 | 0 | 0 | 0 | 0 | 0 | 0 | 0 | 0 | 0 | 0 | 0 | 0 | 0 | 0 | 0 | 0 | 0
F6_Industrial_Agriculture_New_Space Heating_Natural Gas_Gas Boiler - Insulate Steam Lines/Condensate Tank_A_Technical Potential | F6 | Industrial | Agriculture | New | Space Heating | Natural Gas | Gas Boiler - Insulate Steam Lines/Condensate Tank | A | Incremental Winter Peak Savings (MW) | Technical Potential | 0 | 0 | 0 | 0 | 0 | 0 | 0 | 0 | 0 | 0 | 0 | 0 | 0 | 0 | 0 | 0 | 0 | 0 | 0 | 0 | 0 | 0 | 0
F7_Industrial_Agriculture_New_Space Heating_Natural Gas_Gas Boiler - Insulate Steam Lines/Condensate Tank_A_Technical Potential | F7 | Industrial | Agriculture | New | Space Heating | Natural Gas | Gas Boiler - Insulate Steam Lines/Condensate Tank | A | Cumulative Energy Savings (MWh or mTherms) | Technical Potential | 0 | 0 | 0.0033542 | 0.0086634 | 0.016102 | 0.025913 | 0.037217 | 0.050107 | 0.06456 | 0.080728 | 0.098136 | 0.11691 | 0.13669 | 0.15808 | 0.18021 | 0.20495 | 0.23101 | 0.25857 | 0.28776 | 0.31813 | 0.35039 | 0.38376 | 0
F8_Industrial_Agriculture_New_Space Heating_Natural Gas_Gas Boiler - Insulate Steam Lines/Condensate Tank_A_Technical Potential | F8 | Industrial | Agriculture | New | Space Heating | Natural Gas | Gas Boiler - Insulate Steam Lines/Condensate Tank | A | Cumulative Summer Peak Savings (MW) | Technical Potential | 0 | 0 | 0 | 0 | 0 | 0 | 0 | 0 | 0 | 0 | 0 | 0 | 0 | 0 | 0 | 0 | 0 | 0 | 0 | 0 | 0 | 0 | 0
F9_Industrial_Agriculture_New_Space Heating_Natural Gas_Gas Boiler - Insulate Steam Lines/Condensate Tank_A_Technical Potential | F9 | Industrial | Agriculture | New | Space Heating | Natural Gas | Gas Boiler - Insulate Steam Lines/Condensate Tank | A | Cumulative Winter Peak Savings (MW) | Technical Potential | 0 | 0 | 0 | 0 | 0 | 0 | 0 | 0 | 0 | 0 | 0 | 0 | 0 | 0 | 0 | 0 | 0 | 0 | 0 | 0 | 0 | 0 | 0
F10_Industrial_Agriculture_New_Space Heating_Natural Gas_Gas Boiler - Insulate Steam Lines/Condensate Tank_A_Technical Potential | F10 | Industrial | Agriculture | New | Space Heating | Natural Gas | Gas Boiler - Insulate Steam Lines/Condensate Tank | A | Purchases (Incremental) | Technical Potential | 0 | 0 | 0.27899 | 0.4869 | 0.69429 | 0.92674 | 1.0667 | 1.2293 | 1.3897 | 1.5702 | 1.7047 | 1.8593 | 2.0118 | 2.1888 | 2.3089 | 2.4549 | 2.6008 | 2.7706 | 2.8828 | 3.021 | 3.1555 | 3.2895 | 0
F11_Industrial_Agriculture_New_Space Heating_Natural Gas_Gas Boiler - Insulate Steam Lines/Condensate Tank_A_Technical Potential | F11 | Industrial | Agriculture | New | Space Heating | Natural Gas | Gas Boiler - Insulate Steam Lines/Condensate Tank | A | Purchases (Cumulative) | Technical Potential | 0 | 0 | 0.27899 | 0.76589 | 1.4602 | 2.3869 | 3.4537 | 4.6829 | 6.0726 | 7.6429 | 9.3475 | 11.2068 | 13.2186 | 15.4074 | 17.7164 | 20.1713 | 22.7721 | 25.5427 | 28.4255 | 31.4466 | 34.602 | 37.8916 | 0
F1_Industrial_Agriculture_New_Process_Natural Gas_Gas Boiler - Insulate Steam Lines/Condensate Tank_A_Technical Potential | F1 | Industrial | Agriculture | New | Process | Natural Gas | Gas Boiler - Insulate Steam Lines/Condensate Tank | A | Integrated Unit Energy Savings (kWh or therms) | Technical Potential | 0 | 0 | 16.8377 | 16.8304 | 16.8231 | 16.8167 | 16.8072 | 16.7976 | 16.7875 | 16.7784 | 16.7683 | 16.7607 | 16.755 | 16.7523 | 16.7488 | 16.7475 | 16.7466 | 16.7467 | 16.7445 | 16.7432 | 16.7417 | 16.74 | 0
F2_Industrial_Agriculture_New_Process_Natural Gas_Gas Boiler - Insulate Steam Lines/Condensate Tank_A_Technical Potential | F2 | Industrial | Agriculture | New | Process | Natural Gas | Gas Boiler - Insulate Steam Lines/Condensate Tank | A | Integrated Unit Summer Peak Savings (kW) | Technical Potential | 0 | 0 | 0 | 0 | 0 | 0 | 0 | 0 | 0 | 0 | 0 | 0 | 0 | 0 | 0 | 0 | 0 | 0 | 0 | 0 | 0 | 0 | 0
F3_Industrial_Agriculture_New_Process_Natural Gas_Gas Boiler - Insulate Steam Lines/Condensate Tank_A_Technical Potential | F3 | Industrial | Agriculture | New | Process | Natural Gas | Gas Boiler - Insulate Steam Lines/Condensate Tank | A | Integrated Unit Winter Peak Savings (kW) | Technical Potential | 0 | 0 | 0 | 0 | 0 | 0 | 0 | 0 | 0 | 0 | 0 | 0 | 0 | 0 | 0 | 0 | 0 | 0 | 0 | 0 | 0 | 0 | 0
F4_Industrial_Agriculture_New_Process_Natural Gas_Gas Boiler - Insulate Steam Lines/Condensate Tank_A_Technical Potential | F4 | Industrial | Agriculture | New | Process | Natural Gas | Gas Boiler - Insulate Steam Lines/Condensate Tank | A | Incremental Energy Savings (MWh or mTherms) | Technical Potential | 0 | 0 | 0.038858 | 0.067786 | 0.096618 | 0.12892 | 0.14831 | 0.1708 | 0.19298 | 0.21793 | 0.23645 | 0.25778 | 0.27883 | 0.30331 | 0.31989 | 0.34009 | 0.36028 | 0.38381 | 0.3993 | 0.41841 | 0.43699 | 0.45551 | 0
F5_Industrial_Agriculture_New_Process_Natural Gas_Gas Boiler - Insulate Steam Lines/Condensate Tank_A_Technical Potential | F5 | Industrial | Agriculture | New | Process | Natural Gas | Gas Boiler - Insulate Steam Lines/Condensate Tank | A | Incremental Summer Peak Savings (MW) | Technical Potential | 0 | 0 | 0 | 0 | 0 | 0 | 0 | 0 | 0 | 0 | 0 | 0 | 0 | 0 | 0 | 0 | 0 | 0 | 0 | 0 | 0 | 0 | 0
F6_Industrial_Agriculture_New_Process_Natural Gas_Gas Boiler - Insulate Steam Lines/Condensate Tank_A_Technical Potential | F6 | Industrial | Agriculture | New | Process | Natural Gas | Gas Boiler - Insulate Steam Lines/Condensate Tank | A | Incremental Winter Peak Savings (MW) | Technical Potential | 0 | 0 | 0 | 0 | 0 | 0 | 0 | 0 | 0 | 0 | 0 | 0 | 0 | 0 | 0 | 0 | 0 | 0 | 0 | 0 | 0 | 0 | 0
F7_Industrial_Agriculture_New_Process_Natural Gas_Gas Boiler - Insulate Steam Lines/Condensate Tank_A_Technical Potential | F7 | Industrial | Agriculture | New | Process | Natural Gas | Gas Boiler - Insulate Steam Lines/Condensate Tank | A | Cumulative Energy Savings (MWh or mTherms) | Technical Potential | 0 | 0 | 0.038858 | 0.10663 | 0.2032 | 0.33204 | 0.48016 | 0.65069 | 0.84328 | 1.0608 | 1.2966 | 1.5537 | 1.8321 | 2.1351 | 2.4545 | 2.7944 | 3.1546 | 3.5384 | 3.9372 | 4.3553 | 4.7919 | 5.2469 | 0
F8_Industrial_Agriculture_New_Process_Natural Gas_Gas Boiler - Insulate Steam Lines/Condensate Tank_A_Technical Potential | F8 | Industrial | Agriculture | New | Process | Natural Gas | Gas Boiler - Insulate Steam Lines/Condensate Tank | A | Cumulative Summer Peak Savings (MW) | Technical Potential | 0 | 0 | 0 | 0 | 0 | 0 | 0 | 0 | 0 | 0 | 0 | 0 | 0 | 0 | 0 | 0 | 0 | 0 | 0 | 0 | 0 | 0 | 0
F9_Industrial_Agriculture_New_Process_Natural Gas_Gas Boiler - Insulate Steam Lines/Condensate Tank_A_Technical Potential | F9 | Industrial | Agriculture | New | Process | Natural Gas | Gas Boiler - Insulate Steam Lines/Condensate Tank | A | Cumulative Winter Peak Savings (MW) | Technical Potential | 0 | 0 | 0 | 0 | 0 | 0 | 0 | 0 | 0 | 0 | 0 | 0 | 0 | 0 | 0 | 0 | 0 | 0 | 0 | 0 | 0 | 0 | 0
F10_Industrial_Agriculture_New_Process_Natural Gas_Gas Boiler - Insulate Steam Lines/Condensate Tank_A_Technical Potential | F10 | Industrial | Agriculture | New | Process | Natural Gas | Gas Boiler - Insulate Steam Lines/Condensate Tank | A | Purchases (Incremental) | Technical Potential | 0 | 0 | 2.3078 | 4.0276 | 5.7431 | 7.666 | 8.824 | 10.1683 | 11.4957 | 12.9888 | 14.1008 | 15.3798 | 16.6418 | 18.1058 | 19.0995 | 20.3071 | 21.5138 | 22.9185 | 23.8464 | 24.9898 | 26.102 | 27.2109 | 0
F11_Industrial_Agriculture_New_Process_Natural Gas_Gas Boiler - Insulate Steam Lines/Condensate Tank_A_Technical Potential | F11 | Industrial | Agriculture | New | Process | Natural Gas | Gas Boiler - Insulate Steam Lines/Condensate Tank | A | Purchases (Cumulative) | Technical Potential | 0 | 0 | 2.3078 | 6.3354 | 12.0786 | 19.7445 | 28.5686 | 38.7369 | 50.2326 | 63.2213 | 77.3222 | 92.702 | 109.3438 | 127.4497 | 146.5491 | 166.8562 | 188.37 | 211.2885 | 235.1349 | 260.1246 | 286.2266 | 313.4376 | 0
F1_Industrial_Agriculture_New_Space Heating_Natural Gas_Gas Boiler - Insulate Hot Water Lines_A_Technical Potential | F1 | Industrial | Agriculture | New | Space Heating | Natural Gas | Gas Boiler - Insulate Hot Water Lines | A | Integrated Unit Energy Savings (kWh or therms) | Technical Potential | 0 | 0 | 13.5923 | 12.792 | 12.4764 | 12.2914 | 12.2155 | 12.1489 | 12.0974 | 12.052 | 12.0221 | 11.9938 | 11.9418 | 11.9003 | 11.8556 | 11.8895 | 11.9088 | 11.9069 | 11.9271 | 11.9222 | 11.9268 | 11.9146 | 0
F2_Industrial_Agriculture_New_Space Heating_Natural Gas_Gas Boiler - Insulate Hot Water Lines_A_Technical Potential | F2 | Industrial | Agriculture | New | Space Heating | Natural Gas | Gas Boiler - Insulate Hot Water Lines | A | Integrated Unit Summer Peak Savings (kW) | Technical Potential | 0 | 0 | 0 | 0 | 0 | 0 | 0 | 0 | 0 | 0 | 0 | 0 | 0 | 0 | 0 | 0 | 0 | 0 | 0 | 0 | 0 | 0 | 0
F3_Industrial_Agriculture_New_Space Heating_Natural Gas_Gas Boiler - Insulate Hot Water Lines_A_Technical Potential | F3 | Industrial | Agriculture | New | Space Heating | Natural Gas | Gas Boiler - Insulate Hot Water Lines | A | Integrated Unit Winter Peak Savings (kW) | Technical Potential | 0 | 0 | 0 | 0 | 0 | 0 | 0 | 0 | 0 | 0 | 0 | 0 | 0 | 0 | 0 | 0 | 0 | 0 | 0 | 0 | 0 | 0 | 0
F4_Industrial_Agriculture_New_Space Heating_Natural Gas_Gas Boiler - Insulate Hot Water Lines_A_Technical Potential | F4 | Industrial | Agriculture | New | Space Heating | Natural Gas | Gas Boiler - Insulate Hot Water Lines | A | Incremental Energy Savings (MWh or mTherms) | Technical Potential | 0 | 0 | 0.0037922 | 0.0062284 | 0.0086623 | 0.011391 | 0.013031 | 0.014934 | 0.016812 | 0.018924 | 0.020493 | 0.0223 | 0.024025 | 0.026048 | 0.027374 | 0.029188 | 0.030973 | 0.032989 | 0.034383 | 0.036017 | 0.037635 | 0.039194 | 0
F5_Industrial_Agriculture_New_Space Heating_Natural Gas_Gas Boiler - Insulate Hot Water Lines_A_Technical Potential | F5 | Industrial | Agriculture | New | Space Heating | Natural Gas | Gas Boiler - Insulate Hot Water Lines | A | Incremental Summer Peak Savings (MW) | Technical Potential | 0 | 0 | 0 | 0 | 0 | 0 | 0 | 0 | 0 | 0 | 0 | 0 | 0 | 0 | 0 | 0 | 0 | 0 | 0 | 0 | 0 | 0 | 0
F6_Industrial_Agriculture_New_Space Heating_Natural Gas_Gas Boiler - Insulate Hot Water Lines_A_Technical Potential | F6 | Industrial | Agriculture | New | Space Heating | Natural Gas | Gas Boiler - Insulate Hot Water Lines | A | Incremental Winter Peak Savings (MW) | Technical Potential | 0 | 0 | 0 | 0 | 0 | 0 | 0 | 0 | 0 | 0 | 0 | 0 | 0 | 0 | 0 | 0 | 0 | 0 | 0 | 0 | 0 | 0 | 0
F7_Industrial_Agriculture_New_Space Heating_Natural Gas_Gas Boiler - Insulate Hot Water Lines_A_Technical Potential | F7 | Industrial | Agriculture | New | Space Heating | Natural Gas | Gas Boiler - Insulate Hot Water Lines | A | Cumulative Energy Savings (MWh or mTherms) | Technical Potential | 0 | 0 | 0.0037922 | 0.0097973 | 0.018218 | 0.029339 | 0.042188 | 0.056892 | 0.073463 | 0.092112 | 0.11238 | 0.13441 | 0.15785 | 0.18335 | 0.21004 | 0.23983 | 0.27119 | 0.30413 | 0.33903 | 0.37491 | 0.41269 | 0.45146 | 0
F8_Industrial_Agriculture_New_Space Heating_Natural Gas_Gas Boiler - Insulate Hot Water Lines_A_Technical Potential | F8 | Industrial | Agriculture | New | Space Heating | Natural Gas | Gas Boiler - Insulate Hot Water Lines | A | Cumulative Summer Peak Savings (MW) | Technical Potential | 0 | 0 | 0 | 0 | 0 | 0 | 0 | 0 | 0 | 0 | 0 | 0 | 0 | 0 | 0 | 0 | 0 | 0 | 0 | 0 | 0 | 0 | 0
F9_Industrial_Agriculture_New_Space Heating_Natural Gas_Gas Boiler - Insulate Hot Water Lines_A_Technical Potential | F9 | Industrial | Agriculture | New | Space Heating | Natural Gas | Gas Boiler - Insulate Hot Water Lines | A | Cumulative Winter Peak Savings (MW) | Technical Potential | 0 | 0 | 0 | 0 | 0 | 0 | 0 | 0 | 0 | 0 | 0 | 0 | 0 | 0 | 0 | 0 | 0 | 0 | 0 | 0 | 0 | 0 | 0
F10_Industrial_Agriculture_New_Space Heating_Natural Gas_Gas Boiler - Insulate Hot Water Lines_A_Technical Potential | F10 | Industrial | Agriculture | New | Space Heating | Natural Gas | Gas Boiler - Insulate Hot Water Lines | A | Purchases (Incremental) | Technical Potential | 0 | 0 | 0.27899 | 0.4869 | 0.69429 | 0.92674 | 1.0667 | 1.2293 | 1.3897 | 1.5702 | 1.7047 | 1.8593 | 2.0118 | 2.1888 | 2.3089 | 2.4549 | 2.6008 | 2.7706 | 2.8828 | 3.021 | 3.1555 | 3.2895 | 0
F11_Industrial_Agriculture_New_Space Heating_Natural Gas_Gas Boiler - Insulate Hot Water Lines_A_Technical Potential | F11 | Industrial | Agriculture | New | Space Heating | Natural Gas | Gas Boiler - Insulate Hot Water Lines | A | Purchases (Cumulative) | Technical Potential | 0 | 0 | 0.27899 | 0.76589 | 1.4602 | 2.3869 | 3.4537 | 4.6829 | 6.0726 | 7.6429 | 9.3475 | 11.2068 | 13.2186 | 15.4074 | 17.7164 | 20.1713 | 22.7721 | 25.5427 | 28.4255 | 31.4466 | 34.602 | 37.8916 | 0
F1_Industrial_Agriculture_New_Process_Natural Gas_Gas Boiler - Insulate Hot Water Lines_A_Technical Potential | F1 | Industrial | Agriculture | New | Process | Natural Gas | Gas Boiler - Insulate Hot Water Lines | A | Integrated Unit Energy Savings (kWh or therms) | Technical Potential | 0 | 0 | 19.0388 | 19.0345 | 19.03 | 19.026 | 19.0198 | 19.0129 | 19.0054 | 18.9985 | 18.9913 | 18.9865 | 18.9838 | 18.984 | 18.9844 | 18.9867 | 18.9895 | 18.9927 | 18.9948 | 18.9971 | 18.9992 | 19.0011 | 0
F2_Industrial_Agriculture_New_Process_Natural Gas_Gas Boiler - Insulate Hot Water Lines_A_Technical Potential | F2 | Industrial | Agriculture | New | Process | Natural Gas | Gas Boiler - Insulate Hot Water Lines | A | Integrated Unit Summer Peak Savings (kW) | Technical Potential | 0 | 0 | 0 | 0 | 0 | 0 | 0 | 0 | 0 | 0 | 0 | 0 | 0 | 0 | 0 | 0 | 0 | 0 | 0 | 0 | 0 | 0 | 0
F3_Industrial_Agriculture_New_Process_Natural Gas_Gas Boiler - Insulate Hot Water Lines_A_Technical Potential | F3 | Industrial | Agriculture | New | Process | Natural Gas | Gas Boiler - Insulate Hot Water Lines | A | Integrated Unit Winter Peak Savings (kW) | Technical Potential | 0 | 0 | 0 | 0 | 0 | 0 | 0 | 0 | 0 | 0 | 0 | 0 | 0 | 0 | 0 | 0 | 0 | 0 | 0 | 0 | 0 | 0 | 0
F4_Industrial_Agriculture_New_Process_Natural Gas_Gas Boiler - Insulate Hot Water Lines_A_Technical Potential | F4 | Industrial | Agriculture | New | Process | Natural Gas | Gas Boiler - Insulate Hot Water Lines | A | Incremental Energy Savings (MWh or mTherms) | Technical Potential | 0 | 0 | 0.043938 | 0.076663 | 0.10929 | 0.14585 | 0.16783 | 0.19333 | 0.21848 | 0.24677 | 0.26779 | 0.29201 | 0.31592 | 0.34372 | 0.36259 | 0.38556 | 0.40853 | 0.43528 | 0.45296 | 0.47473 | 0.49592 | 0.51704 | 0
F5_Industrial_Agriculture_New_Process_Natural Gas_Gas Boiler - Insulate Hot Water Lines_A_Technical Potential | F5 | Industrial | Agriculture | New | Process | Natural Gas | Gas Boiler - Insulate Hot Water Lines | A | Incremental Summer Peak Savings (MW) | Technical Potential | 0 | 0 | 0 | 0 | 0 | 0 | 0 | 0 | 0 | 0 | 0 | 0 | 0 | 0 | 0 | 0 | 0 | 0 | 0 | 0 | 0 | 0 | 0
F6_Industrial_Agriculture_New_Process_Natural Gas_Gas Boiler - Insulate Hot Water Lines_A_Technical Potential | F6 | Industrial | Agriculture | New | Process | Natural Gas | Gas Boiler - Insulate Hot Water Lines | A | Incremental Winter Peak Savings (MW) | Technical Potential | 0 | 0 | 0 | 0 | 0 | 0 | 0 | 0 | 0 | 0 | 0 | 0 | 0 | 0 | 0 | 0 | 0 | 0 | 0 | 0 | 0 | 0 | 0
F7_Industrial_Agriculture_New_Process_Natural Gas_Gas Boiler - Insulate Hot Water Lines_A_Technical Potential | F7 | Industrial | Agriculture | New | Process | Natural Gas | Gas Boiler - Insulate Hot Water Lines | A | Cumulative Energy Savings (MWh or mTherms) | Technical Potential | 0 | 0 | 0.043938 | 0.12059 | 0.22986 | 0.37566 | 0.54337 | 0.7365 | 0.95469 | 1.2011 | 1.4685 | 1.7601 | 2.0758 | 2.4195 | 2.7821 | 3.1681 | 3.577 | 4.0129 | 4.4663 | 4.9416 | 5.4381 | 5.9556 | 0
F8_Industrial_Agriculture_New_Process_Natural Gas_Gas Boiler - Insulate Hot Water Lines_A_Technical Potential | F8 | Industrial | Agriculture | New | Process | Natural Gas | Gas Boiler - Insulate Hot Water Lines | A | Cumulative Summer Peak Savings (MW) | Technical Potential | 0 | 0 | 0 | 0 | 0 | 0 | 0 | 0 | 0 | 0 | 0 | 0 | 0 | 0 | 0 | 0 | 0 | 0 | 0 | 0 | 0 | 0 | 0
F9_Industrial_Agriculture_New_Process_Natural Gas_Gas Boiler - Insulate Hot Water Lines_A_Technical Potential | F9 | Industrial | Agriculture | New | Process | Natural Gas | Gas Boiler - Insulate Hot Water Lines | A | Cumulative Winter Peak Savings (MW) | Technical Potential | 0 | 0 | 0 | 0 | 0 | 0 | 0 | 0 | 0 | 0 | 0 | 0 | 0 | 0 | 0 | 0 | 0 | 0 | 0 | 0 | 0 | 0 | 0
F10_Industrial_Agriculture_New_Process_Natural Gas_Gas Boiler - Insulate Hot Water Lines_A_Technical Potential | F10 | Industrial | Agriculture | New | Process | Natural Gas | Gas Boiler - Insulate Hot Water Lines | A | Purchases (Incremental) | Technical Potential | 0 | 0 | 2.3078 | 4.0276 | 5.7431 | 7.666 | 8.824 | 10.1683 | 11.4957 | 12.9888 | 14.1008 | 15.3798 | 16.6418 | 18.1058 | 19.0995 | 20.3071 | 21.5138 | 22.9185 | 23.8464 | 24.9898 | 26.102 | 27.2109 | 0
F11_Industrial_Agriculture_New_Process_Natural Gas_Gas Boiler - Insulate Hot Water Lines_A_Technical Potential | F11 | Industrial | Agriculture | New | Process | Natural Gas | Gas Boiler - Insulate Hot Water Lines | A | Purchases (Cumulative) | Technical Potential | 0 | 0 | 2.3078 | 6.3354 | 12.0786 | 19.7445 | 28.5686 | 38.7369 | 50.2326 | 63.2213 | 77.3222 | 92.702 | 109.3438 | 127.4497 | 146.5491 | 166.8562 | 188.37 | 211.2885 | 235.1349 | 260.1246 | 286.2266 | 313.4376 | 0
F1_Industrial_Agriculture_New_Process_Natural Gas_Process - Insulate Heated Process Fluids_A_Technical Potential | F1 | Industrial | Agriculture | New | Process | Natural Gas | Process - Insulate Heated Process Fluids | A | Integrated Unit Energy Savings (kWh or therms) | Technical Potential | 0 | 0 | 13.5949 | 13.5866 | 13.5784 | 13.5711 | 13.5605 | 13.5503 | 13.5397 | 13.5302 | 13.5194 | 13.5109 | 13.5039 | 13.4997 | 13.4941 | 13.4907 | 13.4877 | 13.4857 | 13.4812 | 13.4777 | 13.474 | 13.4703 | 0
F2_Industrial_Agriculture_New_Process_Natural Gas_Process - Insulate Heated Process Fluids_A_Technical Potential | F2 | Industrial | Agriculture | New | Process | Natural Gas | Process - Insulate Heated Process Fluids | A | Integrated Unit Summer Peak Savings (kW) | Technical Potential | 0 | 0 | 0 | 0 | 0 | 0 | 0 | 0 | 0 | 0 | 0 | 0 | 0 | 0 | 0 | 0 | 0 | 0 | 0 | 0 | 0 | 0 | 0
F3_Industrial_Agriculture_New_Process_Natural Gas_Process - Insulate Heated Process Fluids_A_Technical Potential | F3 | Industrial | Agriculture | New | Process | Natural Gas | Process - Insulate Heated Process Fluids | A | Integrated Unit Winter Peak Savings (kW) | Technical Potential | 0 | 0 | 0 | 0 | 0 | 0 | 0 | 0 | 0 | 0 | 0 | 0 | 0 | 0 | 0 | 0 | 0 | 0 | 0 | 0 | 0 | 0 | 0
F4_Industrial_Agriculture_New_Process_Natural Gas_Process - Insulate Heated Process Fluids_A_Technical Potential | F4 | Industrial | Agriculture | New | Process | Natural Gas | Process - Insulate Heated Process Fluids | A | Incremental Energy Savings (MWh or mTherms) | Technical Potential | 0 | 0 | 0.068632 | 0.1197 | 0.17059 | 0.22758 | 0.26175 | 0.27126 | 0.24515 | 0.22143 | 0.19216 | 0.16757 | 0.14498 | 0.12615 | 0.10641 | 0.090488 | 0.076675 | 0.065335 | 0.00046352 | 0.00017344 | 6.1741e-05 | 2.0982e-05 | 0
F5_Industrial_Agriculture_New_Process_Natural Gas_Process - Insulate Heated Process Fluids_A_Technical Potential | F5 | Industrial | Agriculture | New | Process | Natural Gas | Process - Insulate Heated Process Fluids | A | Incremental Summer Peak Savings (MW) | Technical Potential | 0 | 0 | 0 | 0 | 0 | 0 | 0 | 0 | 0 | 0 | 0 | 0 | 0 | 0 | 0 | 0 | 0 | 0 | 0 | 0 | 0 | 0 | 0
F6_Industrial_Agriculture_New_Process_Natural Gas_Process - Insulate Heated Process Fluids_A_Technical Potential | F6 | Industrial | Agriculture | New | Process | Natural Gas | Process - Insulate Heated Process Fluids | A | Incremental Winter Peak Savings (MW) | Technical Potential | 0 | 0 | 0 | 0 | 0 | 0 | 0 | 0 | 0 | 0 | 0 | 0 | 0 | 0 | 0 | 0 | 0 | 0 | 0 | 0 | 0 | 0 | 0
F7_Industrial_Agriculture_New_Process_Natural Gas_Process - Insulate Heated Process Fluids_A_Technical Potential | F7 | Industrial | Agriculture | New | Process | Natural Gas | Process - Insulate Heated Process Fluids | A | Cumulative Energy Savings (MWh or mTherms) | Technical Potential | 0 | 0 | 0.068632 | 0.18829 | 0.35876 | 0.58615 | 0.84744 | 1.1181 | 1.3623 | 1.5828 | 1.7737 | 1.9402 | 2.0841 | 2.2096 | 2.3151 | 2.405 | 2.4812 | 2.5461 | 2.5457 | 2.5453 | 2.5446 | 2.5439 | 0
F8_Industrial_Agriculture_New_Process_Natural Gas_Process - Insulate Heated Process Fluids_A_Technical Potential | F8 | Industrial | Agriculture | New | Process | Natural Gas | Process - Insulate Heated Process Fluids | A | Cumulative Summer Peak Savings (MW) | Technical Potential | 0 | 0 | 0 | 0 | 0 | 0 | 0 | 0 | 0 | 0 | 0 | 0 | 0 | 0 | 0 | 0 | 0 | 0 | 0 | 0 | 0 | 0 | 0
F9_Industrial_Agriculture_New_Process_Natural Gas_Process - Insulate Heated Process Fluids_A_Technical Potential | F9 | Industrial | Agriculture | New | Process | Natural Gas | Process - Insulate Heated Process Fluids | A | Cumulative Winter Peak Savings (MW) | Technical Potential | 0 | 0 | 0 | 0 | 0 | 0 | 0 | 0 | 0 | 0 | 0 | 0 | 0 | 0 | 0 | 0 | 0 | 0 | 0 | 0 | 0 | 0 | 0
F10_Industrial_Agriculture_New_Process_Natural Gas_Process - Insulate Heated Process Fluids_A_Technical Potential | F10 | Industrial | Agriculture | New | Process | Natural Gas | Process - Insulate Heated Process Fluids | A | Purchases (Incremental) | Technical Potential | 0 | 0 | 5.0484 | 8.8103 | 12.5631 | 16.7693 | 19.3025 | 20.0188 | 18.1056 | 16.3658 | 14.2136 | 12.4022 | 10.7359 | 9.3443 | 7.8857 | 6.7074 | 5.6848 | 4.8448 | 0.034383 | 0.012868 | 0.0045822 | 0.0015577 | 0
F11_Industrial_Agriculture_New_Process_Natural Gas_Process - Insulate Heated Process Fluids_A_Technical Potential | F11 | Industrial | Agriculture | New | Process | Natural Gas | Process - Insulate Heated Process Fluids | A | Purchases (Cumulative) | Technical Potential | 0 | 0 | 5.0484 | 13.8587 | 26.4217 | 43.191 | 62.4935 | 82.5123 | 100.618 | 116.9837 | 131.1973 | 143.5996 | 154.3355 | 163.6798 | 171.5655 | 178.2729 | 183.9577 | 188.8025 | 188.8369 | 188.8498 | 188.8544 | 188.8559 | 0
F1_Industrial_Agriculture_New_Process_Natural Gas_Process Heat Recovery_A_Technical Potential | F1 | Industrial | Agriculture | New | Process | Natural Gas | Process Heat Recovery | A | Integrated Unit Energy Savings (kWh or therms) | Technical Potential | 0 | 0 | 0.13581 | 0.13553 | 0.13526 | 0.13502 | 0.13467 | 0.1344 | 0.13417 | 0.13399 | 0.13379 | 0.13366 | 0.13355 | 0.1335 | 0.13341 | 0.13338 | 0.13336 | 0.1334 | 0.1334 | 0.13344 | 0.13346 | 0.13348 | 0
F2_Industrial_Agriculture_New_Process_Natural Gas_Process Heat Recovery_A_Technical Potential | F2 | Industrial | Agriculture | New | Process | Natural Gas | Process Heat Recovery | A | Integrated Unit Summer Peak Savings (kW) | Technical Potential | 0 | 0 | 0 | 0 | 0 | 0 | 0 | 0 | 0 | 0 | 0 | 0 | 0 | 0 | 0 | 0 | 0 | 0 | 0 | 0 | 0 | 0 | 0
F3_Industrial_Agriculture_New_Process_Natural Gas_Process Heat Recovery_A_Technical Potential | F3 | Industrial | Agriculture | New | Process | Natural Gas | Process Heat Recovery | A | Integrated Unit Winter Peak Savings (kW) | Technical Potential | 0 | 0 | 0 | 0 | 0 | 0 | 0 | 0 | 0 | 0 | 0 | 0 | 0 | 0 | 0 | 0 | 0 | 0 | 0 | 0 | 0 | 0 | 0
F4_Industrial_Agriculture_New_Process_Natural Gas_Process Heat Recovery_A_Technical Potential | F4 | Industrial | Agriculture | New | Process | Natural Gas | Process Heat Recovery | A | Incremental Energy Savings (MWh or mTherms) | Technical Potential | 0 | 0 | 0.024682 | 0.042986 | 0.061175 | 0.08151 | 0.09358 | 0.096857 | 0.08745 | 0.078945 | 0.068461 | 0.059674 | 0.051615 | 0.044908 | 0.037874 | 0.032207 | 0.027293 | 0.024245 | 0.042312 | 0.060349 | 0.08057 | 0.092756 | 0
F5_Industrial_Agriculture_New_Process_Natural Gas_Process Heat Recovery_A_Technical Potential | F5 | Industrial | Agriculture | New | Process | Natural Gas | Process Heat Recovery | A | Incremental Summer Peak Savings (MW) | Technical Potential | 0 | 0 | 0 | 0 | 0 | 0 | 0 | 0 | 0 | 0 | 0 | 0 | 0 | 0 | 0 | 0 | 0 | 0 | 0 | 0 | 0 | 0 | 0
F6_Industrial_Agriculture_New_Process_Natural Gas_Process Heat Recovery_A_Technical Potential | F6 | Industrial | Agriculture | New | Process | Natural Gas | Process Heat Recovery | A | Incremental Winter Peak Savings (MW) | Technical Potential | 0 | 0 | 0 | 0 | 0 | 0 | 0 | 0 | 0 | 0 | 0 | 0 | 0 | 0 | 0 | 0 | 0 | 0 | 0 | 0 | 0 | 0 | 0
F7_Industrial_Agriculture_New_Process_Natural Gas_Process Heat Recovery_A_Technical Potential | F7 | Industrial | Agriculture | New | Process | Natural Gas | Process Heat Recovery | A | Cumulative Energy Savings (MWh or mTherms) | Technical Potential | 0 | 0 | 0.024682 | 0.067618 | 0.12866 | 0.20994 | 0.30298 | 0.39922 | 0.48598 | 0.5643 | 0.63192 | 0.69094 | 0.74199 | 0.78664 | 0.824 | 0.85601 | 0.88319 | 0.88346 | 0.88347 | 0.88368 | 0.88385 | 0.88399 | 0
F8_Industrial_Agriculture_New_Process_Natural Gas_Process Heat Recovery_A_Technical Potential | F8 | Industrial | Agriculture | New | Process | Natural Gas | Process Heat Recovery | A | Cumulative Summer Peak Savings (MW) | Technical Potential | 0 | 0 | 0 | 0 | 0 | 0 | 0 | 0 | 0 | 0 | 0 | 0 | 0 | 0 | 0 | 0 | 0 | 0 | 0 | 0 | 0 | 0 | 0
F9_Industrial_Agriculture_New_Process_Natural Gas_Process Heat Recovery_A_Technical Potential | F9 | Industrial | Agriculture | New | Process | Natural Gas | Process Heat Recovery | A | Cumulative Winter Peak Savings (MW) | Technical Potential | 0 | 0 | 0 | 0 | 0 | 0 | 0 | 0 | 0 | 0 | 0 | 0 | 0 | 0 | 0 | 0 | 0 | 0 | 0 | 0 | 0 | 0 | 0
F10_Industrial_Agriculture_New_Process_Natural Gas_Process Heat Recovery_A_Technical Potential | F10 | Industrial | Agriculture | New | Process | Natural Gas | Process Heat Recovery | A | Purchases (Incremental) | Technical Potential | 0 | 0 | 181.7406 | 317.1718 | 452.2703 | 603.6946 | 694.8885 | 720.6772 | 651.8032 | 589.1686 | 511.6884 | 446.4804 | 386.4942 | 336.3955 | 283.8851 | 241.4675 | 204.6528 | 181.7406 | 317.1718 | 452.2703 | 603.6946 | 694.8885 | 0
F11_Industrial_Agriculture_New_Process_Natural Gas_Process Heat Recovery_A_Technical Potential | F11 | Industrial | Agriculture | New | Process | Natural Gas | Process Heat Recovery | A | Purchases (Cumulative) | Technical Potential | 0 | 0 | 181.7406 | 498.9124 | 951.1827 | 1554.8774 | 2249.7659 | 2970.4431 | 3622.2464 | 4211.415 | 4723.1034 | 5169.5838 | 5556.078 | 5892.4734 | 6176.3585 | 6417.826 | 6622.4788 | 6622.4788 | 6622.4788 | 6622.4788 | 6622.4788 | 6622.4788 | 0
F1_Industrial_Agriculture_New_Space Heating_Natural Gas_Building Automation System_A_Technical Potential | F1 | Industrial | Agriculture | New | Space Heating | Natural Gas | Building Automation System | A | Integrated Unit Energy Savings (kWh or therms) | Technical Potential | 0 | 0 | 0.014801 | 0.013929 | 0.013585 | 0.013383 | 0.0133 | 0.013227 | 0.01317 | 0.013121 | 0.013087 | 0.013056 | 0.012999 | 0.012954 | 0.012904 | 0.012941 | 0.012961 | 0.012959 | 0.01298 | 0.012974 | 0.012979 | 0.012965 | 0
F2_Industrial_Agriculture_New_Space Heating_Natural Gas_Building Automation System_A_Technical Potential | F2 | Industrial | Agriculture | New | Space Heating | Natural Gas | Building Automation System | A | Integrated Unit Summer Peak Savings (kW) | Technical Potential | 0 | 0 | 0 | 0 | 0 | 0 | 0 | 0 | 0 | 0 | 0 | 0 | 0 | 0 | 0 | 0 | 0 | 0 | 0 | 0 | 0 | 0 | 0
F3_Industrial_Agriculture_New_Space Heating_Natural Gas_Building Automation System_A_Technical Potential | F3 | Industrial | Agriculture | New | Space Heating | Natural Gas | Building Automation System | A | Integrated Unit Winter Peak Savings (kW) | Technical Potential | 0 | 0 | 0 | 0 | 0 | 0 | 0 | 0 | 0 | 0 | 0 | 0 | 0 | 0 | 0 | 0 | 0 | 0 | 0 | 0 | 0 | 0 | 0
F4_Industrial_Agriculture_New_Space Heating_Natural Gas_Building Automation System_A_Technical Potential | F4 | Industrial | Agriculture | New | Space Heating | Natural Gas | Building Automation System | A | Incremental Energy Savings (MWh or mTherms) | Technical Potential | 0 | 0 | 0.0085246 | 0.027986 | 0.069106 | 0.14782 | 0.25665 | 0.42125 | 0.64505 | 0.94125 | 1.2606 | 1.6176 | 1.9551 | 2.2549 | 2.3795 | 2.3917 | 2.2313 | 1.9654 | 1.5664 | 1.1359 | 0.75826 | 0.51499 | 0
F5_Industrial_Agriculture_New_Space Heating_Natural Gas_Building Automation System_A_Technical Potential | F5 | Industrial | Agriculture | New | Space Heating | Natural Gas | Building Automation System | A | Incremental Summer Peak Savings (MW) | Technical Potential | 0 | 0 | 0 | 0 | 0 | 0 | 0 | 0 | 0 | 0 | 0 | 0 | 0 | 0 | 0 | 0 | 0 | 0 | 0 | 0 | 0 | 0 | 0
F6_Industrial_Agriculture_New_Space Heating_Natural Gas_Building Automation System_A_Technical Potential | F6 | Industrial | Agriculture | New | Space Heating | Natural Gas | Building Automation System | A | Incremental Winter Peak Savings (MW) | Technical Potential | 0 | 0 | 0 | 0 | 0 | 0 | 0 | 0 | 0 | 0 | 0 | 0 | 0 | 0 | 0 | 0 | 0 | 0 | 0 | 0 | 0 | 0 | 0
F7_Industrial_Agriculture_New_Space Heating_Natural Gas_Building Automation System_A_Technical Potential | F7 | Industrial | Agriculture | New | Space Heating | Natural Gas | Building Automation System | A | Cumulative Energy Savings (MWh or mTherms) | Technical Potential | 0 | 0 | 0.0085246 | 0.036008 | 0.10423 | 0.25049 | 0.50558 | 0.92406 | 1.5652 | 2.5005 | 3.7548 | 5.3634 | 7.295 | 9.5244 | 11.8678 | 14.2929 | 16.5469 | 18.5015 | 20.0725 | 21.1334 | 21.7555 | 21.9974 | 0
F8_Industrial_Agriculture_New_Space Heating_Natural Gas_Building Automation System_A_Technical Potential | F8 | Industrial | Agriculture | New | Space Heating | Natural Gas | Building Automation System | A | Cumulative Summer Peak Savings (MW) | Technical Potential | 0 | 0 | 0 | 0 | 0 | 0 | 0 | 0 | 0 | 0 | 0 | 0 | 0 | 0 | 0 | 0 | 0 | 0 | 0 | 0 | 0 | 0 | 0
F9_Industrial_Agriculture_New_Space Heating_Natural Gas_Building Automation System_A_Technical Potential | F9 | Industrial | Agriculture | New | Space Heating | Natural Gas | Building Automation System | A | Cumulative Winter Peak Savings (MW) | Technical Potential | 0 | 0 | 0 | 0 | 0 | 0 | 0 | 0 | 0 | 0 | 0 | 0 | 0 | 0 | 0 | 0 | 0 | 0 | 0 | 0 | 0 | 0 | 0
F10_Industrial_Agriculture_New_Space Heating_Natural Gas_Building Automation System_A_Technical Potential | F10 | Industrial | Agriculture | New | Space Heating | Natural Gas | Building Automation System | A | Purchases (Incremental) | Technical Potential | 0 | 0 | 575.9335 | 2009.1547 | 5086.8474 | 11044.8191 | 19296.9311 | 31847.783 | 48976.9257 | 71738.2237 | 96324.2927 | 123892.2074 | 150404.9732 | 174078.1235 | 184397.8891 | 184816.6565 | 172151.0079 | 151662.9135 | 120672.9967 | 87548.4909 | 58423.2223 | 39720.8691 | 0
F11_Industrial_Agriculture_New_Space Heating_Natural Gas_Building Automation System_A_Technical Potential | F11 | Industrial | Agriculture | New | Space Heating | Natural Gas | Building Automation System | A | Purchases (Cumulative) | Technical Potential | 0 | 0 | 575.9335 | 2585.0883 | 7671.9357 | 18716.7548 | 38013.6859 | 69861.4689 | 118838.3946 | 190576.6183 | 286900.911 | 410793.1184 | 561198.0916 | 735276.215 | 919674.1042 | 1104490.7607 | 1276641.7686 | 1427728.7486 | 1546392.5905 | 1628854.234 | 1676232.6371 | 1696656.5751 | 0
F1_Industrial_Agriculture_New_Space Heating_Natural Gas_Steam System Efficiency Improvements_A_Technical Potential | F1 | Industrial | Agriculture | New | Space Heating | Natural Gas | Steam System Efficiency Improvements | A | Integrated Unit Energy Savings (kWh or therms) | Technical Potential | 0 | 0 | 0.13252 | 0.12459 | 0.12139 | 0.11943 | 0.11846 | 0.11756 | 0.11677 | 0.11599 | 0.11526 | 0.11451 | 0.11349 | 0.11259 | 0.11161 | 0.11147 | 0.11129 | 0.11107 | 0.11108 | 0.11103 | 0.11115 | 0.11119 | 0
F2_Industrial_Agriculture_New_Space Heating_Natural Gas_Steam System Efficiency Improvements_A_Technical Potential | F2 | Industrial | Agriculture | New | Space Heating | Natural Gas | Steam System Efficiency Improvements | A | Integrated Unit Summer Peak Savings (kW) | Technical Potential | 0 | 0 | 0 | 0 | 0 | 0 | 0 | 0 | 0 | 0 | 0 | 0 | 0 | 0 | 0 | 0 | 0 | 0 | 0 | 0 | 0 | 0 | 0
F3_Industrial_Agriculture_New_Space Heating_Natural Gas_Steam System Efficiency Improvements_A_Technical Potential | F3 | Industrial | Agriculture | New | Space Heating | Natural Gas | Steam System Efficiency Improvements | A | Integrated Unit Winter Peak Savings (kW) | Technical Potential | 0 | 0 | 0 | 0 | 0 | 0 | 0 | 0 | 0 | 0 | 0 | 0 | 0 | 0 | 0 | 0 | 0 | 0 | 0 | 0 | 0 | 0 | 0
F4_Industrial_Agriculture_New_Space Heating_Natural Gas_Steam System Efficiency Improvements_A_Technical Potential | F4 | Industrial | Agriculture | New | Space Heating | Natural Gas | Steam System Efficiency Improvements | A | Incremental Energy Savings (MWh or mTherms) | Technical Potential | 0 | 0 | 0.00054089 | 0.0017741 | 0.0043761 | 0.0093487 | 0.0162 | 0.026535 | 0.040531 | 0.058971 | 0.078682 | 0.10054 | 0.12097 | 0.13891 | 0.14586 | 0.14601 | 0.13578 | 0.11939 | 0.13863 | 0.1491 | 0.15429 | 0.15086 | 0
F5_Industrial_Agriculture_New_Space Heating_Natural Gas_Steam System Efficiency Improvements_A_Technical Potential | F5 | Industrial | Agriculture | New | Space Heating | Natural Gas | Steam System Efficiency Improvements | A | Incremental Summer Peak Savings (MW) | Technical Potential | 0 | 0 | 0 | 0 | 0 | 0 | 0 | 0 | 0 | 0 | 0 | 0 | 0 | 0 | 0 | 0 | 0 | 0 | 0 | 0 | 0 | 0 | 0
F6_Industrial_Agriculture_New_Space Heating_Natural Gas_Steam System Efficiency Improvements_A_Technical Potential | F6 | Industrial | Agriculture | New | Space Heating | Natural Gas | Steam System Efficiency Improvements | A | Incremental Winter Peak Savings (MW) | Technical Potential | 0 | 0 | 0 | 0 | 0 | 0 | 0 | 0 | 0 | 0 | 0 | 0 | 0 | 0 | 0 | 0 | 0 | 0 | 0 | 0 | 0 | 0 | 0
F7_Industrial_Agriculture_New_Space Heating_Natural Gas_Steam System Efficiency Improvements_A_Technical Potential | F7 | Industrial | Agriculture | New | Space Heating | Natural Gas | Steam System Efficiency Improvements | A | Cumulative Energy Savings (MWh or mTherms) | Technical Potential | 0 | 0 | 0.00054089 | 0.0022827 | 0.0066001 | 0.015843 | 0.031913 | 0.057728 | 0.096206 | 0.15035 | 0.21906 | 0.30252 | 0.39518 | 0.49189 | 0.57672 | 0.64592 | 0.68292 | 0.68211 | 0.68218 | 0.68185 | 0.68262 | 0.68282 | 0
F8_Industrial_Agriculture_New_Space Heating_Natural Gas_Steam System Efficiency Improvements_A_Technical Potential | F8 | Industrial | Agriculture | New | Space Heating | Natural Gas | Steam System Efficiency Improvements | A | Cumulative Summer Peak Savings (MW) | Technical Potential | 0 | 0 | 0 | 0 | 0 | 0 | 0 | 0 | 0 | 0 | 0 | 0 | 0 | 0 | 0 | 0 | 0 | 0 | 0 | 0 | 0 | 0 | 0
F9_Industrial_Agriculture_New_Space Heating_Natural Gas_Steam System Efficiency Improvements_A_Technical Potential | F9 | Industrial | Agriculture | New | Space Heating | Natural Gas | Steam System Efficiency Improvements | A | Cumulative Winter Peak Savings (MW) | Technical Potential | 0 | 0 | 0 | 0 | 0 | 0 | 0 | 0 | 0 | 0 | 0 | 0 | 0 | 0 | 0 | 0 | 0 | 0 | 0 | 0 | 0 | 0 | 0
F10_Industrial_Agriculture_New_Space Heating_Natural Gas_Steam System Efficiency Improvements_A_Technical Potential | F10 | Industrial | Agriculture | New | Space Heating | Natural Gas | Steam System Efficiency Improvements | A | Purchases (Incremental) | Technical Potential | 0 | 0 | 4.0817 | 14.2391 | 36.0511 | 78.276 | 136.7597 | 225.7091 | 347.1055 | 508.4176 | 682.662 | 878.0392 | 1065.9384 | 1233.713 | 1306.8504 | 1309.8183 | 1220.0553 | 1074.8536 | 1247.9521 | 1342.9015 | 1388.0942 | 1356.815 | 0
F11_Industrial_Agriculture_New_Space Heating_Natural Gas_Steam System Efficiency Improvements_A_Technical Potential | F11 | Industrial | Agriculture | New | Space Heating | Natural Gas | Steam System Efficiency Improvements | A | Purchases (Cumulative) | Technical Potential | 0 | 0 | 4.0817 | 18.3208 | 54.3719 | 132.6479 | 269.4076 | 491.0351 | 823.9014 | 1296.2679 | 1900.6539 | 2641.9334 | 3482.1627 | 4368.7702 | 5167.2031 | 5794.3593 | 6136.3753 | 6141.2088 | 6141.2088 | 6141.2088 | 6141.2088 | 6141.2088 | 0
F1_Industrial_Agriculture_New_Process_Natural Gas_Steam System Efficiency Improvements_A_Technical Potential | F1 | Industrial | Agriculture | New | Process | Natural Gas | Steam System Efficiency Improvements | A | Integrated Unit Energy Savings (kWh or therms) | Technical Potential | 0 | 0 | 0.18528 | 0.1849 | 0.18454 | 0.18421 | 0.18373 | 0.18336 | 0.18305 | 0.18282 | 0.18255 | 0.18236 | 0.18222 | 0.18216 | 0.18204 | 0.182 | 0.18198 | 0.18203 | 0.18203 | 0.18207 | 0.18211 | 0.18213 | 0
F2_Industrial_Agriculture_New_Process_Natural Gas_Steam System Efficiency Improvements_A_Technical Potential | F2 | Industrial | Agriculture | New | Process | Natural Gas | Steam System Efficiency Improvements | A | Integrated Unit Summer Peak Savings (kW) | Technical Potential | 0 | 0 | 0 | 0 | 0 | 0 | 0 | 0 | 0 | 0 | 0 | 0 | 0 | 0 | 0 | 0 | 0 | 0 | 0 | 0 | 0 | 0 | 0
F3_Industrial_Agriculture_New_Process_Natural Gas_Steam System Efficiency Improvements_A_Technical Potential | F3 | Industrial | Agriculture | New | Process | Natural Gas | Steam System Efficiency Improvements | A | Integrated Unit Winter Peak Savings (kW) | Technical Potential | 0 | 0 | 0 | 0 | 0 | 0 | 0 | 0 | 0 | 0 | 0 | 0 | 0 | 0 | 0 | 0 | 0 | 0 | 0 | 0 | 0 | 0 | 0
F4_Industrial_Agriculture_New_Process_Natural Gas_Steam System Efficiency Improvements_A_Technical Potential | F4 | Industrial | Agriculture | New | Process | Natural Gas | Steam System Efficiency Improvements | A | Incremental Energy Savings (MWh or mTherms) | Technical Potential | 0 | 0 | 0.00013159 | 0.00045809 | 0.0011575 | 0.0025088 | 0.0043719 | 0.0072009 | 0.011055 | 0.016172 | 0.021683 | 0.02786 | 0.033795 | 0.039101 | 0.041393 | 0.041477 | 0.03863 | 0.034042 | 0.039525 | 0.042542 | 0.043982 | 0.042997 | 0
F5_Industrial_Agriculture_New_Process_Natural Gas_Steam System Efficiency Improvements_A_Technical Potential | F5 | Industrial | Agriculture | New | Process | Natural Gas | Steam System Efficiency Improvements | A | Incremental Summer Peak Savings (MW) | Technical Potential | 0 | 0 | 0 | 0 | 0 | 0 | 0 | 0 | 0 | 0 | 0 | 0 | 0 | 0 | 0 | 0 | 0 | 0 | 0 | 0 | 0 | 0 | 0
F6_Industrial_Agriculture_New_Process_Natural Gas_Steam System Efficiency Improvements_A_Technical Potential | F6 | Industrial | Agriculture | New | Process | Natural Gas | Steam System Efficiency Improvements | A | Incremental Winter Peak Savings (MW) | Technical Potential | 0 | 0 | 0 | 0 | 0 | 0 | 0 | 0 | 0 | 0 | 0 | 0 | 0 | 0 | 0 | 0 | 0 | 0 | 0 | 0 | 0 | 0 | 0
F7_Industrial_Agriculture_New_Process_Natural Gas_Steam System Efficiency Improvements_A_Technical Potential | F7 | Industrial | Agriculture | New | Process | Natural Gas | Steam System Efficiency Improvements | A | Cumulative Energy Savings (MWh or mTherms) | Technical Potential | 0 | 0 | 0.00013159 | 0.0005894 | 0.0017458 | 0.0042514 | 0.0086123 | 0.015666 | 0.02624 | 0.041232 | 0.060368 | 0.083827 | 0.1104 | 0.13846 | 0.16366 | 0.18349 | 0.19429 | 0.1945 | 0.1945 | 0.19455 | 0.19458 | 0.19461 | 0
F8_Industrial_Agriculture_New_Process_Natural Gas_Steam System Efficiency Improvements_A_Technical Potential | F8 | Industrial | Agriculture | New | Process | Natural Gas | Steam System Efficiency Improvements | A | Cumulative Summer Peak Savings (MW) | Technical Potential | 0 | 0 | 0 | 0 | 0 | 0 | 0 | 0 | 0 | 0 | 0 | 0 | 0 | 0 | 0 | 0 | 0 | 0 | 0 | 0 | 0 | 0 | 0
F9_Industrial_Agriculture_New_Process_Natural Gas_Steam System Efficiency Improvements_A_Technical Potential | F9 | Industrial | Agriculture | New | Process | Natural Gas | Steam System Efficiency Improvements | A | Cumulative Winter Peak Savings (MW) | Technical Potential | 0 | 0 | 0 | 0 | 0 | 0 | 0 | 0 | 0 | 0 | 0 | 0 | 0 | 0 | 0 | 0 | 0 | 0 | 0 | 0 | 0 | 0 | 0
F10_Industrial_Agriculture_New_Process_Natural Gas_Steam System Efficiency Improvements_A_Technical Potential | F10 | Industrial | Agriculture | New | Process | Natural Gas | Steam System Efficiency Improvements | A | Purchases (Incremental) | Technical Potential | 0 | 0 | 0.71018 | 2.4775 | 6.2726 | 13.6193 | 23.795 | 39.2714 | 60.3933 | 88.4602 | 118.7772 | 152.7711 | 185.4639 | 214.6552 | 227.3805 | 227.8969 | 212.2789 | 187.0151 | 217.1327 | 233.6531 | 241.5162 | 236.0739 | 0
F11_Industrial_Agriculture_New_Process_Natural Gas_Steam System Efficiency Improvements_A_Technical Potential | F11 | Industrial | Agriculture | New | Process | Natural Gas | Steam System Efficiency Improvements | A | Purchases (Cumulative) | Technical Potential | 0 | 0 | 0.71018 | 3.1877 | 9.4602 | 23.0796 | 46.8746 | 85.4358 | 143.3516 | 225.5392 | 330.6971 | 459.6732 | 605.8657 | 760.1276 | 899.0479 | 1008.1676 | 1067.6754 | 1068.5164 | 1068.5164 | 1068.5164 | 1068.5164 | 1068.5164 | 0
F1_Industrial_Agriculture_New_Space Heating_Natural Gas_Strategic Energy Management_A_Technical Potential | F1 | Industrial | Agriculture | New | Space Heating | Natural Gas | Strategic Energy Management | A | Integrated Unit Energy Savings (kWh or therms) | Technical Potential | 0 | 0 | 3.9021 | 3.6712 | 3.5789 | 3.5232 | 3.4971 | 3.4723 | 3.4499 | 3.4275 | 3.4066 | 3.3849 | 3.3551 | 3.3288 | 3.3002 | 3.2963 | 3.291 | 3.284 | 3.2839 | 3.2817 | 3.2847 | 3.2851 | 0
F2_Industrial_Agriculture_New_Space Heating_Natural Gas_Strategic Energy Management_A_Technical Potential | F2 | Industrial | Agriculture | New | Space Heating | Natural Gas | Strategic Energy Management | A | Integrated Unit Summer Peak Savings (kW) | Technical Potential | 0 | 0 | 0 | 0 | 0 | 0 | 0 | 0 | 0 | 0 | 0 | 0 | 0 | 0 | 0 | 0 | 0 | 0 | 0 | 0 | 0 | 0 | 0
F3_Industrial_Agriculture_New_Space Heating_Natural Gas_Strategic Energy Management_A_Technical Potential | F3 | Industrial | Agriculture | New | Space Heating | Natural Gas | Strategic Energy Management | A | Integrated Unit Winter Peak Savings (kW) | Technical Potential | 0 | 0 | 0 | 0 | 0 | 0 | 0 | 0 | 0 | 0 | 0 | 0 | 0 | 0 | 0 | 0 | 0 | 0 | 0 | 0 | 0 | 0 | 0
F4_Industrial_Agriculture_New_Space Heating_Natural Gas_Strategic Energy Management_A_Technical Potential | F4 | Industrial | Agriculture | New | Space Heating | Natural Gas | Strategic Energy Management | A | Incremental Energy Savings (MWh or mTherms) | Technical Potential | 0 | 0 | 0.053591 | 0.087993 | 0.12232 | 0.16073 | 0.18364 | 0.21011 | 0.23601 | 0.26493 | 0.28586 | 0.3098 | 0.33228 | 0.35867 | 0.3751 | 0.39835 | 0.42134 | 0.4479 | 0.46602 | 0.48803 | 0.5468 | 0.59308 | 0
F5_Industrial_Agriculture_New_Space Heating_Natural Gas_Strategic Energy Management_A_Technical Potential | F5 | Industrial | Agriculture | New | Space Heating | Natural Gas | Strategic Energy Management | A | Incremental Summer Peak Savings (MW) | Technical Potential | 0 | 0 | 0 | 0 | 0 | 0 | 0 | 0 | 0 | 0 | 0 | 0 | 0 | 0 | 0 | 0 | 0 | 0 | 0 | 0 | 0 | 0 | 0
F6_Industrial_Agriculture_New_Space Heating_Natural Gas_Strategic Energy Management_A_Technical Potential | F6 | Industrial | Agriculture | New | Space Heating | Natural Gas | Strategic Energy Management | A | Incremental Winter Peak Savings (MW) | Technical Potential | 0 | 0 | 0 | 0 | 0 | 0 | 0 | 0 | 0 | 0 | 0 | 0 | 0 | 0 | 0 | 0 | 0 | 0 | 0 | 0 | 0 | 0 | 0
F7_Industrial_Agriculture_New_Space Heating_Natural Gas_Strategic Energy Management_A_Technical Potential | F7 | Industrial | Agriculture | New | Space Heating | Natural Gas | Strategic Energy Management | A | Cumulative Energy Savings (MWh or mTherms) | Technical Potential | 0 | 0 | 0.053591 | 0.13841 | 0.25725 | 0.41397 | 0.59455 | 0.75275 | 0.90122 | 1.0432 | 1.1673 | 1.2919 | 1.4098 | 1.5296 | 1.6365 | 1.7563 | 1.8736 | 1.9472 | 1.9806 | 1.9821 | 1.984 | 1.9842 | 0
F8_Industrial_Agriculture_New_Space Heating_Natural Gas_Strategic Energy Management_A_Technical Potential | F8 | Industrial | Agriculture | New | Space Heating | Natural Gas | Strategic Energy Management | A | Cumulative Summer Peak Savings (MW) | Technical Potential | 0 | 0 | 0 | 0 | 0 | 0 | 0 | 0 | 0 | 0 | 0 | 0 | 0 | 0 | 0 | 0 | 0 | 0 | 0 | 0 | 0 | 0 | 0
F9_Industrial_Agriculture_New_Space Heating_Natural Gas_Strategic Energy Management_A_Technical Potential | F9 | Industrial | Agriculture | New | Space Heating | Natural Gas | Strategic Energy Management | A | Cumulative Winter Peak Savings (MW) | Technical Potential | 0 | 0 | 0 | 0 | 0 | 0 | 0 | 0 | 0 | 0 | 0 | 0 | 0 | 0 | 0 | 0 | 0 | 0 | 0 | 0 | 0 | 0 | 0
F10_Industrial_Agriculture_New_Space Heating_Natural Gas_Strategic Energy Management_A_Technical Potential | F10 | Industrial | Agriculture | New | Space Heating | Natural Gas | Strategic Energy Management | A | Purchases (Incremental) | Technical Potential | 0 | 0 | 13.7338 | 23.9682 | 34.1773 | 45.6202 | 52.5116 | 60.5116 | 68.4107 | 77.296 | 83.9138 | 91.5251 | 99.0355 | 107.7477 | 113.6607 | 120.8472 | 128.0282 | 136.3878 | 141.9096 | 148.7138 | 166.4674 | 180.5398 | 0
F11_Industrial_Agriculture_New_Space Heating_Natural Gas_Strategic Energy Management_A_Technical Potential | F11 | Industrial | Agriculture | New | Space Heating | Natural Gas | Strategic Energy Management | A | Purchases (Cumulative) | Technical Potential | 0 | 0 | 13.7338 | 37.702 | 71.8794 | 117.4996 | 170.0112 | 216.7889 | 261.2315 | 304.3502 | 342.6438 | 381.6572 | 420.1811 | 459.5181 | 495.8827 | 532.8161 | 569.3191 | 592.9377 | 603.1315 | 604.0072 | 604.0072 | 604.0072 | 0
F1_Industrial_Agriculture_New_Process_Natural Gas_Strategic Energy Management_A_Technical Potential | F1 | Industrial | Agriculture | New | Process | Natural Gas | Strategic Energy Management | A | Integrated Unit Energy Savings (kWh or therms) | Technical Potential | 0 | 0 | 1.4043 | 1.403 | 1.4017 | 1.4006 | 1.3989 | 1.3975 | 1.3962 | 1.3951 | 1.3939 | 1.393 | 1.3923 | 1.392 | 1.3914 | 1.3911 | 1.3909 | 1.3908 | 1.3905 | 1.3902 | 1.39 | 1.3897 | 0
F2_Industrial_Agriculture_New_Process_Natural Gas_Strategic Energy Management_A_Technical Potential | F2 | Industrial | Agriculture | New | Process | Natural Gas | Strategic Energy Management | A | Integrated Unit Summer Peak Savings (kW) | Technical Potential | 0 | 0 | 0 | 0 | 0 | 0 | 0 | 0 | 0 | 0 | 0 | 0 | 0 | 0 | 0 | 0 | 0 | 0 | 0 | 0 | 0 | 0 | 0
F3_Industrial_Agriculture_New_Process_Natural Gas_Strategic Energy Management_A_Technical Potential | F3 | Industrial | Agriculture | New | Process | Natural Gas | Strategic Energy Management | A | Integrated Unit Winter Peak Savings (kW) | Technical Potential | 0 | 0 | 0 | 0 | 0 | 0 | 0 | 0 | 0 | 0 | 0 | 0 | 0 | 0 | 0 | 0 | 0 | 0 | 0 | 0 | 0 | 0 | 0
F4_Industrial_Agriculture_New_Process_Natural Gas_Strategic Energy Management_A_Technical Potential | F4 | Industrial | Agriculture | New | Process | Natural Gas | Strategic Energy Management | A | Incremental Energy Savings (MWh or mTherms) | Technical Potential | 0 | 0 | 0.11667 | 0.20342 | 0.2898 | 0.38652 | 0.4444 | 0.51157 | 0.57781 | 0.65235 | 0.70758 | 0.77127 | 0.83414 | 0.90729 | 0.9567 | 1.017 | 1.0772 | 1.1475 | 1.1937 | 1.2507 | 1.3997 | 1.5178 | 0
F5_Industrial_Agriculture_New_Process_Natural Gas_Strategic Energy Management_A_Technical Potential | F5 | Industrial | Agriculture | New | Process | Natural Gas | Strategic Energy Management | A | Incremental Summer Peak Savings (MW) | Technical Potential | 0 | 0 | 0 | 0 | 0 | 0 | 0 | 0 | 0 | 0 | 0 | 0 | 0 | 0 | 0 | 0 | 0 | 0 | 0 | 0 | 0 | 0 | 0
F6_Industrial_Agriculture_New_Process_Natural Gas_Strategic Energy Management_A_Technical Potential | F6 | Industrial | Agriculture | New | Process | Natural Gas | Strategic Energy Management | A | Incremental Winter Peak Savings (MW) | Technical Potential | 0 | 0 | 0 | 0 | 0 | 0 | 0 | 0 | 0 | 0 | 0 | 0 | 0 | 0 | 0 | 0 | 0 | 0 | 0 | 0 | 0 | 0 | 0
F7_Industrial_Agriculture_New_Process_Natural Gas_Strategic Energy Management_A_Technical Potential | F7 | Industrial | Agriculture | New | Process | Natural Gas | Strategic Energy Management | A | Cumulative Energy Savings (MWh or mTherms) | Technical Potential | 0 | 0 | 0.11667 | 0.31998 | 0.6095 | 0.99553 | 1.4388 | 1.8328 | 2.2064 | 2.5686 | 2.8893 | 3.2162 | 3.539 | 3.8694 | 4.1739 | 4.4839 | 4.7903 | 4.9887 | 5.0732 | 5.0798 | 5.0788 | 5.0778 | 0
F8_Industrial_Agriculture_New_Process_Natural Gas_Strategic Energy Management_A_Technical Potential | F8 | Industrial | Agriculture | New | Process | Natural Gas | Strategic Energy Management | A | Cumulative Summer Peak Savings (MW) | Technical Potential | 0 | 0 | 0 | 0 | 0 | 0 | 0 | 0 | 0 | 0 | 0 | 0 | 0 | 0 | 0 | 0 | 0 | 0 | 0 | 0 | 0 | 0 | 0
F9_Industrial_Agriculture_New_Process_Natural Gas_Strategic Energy Management_A_Technical Potential | F9 | Industrial | Agriculture | New | Process | Natural Gas | Strategic Energy Management | A | Cumulative Winter Peak Savings (MW) | Technical Potential | 0 | 0 | 0 | 0 | 0 | 0 | 0 | 0 | 0 | 0 | 0 | 0 | 0 | 0 | 0 | 0 | 0 | 0 | 0 | 0 | 0 | 0 | 0
F10_Industrial_Agriculture_New_Process_Natural Gas_Strategic Energy Management_A_Technical Potential | F10 | Industrial | Agriculture | New | Process | Natural Gas | Strategic Energy Management | A | Purchases (Incremental) | Technical Potential | 0 | 0 | 83.0817 | 144.9933 | 206.7529 | 275.9757 | 317.6645 | 366.0596 | 413.8449 | 467.5958 | 507.6293 | 553.6732 | 599.1065 | 651.8104 | 687.5807 | 731.0545 | 774.4954 | 825.0665 | 858.4703 | 899.6315 | 1007.0302 | 1092.1599 | 0
F11_Industrial_Agriculture_New_Process_Natural Gas_Strategic Energy Management_A_Technical Potential | F11 | Industrial | Agriculture | New | Process | Natural Gas | Strategic Energy Management | A | Purchases (Cumulative) | Technical Potential | 0 | 0 | 83.0817 | 228.0751 | 434.828 | 710.8037 | 1028.4682 | 1311.4461 | 1580.2976 | 1841.1406 | 2072.7941 | 2308.8029 | 2541.8497 | 2779.8152 | 2999.8001 | 3223.2253 | 3444.0475 | 3586.9258 | 3648.5923 | 3653.8903 | 3653.8903 | 3653.8903 | 0
F1_Industrial_Agriculture_New_Miscellaneous_Natural Gas_Strategic Energy Management_A_Technical Potential | F1 | Industrial | Agriculture | New | Miscellaneous | Natural Gas | Strategic Energy Management | A | Integrated Unit Energy Savings (kWh or therms) | Technical Potential | 0 | 0 | 0.89787 | 0.89787 | 0.89787 | 0.89787 | 0.89787 | 0.89787 | 0.89787 | 0.89787 | 0.89787 | 0.89787 | 0.89787 | 0.89787 | 0.89787 | 0.89787 | 0.89787 | 0.89787 | 0.89787 | 0.89787 | 0.89787 | 0.89787 | 0
F2_Industrial_Agriculture_New_Miscellaneous_Natural Gas_Strategic Energy Management_A_Technical Potential | F2 | Industrial | Agriculture | New | Miscellaneous | Natural Gas | Strategic Energy Management | A | Integrated Unit Summer Peak Savings (kW) | Technical Potential | 0 | 0 | 0 | 0 | 0 | 0 | 0 | 0 | 0 | 0 | 0 | 0 | 0 | 0 | 0 | 0 | 0 | 0 | 0 | 0 | 0 | 0 | 0
F3_Industrial_Agriculture_New_Miscellaneous_Natural Gas_Strategic Energy Management_A_Technical Potential | F3 | Industrial | Agriculture | New | Miscellaneous | Natural Gas | Strategic Energy Management | A | Integrated Unit Winter Peak Savings (kW) | Technical Potential | 0 | 0 | 0 | 0 | 0 | 0 | 0 | 0 | 0 | 0 | 0 | 0 | 0 | 0 | 0 | 0 | 0 | 0 | 0 | 0 | 0 | 0 | 0
F4_Industrial_Agriculture_New_Miscellaneous_Natural Gas_Strategic Energy Management_A_Technical Potential | F4 | Industrial | Agriculture | New | Miscellaneous | Natural Gas | Strategic Energy Management | A | Incremental Energy Savings (MWh or mTherms) | Technical Potential | 0 | 0 | 0.018649 | 0.032546 | 0.046409 | 0.061948 | 0.071305 | 0.082169 | 0.092895 | 0.10496 | 0.11395 | 0.12428 | 0.13448 | 0.14631 | 0.15434 | 0.1641 | 0.17385 | 0.1852 | 0.1927 | 0.20194 | 0.22605 | 0.24515 | 0
F5_Industrial_Agriculture_New_Miscellaneous_Natural Gas_Strategic Energy Management_A_Technical Potential | F5 | Industrial | Agriculture | New | Miscellaneous | Natural Gas | Strategic Energy Management | A | Incremental Summer Peak Savings (MW) | Technical Potential | 0 | 0 | 0 | 0 | 0 | 0 | 0 | 0 | 0 | 0 | 0 | 0 | 0 | 0 | 0 | 0 | 0 | 0 | 0 | 0 | 0 | 0 | 0
F6_Industrial_Agriculture_New_Miscellaneous_Natural Gas_Strategic Energy Management_A_Technical Potential | F6 | Industrial | Agriculture | New | Miscellaneous | Natural Gas | Strategic Energy Management | A | Incremental Winter Peak Savings (MW) | Technical Potential | 0 | 0 | 0 | 0 | 0 | 0 | 0 | 0 | 0 | 0 | 0 | 0 | 0 | 0 | 0 | 0 | 0 | 0 | 0 | 0 | 0 | 0 | 0
F7_Industrial_Agriculture_New_Miscellaneous_Natural Gas_Strategic Energy Management_A_Technical Potential | F7 | Industrial | Agriculture | New | Miscellaneous | Natural Gas | Strategic Energy Management | A | Cumulative Energy Savings (MWh or mTherms) | Technical Potential | 0 | 0 | 0.018649 | 0.051195 | 0.097605 | 0.15955 | 0.23086 | 0.29438 | 0.35473 | 0.41328 | 0.46528 | 0.51825 | 0.57056 | 0.62398 | 0.67336 | 0.72351 | 0.77308 | 0.80515 | 0.81899 | 0.82018 | 0.82018 | 0.82018 | 0
F8_Industrial_Agriculture_New_Miscellaneous_Natural Gas_Strategic Energy Management_A_Technical Potential | F8 | Industrial | Agriculture | New | Miscellaneous | Natural Gas | Strategic Energy Management | A | Cumulative Summer Peak Savings (MW) | Technical Potential | 0 | 0 | 0 | 0 | 0 | 0 | 0 | 0 | 0 | 0 | 0 | 0 | 0 | 0 | 0 | 0 | 0 | 0 | 0 | 0 | 0 | 0 | 0
F9_Industrial_Agriculture_New_Miscellaneous_Natural Gas_Strategic Energy Management_A_Technical Potential | F9 | Industrial | Agriculture | New | Miscellaneous | Natural Gas | Strategic Energy Management | A | Cumulative Winter Peak Savings (MW) | Technical Potential | 0 | 0 | 0 | 0 | 0 | 0 | 0 | 0 | 0 | 0 | 0 | 0 | 0 | 0 | 0 | 0 | 0 | 0 | 0 | 0 | 0 | 0 | 0
F10_Industrial_Agriculture_New_Miscellaneous_Natural Gas_Strategic Energy Management_A_Technical Potential | F10 | Industrial | Agriculture | New | Miscellaneous | Natural Gas | Strategic Energy Management | A | Purchases (Incremental) | Technical Potential | 0 | 0 | 20.7704 | 36.2483 | 51.6882 | 68.9939 | 79.4161 | 91.5149 | 103.4612 | 116.899 | 126.9073 | 138.4183 | 149.7766 | 162.9526 | 171.8952 | 182.7636 | 193.6239 | 206.2666 | 214.6176 | 224.9079 | 251.7576 | 273.04 | 0
F11_Industrial_Agriculture_New_Miscellaneous_Natural Gas_Strategic Energy Management_A_Technical Potential | F11 | Industrial | Agriculture | New | Miscellaneous | Natural Gas | Strategic Energy Management | A | Purchases (Cumulative) | Technical Potential | 0 | 0 | 20.7704 | 57.0188 | 108.707 | 177.7009 | 257.1171 | 327.8615 | 395.0744 | 460.2851 | 518.1985 | 577.2007 | 635.4624 | 694.9538 | 749.95 | 805.8063 | 861.0119 | 896.7314 | 912.1481 | 913.4726 | 913.4726 | 913.4726 | 0
F1_Industrial_Agriculture_New_Space Heating_Natural Gas_Commissioning_A_Technical Potential | F1 | Industrial | Agriculture | New | Space Heating | Natural Gas | Commissioning | A | Integrated Unit Energy Savings (kWh or therms) | Technical Potential | 0 | 0 | 3.6033 | 3.3922 | 3.3097 | 3.2616 | 3.2429 | 3.2265 | 3.2142 | 3.2033 | 3.1967 | 3.1904 | 3.1775 | 3.1671 | 3.1562 | 3.1658 | 3.1716 | 3.1714 | 3.1774 | 3.1765 | 3.178 | 3.175 | 0
F2_Industrial_Agriculture_New_Space Heating_Natural Gas_Commissioning_A_Technical Potential | F2 | Industrial | Agriculture | New | Space Heating | Natural Gas | Commissioning | A | Integrated Unit Summer Peak Savings (kW) | Technical Potential | 0 | 0 | 0 | 0 | 0 | 0 | 0 | 0 | 0 | 0 | 0 | 0 | 0 | 0 | 0 | 0 | 0 | 0 | 0 | 0 | 0 | 0 | 0
F3_Industrial_Agriculture_New_Space Heating_Natural Gas_Commissioning_A_Technical Potential | F3 | Industrial | Agriculture | New | Space Heating | Natural Gas | Commissioning | A | Integrated Unit Winter Peak Savings (kW) | Technical Potential | 0 | 0 | 0 | 0 | 0 | 0 | 0 | 0 | 0 | 0 | 0 | 0 | 0 | 0 | 0 | 0 | 0 | 0 | 0 | 0 | 0 | 0 | 0
F4_Industrial_Agriculture_New_Space Heating_Natural Gas_Commissioning_A_Technical Potential | F4 | Industrial | Agriculture | New | Space Heating | Natural Gas | Commissioning | A | Incremental Energy Savings (MWh or mTherms) | Technical Potential | 0 | 0 | 0 | 0 | 0 | 0 | 0 | 0 | 0 | 0 | 0 | 0 | 0 | 0 | 0 | 0 | 0 | 0 | 0 | 0 | 0 | 0 | 0
F5_Industrial_Agriculture_New_Space Heating_Natural Gas_Commissioning_A_Technical Potential | F5 | Industrial | Agriculture | New | Space Heating | Natural Gas | Commissioning | A | Incremental Summer Peak Savings (MW) | Technical Potential | 0 | 0 | 0 | 0 | 0 | 0 | 0 | 0 | 0 | 0 | 0 | 0 | 0 | 0 | 0 | 0 | 0 | 0 | 0 | 0 | 0 | 0 | 0
F6_Industrial_Agriculture_New_Space Heating_Natural Gas_Commissioning_A_Technical Potential | F6 | Industrial | Agriculture | New | Space Heating | Natural Gas | Commissioning | A | Incremental Winter Peak Savings (MW) | Technical Potential | 0 | 0 | 0 | 0 | 0 | 0 | 0 | 0 | 0 | 0 | 0 | 0 | 0 | 0 | 0 | 0 | 0 | 0 | 0 | 0 | 0 | 0 | 0
F7_Industrial_Agriculture_New_Space Heating_Natural Gas_Commissioning_A_Technical Potential | F7 | Industrial | Agriculture | New | Space Heating | Natural Gas | Commissioning | A | Cumulative Energy Savings (MWh or mTherms) | Technical Potential | 0 | 0 | 0 | 0 | 0 | 0 | 0 | 0 | 0 | 0 | 0 | 0 | 0 | 0 | 0 | 0 | 0 | 0 | 0 | 0 | 0 | 0 | 0
F8_Industrial_Agriculture_New_Space Heating_Natural Gas_Commissioning_A_Technical Potential | F8 | Industrial | Agriculture | New | Space Heating | Natural Gas | Commissioning | A | Cumulative Summer Peak Savings (MW) | Technical Potential | 0 | 0 | 0 | 0 | 0 | 0 | 0 | 0 | 0 | 0 | 0 | 0 | 0 | 0 | 0 | 0 | 0 | 0 | 0 | 0 | 0 | 0 | 0
F9_Industrial_Agriculture_New_Space Heating_Natural Gas_Commissioning_A_Technical Potential | F9 | Industrial | Agriculture | New | Space Heating | Natural Gas | Commissioning | A | Cumulative Winter Peak Savings (MW) | Technical Potential | 0 | 0 | 0 | 0 | 0 | 0 | 0 | 0 | 0 | 0 | 0 | 0 | 0 | 0 | 0 | 0 | 0 | 0 | 0 | 0 | 0 | 0 | 0
F10_Industrial_Agriculture_New_Space Heating_Natural Gas_Commissioning_A_Technical Potential | F10 | Industrial | Agriculture | New | Space Heating | Natural Gas | Commissioning | A | Purchases (Incremental) | Technical Potential | 0 | 0 | 0 | 0 | 0 | 0 | 0 | 0 | 0 | 0 | 0 | 0 | 0 | 0 | 0 | 0 | 0 | 0 | 0 | 0 | 0 | 0 | 0
F11_Industrial_Agriculture_New_Space Heating_Natural Gas_Commissioning_A_Technical Potential | F11 | Industrial | Agriculture | New | Space Heating | Natural Gas | Commissioning | A | Purchases (Cumulative) | Technical Potential | 0 | 0 | 0 | 0 | 0 | 0 | 0 | 0 | 0 | 0 | 0 | 0 | 0 | 0 | 0 | 0 | 0 | 0 | 0 | 0 | 0 | 0 | 0
F1_Industrial_Agriculture_New_Process_Natural Gas_Commissioning_A_Technical Potential | F1 | Industrial | Agriculture | New | Process | Natural Gas | Commissioning | A | Integrated Unit Energy Savings (kWh or therms) | Technical Potential | 0 | 0 | 7.8495 | 7.8492 | 7.8491 | 7.8494 | 7.8496 | 7.8497 | 7.8498 | 7.8499 | 7.8499 | 7.85 | 7.85 | 7.8501 | 7.8501 | 7.8501 | 7.8501 | 7.8502 | 7.8502 | 7.8502 | 7.8502 | 7.8502 | 0
F2_Industrial_Agriculture_New_Process_Natural Gas_Commissioning_A_Technical Potential | F2 | Industrial | Agriculture | New | Process | Natural Gas | Commissioning | A | Integrated Unit Summer Peak Savings (kW) | Technical Potential | 0 | 0 | 0 | 0 | 0 | 0 | 0 | 0 | 0 | 0 | 0 | 0 | 0 | 0 | 0 | 0 | 0 | 0 | 0 | 0 | 0 | 0 | 0
F3_Industrial_Agriculture_New_Process_Natural Gas_Commissioning_A_Technical Potential | F3 | Industrial | Agriculture | New | Process | Natural Gas | Commissioning | A | Integrated Unit Winter Peak Savings (kW) | Technical Potential | 0 | 0 | 0 | 0 | 0 | 0 | 0 | 0 | 0 | 0 | 0 | 0 | 0 | 0 | 0 | 0 | 0 | 0 | 0 | 0 | 0 | 0 | 0
F4_Industrial_Agriculture_New_Process_Natural Gas_Commissioning_A_Technical Potential | F4 | Industrial | Agriculture | New | Process | Natural Gas | Commissioning | A | Incremental Energy Savings (MWh or mTherms) | Technical Potential | 0 | 0 | 0 | 0 | 0 | 0 | 0 | 0 | 0 | 0 | 0 | 0 | 0 | 0 | 0 | 0 | 0 | 0 | 0 | 0 | 0 | 0 | 0
F5_Industrial_Agriculture_New_Process_Natural Gas_Commissioning_A_Technical Potential | F5 | Industrial | Agriculture | New | Process | Natural Gas | Commissioning | A | Incremental Summer Peak Savings (MW) | Technical Potential | 0 | 0 | 0 | 0 | 0 | 0 | 0 | 0 | 0 | 0 | 0 | 0 | 0 | 0 | 0 | 0 | 0 | 0 | 0 | 0 | 0 | 0 | 0
F6_Industrial_Agriculture_New_Process_Natural Gas_Commissioning_A_Technical Potential | F6 | Industrial | Agriculture | New | Process | Natural Gas | Commissioning | A | Incremental Winter Peak Savings (MW) | Technical Potential | 0 | 0 | 0 | 0 | 0 | 0 | 0 | 0 | 0 | 0 | 0 | 0 | 0 | 0 | 0 | 0 | 0 | 0 | 0 | 0 | 0 | 0 | 0
F7_Industrial_Agriculture_New_Process_Natural Gas_Commissioning_A_Technical Potential | F7 | Industrial | Agriculture | New | Process | Natural Gas | Commissioning | A | Cumulative Energy Savings (MWh or mTherms) | Technical Potential | 0 | 0 | 0 | 0 | 0 | 0 | 0 | 0 | 0 | 0 | 0 | 0 | 0 | 0 | 0 | 0 | 0 | 0 | 0 | 0 | 0 | 0 | 0
F8_Industrial_Agriculture_New_Process_Natural Gas_Commissioning_A_Technical Potential | F8 | Industrial | Agriculture | New | Process | Natural Gas | Commissioning | A | Cumulative Summer Peak Savings (MW) | Technical Potential | 0 | 0 | 0 | 0 | 0 | 0 | 0 | 0 | 0 | 0 | 0 | 0 | 0 | 0 | 0 | 0 | 0 | 0 | 0 | 0 | 0 | 0 | 0
F9_Industrial_Agriculture_New_Process_Natural Gas_Commissioning_A_Technical Potential | F9 | Industrial | Agriculture | New | Process | Natural Gas | Commissioning | A | Cumulative Winter Peak Savings (MW) | Technical Potential | 0 | 0 | 0 | 0 | 0 | 0 | 0 | 0 | 0 | 0 | 0 | 0 | 0 | 0 | 0 | 0 | 0 | 0 | 0 | 0 | 0 | 0 | 0
F10_Industrial_Agriculture_New_Process_Natural Gas_Commissioning_A_Technical Potential | F10 | Industrial | Agriculture | New | Process | Natural Gas | Commissioning | A | Purchases (Incremental) | Technical Potential | 0 | 0 | 0 | 0 | 0 | 0 | 0 | 0 | 0 | 0 | 0 | 0 | 0 | 0 | 0 | 0 | 0 | 0 | 0 | 0 | 0 | 0 | 0
F11_Industrial_Agriculture_New_Process_Natural Gas_Commissioning_A_Technical Potential | F11 | Industrial | Agriculture | New | Process | Natural Gas | Commissioning | A | Purchases (Cumulative) | Technical Potential | 0 | 0 | 0 | 0 | 0 | 0 | 0 | 0 | 0 | 0 | 0 | 0 | 0 | 0 | 0 | 0 | 0 | 0 | 0 | 0 | 0 | 0 | 0
F1_Industrial_Agriculture_New_Space Heating_Natural Gas_Retrocommissioning_A_Technical Potential | F1 | Industrial | Agriculture | New | Space Heating | Natural Gas | Retrocommissioning | A | Integrated Unit Energy Savings (kWh or therms) | Technical Potential | 0 | 0 | 0 | 0 | 0 | 0 | 0 | 0 | 0 | 0 | 0 | 0 | 0 | 0 | 0 | 0 | 0 | 0 | 0 | 0 | 0 | 0 | 0
F2_Industrial_Agriculture_New_Space Heating_Natural Gas_Retrocommissioning_A_Technical Potential | F2 | Industrial | Agriculture | New | Space Heating | Natural Gas | Retrocommissioning | A | Integrated Unit Summer Peak Savings (kW) | Technical Potential | 0 | 0 | 0 | 0 | 0 | 0 | 0 | 0 | 0 | 0 | 0 | 0 | 0 | 0 | 0 | 0 | 0 | 0 | 0 | 0 | 0 | 0 | 0
F3_Industrial_Agriculture_New_Space Heating_Natural Gas_Retrocommissioning_A_Technical Potential | F3 | Industrial | Agriculture | New | Space Heating | Natural Gas | Retrocommissioning | A | Integrated Unit Winter Peak Savings (kW) | Technical Potential | 0 | 0 | 0 | 0 | 0 | 0 | 0 | 0 | 0 | 0 | 0 | 0 | 0 | 0 | 0 | 0 | 0 | 0 | 0 | 0 | 0 | 0 | 0
F4_Industrial_Agriculture_New_Space Heating_Natural Gas_Retrocommissioning_A_Technical Potential | F4 | Industrial | Agriculture | New | Space Heating | Natural Gas | Retrocommissioning | A | Incremental Energy Savings (MWh or mTherms) | Technical Potential | 0 | 0 | 0 | 0 | 0 | 0 | 0 | 0 | 0 | 0 | 0 | 0 | 0 | 0 | 0 | 0 | 0 | 0 | 0 | 0 | 0 | 0 | 0
F5_Industrial_Agriculture_New_Space Heating_Natural Gas_Retrocommissioning_A_Technical Potential | F5 | Industrial | Agriculture | New | Space Heating | Natural Gas | Retrocommissioning | A | Incremental Summer Peak Savings (MW) | Technical Potential | 0 | 0 | 0 | 0 | 0 | 0 | 0 | 0 | 0 | 0 | 0 | 0 | 0 | 0 | 0 | 0 | 0 | 0 | 0 | 0 | 0 | 0 | 0
F6_Industrial_Agriculture_New_Space Heating_Natural Gas_Retrocommissioning_A_Technical Potential | F6 | Industrial | Agriculture | New | Space Heating | Natural Gas | Retrocommissioning | A | Incremental Winter Peak Savings (MW) | Technical Potential | 0 | 0 | 0 | 0 | 0 | 0 | 0 | 0 | 0 | 0 | 0 | 0 | 0 | 0 | 0 | 0 | 0 | 0 | 0 | 0 | 0 | 0 | 0
F7_Industrial_Agriculture_New_Space Heating_Natural Gas_Retrocommissioning_A_Technical Potential | F7 | Industrial | Agriculture | New | Space Heating | Natural Gas | Retrocommissioning | A | Cumulative Energy Savings (MWh or mTherms) | Technical Potential | 0 | 0 | 0 | 0 | 0 | 0 | 0 | 0 | 0 | 0 | 0 | 0 | 0 | 0 | 0 | 0 | 0 | 0 | 0 | 0 | 0 | 0 | 0
F8_Industrial_Agriculture_New_Space Heating_Natural Gas_Retrocommissioning_A_Technical Potential | F8 | Industrial | Agriculture | New | Space Heating | Natural Gas | Retrocommissioning | A | Cumulative Summer Peak Savings (MW) | Technical Potential | 0 | 0 | 0 | 0 | 0 | 0 | 0 | 0 | 0 | 0 | 0 | 0 | 0 | 0 | 0 | 0 | 0 | 0 | 0 | 0 | 0 | 0 | 0
F9_Industrial_Agriculture_New_Space Heating_Natural Gas_Retrocommissioning_A_Technical Potential | F9 | Industrial | Agriculture | New | Space Heating | Natural Gas | Retrocommissioning | A | Cumulative Winter Peak Savings (MW) | Technical Potential | 0 | 0 | 0 | 0 | 0 | 0 | 0 | 0 | 0 | 0 | 0 | 0 | 0 | 0 | 0 | 0 | 0 | 0 | 0 | 0 | 0 | 0 | 0
F10_Industrial_Agriculture_New_Space Heating_Natural Gas_Retrocommissioning_A_Technical Potential | F10 | Industrial | Agriculture | New | Space Heating | Natural Gas | Retrocommissioning | A | Purchases (Incremental) | Technical Potential | 0 | 0 | 0 | 0 | 0 | 0 | 0 | 0 | 0 | 0 | 0 | 0 | 0 | 0 | 0 | 0 | 0 | 0 | 0 | 0 | 0 | 0 | 0
F11_Industrial_Agriculture_New_Space Heating_Natural Gas_Retrocommissioning_A_Technical Potential | F11 | Industrial | Agriculture | New | Space Heating | Natural Gas | Retrocommissioning | A | Purchases (Cumulative) | Technical Potential | 0 | 0 | 0 | 0 | 0 | 0 | 0 | 0 | 0 | 0 | 0 | 0 | 0 | 0 | 0 | 0 | 0 | 0 | 0 | 0 | 0 | 0 | 0
F1_Industrial_Agriculture_New_Process_Natural Gas_Retrocommissioning_A_Technical Potential | F1 | Industrial | Agriculture | New | Process | Natural Gas | Retrocommissioning | A | Integrated Unit Energy Savings (kWh or therms) | Technical Potential | 0 | 0 | 0 | 0 | 0 | 0 | 0 | 0 | 0 | 0 | 0 | 0 | 0 | 0 | 0 | 0 | 0 | 0 | 0 | 0 | 0 | 0 | 0
F2_Industrial_Agriculture_New_Process_Natural Gas_Retrocommissioning_A_Technical Potential | F2 | Industrial | Agriculture | New | Process | Natural Gas | Retrocommissioning | A | Integrated Unit Summer Peak Savings (kW) | Technical Potential | 0 | 0 | 0 | 0 | 0 | 0 | 0 | 0 | 0 | 0 | 0 | 0 | 0 | 0 | 0 | 0 | 0 | 0 | 0 | 0 | 0 | 0 | 0
F3_Industrial_Agriculture_New_Process_Natural Gas_Retrocommissioning_A_Technical Potential | F3 | Industrial | Agriculture | New | Process | Natural Gas | Retrocommissioning | A | Integrated Unit Winter Peak Savings (kW) | Technical Potential | 0 | 0 | 0 | 0 | 0 | 0 | 0 | 0 | 0 | 0 | 0 | 0 | 0 | 0 | 0 | 0 | 0 | 0 | 0 | 0 | 0 | 0 | 0
F4_Industrial_Agriculture_New_Process_Natural Gas_Retrocommissioning_A_Technical Potential | F4 | Industrial | Agriculture | New | Process | Natural Gas | Retrocommissioning | A | Incremental Energy Savings (MWh or mTherms) | Technical Potential | 0 | 0 | 0 | 0 | 0 | 0 | 0 | 0 | 0 | 0 | 0 | 0 | 0 | 0 | 0 | 0 | 0 | 0 | 0 | 0 | 0 | 0 | 0
F5_Industrial_Agriculture_New_Process_Natural Gas_Retrocommissioning_A_Technical Potential | F5 | Industrial | Agriculture | New | Process | Natural Gas | Retrocommissioning | A | Incremental Summer Peak Savings (MW) | Technical Potential | 0 | 0 | 0 | 0 | 0 | 0 | 0 | 0 | 0 | 0 | 0 | 0 | 0 | 0 | 0 | 0 | 0 | 0 | 0 | 0 | 0 | 0 | 0
F6_Industrial_Agriculture_New_Process_Natural Gas_Retrocommissioning_A_Technical Potential | F6 | Industrial | Agriculture | New | Process | Natural Gas | Retrocommissioning | A | Incremental Winter Peak Savings (MW) | Technical Potential | 0 | 0 | 0 | 0 | 0 | 0 | 0 | 0 | 0 | 0 | 0 | 0 | 0 | 0 | 0 | 0 | 0 | 0 | 0 | 0 | 0 | 0 | 0
F7_Industrial_Agriculture_New_Process_Natural Gas_Retrocommissioning_A_Technical Potential | F7 | Industrial | Agriculture | New | Process | Natural Gas | Retrocommissioning | A | Cumulative Energy Savings (MWh or mTherms) | Technical Potential | 0 | 0 | 0 | 0 | 0 | 0 | 0 | 0 | 0 | 0 | 0 | 0 | 0 | 0 | 0 | 0 | 0 | 0 | 0 | 0 | 0 | 0 | 0
F8_Industrial_Agriculture_New_Process_Natural Gas_Retrocommissioning_A_Technical Potential | F8 | Industrial | Agriculture | New | Process | Natural Gas | Retrocommissioning | A | Cumulative Summer Peak Savings (MW) | Technical Potential | 0 | 0 | 0 | 0 | 0 | 0 | 0 | 0 | 0 | 0 | 0 | 0 | 0 | 0 | 0 | 0 | 0 | 0 | 0 | 0 | 0 | 0 | 0
F9_Industrial_Agriculture_New_Process_Natural Gas_Retrocommissioning_A_Technical Potential | F9 | Industrial | Agriculture | New | Process | Natural Gas | Retrocommissioning | A | Cumulative Winter Peak Savings (MW) | Technical Potential | 0 | 0 | 0 | 0 | 0 | 0 | 0 | 0 | 0 | 0 | 0 | 0 | 0 | 0 | 0 | 0 | 0 | 0 | 0 | 0 | 0 | 0 | 0
F10_Industrial_Agriculture_New_Process_Natural Gas_Retrocommissioning_A_Technical Potential | F10 | Industrial | Agriculture | New | Process | Natural Gas | Retrocommissioning | A | Purchases (Incremental) | Technical Potential | 0 | 0 | 0 | 0 | 0 | 0 | 0 | 0 | 0 | 0 | 0 | 0 | 0 | 0 | 0 | 0 | 0 | 0 | 0 | 0 | 0 | 0 | 0
F11_Industrial_Agriculture_New_Process_Natural Gas_Retrocommissioning_A_Technical Potential | F11 | Industrial | Agriculture | New | Process | Natural Gas | Retrocommissioning | A | Purchases (Cumulative) | Technical Potential | 0 | 0 | 0 | 0 | 0 | 0 | 0 | 0 | 0 | 0 | 0 | 0 | 0 | 0 | 0 | 0 | 0 | 0 | 0 | 0 | 0 | 0 | 0
F1_Industrial_Primary Metals_Existing_Space Heating_Natural Gas_Insulation - Roof/Ceiling_A_Technical Potential | F1 | Industrial | Primary Metals | Existing | Space Heating | Natural Gas | Insulation - Roof/Ceiling | A | Integrated Unit Energy Savings (kWh or therms) | Technical Potential | 0 | 0 | 0.082692 | 0.082116 | 0.081495 | 0.080819 | 0.080075 | 0.079253 | 0.078345 | 0.077343 | 0.076253 | 0.075083 | 0.073853 | 0.072582 | 0.071311 | 0.070065 | 0.068868 | 0.067777 | 0.066795 | 0.065914 | 0.065119 | 0.064386 | 0
F2_Industrial_Primary Metals_Existing_Space Heating_Natural Gas_Insulation - Roof/Ceiling_A_Technical Potential | F2 | Industrial | Primary Metals | Existing | Space Heating | Natural Gas | Insulation - Roof/Ceiling | A | Integrated Unit Summer Peak Savings (kW) | Technical Potential | 0 | 0 | 0 | 0 | 0 | 0 | 0 | 0 | 0 | 0 | 0 | 0 | 0 | 0 | 0 | 0 | 0 | 0 | 0 | 0 | 0 | 0 | 0
F3_Industrial_Primary Metals_Existing_Space Heating_Natural Gas_Insulation - Roof/Ceiling_A_Technical Potential | F3 | Industrial | Primary Metals | Existing | Space Heating | Natural Gas | Insulation - Roof/Ceiling | A | Integrated Unit Winter Peak Savings (kW) | Technical Potential | 0 | 0 | 0 | 0 | 0 | 0 | 0 | 0 | 0 | 0 | 0 | 0 | 0 | 0 | 0 | 0 | 0 | 0 | 0 | 0 | 0 | 0 | 0
F4_Industrial_Primary Metals_Existing_Space Heating_Natural Gas_Insulation - Roof/Ceiling_A_Technical Potential | F4 | Industrial | Primary Metals | Existing | Space Heating | Natural Gas | Insulation - Roof/Ceiling | A | Incremental Energy Savings (MWh or mTherms) | Technical Potential | 0 | 0 | 0.35278 | 0.60249 | 0.91409 | 1.2472 | 1.5457 | 1.754 | 1.835 | 1.7804 | 1.61 | 1.3632 | 1.0852 | 0.81523 | 0.58001 | 0.39203 | 0.25246 | 0.15539 | 0.091604 | 0.060151 | 0 | 0 | 0
F5_Industrial_Primary Metals_Existing_Space Heating_Natural Gas_Insulation - Roof/Ceiling_A_Technical Potential | F5 | Industrial | Primary Metals | Existing | Space Heating | Natural Gas | Insulation - Roof/Ceiling | A | Incremental Summer Peak Savings (MW) | Technical Potential | 0 | 0 | 0 | 0 | 0 | 0 | 0 | 0 | 0 | 0 | 0 | 0 | 0 | 0 | 0 | 0 | 0 | 0 | 0 | 0 | 0 | 0 | 0
F6_Industrial_Primary Metals_Existing_Space Heating_Natural Gas_Insulation - Roof/Ceiling_A_Technical Potential | F6 | Industrial | Primary Metals | Existing | Space Heating | Natural Gas | Insulation - Roof/Ceiling | A | Incremental Winter Peak Savings (MW) | Technical Potential | 0 | 0 | 0 | 0 | 0 | 0 | 0 | 0 | 0 | 0 | 0 | 0 | 0 | 0 | 0 | 0 | 0 | 0 | 0 | 0 | 0 | 0 | 0
F7_Industrial_Primary Metals_Existing_Space Heating_Natural Gas_Insulation - Roof/Ceiling_A_Technical Potential | F7 | Industrial | Primary Metals | Existing | Space Heating | Natural Gas | Insulation - Roof/Ceiling | A | Cumulative Energy Savings (MWh or mTherms) | Technical Potential | 0 | 0 | 0.35278 | 0.95282 | 1.8597 | 3.0915 | 4.6087 | 6.3154 | 8.078 | 9.7551 | 11.2276 | 12.4186 | 13.3004 | 13.8867 | 14.2236 | 14.3669 | 14.3741 | 14.3017 | 14.186 | 14.0591 | 13.8895 | 13.7332 | 0
F8_Industrial_Primary Metals_Existing_Space Heating_Natural Gas_Insulation - Roof/Ceiling_A_Technical Potential | F8 | Industrial | Primary Metals | Existing | Space Heating | Natural Gas | Insulation - Roof/Ceiling | A | Cumulative Summer Peak Savings (MW) | Technical Potential | 0 | 0 | 0 | 0 | 0 | 0 | 0 | 0 | 0 | 0 | 0 | 0 | 0 | 0 | 0 | 0 | 0 | 0 | 0 | 0 | 0 | 0 | 0
F9_Industrial_Primary Metals_Existing_Space Heating_Natural Gas_Insulation - Roof/Ceiling_A_Technical Potential | F9 | Industrial | Primary Metals | Existing | Space Heating | Natural Gas | Insulation - Roof/Ceiling | A | Cumulative Winter Peak Savings (MW) | Technical Potential | 0 | 0 | 0 | 0 | 0 | 0 | 0 | 0 | 0 | 0 | 0 | 0 | 0 | 0 | 0 | 0 | 0 | 0 | 0 | 0 | 0 | 0 | 0
F10_Industrial_Primary Metals_Existing_Space Heating_Natural Gas_Insulation - Roof/Ceiling_A_Technical Potential | F10 | Industrial | Primary Metals | Existing | Space Heating | Natural Gas | Insulation - Roof/Ceiling | A | Purchases (Incremental) | Technical Potential | 0 | 0 | 4266.1812 | 7337.0961 | 11216.4803 | 15432.3298 | 19302.5066 | 22131.3222 | 23422.8052 | 23018.9637 | 21113.946 | 18156.1734 | 14694.3473 | 11231.8861 | 8133.4348 | 5595.2422 | 3665.8483 | 2292.5917 | 1371.4304 | 912.5633 | 0 | 0 | 0
F11_Industrial_Primary Metals_Existing_Space Heating_Natural Gas_Insulation - Roof/Ceiling_A_Technical Potential | F11 | Industrial | Primary Metals | Existing | Space Heating | Natural Gas | Insulation - Roof/Ceiling | A | Purchases (Cumulative) | Technical Potential | 0 | 0 | 4266.1812 | 11603.2774 | 22819.7577 | 38252.0875 | 57554.5941 | 79685.9163 | 103108.7215 | 126127.6852 | 147241.6312 | 165397.8046 | 180092.1519 | 191324.038 | 199457.4728 | 205052.715 | 208718.5633 | 211011.155 | 212382.5854 | 213295.1487 | 213295.1487 | 213295.1487 | 0
F1_Industrial_Primary Metals_Existing_Space Heating_Natural Gas_Insulation - Wall Cavity_A_Technical Potential | F1 | Industrial | Primary Metals | Existing | Space Heating | Natural Gas | Insulation - Wall Cavity | A | Integrated Unit Energy Savings (kWh or therms) | Technical Potential | 0 | 0 | 0.018022 | 0.017777 | 0.017458 | 0.017056 | 0.016572 | 0.01602 | 0.015426 | 0.014816 | 0.014218 | 0.013654 | 0.013136 | 0.01267 | 0.012256 | 0.01189 | 0.011566 | 0.011284 | 0.011036 | 0.010813 | 0.010619 | 0.010436 | 0
F2_Industrial_Primary Metals_Existing_Space Heating_Natural Gas_Insulation - Wall Cavity_A_Technical Potential | F2 | Industrial | Primary Metals | Existing | Space Heating | Natural Gas | Insulation - Wall Cavity | A | Integrated Unit Summer Peak Savings (kW) | Technical Potential | 0 | 0 | 0 | 0 | 0 | 0 | 0 | 0 | 0 | 0 | 0 | 0 | 0 | 0 | 0 | 0 | 0 | 0 | 0 | 0 | 0 | 0 | 0
F3_Industrial_Primary Metals_Existing_Space Heating_Natural Gas_Insulation - Wall Cavity_A_Technical Potential | F3 | Industrial | Primary Metals | Existing | Space Heating | Natural Gas | Insulation - Wall Cavity | A | Integrated Unit Winter Peak Savings (kW) | Technical Potential | 0 | 0 | 0 | 0 | 0 | 0 | 0 | 0 | 0 | 0 | 0 | 0 | 0 | 0 | 0 | 0 | 0 | 0 | 0 | 0 | 0 | 0 | 0
F4_Industrial_Primary Metals_Existing_Space Heating_Natural Gas_Insulation - Wall Cavity_A_Technical Potential | F4 | Industrial | Primary Metals | Existing | Space Heating | Natural Gas | Insulation - Wall Cavity | A | Incremental Energy Savings (MWh or mTherms) | Technical Potential | 0 | 0 | 0.076883 | 0.13043 | 0.19582 | 0.26321 | 0.31987 | 0.35455 | 0.36131 | 0.34105 | 0.3002 | 0.2479 | 0.19303 | 0.14231 | 0.099686 | 0.06653 | 0.042401 | 0.025869 | 0.015135 | 0.0098671 | 0 | 0 | 0
F5_Industrial_Primary Metals_Existing_Space Heating_Natural Gas_Insulation - Wall Cavity_A_Technical Potential | F5 | Industrial | Primary Metals | Existing | Space Heating | Natural Gas | Insulation - Wall Cavity | A | Incremental Summer Peak Savings (MW) | Technical Potential | 0 | 0 | 0 | 0 | 0 | 0 | 0 | 0 | 0 | 0 | 0 | 0 | 0 | 0 | 0 | 0 | 0 | 0 | 0 | 0 | 0 | 0 | 0
F6_Industrial_Primary Metals_Existing_Space Heating_Natural Gas_Insulation - Wall Cavity_A_Technical Potential | F6 | Industrial | Primary Metals | Existing | Space Heating | Natural Gas | Insulation - Wall Cavity | A | Incremental Winter Peak Savings (MW) | Technical Potential | 0 | 0 | 0 | 0 | 0 | 0 | 0 | 0 | 0 | 0 | 0 | 0 | 0 | 0 | 0 | 0 | 0 | 0 | 0 | 0 | 0 | 0 | 0
F7_Industrial_Primary Metals_Existing_Space Heating_Natural Gas_Insulation - Wall Cavity_A_Technical Potential | F7 | Industrial | Primary Metals | Existing | Space Heating | Natural Gas | Insulation - Wall Cavity | A | Cumulative Energy Savings (MWh or mTherms) | Technical Potential | 0 | 0 | 0.076883 | 0.20627 | 0.39839 | 0.65241 | 0.95377 | 1.2766 | 1.5905 | 1.8687 | 2.0935 | 2.2583 | 2.3657 | 2.4241 | 2.4446 | 2.4382 | 2.4141 | 2.381 | 2.3438 | 2.3063 | 2.265 | 2.2261 | 0
F8_Industrial_Primary Metals_Existing_Space Heating_Natural Gas_Insulation - Wall Cavity_A_Technical Potential | F8 | Industrial | Primary Metals | Existing | Space Heating | Natural Gas | Insulation - Wall Cavity | A | Cumulative Summer Peak Savings (MW) | Technical Potential | 0 | 0 | 0 | 0 | 0 | 0 | 0 | 0 | 0 | 0 | 0 | 0 | 0 | 0 | 0 | 0 | 0 | 0 | 0 | 0 | 0 | 0 | 0
F9_Industrial_Primary Metals_Existing_Space Heating_Natural Gas_Insulation - Wall Cavity_A_Technical Potential | F9 | Industrial | Primary Metals | Existing | Space Heating | Natural Gas | Insulation - Wall Cavity | A | Cumulative Winter Peak Savings (MW) | Technical Potential | 0 | 0 | 0 | 0 | 0 | 0 | 0 | 0 | 0 | 0 | 0 | 0 | 0 | 0 | 0 | 0 | 0 | 0 | 0 | 0 | 0 | 0 | 0
F10_Industrial_Primary Metals_Existing_Space Heating_Natural Gas_Insulation - Wall Cavity_A_Technical Potential | F10 | Industrial | Primary Metals | Existing | Space Heating | Natural Gas | Insulation - Wall Cavity | A | Purchases (Incremental) | Technical Potential | 0 | 0 | 4266.1812 | 7337.0961 | 11216.4803 | 15432.3298 | 19302.5066 | 22131.3222 | 23422.8052 | 23018.9637 | 21113.946 | 18156.1734 | 14694.3473 | 11231.8861 | 8133.4348 | 5595.2422 | 3665.8483 | 2292.5917 | 1371.4304 | 912.5633 | 0 | 0 | 0
F11_Industrial_Primary Metals_Existing_Space Heating_Natural Gas_Insulation - Wall Cavity_A_Technical Potential | F11 | Industrial | Primary Metals | Existing | Space Heating | Natural Gas | Insulation - Wall Cavity | A | Purchases (Cumulative) | Technical Potential | 0 | 0 | 4266.1812 | 11603.2774 | 22819.7577 | 38252.0875 | 57554.5941 | 79685.9163 | 103108.7215 | 126127.6852 | 147241.6312 | 165397.8046 | 180092.1519 | 191324.038 | 199457.4728 | 205052.715 | 208718.5633 | 211011.155 | 212382.5854 | 213295.1487 | 213295.1487 | 213295.1487 | 0
F1_Industrial_Primary Metals_Existing_Space Heating_Natural Gas_Insulation - Ducting_A_Technical Potential | F1 | Industrial | Primary Metals | Existing | Space Heating | Natural Gas | Insulation - Ducting | A | Integrated Unit Energy Savings (kWh or therms) | Technical Potential | 0 | 0 | 0.0014243 | 0.0013954 | 0.0013597 | 0.0013165 | 0.0012662 | 0.0012104 | 0.0011516 | 0.0010923 | 0.0010351 | 0.00098163 | 0.00093301 | 0.00088947 | 0.00085103 | 0.00081719 | 0.00078742 | 0.00076152 | 0.00073882 | 0.00071854 | 0.00070094 | 0.00068441 | 0
F2_Industrial_Primary Metals_Existing_Space Heating_Natural Gas_Insulation - Ducting_A_Technical Potential | F2 | Industrial | Primary Metals | Existing | Space Heating | Natural Gas | Insulation - Ducting | A | Integrated Unit Summer Peak Savings (kW) | Technical Potential | 0 | 0 | 0 | 0 | 0 | 0 | 0 | 0 | 0 | 0 | 0 | 0 | 0 | 0 | 0 | 0 | 0 | 0 | 0 | 0 | 0 | 0 | 0
F3_Industrial_Primary Metals_Existing_Space Heating_Natural Gas_Insulation - Ducting_A_Technical Potential | F3 | Industrial | Primary Metals | Existing | Space Heating | Natural Gas | Insulation - Ducting | A | Integrated Unit Winter Peak Savings (kW) | Technical Potential | 0 | 0 | 0 | 0 | 0 | 0 | 0 | 0 | 0 | 0 | 0 | 0 | 0 | 0 | 0 | 0 | 0 | 0 | 0 | 0 | 0 | 0 | 0
F4_Industrial_Primary Metals_Existing_Space Heating_Natural Gas_Insulation - Ducting_A_Technical Potential | F4 | Industrial | Primary Metals | Existing | Space Heating | Natural Gas | Insulation - Ducting | A | Incremental Energy Savings (MWh or mTherms) | Technical Potential | 0 | 0 | 0.0007672 | 0.00090698 | 0.0010628 | 0.001174 | 0.0012657 | 0.0013902 | 0.001426 | 0.0013579 | 0.0011917 | 0.00095472 | 0.00069009 | 0.0004279 | 0.00023362 | 0.00010615 | 4.2527e-05 | 1.4698e-05 | 4.3774e-06 | 9.1188e-07 | 1.4369e-07 | 1.6551e-08 | 0
F5_Industrial_Primary Metals_Existing_Space Heating_Natural Gas_Insulation - Ducting_A_Technical Potential | F5 | Industrial | Primary Metals | Existing | Space Heating | Natural Gas | Insulation - Ducting | A | Incremental Summer Peak Savings (MW) | Technical Potential | 0 | 0 | 0 | 0 | 0 | 0 | 0 | 0 | 0 | 0 | 0 | 0 | 0 | 0 | 0 | 0 | 0 | 0 | 0 | 0 | 0 | 0 | 0
F6_Industrial_Primary Metals_Existing_Space Heating_Natural Gas_Insulation - Ducting_A_Technical Potential | F6 | Industrial | Primary Metals | Existing | Space Heating | Natural Gas | Insulation - Ducting | A | Incremental Winter Peak Savings (MW) | Technical Potential | 0 | 0 | 0 | 0 | 0 | 0 | 0 | 0 | 0 | 0 | 0 | 0 | 0 | 0 | 0 | 0 | 0 | 0 | 0 | 0 | 0 | 0 | 0
F7_Industrial_Primary Metals_Existing_Space Heating_Natural Gas_Insulation - Ducting_A_Technical Potential | F7 | Industrial | Primary Metals | Existing | Space Heating | Natural Gas | Insulation - Ducting | A | Cumulative Energy Savings (MWh or mTherms) | Technical Potential | 0 | 0 | 0.0007672 | 0.0016586 | 0.002679 | 0.0037678 | 0.0048897 | 0.0060646 | 0.0071957 | 0.0081833 | 0.008946 | 0.0094388 | 0.0096614 | 0.0096385 | 0.0094555 | 0.0091857 | 0.0088936 | 0.0086157 | 0.0083633 | 0.0081347 | 0.0079356 | 0.0077485 | 0
F8_Industrial_Primary Metals_Existing_Space Heating_Natural Gas_Insulation - Ducting_A_Technical Potential | F8 | Industrial | Primary Metals | Existing | Space Heating | Natural Gas | Insulation - Ducting | A | Cumulative Summer Peak Savings (MW) | Technical Potential | 0 | 0 | 0 | 0 | 0 | 0 | 0 | 0 | 0 | 0 | 0 | 0 | 0 | 0 | 0 | 0 | 0 | 0 | 0 | 0 | 0 | 0 | 0
F9_Industrial_Primary Metals_Existing_Space Heating_Natural Gas_Insulation - Ducting_A_Technical Potential | F9 | Industrial | Primary Metals | Existing | Space Heating | Natural Gas | Insulation - Ducting | A | Cumulative Winter Peak Savings (MW) | Technical Potential | 0 | 0 | 0 | 0 | 0 | 0 | 0 | 0 | 0 | 0 | 0 | 0 | 0 | 0 | 0 | 0 | 0 | 0 | 0 | 0 | 0 | 0 | 0
F10_Industrial_Primary Metals_Existing_Space Heating_Natural Gas_Insulation - Ducting_A_Technical Potential | F10 | Industrial | Primary Metals | Existing | Space Heating | Natural Gas | Insulation - Ducting | A | Purchases (Incremental) | Technical Potential | 0 | 0 | 538.6565 | 649.9811 | 781.6731 | 891.7545 | 999.6217 | 1148.5283 | 1238.23 | 1243.1301 | 1151.3027 | 972.5794 | 739.6467 | 481.074 | 274.5172 | 129.8961 | 54.0085 | 19.3008 | 5.9248 | 1.2691 | 0.205 | 0.024183 | 0
F11_Industrial_Primary Metals_Existing_Space Heating_Natural Gas_Insulation - Ducting_A_Technical Potential | F11 | Industrial | Primary Metals | Existing | Space Heating | Natural Gas | Insulation - Ducting | A | Purchases (Cumulative) | Technical Potential | 0 | 0 | 538.6565 | 1188.6376 | 1970.3107 | 2862.0652 | 3861.6868 | 5010.2151 | 6248.4451 | 7491.5753 | 8642.8779 | 9615.4573 | 10355.104 | 10836.178 | 11110.6952 | 11240.5913 | 11294.5998 | 11313.9007 | 11319.8254 | 11321.0945 | 11321.2995 | 11321.3237 | 0
F1_Industrial_Primary Metals_Existing_Space Heating_Natural Gas_HVAC - Duct Repair and Sealing_A_Technical Potential | F1 | Industrial | Primary Metals | Existing | Space Heating | Natural Gas | HVAC - Duct Repair and Sealing | A | Integrated Unit Energy Savings (kWh or therms) | Technical Potential | 0 | 0 | 0.0040402 | 0.003973 | 0.0038895 | 0.0037881 | 0.0036693 | 0.0035366 | 0.0033954 | 0.0032521 | 0.0031126 | 0.0029816 | 0.0028618 | 0.002754 | 0.0026584 | 0.0025739 | 0.002499 | 0.0024336 | 0.002376 | 0.0023242 | 0.0022792 | 0.0022367 | 0
F2_Industrial_Primary Metals_Existing_Space Heating_Natural Gas_HVAC - Duct Repair and Sealing_A_Technical Potential | F2 | Industrial | Primary Metals | Existing | Space Heating | Natural Gas | HVAC - Duct Repair and Sealing | A | Integrated Unit Summer Peak Savings (kW) | Technical Potential | 0 | 0 | 0 | 0 | 0 | 0 | 0 | 0 | 0 | 0 | 0 | 0 | 0 | 0 | 0 | 0 | 0 | 0 | 0 | 0 | 0 | 0 | 0
F3_Industrial_Primary Metals_Existing_Space Heating_Natural Gas_HVAC - Duct Repair and Sealing_A_Technical Potential | F3 | Industrial | Primary Metals | Existing | Space Heating | Natural Gas | HVAC - Duct Repair and Sealing | A | Integrated Unit Winter Peak Savings (kW) | Technical Potential | 0 | 0 | 0 | 0 | 0 | 0 | 0 | 0 | 0 | 0 | 0 | 0 | 0 | 0 | 0 | 0 | 0 | 0 | 0 | 0 | 0 | 0 | 0
F4_Industrial_Primary Metals_Existing_Space Heating_Natural Gas_HVAC - Duct Repair and Sealing_A_Technical Potential | F4 | Industrial | Primary Metals | Existing | Space Heating | Natural Gas | HVAC - Duct Repair and Sealing | A | Incremental Energy Savings (MWh or mTherms) | Technical Potential | 0 | 0 | 0.0044285 | 0.0042797 | 0.0041176 | 0.003941 | 0.0037516 | 0.0035536 | 0.0033529 | 0.003156 | 0.0029686 | 0.0027946 | 0.0026361 | 0.002493 | 0.0023651 | 0.0022504 | 0.0021472 | 0.002055 | 0.0019717 | 0.0018955 | 0.0018267 | 0.0017618 | 0
F5_Industrial_Primary Metals_Existing_Space Heating_Natural Gas_HVAC - Duct Repair and Sealing_A_Technical Potential | F5 | Industrial | Primary Metals | Existing | Space Heating | Natural Gas | HVAC - Duct Repair and Sealing | A | Incremental Summer Peak Savings (MW) | Technical Potential | 0 | 0 | 0 | 0 | 0 | 0 | 0 | 0 | 0 | 0 | 0 | 0 | 0 | 0 | 0 | 0 | 0 | 0 | 0 | 0 | 0 | 0 | 0
F6_Industrial_Primary Metals_Existing_Space Heating_Natural Gas_HVAC - Duct Repair and Sealing_A_Technical Potential | F6 | Industrial | Primary Metals | Existing | Space Heating | Natural Gas | HVAC - Duct Repair and Sealing | A | Incremental Winter Peak Savings (MW) | Technical Potential | 0 | 0 | 0 | 0 | 0 | 0 | 0 | 0 | 0 | 0 | 0 | 0 | 0 | 0 | 0 | 0 | 0 | 0 | 0 | 0 | 0 | 0 | 0
F7_Industrial_Primary Metals_Existing_Space Heating_Natural Gas_HVAC - Duct Repair and Sealing_A_Technical Potential | F7 | Industrial | Primary Metals | Existing | Space Heating | Natural Gas | HVAC - Duct Repair and Sealing | A | Cumulative Energy Savings (MWh or mTherms) | Technical Potential | 0 | 0 | 0.0044285 | 0.0086346 | 0.012571 | 0.016184 | 0.019428 | 0.022279 | 0.024743 | 0.026854 | 0.028671 | 0.030259 | 0.031679 | 0.032979 | 0.0342 | 0.035363 | 0.036481 | 0.037581 | 0.038663 | 0.039716 | 0.040773 | 0.041776 | 0
F8_Industrial_Primary Metals_Existing_Space Heating_Natural Gas_HVAC - Duct Repair and Sealing_A_Technical Potential | F8 | Industrial | Primary Metals | Existing | Space Heating | Natural Gas | HVAC - Duct Repair and Sealing | A | Cumulative Summer Peak Savings (MW) | Technical Potential | 0 | 0 | 0 | 0 | 0 | 0 | 0 | 0 | 0 | 0 | 0 | 0 | 0 | 0 | 0 | 0 | 0 | 0 | 0 | 0 | 0 | 0 | 0
F9_Industrial_Primary Metals_Existing_Space Heating_Natural Gas_HVAC - Duct Repair and Sealing_A_Technical Potential | F9 | Industrial | Primary Metals | Existing | Space Heating | Natural Gas | HVAC - Duct Repair and Sealing | A | Cumulative Winter Peak Savings (MW) | Technical Potential | 0 | 0 | 0 | 0 | 0 | 0 | 0 | 0 | 0 | 0 | 0 | 0 | 0 | 0 | 0 | 0 | 0 | 0 | 0 | 0 | 0 | 0 | 0
F10_Industrial_Primary Metals_Existing_Space Heating_Natural Gas_HVAC - Duct Repair and Sealing_A_Technical Potential | F10 | Industrial | Primary Metals | Existing | Space Heating | Natural Gas | HVAC - Duct Repair and Sealing | A | Purchases (Incremental) | Technical Potential | 0 | 0 | 1096.1033 | 1077.205 | 1058.6325 | 1040.3802 | 1022.4426 | 1004.8143 | 987.4899 | 970.4642 | 953.7321 | 937.2884 | 921.1283 | 905.2468 | 889.6391 | 874.3005 | 859.2263 | 844.4121 | 829.8532 | 815.5454 | 801.4843 | 787.6656 | 0
F11_Industrial_Primary Metals_Existing_Space Heating_Natural Gas_HVAC - Duct Repair and Sealing_A_Technical Potential | F11 | Industrial | Primary Metals | Existing | Space Heating | Natural Gas | HVAC - Duct Repair and Sealing | A | Purchases (Cumulative) | Technical Potential | 0 | 0 | 1096.1033 | 2173.3083 | 3231.9408 | 4272.3211 | 5294.7637 | 6299.578 | 7287.0679 | 8257.5322 | 9211.2642 | 10148.5527 | 11069.681 | 11974.9277 | 12864.5668 | 13738.8673 | 14598.0936 | 15442.5056 | 16272.3589 | 17087.9043 | 17889.3886 | 18677.0542 | 0
F1_Industrial_Primary Metals_Existing_Space Heating_Natural Gas_Windows - High Efficiency_A_Technical Potential | F1 | Industrial | Primary Metals | Existing | Space Heating | Natural Gas | Windows - High Efficiency | A | Integrated Unit Energy Savings (kWh or therms) | Technical Potential | 0 | 0 | 0.0076866 | 0.0075582 | 0.0073928 | 0.0071864 | 0.0069411 | 0.0066652 | 0.0063716 | 0.0060747 | 0.0057878 | 0.0055206 | 0.0052786 | 0.0050631 | 0.0048737 | 0.0047074 | 0.0045606 | 0.0044324 | 0.0043193 | 0.0042169 | 0.0041274 | 0.0040425 | 0
F2_Industrial_Primary Metals_Existing_Space Heating_Natural Gas_Windows - High Efficiency_A_Technical Potential | F2 | Industrial | Primary Metals | Existing | Space Heating | Natural Gas | Windows - High Efficiency | A | Integrated Unit Summer Peak Savings (kW) | Technical Potential | 0 | 0 | 0 | 0 | 0 | 0 | 0 | 0 | 0 | 0 | 0 | 0 | 0 | 0 | 0 | 0 | 0 | 0 | 0 | 0 | 0 | 0 | 0
F3_Industrial_Primary Metals_Existing_Space Heating_Natural Gas_Windows - High Efficiency_A_Technical Potential | F3 | Industrial | Primary Metals | Existing | Space Heating | Natural Gas | Windows - High Efficiency | A | Integrated Unit Winter Peak Savings (kW) | Technical Potential | 0 | 0 | 0 | 0 | 0 | 0 | 0 | 0 | 0 | 0 | 0 | 0 | 0 | 0 | 0 | 0 | 0 | 0 | 0 | 0 | 0 | 0 | 0
F4_Industrial_Primary Metals_Existing_Space Heating_Natural Gas_Windows - High Efficiency_A_Technical Potential | F4 | Industrial | Primary Metals | Existing | Space Heating | Natural Gas | Windows - High Efficiency | A | Incremental Energy Savings (MWh or mTherms) | Technical Potential | 0 | 0 | 0.0066484 | 0.012842 | 0.021919 | 0.034061 | 0.049074 | 0.066328 | 0.084763 | 0.10296 | 0.11923 | 0.1318 | 0.13895 | 0.13934 | 0.13237 | 0.11844 | 0.099148 | 0.078316 | 0.057354 | 0.038097 | 0.023413 | 0.014697 | 0
F5_Industrial_Primary Metals_Existing_Space Heating_Natural Gas_Windows - High Efficiency_A_Technical Potential | F5 | Industrial | Primary Metals | Existing | Space Heating | Natural Gas | Windows - High Efficiency | A | Incremental Summer Peak Savings (MW) | Technical Potential | 0 | 0 | 0 | 0 | 0 | 0 | 0 | 0 | 0 | 0 | 0 | 0 | 0 | 0 | 0 | 0 | 0 | 0 | 0 | 0 | 0 | 0 | 0
F6_Industrial_Primary Metals_Existing_Space Heating_Natural Gas_Windows - High Efficiency_A_Technical Potential | F6 | Industrial | Primary Metals | Existing | Space Heating | Natural Gas | Windows - High Efficiency | A | Incremental Winter Peak Savings (MW) | Technical Potential | 0 | 0 | 0 | 0 | 0 | 0 | 0 | 0 | 0 | 0 | 0 | 0 | 0 | 0 | 0 | 0 | 0 | 0 | 0 | 0 | 0 | 0 | 0
F7_Industrial_Primary Metals_Existing_Space Heating_Natural Gas_Windows - High Efficiency_A_Technical Potential | F7 | Industrial | Primary Metals | Existing | Space Heating | Natural Gas | Windows - High Efficiency | A | Cumulative Energy Savings (MWh or mTherms) | Technical Potential | 0 | 0 | 0.0066484 | 0.01938 | 0.040874 | 0.073794 | 0.12035 | 0.18189 | 0.25864 | 0.34955 | 0.45227 | 0.56319 | 0.67745 | 0.78913 | 0.89199 | 0.97998 | 1.0486 | 1.0974 | 1.1268 | 1.1381 | 1.1374 | 1.1287 | 0
F8_Industrial_Primary Metals_Existing_Space Heating_Natural Gas_Windows - High Efficiency_A_Technical Potential | F8 | Industrial | Primary Metals | Existing | Space Heating | Natural Gas | Windows - High Efficiency | A | Cumulative Summer Peak Savings (MW) | Technical Potential | 0 | 0 | 0 | 0 | 0 | 0 | 0 | 0 | 0 | 0 | 0 | 0 | 0 | 0 | 0 | 0 | 0 | 0 | 0 | 0 | 0 | 0 | 0
F9_Industrial_Primary Metals_Existing_Space Heating_Natural Gas_Windows - High Efficiency_A_Technical Potential | F9 | Industrial | Primary Metals | Existing | Space Heating | Natural Gas | Windows - High Efficiency | A | Cumulative Winter Peak Savings (MW) | Technical Potential | 0 | 0 | 0 | 0 | 0 | 0 | 0 | 0 | 0 | 0 | 0 | 0 | 0 | 0 | 0 | 0 | 0 | 0 | 0 | 0 | 0 | 0 | 0
F10_Industrial_Primary Metals_Existing_Space Heating_Natural Gas_Windows - High Efficiency_A_Technical Potential | F10 | Industrial | Primary Metals | Existing | Space Heating | Natural Gas | Windows - High Efficiency | A | Purchases (Incremental) | Technical Potential | 0 | 0 | 864.9367 | 1699.1421 | 2964.8882 | 4739.6454 | 7070.0832 | 9951.2859 | 13303.094 | 16948.2764 | 20600.6814 | 23874.2506 | 26323.5411 | 27520.4762 | 27158.8987 | 25160.4312 | 21740.2386 | 17668.9554 | 13278.5963 | 9034.3765 | 5672.4462 | 3635.6383 | 0
F11_Industrial_Primary Metals_Existing_Space Heating_Natural Gas_Windows - High Efficiency_A_Technical Potential | F11 | Industrial | Primary Metals | Existing | Space Heating | Natural Gas | Windows - High Efficiency | A | Purchases (Cumulative) | Technical Potential | 0 | 0 | 864.9367 | 2564.0788 | 5528.967 | 10268.6124 | 17338.6956 | 27289.9814 | 40593.0754 | 57541.3518 | 78142.0332 | 102016.2838 | 128339.8249 | 155860.3011 | 183019.1997 | 208179.6309 | 229919.8695 | 247588.825 | 260867.4213 | 269901.7978 | 275574.244 | 279209.8823 | 0
F1_Industrial_Primary Metals_Existing_Space Heating_Natural Gas_Gas Boiler - Maintenance_A_Technical Potential | F1 | Industrial | Primary Metals | Existing | Space Heating | Natural Gas | Gas Boiler - Maintenance | A | Integrated Unit Energy Savings (kWh or therms) | Technical Potential | 0 | 0 | 29.1262 | 28.9895 | 28.8456 | 28.6935 | 28.532 | 28.3602 | 28.1771 | 27.982 | 27.7758 | 27.5597 | 27.3357 | 27.1038 | 26.8706 | 26.6352 | 26.3991 | 26.1791 | 25.9743 | 25.7832 | 25.605 | 25.4395 | 0
F2_Industrial_Primary Metals_Existing_Space Heating_Natural Gas_Gas Boiler - Maintenance_A_Technical Potential | F2 | Industrial | Primary Metals | Existing | Space Heating | Natural Gas | Gas Boiler - Maintenance | A | Integrated Unit Summer Peak Savings (kW) | Technical Potential | 0 | 0 | 0 | 0 | 0 | 0 | 0 | 0 | 0 | 0 | 0 | 0 | 0 | 0 | 0 | 0 | 0 | 0 | 0 | 0 | 0 | 0 | 0
F3_Industrial_Primary Metals_Existing_Space Heating_Natural Gas_Gas Boiler - Maintenance_A_Technical Potential | F3 | Industrial | Primary Metals | Existing | Space Heating | Natural Gas | Gas Boiler - Maintenance | A | Integrated Unit Winter Peak Savings (kW) | Technical Potential | 0 | 0 | 0 | 0 | 0 | 0 | 0 | 0 | 0 | 0 | 0 | 0 | 0 | 0 | 0 | 0 | 0 | 0 | 0 | 0 | 0 | 0 | 0
F4_Industrial_Primary Metals_Existing_Space Heating_Natural Gas_Gas Boiler - Maintenance_A_Technical Potential | F4 | Industrial | Primary Metals | Existing | Space Heating | Natural Gas | Gas Boiler - Maintenance | A | Incremental Energy Savings (MWh or mTherms) | Technical Potential | 0 | 0 | 0.0047124 | 0.0032309 | 0.0021872 | 0.0016652 | 0.0014257 | 0.0012051 | 0.0010081 | 0.00083586 | 0.00068795 | 0.00056263 | 0.00045763 | 0.00034729 | 0.00026352 | 0.00019992 | 0.00015166 | 0.00013571 | 0.00010356 | 8.6997e-05 | 7.1212e-05 | 5.616e-05 | 0
F5_Industrial_Primary Metals_Existing_Space Heating_Natural Gas_Gas Boiler - Maintenance_A_Technical Potential | F5 | Industrial | Primary Metals | Existing | Space Heating | Natural Gas | Gas Boiler - Maintenance | A | Incremental Summer Peak Savings (MW) | Technical Potential | 0 | 0 | 0 | 0 | 0 | 0 | 0 | 0 | 0 | 0 | 0 | 0 | 0 | 0 | 0 | 0 | 0 | 0 | 0 | 0 | 0 | 0 | 0
F6_Industrial_Primary Metals_Existing_Space Heating_Natural Gas_Gas Boiler - Maintenance_A_Technical Potential | F6 | Industrial | Primary Metals | Existing | Space Heating | Natural Gas | Gas Boiler - Maintenance | A | Incremental Winter Peak Savings (MW) | Technical Potential | 0 | 0 | 0 | 0 | 0 | 0 | 0 | 0 | 0 | 0 | 0 | 0 | 0 | 0 | 0 | 0 | 0 | 0 | 0 | 0 | 0 | 0 | 0
F7_Industrial_Primary Metals_Existing_Space Heating_Natural Gas_Gas Boiler - Maintenance_A_Technical Potential | F7 | Industrial | Primary Metals | Existing | Space Heating | Natural Gas | Gas Boiler - Maintenance | A | Cumulative Energy Savings (MWh or mTherms) | Technical Potential | 0 | 0 | 0.0047124 | 0.0079212 | 0.010069 | 0.011681 | 0.013041 | 0.014168 | 0.015084 | 0.015816 | 0.016387 | 0.016822 | 0.017143 | 0.017345 | 0.017459 | 0.017506 | 0.017503 | 0.017493 | 0.017459 | 0.017418 | 0.017369 | 0.017313 | 0
F8_Industrial_Primary Metals_Existing_Space Heating_Natural Gas_Gas Boiler - Maintenance_A_Technical Potential | F8 | Industrial | Primary Metals | Existing | Space Heating | Natural Gas | Gas Boiler - Maintenance | A | Cumulative Summer Peak Savings (MW) | Technical Potential | 0 | 0 | 0 | 0 | 0 | 0 | 0 | 0 | 0 | 0 | 0 | 0 | 0 | 0 | 0 | 0 | 0 | 0 | 0 | 0 | 0 | 0 | 0
F9_Industrial_Primary Metals_Existing_Space Heating_Natural Gas_Gas Boiler - Maintenance_A_Technical Potential | F9 | Industrial | Primary Metals | Existing | Space Heating | Natural Gas | Gas Boiler - Maintenance | A | Cumulative Winter Peak Savings (MW) | Technical Potential | 0 | 0 | 0 | 0 | 0 | 0 | 0 | 0 | 0 | 0 | 0 | 0 | 0 | 0 | 0 | 0 | 0 | 0 | 0 | 0 | 0 | 0 | 0
F10_Industrial_Primary Metals_Existing_Space Heating_Natural Gas_Gas Boiler - Maintenance_A_Technical Potential | F10 | Industrial | Primary Metals | Existing | Space Heating | Natural Gas | Gas Boiler - Maintenance | A | Purchases (Incremental) | Technical Potential | 0 | 0 | 0.16179 | 0.11145 | 0.075823 | 0.058033 | 0.049969 | 0.042494 | 0.035776 | 0.029871 | 0.024768 | 0.020415 | 0.016741 | 0.012813 | 0.0098069 | 0.0075059 | 0.0057449 | 0.0051841 | 0.0039871 | 0.0033742 | 0.0027812 | 0.0022076 | 0
F11_Industrial_Primary Metals_Existing_Space Heating_Natural Gas_Gas Boiler - Maintenance_A_Technical Potential | F11 | Industrial | Primary Metals | Existing | Space Heating | Natural Gas | Gas Boiler - Maintenance | A | Purchases (Cumulative) | Technical Potential | 0 | 0 | 0.16179 | 0.27324 | 0.34907 | 0.4071 | 0.45707 | 0.49956 | 0.53534 | 0.56521 | 0.58998 | 0.61039 | 0.62713 | 0.63995 | 0.64975 | 0.65726 | 0.663 | 0.66819 | 0.67218 | 0.67555 | 0.67833 | 0.68054 | 0
F1_Industrial_Primary Metals_Existing_Process_Natural Gas_Gas Boiler - Maintenance_A_Technical Potential | F1 | Industrial | Primary Metals | Existing | Process | Natural Gas | Gas Boiler - Maintenance | A | Integrated Unit Energy Savings (kWh or therms) | Technical Potential | 0 | 0 | 28.0317 | 28.0317 | 28.0317 | 28.0317 | 28.0317 | 28.0317 | 28.0317 | 28.0317 | 28.0317 | 28.0317 | 28.0317 | 28.0317 | 28.0317 | 28.0317 | 28.0317 | 28.0317 | 28.0317 | 28.0317 | 28.0317 | 28.0317 | 0
F2_Industrial_Primary Metals_Existing_Process_Natural Gas_Gas Boiler - Maintenance_A_Technical Potential | F2 | Industrial | Primary Metals | Existing | Process | Natural Gas | Gas Boiler - Maintenance | A | Integrated Unit Summer Peak Savings (kW) | Technical Potential | 0 | 0 | 0 | 0 | 0 | 0 | 0 | 0 | 0 | 0 | 0 | 0 | 0 | 0 | 0 | 0 | 0 | 0 | 0 | 0 | 0 | 0 | 0
F3_Industrial_Primary Metals_Existing_Process_Natural Gas_Gas Boiler - Maintenance_A_Technical Potential | F3 | Industrial | Primary Metals | Existing | Process | Natural Gas | Gas Boiler - Maintenance | A | Integrated Unit Winter Peak Savings (kW) | Technical Potential | 0 | 0 | 0 | 0 | 0 | 0 | 0 | 0 | 0 | 0 | 0 | 0 | 0 | 0 | 0 | 0 | 0 | 0 | 0 | 0 | 0 | 0 | 0
F4_Industrial_Primary Metals_Existing_Process_Natural Gas_Gas Boiler - Maintenance_A_Technical Potential | F4 | Industrial | Primary Metals | Existing | Process | Natural Gas | Gas Boiler - Maintenance | A | Incremental Energy Savings (MWh or mTherms) | Technical Potential | 0 | 0 | 0.16427 | 0.11315 | 0.076982 | 0.05892 | 0.050733 | 0.043144 | 0.036323 | 0.030328 | 0.025147 | 0.020727 | 0.016997 | 0.013009 | 0.0099568 | 0.0076207 | 0.0058327 | 0.0052633 | 0.0040481 | 0.0034257 | 0.0028237 | 0.0022413 | 0
F5_Industrial_Primary Metals_Existing_Process_Natural Gas_Gas Boiler - Maintenance_A_Technical Potential | F5 | Industrial | Primary Metals | Existing | Process | Natural Gas | Gas Boiler - Maintenance | A | Incremental Summer Peak Savings (MW) | Technical Potential | 0 | 0 | 0 | 0 | 0 | 0 | 0 | 0 | 0 | 0 | 0 | 0 | 0 | 0 | 0 | 0 | 0 | 0 | 0 | 0 | 0 | 0 | 0
F6_Industrial_Primary Metals_Existing_Process_Natural Gas_Gas Boiler - Maintenance_A_Technical Potential | F6 | Industrial | Primary Metals | Existing | Process | Natural Gas | Gas Boiler - Maintenance | A | Incremental Winter Peak Savings (MW) | Technical Potential | 0 | 0 | 0 | 0 | 0 | 0 | 0 | 0 | 0 | 0 | 0 | 0 | 0 | 0 | 0 | 0 | 0 | 0 | 0 | 0 | 0 | 0 | 0
F7_Industrial_Primary Metals_Existing_Process_Natural Gas_Gas Boiler - Maintenance_A_Technical Potential | F7 | Industrial | Primary Metals | Existing | Process | Natural Gas | Gas Boiler - Maintenance | A | Cumulative Energy Savings (MWh or mTherms) | Technical Potential | 0 | 0 | 0.16427 | 0.27742 | 0.3544 | 0.41332 | 0.46405 | 0.5072 | 0.54352 | 0.57385 | 0.599 | 0.61972 | 0.63672 | 0.64973 | 0.65969 | 0.66731 | 0.67314 | 0.6784 | 0.68245 | 0.68588 | 0.6887 | 0.69094 | 0
F8_Industrial_Primary Metals_Existing_Process_Natural Gas_Gas Boiler - Maintenance_A_Technical Potential | F8 | Industrial | Primary Metals | Existing | Process | Natural Gas | Gas Boiler - Maintenance | A | Cumulative Summer Peak Savings (MW) | Technical Potential | 0 | 0 | 0 | 0 | 0 | 0 | 0 | 0 | 0 | 0 | 0 | 0 | 0 | 0 | 0 | 0 | 0 | 0 | 0 | 0 | 0 | 0 | 0
F9_Industrial_Primary Metals_Existing_Process_Natural Gas_Gas Boiler - Maintenance_A_Technical Potential | F9 | Industrial | Primary Metals | Existing | Process | Natural Gas | Gas Boiler - Maintenance | A | Cumulative Winter Peak Savings (MW) | Technical Potential | 0 | 0 | 0 | 0 | 0 | 0 | 0 | 0 | 0 | 0 | 0 | 0 | 0 | 0 | 0 | 0 | 0 | 0 | 0 | 0 | 0 | 0 | 0
F10_Industrial_Primary Metals_Existing_Process_Natural Gas_Gas Boiler - Maintenance_A_Technical Potential | F10 | Industrial | Primary Metals | Existing | Process | Natural Gas | Gas Boiler - Maintenance | A | Purchases (Incremental) | Technical Potential | 0 | 0 | 5.8601 | 4.0366 | 2.7462 | 2.1019 | 1.8098 | 1.5391 | 1.2958 | 1.0819 | 0.89708 | 0.73942 | 0.60635 | 0.46409 | 0.3552 | 0.27186 | 0.20807 | 0.18776 | 0.14441 | 0.12221 | 0.10073 | 0.079957 | 0
F11_Industrial_Primary Metals_Existing_Process_Natural Gas_Gas Boiler - Maintenance_A_Technical Potential | F11 | Industrial | Primary Metals | Existing | Process | Natural Gas | Gas Boiler - Maintenance | A | Purchases (Cumulative) | Technical Potential | 0 | 0 | 5.8601 | 9.8967 | 12.6429 | 14.7448 | 16.5546 | 18.0937 | 19.3895 | 20.4714 | 21.3685 | 22.1079 | 22.7143 | 23.1784 | 23.5336 | 23.8054 | 24.0135 | 24.2013 | 24.3457 | 24.4679 | 24.5686 | 24.6486 | 0
F1_Industrial_Primary Metals_Existing_Space Heating_Natural Gas_Gas Furnace - Maintenance_A_Technical Potential | F1 | Industrial | Primary Metals | Existing | Space Heating | Natural Gas | Gas Furnace - Maintenance | A | Integrated Unit Energy Savings (kWh or therms) | Technical Potential | 0 | 0 | 0.0093616 | 0.0092714 | 0.0091786 | 0.0090832 | 0.0089851 | 0.0088845 | 0.0087815 | 0.0086761 | 0.0085694 | 0.0084618 | 0.0083541 | 0.0082462 | 0.0081397 | 0.0080342 | 0.0079299 | 0.0078316 | 0.0077389 | 0.0076511 | 0.0075678 | 0.0074887 | 0
F2_Industrial_Primary Metals_Existing_Space Heating_Natural Gas_Gas Furnace - Maintenance_A_Technical Potential | F2 | Industrial | Primary Metals | Existing | Space Heating | Natural Gas | Gas Furnace - Maintenance | A | Integrated Unit Summer Peak Savings (kW) | Technical Potential | 0 | 0 | 0 | 0 | 0 | 0 | 0 | 0 | 0 | 0 | 0 | 0 | 0 | 0 | 0 | 0 | 0 | 0 | 0 | 0 | 0 | 0 | 0
F3_Industrial_Primary Metals_Existing_Space Heating_Natural Gas_Gas Furnace - Maintenance_A_Technical Potential | F3 | Industrial | Primary Metals | Existing | Space Heating | Natural Gas | Gas Furnace - Maintenance | A | Integrated Unit Winter Peak Savings (kW) | Technical Potential | 0 | 0 | 0 | 0 | 0 | 0 | 0 | 0 | 0 | 0 | 0 | 0 | 0 | 0 | 0 | 0 | 0 | 0 | 0 | 0 | 0 | 0 | 0
F4_Industrial_Primary Metals_Existing_Space Heating_Natural Gas_Gas Furnace - Maintenance_A_Technical Potential | F4 | Industrial | Primary Metals | Existing | Space Heating | Natural Gas | Gas Furnace - Maintenance | A | Incremental Energy Savings (MWh or mTherms) | Technical Potential | 0 | 0 | 2.3347e-05 | 1.5927e-05 | 1.0727e-05 | 8.125e-06 | 6.9205e-06 | 5.8194e-06 | 4.8426e-06 | 3.9948e-06 | 3.2715e-06 | 2.6627e-06 | 2.1558e-06 | 1.6286e-06 | 1.2304e-06 | 9.2953e-07 | 7.022e-07 | 6.258e-07 | 4.7561e-07 | 3.9793e-07 | 3.2442e-07 | 2.5482e-07 | 0
F5_Industrial_Primary Metals_Existing_Space Heating_Natural Gas_Gas Furnace - Maintenance_A_Technical Potential | F5 | Industrial | Primary Metals | Existing | Space Heating | Natural Gas | Gas Furnace - Maintenance | A | Incremental Summer Peak Savings (MW) | Technical Potential | 0 | 0 | 0 | 0 | 0 | 0 | 0 | 0 | 0 | 0 | 0 | 0 | 0 | 0 | 0 | 0 | 0 | 0 | 0 | 0 | 0 | 0 | 0
F6_Industrial_Primary Metals_Existing_Space Heating_Natural Gas_Gas Furnace - Maintenance_A_Technical Potential | F6 | Industrial | Primary Metals | Existing | Space Heating | Natural Gas | Gas Furnace - Maintenance | A | Incremental Winter Peak Savings (MW) | Technical Potential | 0 | 0 | 0 | 0 | 0 | 0 | 0 | 0 | 0 | 0 | 0 | 0 | 0 | 0 | 0 | 0 | 0 | 0 | 0 | 0 | 0 | 0 | 0
F7_Industrial_Primary Metals_Existing_Space Heating_Natural Gas_Gas Furnace - Maintenance_A_Technical Potential | F7 | Industrial | Primary Metals | Existing | Space Heating | Natural Gas | Gas Furnace - Maintenance | A | Cumulative Energy Savings (MWh or mTherms) | Technical Potential | 0 | 0 | 2.3347e-05 | 3.9049e-05 | 4.9385e-05 | 5.6997e-05 | 6.3302e-05 | 6.8413e-05 | 7.2462e-05 | 7.5587e-05 | 7.7929e-05 | 7.9613e-05 | 8.0756e-05 | 8.1341e-05 | 8.1521e-05 | 8.1394e-05 | 8.104e-05 | 8.0661e-05 | 8.0182e-05 | 7.967e-05 | 7.9127e-05 | 7.8555e-05 | 0
F8_Industrial_Primary Metals_Existing_Space Heating_Natural Gas_Gas Furnace - Maintenance_A_Technical Potential | F8 | Industrial | Primary Metals | Existing | Space Heating | Natural Gas | Gas Furnace - Maintenance | A | Cumulative Summer Peak Savings (MW) | Technical Potential | 0 | 0 | 0 | 0 | 0 | 0 | 0 | 0 | 0 | 0 | 0 | 0 | 0 | 0 | 0 | 0 | 0 | 0 | 0 | 0 | 0 | 0 | 0
F9_Industrial_Primary Metals_Existing_Space Heating_Natural Gas_Gas Furnace - Maintenance_A_Technical Potential | F9 | Industrial | Primary Metals | Existing | Space Heating | Natural Gas | Gas Furnace - Maintenance | A | Cumulative Winter Peak Savings (MW) | Technical Potential | 0 | 0 | 0 | 0 | 0 | 0 | 0 | 0 | 0 | 0 | 0 | 0 | 0 | 0 | 0 | 0 | 0 | 0 | 0 | 0 | 0 | 0 | 0
F10_Industrial_Primary Metals_Existing_Space Heating_Natural Gas_Gas Furnace - Maintenance_A_Technical Potential | F10 | Industrial | Primary Metals | Existing | Space Heating | Natural Gas | Gas Furnace - Maintenance | A | Purchases (Incremental) | Technical Potential | 0 | 0 | 2.4939 | 1.7179 | 1.1687 | 0.89451 | 0.77021 | 0.655 | 0.55145 | 0.46044 | 0.38177 | 0.31468 | 0.25805 | 0.1975 | 0.15116 | 0.1157 | 0.088551 | 0.079907 | 0.061457 | 0.052009 | 0.042869 | 0.034028 | 0
F11_Industrial_Primary Metals_Existing_Space Heating_Natural Gas_Gas Furnace - Maintenance_A_Technical Potential | F11 | Industrial | Primary Metals | Existing | Space Heating | Natural Gas | Gas Furnace - Maintenance | A | Purchases (Cumulative) | Technical Potential | 0 | 0 | 2.4939 | 4.2118 | 5.3805 | 6.275 | 7.0452 | 7.7002 | 8.2517 | 8.7121 | 9.0939 | 9.4085 | 9.6666 | 9.8641 | 10.0153 | 10.1309 | 10.2195 | 10.2994 | 10.3609 | 10.4129 | 10.4557 | 10.4898 | 0
F1_Industrial_Primary Metals_Existing_Space Heating_Natural Gas_Gas Boiler - Hot Water Reset_A_Technical Potential | F1 | Industrial | Primary Metals | Existing | Space Heating | Natural Gas | Gas Boiler - Hot Water Reset | A | Integrated Unit Energy Savings (kWh or therms) | Technical Potential | 0 | 0 | 105.7356 | 105.0611 | 104.361 | 103.6307 | 102.8662 | 102.0642 | 101.2215 | 100.3353 | 99.4096 | 98.4484 | 97.4592 | 96.4424 | 95.4211 | 94.3928 | 93.3621 | 92.3888 | 91.4696 | 90.5982 | 89.772 | 88.9896 | 0
F2_Industrial_Primary Metals_Existing_Space Heating_Natural Gas_Gas Boiler - Hot Water Reset_A_Technical Potential | F2 | Industrial | Primary Metals | Existing | Space Heating | Natural Gas | Gas Boiler - Hot Water Reset | A | Integrated Unit Summer Peak Savings (kW) | Technical Potential | 0 | 0 | 0 | 0 | 0 | 0 | 0 | 0 | 0 | 0 | 0 | 0 | 0 | 0 | 0 | 0 | 0 | 0 | 0 | 0 | 0 | 0 | 0
F3_Industrial_Primary Metals_Existing_Space Heating_Natural Gas_Gas Boiler - Hot Water Reset_A_Technical Potential | F3 | Industrial | Primary Metals | Existing | Space Heating | Natural Gas | Gas Boiler - Hot Water Reset | A | Integrated Unit Winter Peak Savings (kW) | Technical Potential | 0 | 0 | 0 | 0 | 0 | 0 | 0 | 0 | 0 | 0 | 0 | 0 | 0 | 0 | 0 | 0 | 0 | 0 | 0 | 0 | 0 | 0 | 0
F4_Industrial_Primary Metals_Existing_Space Heating_Natural Gas_Gas Boiler - Hot Water Reset_A_Technical Potential | F4 | Industrial | Primary Metals | Existing | Space Heating | Natural Gas | Gas Boiler - Hot Water Reset | A | Incremental Energy Savings (MWh or mTherms) | Technical Potential | 0 | 0 | 0.008314 | 0.0099682 | 0.011908 | 0.01349 | 0.01501 | 0.017112 | 0.018296 | 0.018207 | 0.016707 | 0.013977 | 0.010523 | 0.0067726 | 0.0038237 | 0.0017898 | 0.00073605 | 0.0002603 | 7.9109e-05 | 1.6783e-05 | 2.6864e-06 | 3.1414e-07 | 0
F5_Industrial_Primary Metals_Existing_Space Heating_Natural Gas_Gas Boiler - Hot Water Reset_A_Technical Potential | F5 | Industrial | Primary Metals | Existing | Space Heating | Natural Gas | Gas Boiler - Hot Water Reset | A | Incremental Summer Peak Savings (MW) | Technical Potential | 0 | 0 | 0 | 0 | 0 | 0 | 0 | 0 | 0 | 0 | 0 | 0 | 0 | 0 | 0 | 0 | 0 | 0 | 0 | 0 | 0 | 0 | 0
F6_Industrial_Primary Metals_Existing_Space Heating_Natural Gas_Gas Boiler - Hot Water Reset_A_Technical Potential | F6 | Industrial | Primary Metals | Existing | Space Heating | Natural Gas | Gas Boiler - Hot Water Reset | A | Incremental Winter Peak Savings (MW) | Technical Potential | 0 | 0 | 0 | 0 | 0 | 0 | 0 | 0 | 0 | 0 | 0 | 0 | 0 | 0 | 0 | 0 | 0 | 0 | 0 | 0 | 0 | 0 | 0
F7_Industrial_Primary Metals_Existing_Space Heating_Natural Gas_Gas Boiler - Hot Water Reset_A_Technical Potential | F7 | Industrial | Primary Metals | Existing | Space Heating | Natural Gas | Gas Boiler - Hot Water Reset | A | Cumulative Energy Savings (MWh or mTherms) | Technical Potential | 0 | 0 | 0.008314 | 0.018229 | 0.030016 | 0.043296 | 0.057986 | 0.074646 | 0.092325 | 0.10972 | 0.12542 | 0.13818 | 0.14732 | 0.15255 | 0.15476 | 0.15488 | 0.15393 | 0.15258 | 0.15114 | 0.14972 | 0.14836 | 0.14707 | 0
F8_Industrial_Primary Metals_Existing_Space Heating_Natural Gas_Gas Boiler - Hot Water Reset_A_Technical Potential | F8 | Industrial | Primary Metals | Existing | Space Heating | Natural Gas | Gas Boiler - Hot Water Reset | A | Cumulative Summer Peak Savings (MW) | Technical Potential | 0 | 0 | 0 | 0 | 0 | 0 | 0 | 0 | 0 | 0 | 0 | 0 | 0 | 0 | 0 | 0 | 0 | 0 | 0 | 0 | 0 | 0 | 0
F9_Industrial_Primary Metals_Existing_Space Heating_Natural Gas_Gas Boiler - Hot Water Reset_A_Technical Potential | F9 | Industrial | Primary Metals | Existing | Space Heating | Natural Gas | Gas Boiler - Hot Water Reset | A | Cumulative Winter Peak Savings (MW) | Technical Potential | 0 | 0 | 0 | 0 | 0 | 0 | 0 | 0 | 0 | 0 | 0 | 0 | 0 | 0 | 0 | 0 | 0 | 0 | 0 | 0 | 0 | 0 | 0
F10_Industrial_Primary Metals_Existing_Space Heating_Natural Gas_Gas Boiler - Hot Water Reset_A_Technical Potential | F10 | Industrial | Primary Metals | Existing | Space Heating | Natural Gas | Gas Boiler - Hot Water Reset | A | Purchases (Incremental) | Technical Potential | 0 | 0 | 0.07863 | 0.09488 | 0.1141 | 0.13017 | 0.14592 | 0.16766 | 0.18075 | 0.18146 | 0.16806 | 0.14197 | 0.10797 | 0.070224 | 0.040072 | 0.018961 | 0.0078838 | 0.0028174 | 0.00086486 | 0.00018525 | 2.9925e-05 | 3.5301e-06 | 0
F11_Industrial_Primary Metals_Existing_Space Heating_Natural Gas_Gas Boiler - Hot Water Reset_A_Technical Potential | F11 | Industrial | Primary Metals | Existing | Space Heating | Natural Gas | Gas Boiler - Hot Water Reset | A | Purchases (Cumulative) | Technical Potential | 0 | 0 | 0.07863 | 0.17351 | 0.28761 | 0.41779 | 0.56371 | 0.73136 | 0.91211 | 1.0936 | 1.2616 | 1.4036 | 1.5116 | 1.5818 | 1.6219 | 1.6408 | 1.6487 | 1.6515 | 1.6524 | 1.6526 | 1.6526 | 1.6526 | 0
F1_Industrial_Primary Metals_Existing_Process_Natural Gas_Gas Boiler - Hot Water Reset_A_Technical Potential | F1 | Industrial | Primary Metals | Existing | Process | Natural Gas | Gas Boiler - Hot Water Reset | A | Integrated Unit Energy Savings (kWh or therms) | Technical Potential | 0 | 0 | 50.8563 | 50.7451 | 50.6328 | 50.519 | 50.4035 | 50.2919 | 50.1887 | 50.092 | 50.0003 | 49.9123 | 49.8271 | 49.7438 | 49.6618 | 49.5806 | 49.4998 | 49.4189 | 49.342 | 49.2638 | 49.1844 | 49.1036 | 0
F2_Industrial_Primary Metals_Existing_Process_Natural Gas_Gas Boiler - Hot Water Reset_A_Technical Potential | F2 | Industrial | Primary Metals | Existing | Process | Natural Gas | Gas Boiler - Hot Water Reset | A | Integrated Unit Summer Peak Savings (kW) | Technical Potential | 0 | 0 | 0 | 0 | 0 | 0 | 0 | 0 | 0 | 0 | 0 | 0 | 0 | 0 | 0 | 0 | 0 | 0 | 0 | 0 | 0 | 0 | 0
F3_Industrial_Primary Metals_Existing_Process_Natural Gas_Gas Boiler - Hot Water Reset_A_Technical Potential | F3 | Industrial | Primary Metals | Existing | Process | Natural Gas | Gas Boiler - Hot Water Reset | A | Integrated Unit Winter Peak Savings (kW) | Technical Potential | 0 | 0 | 0 | 0 | 0 | 0 | 0 | 0 | 0 | 0 | 0 | 0 | 0 | 0 | 0 | 0 | 0 | 0 | 0 | 0 | 0 | 0 | 0
F4_Industrial_Primary Metals_Existing_Process_Natural Gas_Gas Boiler - Hot Water Reset_A_Technical Potential | F4 | Industrial | Primary Metals | Existing | Process | Natural Gas | Gas Boiler - Hot Water Reset | A | Incremental Energy Savings (MWh or mTherms) | Technical Potential | 0 | 0 | 0.14483 | 0.17438 | 0.20925 | 0.23818 | 0.26639 | 0.30539 | 0.32857 | 0.32923 | 0.30435 | 0.25665 | 0.19485 | 0.12652 | 0.072079 | 0.03405 | 0.014134 | 0.0050429 | 0.0015456 | 0.00033054 | 5.3309e-05 | 6.2782e-06 | 0
F5_Industrial_Primary Metals_Existing_Process_Natural Gas_Gas Boiler - Hot Water Reset_A_Technical Potential | F5 | Industrial | Primary Metals | Existing | Process | Natural Gas | Gas Boiler - Hot Water Reset | A | Incremental Summer Peak Savings (MW) | Technical Potential | 0 | 0 | 0 | 0 | 0 | 0 | 0 | 0 | 0 | 0 | 0 | 0 | 0 | 0 | 0 | 0 | 0 | 0 | 0 | 0 | 0 | 0 | 0
F6_Industrial_Primary Metals_Existing_Process_Natural Gas_Gas Boiler - Hot Water Reset_A_Technical Potential | F6 | Industrial | Primary Metals | Existing | Process | Natural Gas | Gas Boiler - Hot Water Reset | A | Incremental Winter Peak Savings (MW) | Technical Potential | 0 | 0 | 0 | 0 | 0 | 0 | 0 | 0 | 0 | 0 | 0 | 0 | 0 | 0 | 0 | 0 | 0 | 0 | 0 | 0 | 0 | 0 | 0
F7_Industrial_Primary Metals_Existing_Process_Natural Gas_Gas Boiler - Hot Water Reset_A_Technical Potential | F7 | Industrial | Primary Metals | Existing | Process | Natural Gas | Gas Boiler - Hot Water Reset | A | Cumulative Energy Savings (MWh or mTherms) | Technical Potential | 0 | 0 | 0.14483 | 0.3189 | 0.52745 | 0.76445 | 1.0291 | 1.3322 | 1.658 | 1.9841 | 2.2848 | 2.5374 | 2.7279 | 2.8499 | 2.9173 | 2.9466 | 2.9559 | 2.9561 | 2.9531 | 2.9487 | 2.944 | 2.9392 | 0
F8_Industrial_Primary Metals_Existing_Process_Natural Gas_Gas Boiler - Hot Water Reset_A_Technical Potential | F8 | Industrial | Primary Metals | Existing | Process | Natural Gas | Gas Boiler - Hot Water Reset | A | Cumulative Summer Peak Savings (MW) | Technical Potential | 0 | 0 | 0 | 0 | 0 | 0 | 0 | 0 | 0 | 0 | 0 | 0 | 0 | 0 | 0 | 0 | 0 | 0 | 0 | 0 | 0 | 0 | 0
F9_Industrial_Primary Metals_Existing_Process_Natural Gas_Gas Boiler - Hot Water Reset_A_Technical Potential | F9 | Industrial | Primary Metals | Existing | Process | Natural Gas | Gas Boiler - Hot Water Reset | A | Cumulative Winter Peak Savings (MW) | Technical Potential | 0 | 0 | 0 | 0 | 0 | 0 | 0 | 0 | 0 | 0 | 0 | 0 | 0 | 0 | 0 | 0 | 0 | 0 | 0 | 0 | 0 | 0 | 0
F10_Industrial_Primary Metals_Existing_Process_Natural Gas_Gas Boiler - Hot Water Reset_A_Technical Potential | F10 | Industrial | Primary Metals | Existing | Process | Natural Gas | Gas Boiler - Hot Water Reset | A | Purchases (Incremental) | Technical Potential | 0 | 0 | 2.8479 | 3.4365 | 4.1328 | 4.7148 | 5.2851 | 6.0723 | 6.5466 | 6.5725 | 6.087 | 5.1421 | 3.9106 | 2.5435 | 1.4514 | 0.68677 | 0.28555 | 0.10204 | 0.031325 | 0.0067096 | 0.0010839 | 0.00012786 | 0
F11_Industrial_Primary Metals_Existing_Process_Natural Gas_Gas Boiler - Hot Water Reset_A_Technical Potential | F11 | Industrial | Primary Metals | Existing | Process | Natural Gas | Gas Boiler - Hot Water Reset | A | Purchases (Cumulative) | Technical Potential | 0 | 0 | 2.8479 | 6.2844 | 10.4172 | 15.1319 | 20.417 | 26.4893 | 33.0359 | 39.6084 | 45.6954 | 50.8375 | 54.7481 | 57.2915 | 58.7429 | 59.4297 | 59.7152 | 59.8173 | 59.8486 | 59.8553 | 59.8564 | 59.8565 | 0
F1_Industrial_Primary Metals_Existing_Space Heating_Natural Gas_Steam Trap Maintenance_A_Technical Potential | F1 | Industrial | Primary Metals | Existing | Space Heating | Natural Gas | Steam Trap Maintenance | A | Integrated Unit Energy Savings (kWh or therms) | Technical Potential | 0 | 0 | 37.4097 | 37.2272 | 37.036 | 36.8342 | 36.6205 | 36.3936 | 36.1523 | 35.8955 | 35.6247 | 35.341 | 35.0473 | 34.7436 | 34.4381 | 34.13 | 33.8209 | 33.5324 | 33.2636 | 33.0121 | 32.7772 | 32.5584 | 0
F2_Industrial_Primary Metals_Existing_Space Heating_Natural Gas_Steam Trap Maintenance_A_Technical Potential | F2 | Industrial | Primary Metals | Existing | Space Heating | Natural Gas | Steam Trap Maintenance | A | Integrated Unit Summer Peak Savings (kW) | Technical Potential | 0 | 0 | 0 | 0 | 0 | 0 | 0 | 0 | 0 | 0 | 0 | 0 | 0 | 0 | 0 | 0 | 0 | 0 | 0 | 0 | 0 | 0 | 0
F3_Industrial_Primary Metals_Existing_Space Heating_Natural Gas_Steam Trap Maintenance_A_Technical Potential | F3 | Industrial | Primary Metals | Existing | Space Heating | Natural Gas | Steam Trap Maintenance | A | Integrated Unit Winter Peak Savings (kW) | Technical Potential | 0 | 0 | 0 | 0 | 0 | 0 | 0 | 0 | 0 | 0 | 0 | 0 | 0 | 0 | 0 | 0 | 0 | 0 | 0 | 0 | 0 | 0 | 0
F4_Industrial_Primary Metals_Existing_Space Heating_Natural Gas_Steam Trap Maintenance_A_Technical Potential | F4 | Industrial | Primary Metals | Existing | Space Heating | Natural Gas | Steam Trap Maintenance | A | Incremental Energy Savings (MWh or mTherms) | Technical Potential | 0 | 0 | 0.0016418 | 0.0016056 | 0.0015698 | 0.0015343 | 0.0014991 | 0.0014642 | 0.0014294 | 0.0013948 | 0.0013604 | 0.0013263 | 0.0012926 | 0.0012593 | 0.0012267 | 0.0011947 | 0.0011635 | 0.0011337 | 0.0011052 | 0.001078 | 0.0010518 | 0.0010268 | 0
F5_Industrial_Primary Metals_Existing_Space Heating_Natural Gas_Steam Trap Maintenance_A_Technical Potential | F5 | Industrial | Primary Metals | Existing | Space Heating | Natural Gas | Steam Trap Maintenance | A | Incremental Summer Peak Savings (MW) | Technical Potential | 0 | 0 | 0 | 0 | 0 | 0 | 0 | 0 | 0 | 0 | 0 | 0 | 0 | 0 | 0 | 0 | 0 | 0 | 0 | 0 | 0 | 0 | 0
F6_Industrial_Primary Metals_Existing_Space Heating_Natural Gas_Steam Trap Maintenance_A_Technical Potential | F6 | Industrial | Primary Metals | Existing | Space Heating | Natural Gas | Steam Trap Maintenance | A | Incremental Winter Peak Savings (MW) | Technical Potential | 0 | 0 | 0 | 0 | 0 | 0 | 0 | 0 | 0 | 0 | 0 | 0 | 0 | 0 | 0 | 0 | 0 | 0 | 0 | 0 | 0 | 0 | 0
F7_Industrial_Primary Metals_Existing_Space Heating_Natural Gas_Steam Trap Maintenance_A_Technical Potential | F7 | Industrial | Primary Metals | Existing | Space Heating | Natural Gas | Steam Trap Maintenance | A | Cumulative Energy Savings (MWh or mTherms) | Technical Potential | 0 | 0 | 0.0016418 | 0.0032394 | 0.0047925 | 0.0063008 | 0.0077634 | 0.0091794 | 0.010548 | 0.011868 | 0.013139 | 0.01436 | 0.015533 | 0.016658 | 0.017738 | 0.018774 | 0.019768 | 0.020733 | 0.021672 | 0.022586 | 0.023477 | 0.024347 | 0
F8_Industrial_Primary Metals_Existing_Space Heating_Natural Gas_Steam Trap Maintenance_A_Technical Potential | F8 | Industrial | Primary Metals | Existing | Space Heating | Natural Gas | Steam Trap Maintenance | A | Cumulative Summer Peak Savings (MW) | Technical Potential | 0 | 0 | 0 | 0 | 0 | 0 | 0 | 0 | 0 | 0 | 0 | 0 | 0 | 0 | 0 | 0 | 0 | 0 | 0 | 0 | 0 | 0 | 0
F9_Industrial_Primary Metals_Existing_Space Heating_Natural Gas_Steam Trap Maintenance_A_Technical Potential | F9 | Industrial | Primary Metals | Existing | Space Heating | Natural Gas | Steam Trap Maintenance | A | Cumulative Winter Peak Savings (MW) | Technical Potential | 0 | 0 | 0 | 0 | 0 | 0 | 0 | 0 | 0 | 0 | 0 | 0 | 0 | 0 | 0 | 0 | 0 | 0 | 0 | 0 | 0 | 0 | 0
F10_Industrial_Primary Metals_Existing_Space Heating_Natural Gas_Steam Trap Maintenance_A_Technical Potential | F10 | Industrial | Primary Metals | Existing | Space Heating | Natural Gas | Steam Trap Maintenance | A | Purchases (Incremental) | Technical Potential | 0 | 0 | 0.043886 | 0.04313 | 0.042386 | 0.041655 | 0.040937 | 0.040231 | 0.039538 | 0.038856 | 0.038186 | 0.037528 | 0.036881 | 0.036245 | 0.03562 | 0.035006 | 0.034402 | 0.033809 | 0.033226 | 0.032653 | 0.03209 | 0.031537 | 0
F11_Industrial_Primary Metals_Existing_Space Heating_Natural Gas_Steam Trap Maintenance_A_Technical Potential | F11 | Industrial | Primary Metals | Existing | Space Heating | Natural Gas | Steam Trap Maintenance | A | Purchases (Cumulative) | Technical Potential | 0 | 0 | 0.043886 | 0.087016 | 0.1294 | 0.17106 | 0.21199 | 0.25223 | 0.29176 | 0.33062 | 0.36881 | 0.40633 | 0.44321 | 0.47946 | 0.51508 | 0.55008 | 0.58449 | 0.6183 | 0.65152 | 0.68418 | 0.71627 | 0.7478 | 0
F1_Industrial_Primary Metals_Existing_Process_Natural Gas_Steam Trap Maintenance_A_Technical Potential | F1 | Industrial | Primary Metals | Existing | Process | Natural Gas | Steam Trap Maintenance | A | Integrated Unit Energy Savings (kWh or therms) | Technical Potential | 0 | 0 | 35.9686 | 35.9261 | 35.8835 | 35.8404 | 35.7966 | 35.7561 | 35.7223 | 35.6937 | 35.6693 | 35.6482 | 35.6297 | 35.6134 | 35.5987 | 35.5853 | 35.5729 | 35.5612 | 35.5532 | 35.5451 | 35.5369 | 35.5286 | 0
F2_Industrial_Primary Metals_Existing_Process_Natural Gas_Steam Trap Maintenance_A_Technical Potential | F2 | Industrial | Primary Metals | Existing | Process | Natural Gas | Steam Trap Maintenance | A | Integrated Unit Summer Peak Savings (kW) | Technical Potential | 0 | 0 | 0 | 0 | 0 | 0 | 0 | 0 | 0 | 0 | 0 | 0 | 0 | 0 | 0 | 0 | 0 | 0 | 0 | 0 | 0 | 0 | 0
F3_Industrial_Primary Metals_Existing_Process_Natural Gas_Steam Trap Maintenance_A_Technical Potential | F3 | Industrial | Primary Metals | Existing | Process | Natural Gas | Steam Trap Maintenance | A | Integrated Unit Winter Peak Savings (kW) | Technical Potential | 0 | 0 | 0 | 0 | 0 | 0 | 0 | 0 | 0 | 0 | 0 | 0 | 0 | 0 | 0 | 0 | 0 | 0 | 0 | 0 | 0 | 0 | 0
F4_Industrial_Primary Metals_Existing_Process_Natural Gas_Steam Trap Maintenance_A_Technical Potential | F4 | Industrial | Primary Metals | Existing | Process | Natural Gas | Steam Trap Maintenance | A | Incremental Energy Savings (MWh or mTherms) | Technical Potential | 0 | 0 | 0.057173 | 0.056121 | 0.055088 | 0.054073 | 0.053076 | 0.052102 | 0.051155 | 0.050233 | 0.049333 | 0.048454 | 0.047594 | 0.046752 | 0.045927 | 0.045118 | 0.044325 | 0.043546 | 0.042786 | 0.042038 | 0.041304 | 0.040582 | 0
F5_Industrial_Primary Metals_Existing_Process_Natural Gas_Steam Trap Maintenance_A_Technical Potential | F5 | Industrial | Primary Metals | Existing | Process | Natural Gas | Steam Trap Maintenance | A | Incremental Summer Peak Savings (MW) | Technical Potential | 0 | 0 | 0 | 0 | 0 | 0 | 0 | 0 | 0 | 0 | 0 | 0 | 0 | 0 | 0 | 0 | 0 | 0 | 0 | 0 | 0 | 0 | 0
F6_Industrial_Primary Metals_Existing_Process_Natural Gas_Steam Trap Maintenance_A_Technical Potential | F6 | Industrial | Primary Metals | Existing | Process | Natural Gas | Steam Trap Maintenance | A | Incremental Winter Peak Savings (MW) | Technical Potential | 0 | 0 | 0 | 0 | 0 | 0 | 0 | 0 | 0 | 0 | 0 | 0 | 0 | 0 | 0 | 0 | 0 | 0 | 0 | 0 | 0 | 0 | 0
F7_Industrial_Primary Metals_Existing_Process_Natural Gas_Steam Trap Maintenance_A_Technical Potential | F7 | Industrial | Primary Metals | Existing | Process | Natural Gas | Steam Trap Maintenance | A | Cumulative Energy Savings (MWh or mTherms) | Technical Potential | 0 | 0 | 0.057173 | 0.11323 | 0.16818 | 0.22205 | 0.27486 | 0.32665 | 0.37749 | 0.42742 | 0.47647 | 0.52464 | 0.57196 | 0.61845 | 0.66412 | 0.70899 | 0.75307 | 0.79637 | 0.83897 | 0.88082 | 0.92192 | 0.96228 | 0
F8_Industrial_Primary Metals_Existing_Process_Natural Gas_Steam Trap Maintenance_A_Technical Potential | F8 | Industrial | Primary Metals | Existing | Process | Natural Gas | Steam Trap Maintenance | A | Cumulative Summer Peak Savings (MW) | Technical Potential | 0 | 0 | 0 | 0 | 0 | 0 | 0 | 0 | 0 | 0 | 0 | 0 | 0 | 0 | 0 | 0 | 0 | 0 | 0 | 0 | 0 | 0 | 0
F9_Industrial_Primary Metals_Existing_Process_Natural Gas_Steam Trap Maintenance_A_Technical Potential | F9 | Industrial | Primary Metals | Existing | Process | Natural Gas | Steam Trap Maintenance | A | Cumulative Winter Peak Savings (MW) | Technical Potential | 0 | 0 | 0 | 0 | 0 | 0 | 0 | 0 | 0 | 0 | 0 | 0 | 0 | 0 | 0 | 0 | 0 | 0 | 0 | 0 | 0 | 0 | 0
F10_Industrial_Primary Metals_Existing_Process_Natural Gas_Steam Trap Maintenance_A_Technical Potential | F10 | Industrial | Primary Metals | Existing | Process | Natural Gas | Steam Trap Maintenance | A | Purchases (Incremental) | Technical Potential | 0 | 0 | 1.5895 | 1.5621 | 1.5352 | 1.5087 | 1.4827 | 1.4571 | 1.432 | 1.4073 | 1.3831 | 1.3592 | 1.3358 | 1.3128 | 1.2901 | 1.2679 | 1.246 | 1.2245 | 1.2034 | 1.1827 | 1.1623 | 1.1422 | 0
F11_Industrial_Primary Metals_Existing_Process_Natural Gas_Steam Trap Maintenance_A_Technical Potential | F11 | Industrial | Primary Metals | Existing | Process | Natural Gas | Steam Trap Maintenance | A | Purchases (Cumulative) | Technical Potential | 0 | 0 | 1.5895 | 3.1517 | 4.6868 | 6.1956 | 7.6783 | 9.1354 | 10.5675 | 11.9748 | 13.3579 | 14.7171 | 16.0529 | 17.3656 | 18.6558 | 19.9236 | 21.1697 | 22.3942 | 23.5976 | 24.7803 | 25.9426 | 27.0848 | 0
F1_Industrial_Primary Metals_Existing_Space Heating_Natural Gas_Gas Boiler - High Turndown_A_Technical Potential | F1 | Industrial | Primary Metals | Existing | Space Heating | Natural Gas | Gas Boiler - High Turndown | A | Integrated Unit Energy Savings (kWh or therms) | Technical Potential | 0 | 0 | 39.4831 | 38.946 | 38.248 | 37.3687 | 36.3118 | 35.1079 | 33.809 | 32.476 | 31.1688 | 29.9335 | 28.7995 | 27.7771 | 26.8701 | 26.0675 | 25.3565 | 24.7368 | 24.1925 | 23.7036 | 23.2808 | 22.8821 | 0
F2_Industrial_Primary Metals_Existing_Space Heating_Natural Gas_Gas Boiler - High Turndown_A_Technical Potential | F2 | Industrial | Primary Metals | Existing | Space Heating | Natural Gas | Gas Boiler - High Turndown | A | Integrated Unit Summer Peak Savings (kW) | Technical Potential | 0 | 0 | 0 | 0 | 0 | 0 | 0 | 0 | 0 | 0 | 0 | 0 | 0 | 0 | 0 | 0 | 0 | 0 | 0 | 0 | 0 | 0 | 0
F3_Industrial_Primary Metals_Existing_Space Heating_Natural Gas_Gas Boiler - High Turndown_A_Technical Potential | F3 | Industrial | Primary Metals | Existing | Space Heating | Natural Gas | Gas Boiler - High Turndown | A | Integrated Unit Winter Peak Savings (kW) | Technical Potential | 0 | 0 | 0 | 0 | 0 | 0 | 0 | 0 | 0 | 0 | 0 | 0 | 0 | 0 | 0 | 0 | 0 | 0 | 0 | 0 | 0 | 0 | 0
F4_Industrial_Primary Metals_Existing_Space Heating_Natural Gas_Gas Boiler - High Turndown_A_Technical Potential | F4 | Industrial | Primary Metals | Existing | Space Heating | Natural Gas | Gas Boiler - High Turndown | A | Incremental Energy Savings (MWh or mTherms) | Technical Potential | 0 | 0 | 0.004738 | 0.004593 | 0.0044329 | 0.0042563 | 0.0040646 | 0.0034759 | 0.0026317 | 0.0019875 | 0.0014997 | 0.0011323 | 0.00085651 | 0.00064949 | 0.00049396 | 0.00037675 | 0.00028813 | 0.00022099 | 1.4487e-06 | 4.9821e-07 | 1.6394e-07 | 5.1637e-08 | 0
F5_Industrial_Primary Metals_Existing_Space Heating_Natural Gas_Gas Boiler - High Turndown_A_Technical Potential | F5 | Industrial | Primary Metals | Existing | Space Heating | Natural Gas | Gas Boiler - High Turndown | A | Incremental Summer Peak Savings (MW) | Technical Potential | 0 | 0 | 0 | 0 | 0 | 0 | 0 | 0 | 0 | 0 | 0 | 0 | 0 | 0 | 0 | 0 | 0 | 0 | 0 | 0 | 0 | 0 | 0
F6_Industrial_Primary Metals_Existing_Space Heating_Natural Gas_Gas Boiler - High Turndown_A_Technical Potential | F6 | Industrial | Primary Metals | Existing | Space Heating | Natural Gas | Gas Boiler - High Turndown | A | Incremental Winter Peak Savings (MW) | Technical Potential | 0 | 0 | 0 | 0 | 0 | 0 | 0 | 0 | 0 | 0 | 0 | 0 | 0 | 0 | 0 | 0 | 0 | 0 | 0 | 0 | 0 | 0 | 0
F7_Industrial_Primary Metals_Existing_Space Heating_Natural Gas_Gas Boiler - High Turndown_A_Technical Potential | F7 | Industrial | Primary Metals | Existing | Space Heating | Natural Gas | Gas Boiler - High Turndown | A | Cumulative Energy Savings (MWh or mTherms) | Technical Potential | 0 | 0 | 0.004738 | 0.0092666 | 0.013533 | 0.017479 | 0.021049 | 0.023827 | 0.025577 | 0.026556 | 0.026987 | 0.02705 | 0.026881 | 0.026577 | 0.026203 | 0.025797 | 0.025381 | 0.024982 | 0.024434 | 0.02394 | 0.023514 | 0.023111 | 0
F8_Industrial_Primary Metals_Existing_Space Heating_Natural Gas_Gas Boiler - High Turndown_A_Technical Potential | F8 | Industrial | Primary Metals | Existing | Space Heating | Natural Gas | Gas Boiler - High Turndown | A | Cumulative Summer Peak Savings (MW) | Technical Potential | 0 | 0 | 0 | 0 | 0 | 0 | 0 | 0 | 0 | 0 | 0 | 0 | 0 | 0 | 0 | 0 | 0 | 0 | 0 | 0 | 0 | 0 | 0
F9_Industrial_Primary Metals_Existing_Space Heating_Natural Gas_Gas Boiler - High Turndown_A_Technical Potential | F9 | Industrial | Primary Metals | Existing | Space Heating | Natural Gas | Gas Boiler - High Turndown | A | Cumulative Winter Peak Savings (MW) | Technical Potential | 0 | 0 | 0 | 0 | 0 | 0 | 0 | 0 | 0 | 0 | 0 | 0 | 0 | 0 | 0 | 0 | 0 | 0 | 0 | 0 | 0 | 0 | 0
F10_Industrial_Primary Metals_Existing_Space Heating_Natural Gas_Gas Boiler - High Turndown_A_Technical Potential | F10 | Industrial | Primary Metals | Existing | Space Heating | Natural Gas | Gas Boiler - High Turndown | A | Purchases (Incremental) | Technical Potential | 0 | 0 | 0.12 | 0.11793 | 0.1159 | 0.1139 | 0.11194 | 0.099006 | 0.07784 | 0.061198 | 0.048114 | 0.037828 | 0.02974 | 0.023382 | 0.018383 | 0.014453 | 0.011363 | 0.0089337 | 5.9884e-05 | 2.1018e-05 | 7.0418e-06 | 2.2567e-06 | 0
F11_Industrial_Primary Metals_Existing_Space Heating_Natural Gas_Gas Boiler - High Turndown_A_Technical Potential | F11 | Industrial | Primary Metals | Existing | Space Heating | Natural Gas | Gas Boiler - High Turndown | A | Purchases (Cumulative) | Technical Potential | 0 | 0 | 0.12 | 0.23793 | 0.35383 | 0.46773 | 0.57967 | 0.67868 | 0.75652 | 0.81771 | 0.86583 | 0.90366 | 0.9334 | 0.95678 | 0.97516 | 0.98962 | 1.001 | 1.0099 | 1.01 | 1.01 | 1.01 | 1.01 | 0
F1_Industrial_Primary Metals_Existing_Process_Natural Gas_Gas Boiler - High Turndown_A_Technical Potential | F1 | Industrial | Primary Metals | Existing | Process | Natural Gas | Gas Boiler - High Turndown | A | Integrated Unit Energy Savings (kWh or therms) | Technical Potential | 0 | 0 | 38.1234 | 38.0204 | 37.9158 | 37.8092 | 37.7005 | 37.5944 | 37.495 | 37.4009 | 37.3113 | 37.2256 | 37.1431 | 37.0634 | 36.9857 | 36.9093 | 36.8335 | 36.7578 | 36.6855 | 36.6121 | 36.5375 | 36.4617 | 0
F2_Industrial_Primary Metals_Existing_Process_Natural Gas_Gas Boiler - High Turndown_A_Technical Potential | F2 | Industrial | Primary Metals | Existing | Process | Natural Gas | Gas Boiler - High Turndown | A | Integrated Unit Summer Peak Savings (kW) | Technical Potential | 0 | 0 | 0 | 0 | 0 | 0 | 0 | 0 | 0 | 0 | 0 | 0 | 0 | 0 | 0 | 0 | 0 | 0 | 0 | 0 | 0 | 0 | 0
F3_Industrial_Primary Metals_Existing_Process_Natural Gas_Gas Boiler - High Turndown_A_Technical Potential | F3 | Industrial | Primary Metals | Existing | Process | Natural Gas | Gas Boiler - High Turndown | A | Integrated Unit Winter Peak Savings (kW) | Technical Potential | 0 | 0 | 0 | 0 | 0 | 0 | 0 | 0 | 0 | 0 | 0 | 0 | 0 | 0 | 0 | 0 | 0 | 0 | 0 | 0 | 0 | 0 | 0
F4_Industrial_Primary Metals_Existing_Process_Natural Gas_Gas Boiler - High Turndown_A_Technical Potential | F4 | Industrial | Primary Metals | Existing | Process | Natural Gas | Gas Boiler - High Turndown | A | Incremental Energy Savings (MWh or mTherms) | Technical Potential | 0 | 0 | 0.1657 | 0.1624 | 0.15916 | 0.15598 | 0.15285 | 0.13481 | 0.10571 | 0.082901 | 0.065021 | 0.051002 | 0.04001 | 0.031388 | 0.024626 | 0.019321 | 0.015159 | 0.011894 | 7.9569e-05 | 2.7872e-05 | 9.3189e-06 | 2.9802e-06 | 0
F5_Industrial_Primary Metals_Existing_Process_Natural Gas_Gas Boiler - High Turndown_A_Technical Potential | F5 | Industrial | Primary Metals | Existing | Process | Natural Gas | Gas Boiler - High Turndown | A | Incremental Summer Peak Savings (MW) | Technical Potential | 0 | 0 | 0 | 0 | 0 | 0 | 0 | 0 | 0 | 0 | 0 | 0 | 0 | 0 | 0 | 0 | 0 | 0 | 0 | 0 | 0 | 0 | 0
F6_Industrial_Primary Metals_Existing_Process_Natural Gas_Gas Boiler - High Turndown_A_Technical Potential | F6 | Industrial | Primary Metals | Existing | Process | Natural Gas | Gas Boiler - High Turndown | A | Incremental Winter Peak Savings (MW) | Technical Potential | 0 | 0 | 0 | 0 | 0 | 0 | 0 | 0 | 0 | 0 | 0 | 0 | 0 | 0 | 0 | 0 | 0 | 0 | 0 | 0 | 0 | 0 | 0
F7_Industrial_Primary Metals_Existing_Process_Natural Gas_Gas Boiler - High Turndown_A_Technical Potential | F7 | Industrial | Primary Metals | Existing | Process | Natural Gas | Gas Boiler - High Turndown | A | Cumulative Energy Savings (MWh or mTherms) | Technical Potential | 0 | 0 | 0.1657 | 0.32765 | 0.48591 | 0.64052 | 0.79153 | 0.92411 | 1.0274 | 1.1077 | 1.1701 | 1.2184 | 1.2557 | 1.2844 | 1.3063 | 1.3229 | 1.3354 | 1.3445 | 1.342 | 1.3393 | 1.3366 | 1.3338 | 0
F8_Industrial_Primary Metals_Existing_Process_Natural Gas_Gas Boiler - High Turndown_A_Technical Potential | F8 | Industrial | Primary Metals | Existing | Process | Natural Gas | Gas Boiler - High Turndown | A | Cumulative Summer Peak Savings (MW) | Technical Potential | 0 | 0 | 0 | 0 | 0 | 0 | 0 | 0 | 0 | 0 | 0 | 0 | 0 | 0 | 0 | 0 | 0 | 0 | 0 | 0 | 0 | 0 | 0
F9_Industrial_Primary Metals_Existing_Process_Natural Gas_Gas Boiler - High Turndown_A_Technical Potential | F9 | Industrial | Primary Metals | Existing | Process | Natural Gas | Gas Boiler - High Turndown | A | Cumulative Winter Peak Savings (MW) | Technical Potential | 0 | 0 | 0 | 0 | 0 | 0 | 0 | 0 | 0 | 0 | 0 | 0 | 0 | 0 | 0 | 0 | 0 | 0 | 0 | 0 | 0 | 0 | 0
F10_Industrial_Primary Metals_Existing_Process_Natural Gas_Gas Boiler - High Turndown_A_Technical Potential | F10 | Industrial | Primary Metals | Existing | Process | Natural Gas | Gas Boiler - High Turndown | A | Purchases (Incremental) | Technical Potential | 0 | 0 | 4.3464 | 4.2714 | 4.1978 | 4.1254 | 4.0543 | 3.5859 | 2.8193 | 2.2165 | 1.7427 | 1.3701 | 1.0772 | 0.84688 | 0.66583 | 0.52348 | 0.41156 | 0.32357 | 0.002169 | 0.00076127 | 0.00025505 | 8.1735e-05 | 0
F11_Industrial_Primary Metals_Existing_Process_Natural Gas_Gas Boiler - High Turndown_A_Technical Potential | F11 | Industrial | Primary Metals | Existing | Process | Natural Gas | Gas Boiler - High Turndown | A | Purchases (Cumulative) | Technical Potential | 0 | 0 | 4.3464 | 8.6178 | 12.8156 | 16.941 | 20.9952 | 24.5812 | 27.4004 | 29.617 | 31.3597 | 32.7297 | 33.8069 | 34.6538 | 35.3196 | 35.8431 | 36.2547 | 36.5782 | 36.5804 | 36.5812 | 36.5814 | 36.5815 | 0
F1_Industrial_Primary Metals_Existing_Space Heating_Natural Gas_Gas Boiler - Burner Control Optimization_A_Technical Potential | F1 | Industrial | Primary Metals | Existing | Space Heating | Natural Gas | Gas Boiler - Burner Control Optimization | A | Integrated Unit Energy Savings (kWh or therms) | Technical Potential | 0 | 0 | 11.449 | 11.2921 | 11.0887 | 10.8327 | 10.5252 | 10.1752 | 9.7979 | 9.4108 | 9.0313 | 8.6727 | 8.3435 | 8.0467 | 7.7834 | 7.5503 | 7.3439 | 7.1639 | 7.0058 | 6.8638 | 6.7409 | 6.625 | 0
F2_Industrial_Primary Metals_Existing_Space Heating_Natural Gas_Gas Boiler - Burner Control Optimization_A_Technical Potential | F2 | Industrial | Primary Metals | Existing | Space Heating | Natural Gas | Gas Boiler - Burner Control Optimization | A | Integrated Unit Summer Peak Savings (kW) | Technical Potential | 0 | 0 | 0 | 0 | 0 | 0 | 0 | 0 | 0 | 0 | 0 | 0 | 0 | 0 | 0 | 0 | 0 | 0 | 0 | 0 | 0 | 0 | 0
F3_Industrial_Primary Metals_Existing_Space Heating_Natural Gas_Gas Boiler - Burner Control Optimization_A_Technical Potential | F3 | Industrial | Primary Metals | Existing | Space Heating | Natural Gas | Gas Boiler - Burner Control Optimization | A | Integrated Unit Winter Peak Savings (kW) | Technical Potential | 0 | 0 | 0 | 0 | 0 | 0 | 0 | 0 | 0 | 0 | 0 | 0 | 0 | 0 | 0 | 0 | 0 | 0 | 0 | 0 | 0 | 0 | 0
F4_Industrial_Primary Metals_Existing_Space Heating_Natural Gas_Gas Boiler - Burner Control Optimization_A_Technical Potential | F4 | Industrial | Primary Metals | Existing | Space Heating | Natural Gas | Gas Boiler - Burner Control Optimization | A | Incremental Energy Savings (MWh or mTherms) | Technical Potential | 0 | 0 | 0.00037061 | 0.00056468 | 0.0010899 | 0.0018312 | 0.0027199 | 0.0036178 | 0.0043572 | 0.0047984 | 0.0048736 | 0.0045994 | 0.0040587 | 0.0033659 | 0.002635 | 0.0019538 | 0.0013762 | 0.00092349 | 0.00059169 | 0.00036254 | 0.00021299 | 0.00013929 | 0
F5_Industrial_Primary Metals_Existing_Space Heating_Natural Gas_Gas Boiler - Burner Control Optimization_A_Technical Potential | F5 | Industrial | Primary Metals | Existing | Space Heating | Natural Gas | Gas Boiler - Burner Control Optimization | A | Incremental Summer Peak Savings (MW) | Technical Potential | 0 | 0 | 0 | 0 | 0 | 0 | 0 | 0 | 0 | 0 | 0 | 0 | 0 | 0 | 0 | 0 | 0 | 0 | 0 | 0 | 0 | 0 | 0
F6_Industrial_Primary Metals_Existing_Space Heating_Natural Gas_Gas Boiler - Burner Control Optimization_A_Technical Potential | F6 | Industrial | Primary Metals | Existing | Space Heating | Natural Gas | Gas Boiler - Burner Control Optimization | A | Incremental Winter Peak Savings (MW) | Technical Potential | 0 | 0 | 0 | 0 | 0 | 0 | 0 | 0 | 0 | 0 | 0 | 0 | 0 | 0 | 0 | 0 | 0 | 0 | 0 | 0 | 0 | 0 | 0
F7_Industrial_Primary Metals_Existing_Space Heating_Natural Gas_Gas Boiler - Burner Control Optimization_A_Technical Potential | F7 | Industrial | Primary Metals | Existing | Space Heating | Natural Gas | Gas Boiler - Burner Control Optimization | A | Cumulative Energy Savings (MWh or mTherms) | Technical Potential | 0 | 0 | 0.00037061 | 0.00093022 | 0.0020034 | 0.0037883 | 0.0064006 | 0.0098056 | 0.013799 | 0.018052 | 0.022198 | 0.025916 | 0.028991 | 0.031326 | 0.032936 | 0.033903 | 0.034353 | 0.034434 | 0.034266 | 0.033934 | 0.033539 | 0.033102 | 0
F8_Industrial_Primary Metals_Existing_Space Heating_Natural Gas_Gas Boiler - Burner Control Optimization_A_Technical Potential | F8 | Industrial | Primary Metals | Existing | Space Heating | Natural Gas | Gas Boiler - Burner Control Optimization | A | Cumulative Summer Peak Savings (MW) | Technical Potential | 0 | 0 | 0 | 0 | 0 | 0 | 0 | 0 | 0 | 0 | 0 | 0 | 0 | 0 | 0 | 0 | 0 | 0 | 0 | 0 | 0 | 0 | 0
F9_Industrial_Primary Metals_Existing_Space Heating_Natural Gas_Gas Boiler - Burner Control Optimization_A_Technical Potential | F9 | Industrial | Primary Metals | Existing | Space Heating | Natural Gas | Gas Boiler - Burner Control Optimization | A | Cumulative Winter Peak Savings (MW) | Technical Potential | 0 | 0 | 0 | 0 | 0 | 0 | 0 | 0 | 0 | 0 | 0 | 0 | 0 | 0 | 0 | 0 | 0 | 0 | 0 | 0 | 0 | 0 | 0
F10_Industrial_Primary Metals_Existing_Space Heating_Natural Gas_Gas Boiler - Burner Control Optimization_A_Technical Potential | F10 | Industrial | Primary Metals | Existing | Space Heating | Natural Gas | Gas Boiler - Burner Control Optimization | A | Purchases (Incremental) | Technical Potential | 0 | 0 | 0.032371 | 0.050007 | 0.098289 | 0.16904 | 0.25842 | 0.35555 | 0.44471 | 0.50989 | 0.53964 | 0.53034 | 0.48645 | 0.4183 | 0.33854 | 0.25877 | 0.18739 | 0.12891 | 0.084458 | 0.052819 | 0.031597 | 0.021025 | 0
F11_Industrial_Primary Metals_Existing_Space Heating_Natural Gas_Gas Boiler - Burner Control Optimization_A_Technical Potential | F11 | Industrial | Primary Metals | Existing | Space Heating | Natural Gas | Gas Boiler - Burner Control Optimization | A | Purchases (Cumulative) | Technical Potential | 0 | 0 | 0.032371 | 0.082378 | 0.18067 | 0.34971 | 0.60812 | 0.96367 | 1.4084 | 1.9183 | 2.4579 | 2.9882 | 3.4747 | 3.893 | 4.2315 | 4.4903 | 4.6777 | 4.8066 | 4.8911 | 4.9439 | 4.9755 | 4.9965 | 0
F1_Industrial_Primary Metals_Existing_Process_Natural Gas_Gas Boiler - Burner Control Optimization_A_Technical Potential | F1 | Industrial | Primary Metals | Existing | Process | Natural Gas | Gas Boiler - Burner Control Optimization | A | Integrated Unit Energy Savings (kWh or therms) | Technical Potential | 0 | 0 | 11.055 | 11.0244 | 10.9933 | 10.9617 | 10.9294 | 10.8979 | 10.8685 | 10.8407 | 10.8143 | 10.7891 | 10.7648 | 10.7414 | 10.7187 | 10.6963 | 10.6741 | 10.652 | 10.6309 | 10.6095 | 10.5877 | 10.5656 | 0
F2_Industrial_Primary Metals_Existing_Process_Natural Gas_Gas Boiler - Burner Control Optimization_A_Technical Potential | F2 | Industrial | Primary Metals | Existing | Process | Natural Gas | Gas Boiler - Burner Control Optimization | A | Integrated Unit Summer Peak Savings (kW) | Technical Potential | 0 | 0 | 0 | 0 | 0 | 0 | 0 | 0 | 0 | 0 | 0 | 0 | 0 | 0 | 0 | 0 | 0 | 0 | 0 | 0 | 0 | 0 | 0
F3_Industrial_Primary Metals_Existing_Process_Natural Gas_Gas Boiler - Burner Control Optimization_A_Technical Potential | F3 | Industrial | Primary Metals | Existing | Process | Natural Gas | Gas Boiler - Burner Control Optimization | A | Integrated Unit Winter Peak Savings (kW) | Technical Potential | 0 | 0 | 0 | 0 | 0 | 0 | 0 | 0 | 0 | 0 | 0 | 0 | 0 | 0 | 0 | 0 | 0 | 0 | 0 | 0 | 0 | 0 | 0
F4_Industrial_Primary Metals_Existing_Process_Natural Gas_Gas Boiler - Burner Control Optimization_A_Technical Potential | F4 | Industrial | Primary Metals | Existing | Process | Natural Gas | Gas Boiler - Burner Control Optimization | A | Incremental Energy Savings (MWh or mTherms) | Technical Potential | 0 | 0 | 0.012961 | 0.019968 | 0.039136 | 0.067113 | 0.1023 | 0.14034 | 0.17506 | 0.2002 | 0.21137 | 0.20724 | 0.18966 | 0.16274 | 0.13143 | 0.10025 | 0.072445 | 0.049734 | 0.03252 | 0.020297 | 0.012117 | 0.0080457 | 0
F5_Industrial_Primary Metals_Existing_Process_Natural Gas_Gas Boiler - Burner Control Optimization_A_Technical Potential | F5 | Industrial | Primary Metals | Existing | Process | Natural Gas | Gas Boiler - Burner Control Optimization | A | Incremental Summer Peak Savings (MW) | Technical Potential | 0 | 0 | 0 | 0 | 0 | 0 | 0 | 0 | 0 | 0 | 0 | 0 | 0 | 0 | 0 | 0 | 0 | 0 | 0 | 0 | 0 | 0 | 0
F6_Industrial_Primary Metals_Existing_Process_Natural Gas_Gas Boiler - Burner Control Optimization_A_Technical Potential | F6 | Industrial | Primary Metals | Existing | Process | Natural Gas | Gas Boiler - Burner Control Optimization | A | Incremental Winter Peak Savings (MW) | Technical Potential | 0 | 0 | 0 | 0 | 0 | 0 | 0 | 0 | 0 | 0 | 0 | 0 | 0 | 0 | 0 | 0 | 0 | 0 | 0 | 0 | 0 | 0 | 0
F7_Industrial_Primary Metals_Existing_Process_Natural Gas_Gas Boiler - Burner Control Optimization_A_Technical Potential | F7 | Industrial | Primary Metals | Existing | Process | Natural Gas | Gas Boiler - Burner Control Optimization | A | Cumulative Energy Savings (MWh or mTherms) | Technical Potential | 0 | 0 | 0.012961 | 0.032893 | 0.071936 | 0.13884 | 0.24073 | 0.38037 | 0.55441 | 0.75319 | 0.96273 | 1.1677 | 1.3548 | 1.5146 | 1.6428 | 1.7396 | 1.8084 | 1.8544 | 1.8833 | 1.8998 | 1.908 | 1.9121 | 0
F8_Industrial_Primary Metals_Existing_Process_Natural Gas_Gas Boiler - Burner Control Optimization_A_Technical Potential | F8 | Industrial | Primary Metals | Existing | Process | Natural Gas | Gas Boiler - Burner Control Optimization | A | Cumulative Summer Peak Savings (MW) | Technical Potential | 0 | 0 | 0 | 0 | 0 | 0 | 0 | 0 | 0 | 0 | 0 | 0 | 0 | 0 | 0 | 0 | 0 | 0 | 0 | 0 | 0 | 0 | 0
F9_Industrial_Primary Metals_Existing_Process_Natural Gas_Gas Boiler - Burner Control Optimization_A_Technical Potential | F9 | Industrial | Primary Metals | Existing | Process | Natural Gas | Gas Boiler - Burner Control Optimization | A | Cumulative Winter Peak Savings (MW) | Technical Potential | 0 | 0 | 0 | 0 | 0 | 0 | 0 | 0 | 0 | 0 | 0 | 0 | 0 | 0 | 0 | 0 | 0 | 0 | 0 | 0 | 0 | 0 | 0
F10_Industrial_Primary Metals_Existing_Process_Natural Gas_Gas Boiler - Burner Control Optimization_A_Technical Potential | F10 | Industrial | Primary Metals | Existing | Process | Natural Gas | Gas Boiler - Burner Control Optimization | A | Purchases (Incremental) | Technical Potential | 0 | 0 | 1.1724 | 1.8112 | 3.56 | 6.1225 | 9.3597 | 12.8777 | 16.1072 | 18.4677 | 19.5454 | 19.2084 | 17.6187 | 15.1506 | 12.2618 | 9.3726 | 6.787 | 4.669 | 3.059 | 1.9131 | 1.1444 | 0.7615 | 0
F11_Industrial_Primary Metals_Existing_Process_Natural Gas_Gas Boiler - Burner Control Optimization_A_Technical Potential | F11 | Industrial | Primary Metals | Existing | Process | Natural Gas | Gas Boiler - Burner Control Optimization | A | Purchases (Cumulative) | Technical Potential | 0 | 0 | 1.1724 | 2.9837 | 6.5436 | 12.6661 | 22.0258 | 34.9035 | 51.0106 | 69.4783 | 89.0237 | 108.2321 | 125.8508 | 141.0014 | 153.2632 | 162.6358 | 169.4228 | 174.0918 | 177.1508 | 179.0639 | 180.2083 | 180.9698 | 0
F1_Industrial_Primary Metals_Existing_Space Heating_Natural Gas_HVAC - Demand Controlled Ventilation_A_Technical Potential | F1 | Industrial | Primary Metals | Existing | Space Heating | Natural Gas | HVAC - Demand Controlled Ventilation | A | Integrated Unit Energy Savings (kWh or therms) | Technical Potential | 0 | 0 | 0.076468 | 0.075863 | 0.075238 | 0.074593 | 0.073928 | 0.073244 | 0.07254 | 0.071816 | 0.071079 | 0.070333 | 0.069582 | 0.068824 | 0.068075 | 0.067332 | 0.066596 | 0.06591 | 0.06527 | 0.06467 | 0.064109 | 0.063583 | 0
F2_Industrial_Primary Metals_Existing_Space Heating_Natural Gas_HVAC - Demand Controlled Ventilation_A_Technical Potential | F2 | Industrial | Primary Metals | Existing | Space Heating | Natural Gas | HVAC - Demand Controlled Ventilation | A | Integrated Unit Summer Peak Savings (kW) | Technical Potential | 0 | 0 | 0 | 0 | 0 | 0 | 0 | 0 | 0 | 0 | 0 | 0 | 0 | 0 | 0 | 0 | 0 | 0 | 0 | 0 | 0 | 0 | 0
F3_Industrial_Primary Metals_Existing_Space Heating_Natural Gas_HVAC - Demand Controlled Ventilation_A_Technical Potential | F3 | Industrial | Primary Metals | Existing | Space Heating | Natural Gas | HVAC - Demand Controlled Ventilation | A | Integrated Unit Winter Peak Savings (kW) | Technical Potential | 0 | 0 | 0 | 0 | 0 | 0 | 0 | 0 | 0 | 0 | 0 | 0 | 0 | 0 | 0 | 0 | 0 | 0 | 0 | 0 | 0 | 0 | 0
F4_Industrial_Primary Metals_Existing_Space Heating_Natural Gas_HVAC - Demand Controlled Ventilation_A_Technical Potential | F4 | Industrial | Primary Metals | Existing | Space Heating | Natural Gas | HVAC - Demand Controlled Ventilation | A | Incremental Energy Savings (MWh or mTherms) | Technical Potential | 0 | 0 | 0.047895 | 0.046697 | 0.045514 | 0.044346 | 0.043193 | 0.042055 | 0.040933 | 0.039826 | 0.038738 | 0.03767 | 0.036625 | 0.035602 | 0.034607 | 0.033639 | 0.032698 | 0.031803 | 0.030951 | 0.030138 | 0.029361 | 0.028618 | 0
F5_Industrial_Primary Metals_Existing_Space Heating_Natural Gas_HVAC - Demand Controlled Ventilation_A_Technical Potential | F5 | Industrial | Primary Metals | Existing | Space Heating | Natural Gas | HVAC - Demand Controlled Ventilation | A | Incremental Summer Peak Savings (MW) | Technical Potential | 0 | 0 | 0 | 0 | 0 | 0 | 0 | 0 | 0 | 0 | 0 | 0 | 0 | 0 | 0 | 0 | 0 | 0 | 0 | 0 | 0 | 0 | 0
F6_Industrial_Primary Metals_Existing_Space Heating_Natural Gas_HVAC - Demand Controlled Ventilation_A_Technical Potential | F6 | Industrial | Primary Metals | Existing | Space Heating | Natural Gas | HVAC - Demand Controlled Ventilation | A | Incremental Winter Peak Savings (MW) | Technical Potential | 0 | 0 | 0 | 0 | 0 | 0 | 0 | 0 | 0 | 0 | 0 | 0 | 0 | 0 | 0 | 0 | 0 | 0 | 0 | 0 | 0 | 0 | 0
F7_Industrial_Primary Metals_Existing_Space Heating_Natural Gas_HVAC - Demand Controlled Ventilation_A_Technical Potential | F7 | Industrial | Primary Metals | Existing | Space Heating | Natural Gas | HVAC - Demand Controlled Ventilation | A | Cumulative Energy Savings (MWh or mTherms) | Technical Potential | 0 | 0 | 0.047895 | 0.094213 | 0.13895 | 0.18211 | 0.22368 | 0.26366 | 0.30206 | 0.33887 | 0.37413 | 0.40787 | 0.44014 | 0.47095 | 0.50043 | 0.52861 | 0.55553 | 0.58161 | 0.60691 | 0.63147 | 0.65535 | 0.6786 | 0
F8_Industrial_Primary Metals_Existing_Space Heating_Natural Gas_HVAC - Demand Controlled Ventilation_A_Technical Potential | F8 | Industrial | Primary Metals | Existing | Space Heating | Natural Gas | HVAC - Demand Controlled Ventilation | A | Cumulative Summer Peak Savings (MW) | Technical Potential | 0 | 0 | 0 | 0 | 0 | 0 | 0 | 0 | 0 | 0 | 0 | 0 | 0 | 0 | 0 | 0 | 0 | 0 | 0 | 0 | 0 | 0 | 0
F9_Industrial_Primary Metals_Existing_Space Heating_Natural Gas_HVAC - Demand Controlled Ventilation_A_Technical Potential | F9 | Industrial | Primary Metals | Existing | Space Heating | Natural Gas | HVAC - Demand Controlled Ventilation | A | Cumulative Winter Peak Savings (MW) | Technical Potential | 0 | 0 | 0 | 0 | 0 | 0 | 0 | 0 | 0 | 0 | 0 | 0 | 0 | 0 | 0 | 0 | 0 | 0 | 0 | 0 | 0 | 0 | 0
F10_Industrial_Primary Metals_Existing_Space Heating_Natural Gas_HVAC - Demand Controlled Ventilation_A_Technical Potential | F10 | Industrial | Primary Metals | Existing | Space Heating | Natural Gas | HVAC - Demand Controlled Ventilation | A | Purchases (Incremental) | Technical Potential | 0 | 0 | 626.3448 | 615.5457 | 604.9329 | 594.503 | 584.2529 | 574.1796 | 564.28 | 554.551 | 544.9898 | 535.5934 | 526.359 | 517.2839 | 508.3652 | 499.6003 | 490.9865 | 482.5212 | 474.2019 | 466.026 | 457.991 | 450.0946 | 0
F11_Industrial_Primary Metals_Existing_Space Heating_Natural Gas_HVAC - Demand Controlled Ventilation_A_Technical Potential | F11 | Industrial | Primary Metals | Existing | Space Heating | Natural Gas | HVAC - Demand Controlled Ventilation | A | Purchases (Cumulative) | Technical Potential | 0 | 0 | 626.3448 | 1241.8905 | 1846.8233 | 2441.3263 | 3025.5793 | 3599.7589 | 4164.0388 | 4718.5898 | 5263.5796 | 5799.173 | 6325.532 | 6842.8159 | 7351.181 | 7850.7813 | 8341.7678 | 8824.2889 | 9298.4908 | 9764.5168 | 10222.5078 | 10672.6024 | 0
F1_Industrial_Primary Metals_Existing_Space Heating_Natural Gas_Gas Boiler - Stack Economizer_A_Technical Potential | F1 | Industrial | Primary Metals | Existing | Space Heating | Natural Gas | Gas Boiler - Stack Economizer | A | Integrated Unit Energy Savings (kWh or therms) | Technical Potential | 0 | 0 | 28.9324 | 28.7301 | 28.5132 | 28.2776 | 28.0192 | 27.7333 | 27.4166 | 27.0667 | 26.6849 | 26.2743 | 25.8418 | 25.3945 | 24.9472 | 24.5084 | 24.0874 | 23.7035 | 23.358 | 23.0487 | 22.7701 | 22.5142 | 0
F2_Industrial_Primary Metals_Existing_Space Heating_Natural Gas_Gas Boiler - Stack Economizer_A_Technical Potential | F2 | Industrial | Primary Metals | Existing | Space Heating | Natural Gas | Gas Boiler - Stack Economizer | A | Integrated Unit Summer Peak Savings (kW) | Technical Potential | 0 | 0 | 0 | 0 | 0 | 0 | 0 | 0 | 0 | 0 | 0 | 0 | 0 | 0 | 0 | 0 | 0 | 0 | 0 | 0 | 0 | 0 | 0
F3_Industrial_Primary Metals_Existing_Space Heating_Natural Gas_Gas Boiler - Stack Economizer_A_Technical Potential | F3 | Industrial | Primary Metals | Existing | Space Heating | Natural Gas | Gas Boiler - Stack Economizer | A | Integrated Unit Winter Peak Savings (kW) | Technical Potential | 0 | 0 | 0 | 0 | 0 | 0 | 0 | 0 | 0 | 0 | 0 | 0 | 0 | 0 | 0 | 0 | 0 | 0 | 0 | 0 | 0 | 0 | 0
F4_Industrial_Primary Metals_Existing_Space Heating_Natural Gas_Gas Boiler - Stack Economizer_A_Technical Potential | F4 | Industrial | Primary Metals | Existing | Space Heating | Natural Gas | Gas Boiler - Stack Economizer | A | Incremental Energy Savings (MWh or mTherms) | Technical Potential | 0 | 0 | 0.0092585 | 0.0090352 | 0.0088124 | 0.0085889 | 0.0083637 | 0.0073221 | 0.0056909 | 0.0044171 | 0.0034238 | 0.0026504 | 0.0020495 | 0.0015834 | 0.001223 | 0.00094459 | 0.00072988 | 0.00056469 | 3.7301e-06 | 1.2919e-06 | 4.2758e-07 | 1.3549e-07 | 0
F5_Industrial_Primary Metals_Existing_Space Heating_Natural Gas_Gas Boiler - Stack Economizer_A_Technical Potential | F5 | Industrial | Primary Metals | Existing | Space Heating | Natural Gas | Gas Boiler - Stack Economizer | A | Incremental Summer Peak Savings (MW) | Technical Potential | 0 | 0 | 0 | 0 | 0 | 0 | 0 | 0 | 0 | 0 | 0 | 0 | 0 | 0 | 0 | 0 | 0 | 0 | 0 | 0 | 0 | 0 | 0
F6_Industrial_Primary Metals_Existing_Space Heating_Natural Gas_Gas Boiler - Stack Economizer_A_Technical Potential | F6 | Industrial | Primary Metals | Existing | Space Heating | Natural Gas | Gas Boiler - Stack Economizer | A | Incremental Winter Peak Savings (MW) | Technical Potential | 0 | 0 | 0 | 0 | 0 | 0 | 0 | 0 | 0 | 0 | 0 | 0 | 0 | 0 | 0 | 0 | 0 | 0 | 0 | 0 | 0 | 0 | 0
F7_Industrial_Primary Metals_Existing_Space Heating_Natural Gas_Gas Boiler - Stack Economizer_A_Technical Potential | F7 | Industrial | Primary Metals | Existing | Space Heating | Natural Gas | Gas Boiler - Stack Economizer | A | Cumulative Energy Savings (MWh or mTherms) | Technical Potential | 0 | 0 | 0.0092585 | 0.018229 | 0.026904 | 0.03527 | 0.043312 | 0.050192 | 0.05531 | 0.059021 | 0.061612 | 0.063315 | 0.064322 | 0.064792 | 0.064874 | 0.064677 | 0.064296 | 0.063836 | 0.062909 | 0.062077 | 0.061327 | 0.060638 | 0
F8_Industrial_Primary Metals_Existing_Space Heating_Natural Gas_Gas Boiler - Stack Economizer_A_Technical Potential | F8 | Industrial | Primary Metals | Existing | Space Heating | Natural Gas | Gas Boiler - Stack Economizer | A | Cumulative Summer Peak Savings (MW) | Technical Potential | 0 | 0 | 0 | 0 | 0 | 0 | 0 | 0 | 0 | 0 | 0 | 0 | 0 | 0 | 0 | 0 | 0 | 0 | 0 | 0 | 0 | 0 | 0
F9_Industrial_Primary Metals_Existing_Space Heating_Natural Gas_Gas Boiler - Stack Economizer_A_Technical Potential | F9 | Industrial | Primary Metals | Existing | Space Heating | Natural Gas | Gas Boiler - Stack Economizer | A | Cumulative Winter Peak Savings (MW) | Technical Potential | 0 | 0 | 0 | 0 | 0 | 0 | 0 | 0 | 0 | 0 | 0 | 0 | 0 | 0 | 0 | 0 | 0 | 0 | 0 | 0 | 0 | 0 | 0
F10_Industrial_Primary Metals_Existing_Space Heating_Natural Gas_Gas Boiler - Stack Economizer_A_Technical Potential | F10 | Industrial | Primary Metals | Existing | Space Heating | Natural Gas | Gas Boiler - Stack Economizer | A | Purchases (Incremental) | Technical Potential | 0 | 0 | 0.32 | 0.31449 | 0.30906 | 0.30374 | 0.2985 | 0.26402 | 0.20757 | 0.16319 | 0.1283 | 0.10087 | 0.079308 | 0.062352 | 0.049022 | 0.038541 | 0.030301 | 0.023823 | 0.00015969 | 5.6049e-05 | 1.8778e-05 | 6.0178e-06 | 0
F11_Industrial_Primary Metals_Existing_Space Heating_Natural Gas_Gas Boiler - Stack Economizer_A_Technical Potential | F11 | Industrial | Primary Metals | Existing | Space Heating | Natural Gas | Gas Boiler - Stack Economizer | A | Purchases (Cumulative) | Technical Potential | 0 | 0 | 0.32 | 0.63449 | 0.94355 | 1.2473 | 1.5458 | 1.8098 | 2.0174 | 2.1806 | 2.3089 | 2.4098 | 2.4891 | 2.5514 | 2.6004 | 2.639 | 2.6693 | 2.6931 | 2.6933 | 2.6933 | 2.6933 | 2.6933 | 0
F1_Industrial_Primary Metals_Existing_Process_Natural Gas_Gas Boiler - Stack Economizer_A_Technical Potential | F1 | Industrial | Primary Metals | Existing | Process | Natural Gas | Gas Boiler - Stack Economizer | A | Integrated Unit Energy Savings (kWh or therms) | Technical Potential | 0 | 0 | 36.6047 | 36.5122 | 36.4182 | 36.3224 | 36.2246 | 36.1288 | 36.0384 | 35.9522 | 35.8698 | 35.7905 | 35.714 | 35.6398 | 35.5672 | 35.4958 | 35.4247 | 35.3536 | 35.2852 | 35.2158 | 35.1453 | 35.0735 | 0
F2_Industrial_Primary Metals_Existing_Process_Natural Gas_Gas Boiler - Stack Economizer_A_Technical Potential | F2 | Industrial | Primary Metals | Existing | Process | Natural Gas | Gas Boiler - Stack Economizer | A | Integrated Unit Summer Peak Savings (kW) | Technical Potential | 0 | 0 | 0 | 0 | 0 | 0 | 0 | 0 | 0 | 0 | 0 | 0 | 0 | 0 | 0 | 0 | 0 | 0 | 0 | 0 | 0 | 0 | 0
F3_Industrial_Primary Metals_Existing_Process_Natural Gas_Gas Boiler - Stack Economizer_A_Technical Potential | F3 | Industrial | Primary Metals | Existing | Process | Natural Gas | Gas Boiler - Stack Economizer | A | Integrated Unit Winter Peak Savings (kW) | Technical Potential | 0 | 0 | 0 | 0 | 0 | 0 | 0 | 0 | 0 | 0 | 0 | 0 | 0 | 0 | 0 | 0 | 0 | 0 | 0 | 0 | 0 | 0 | 0
F4_Industrial_Primary Metals_Existing_Process_Natural Gas_Gas Boiler - Stack Economizer_A_Technical Potential | F4 | Industrial | Primary Metals | Existing | Process | Natural Gas | Gas Boiler - Stack Economizer | A | Incremental Energy Savings (MWh or mTherms) | Technical Potential | 0 | 0 | 0.42426 | 0.41589 | 0.40767 | 0.39958 | 0.39164 | 0.34548 | 0.27094 | 0.21251 | 0.16669 | 0.13076 | 0.10259 | 0.080487 | 0.063151 | 0.04955 | 0.038878 | 0.030505 | 0.00020409 | 7.149e-05 | 2.3903e-05 | 7.6446e-06 | 0
F5_Industrial_Primary Metals_Existing_Process_Natural Gas_Gas Boiler - Stack Economizer_A_Technical Potential | F5 | Industrial | Primary Metals | Existing | Process | Natural Gas | Gas Boiler - Stack Economizer | A | Incremental Summer Peak Savings (MW) | Technical Potential | 0 | 0 | 0 | 0 | 0 | 0 | 0 | 0 | 0 | 0 | 0 | 0 | 0 | 0 | 0 | 0 | 0 | 0 | 0 | 0 | 0 | 0 | 0
F6_Industrial_Primary Metals_Existing_Process_Natural Gas_Gas Boiler - Stack Economizer_A_Technical Potential | F6 | Industrial | Primary Metals | Existing | Process | Natural Gas | Gas Boiler - Stack Economizer | A | Incremental Winter Peak Savings (MW) | Technical Potential | 0 | 0 | 0 | 0 | 0 | 0 | 0 | 0 | 0 | 0 | 0 | 0 | 0 | 0 | 0 | 0 | 0 | 0 | 0 | 0 | 0 | 0 | 0
F7_Industrial_Primary Metals_Existing_Process_Natural Gas_Gas Boiler - Stack Economizer_A_Technical Potential | F7 | Industrial | Primary Metals | Existing | Process | Natural Gas | Gas Boiler - Stack Economizer | A | Cumulative Energy Savings (MWh or mTherms) | Technical Potential | 0 | 0 | 0.42426 | 0.83908 | 1.2446 | 1.6409 | 2.0281 | 2.3682 | 2.6332 | 2.8395 | 2.9996 | 3.1238 | 3.2197 | 3.2935 | 3.3499 | 3.3927 | 3.4248 | 3.4485 | 3.442 | 3.4353 | 3.4284 | 3.4214 | 0
F8_Industrial_Primary Metals_Existing_Process_Natural Gas_Gas Boiler - Stack Economizer_A_Technical Potential | F8 | Industrial | Primary Metals | Existing | Process | Natural Gas | Gas Boiler - Stack Economizer | A | Cumulative Summer Peak Savings (MW) | Technical Potential | 0 | 0 | 0 | 0 | 0 | 0 | 0 | 0 | 0 | 0 | 0 | 0 | 0 | 0 | 0 | 0 | 0 | 0 | 0 | 0 | 0 | 0 | 0
F9_Industrial_Primary Metals_Existing_Process_Natural Gas_Gas Boiler - Stack Economizer_A_Technical Potential | F9 | Industrial | Primary Metals | Existing | Process | Natural Gas | Gas Boiler - Stack Economizer | A | Cumulative Winter Peak Savings (MW) | Technical Potential | 0 | 0 | 0 | 0 | 0 | 0 | 0 | 0 | 0 | 0 | 0 | 0 | 0 | 0 | 0 | 0 | 0 | 0 | 0 | 0 | 0 | 0 | 0
F10_Industrial_Primary Metals_Existing_Process_Natural Gas_Gas Boiler - Stack Economizer_A_Technical Potential | F10 | Industrial | Primary Metals | Existing | Process | Natural Gas | Gas Boiler - Stack Economizer | A | Purchases (Incremental) | Technical Potential | 0 | 0 | 11.5903 | 11.3905 | 11.1941 | 11.0011 | 10.8114 | 9.5625 | 7.5181 | 5.9108 | 4.6471 | 3.6536 | 2.8725 | 2.2584 | 1.7755 | 1.3959 | 1.0975 | 0.86286 | 0.0057839 | 0.0020301 | 0.00068013 | 0.00021796 | 0
F11_Industrial_Primary Metals_Existing_Process_Natural Gas_Gas Boiler - Stack Economizer_A_Technical Potential | F11 | Industrial | Primary Metals | Existing | Process | Natural Gas | Gas Boiler - Stack Economizer | A | Purchases (Cumulative) | Technical Potential | 0 | 0 | 11.5903 | 22.9807 | 34.1748 | 45.1759 | 55.9873 | 65.5498 | 73.0679 | 78.9786 | 83.6257 | 87.2793 | 90.1518 | 92.4101 | 94.1857 | 95.5816 | 96.6791 | 97.542 | 97.5478 | 97.5498 | 97.5505 | 97.5507 | 0
F1_Industrial_Primary Metals_Existing_Space Heating_Natural Gas_Gas Furnace Tube Inserts_A_Technical Potential | F1 | Industrial | Primary Metals | Existing | Space Heating | Natural Gas | Gas Furnace Tube Inserts | A | Integrated Unit Energy Savings (kWh or therms) | Technical Potential | 0 | 0 | 0.087928 | 0.087247 | 0.086543 | 0.085816 | 0.085066 | 0.084293 | 0.083498 | 0.082681 | 0.081848 | 0.081004 | 0.080154 | 0.079297 | 0.07845 | 0.077609 | 0.076777 | 0.076002 | 0.07528 | 0.074605 | 0.073973 | 0.073384 | 0
F2_Industrial_Primary Metals_Existing_Space Heating_Natural Gas_Gas Furnace Tube Inserts_A_Technical Potential | F2 | Industrial | Primary Metals | Existing | Space Heating | Natural Gas | Gas Furnace Tube Inserts | A | Integrated Unit Summer Peak Savings (kW) | Technical Potential | 0 | 0 | 0 | 0 | 0 | 0 | 0 | 0 | 0 | 0 | 0 | 0 | 0 | 0 | 0 | 0 | 0 | 0 | 0 | 0 | 0 | 0 | 0
F3_Industrial_Primary Metals_Existing_Space Heating_Natural Gas_Gas Furnace Tube Inserts_A_Technical Potential | F3 | Industrial | Primary Metals | Existing | Space Heating | Natural Gas | Gas Furnace Tube Inserts | A | Integrated Unit Winter Peak Savings (kW) | Technical Potential | 0 | 0 | 0 | 0 | 0 | 0 | 0 | 0 | 0 | 0 | 0 | 0 | 0 | 0 | 0 | 0 | 0 | 0 | 0 | 0 | 0 | 0 | 0
F4_Industrial_Primary Metals_Existing_Space Heating_Natural Gas_Gas Furnace Tube Inserts_A_Technical Potential | F4 | Industrial | Primary Metals | Existing | Space Heating | Natural Gas | Gas Furnace Tube Inserts | A | Incremental Energy Savings (MWh or mTherms) | Technical Potential | 0 | 0 | 0 | 0 | 0 | 0 | 0 | 0 | 0 | 0 | 0 | 0 | 0 | 0 | 0 | 0 | 0 | 0 | 0 | 0 | 0 | 0 | 0
F5_Industrial_Primary Metals_Existing_Space Heating_Natural Gas_Gas Furnace Tube Inserts_A_Technical Potential | F5 | Industrial | Primary Metals | Existing | Space Heating | Natural Gas | Gas Furnace Tube Inserts | A | Incremental Summer Peak Savings (MW) | Technical Potential | 0 | 0 | 0 | 0 | 0 | 0 | 0 | 0 | 0 | 0 | 0 | 0 | 0 | 0 | 0 | 0 | 0 | 0 | 0 | 0 | 0 | 0 | 0
F6_Industrial_Primary Metals_Existing_Space Heating_Natural Gas_Gas Furnace Tube Inserts_A_Technical Potential | F6 | Industrial | Primary Metals | Existing | Space Heating | Natural Gas | Gas Furnace Tube Inserts | A | Incremental Winter Peak Savings (MW) | Technical Potential | 0 | 0 | 0 | 0 | 0 | 0 | 0 | 0 | 0 | 0 | 0 | 0 | 0 | 0 | 0 | 0 | 0 | 0 | 0 | 0 | 0 | 0 | 0
F7_Industrial_Primary Metals_Existing_Space Heating_Natural Gas_Gas Furnace Tube Inserts_A_Technical Potential | F7 | Industrial | Primary Metals | Existing | Space Heating | Natural Gas | Gas Furnace Tube Inserts | A | Cumulative Energy Savings (MWh or mTherms) | Technical Potential | 0 | 0 | 0 | 0 | 0 | 0 | 0 | 0 | 0 | 0 | 0 | 0 | 0 | 0 | 0 | 0 | 0 | 0 | 0 | 0 | 0 | 0 | 0
F8_Industrial_Primary Metals_Existing_Space Heating_Natural Gas_Gas Furnace Tube Inserts_A_Technical Potential | F8 | Industrial | Primary Metals | Existing | Space Heating | Natural Gas | Gas Furnace Tube Inserts | A | Cumulative Summer Peak Savings (MW) | Technical Potential | 0 | 0 | 0 | 0 | 0 | 0 | 0 | 0 | 0 | 0 | 0 | 0 | 0 | 0 | 0 | 0 | 0 | 0 | 0 | 0 | 0 | 0 | 0
F9_Industrial_Primary Metals_Existing_Space Heating_Natural Gas_Gas Furnace Tube Inserts_A_Technical Potential | F9 | Industrial | Primary Metals | Existing | Space Heating | Natural Gas | Gas Furnace Tube Inserts | A | Cumulative Winter Peak Savings (MW) | Technical Potential | 0 | 0 | 0 | 0 | 0 | 0 | 0 | 0 | 0 | 0 | 0 | 0 | 0 | 0 | 0 | 0 | 0 | 0 | 0 | 0 | 0 | 0 | 0
F10_Industrial_Primary Metals_Existing_Space Heating_Natural Gas_Gas Furnace Tube Inserts_A_Technical Potential | F10 | Industrial | Primary Metals | Existing | Space Heating | Natural Gas | Gas Furnace Tube Inserts | A | Purchases (Incremental) | Technical Potential | 0 | 0 | 0 | 0 | 0 | 0 | 0 | 0 | 0 | 0 | 0 | 0 | 0 | 0 | 0 | 0 | 0 | 0 | 0 | 0 | 0 | 0 | 0
F11_Industrial_Primary Metals_Existing_Space Heating_Natural Gas_Gas Furnace Tube Inserts_A_Technical Potential | F11 | Industrial | Primary Metals | Existing | Space Heating | Natural Gas | Gas Furnace Tube Inserts | A | Purchases (Cumulative) | Technical Potential | 0 | 0 | 0 | 0 | 0 | 0 | 0 | 0 | 0 | 0 | 0 | 0 | 0 | 0 | 0 | 0 | 0 | 0 | 0 | 0 | 0 | 0 | 0
F1_Industrial_Primary Metals_Existing_Space Heating_Natural Gas_Space Heating - Heat Recovery Ventilator_A_Technical Potential | F1 | Industrial | Primary Metals | Existing | Space Heating | Natural Gas | Space Heating - Heat Recovery Ventilator | A | Integrated Unit Energy Savings (kWh or therms) | Technical Potential | 0 | 0 | 0.013244 | 0.013045 | 0.012783 | 0.012448 | 0.012046 | 0.011589 | 0.011099 | 0.010603 | 0.010122 | 0.0096741 | 0.0092691 | 0.0089093 | 0.0085944 | 0.0083191 | 0.0080775 | 0.0078682 | 0.007685 | 0.0075203 | 0.0073784 | 0.007244 | 0
F2_Industrial_Primary Metals_Existing_Space Heating_Natural Gas_Space Heating - Heat Recovery Ventilator_A_Technical Potential | F2 | Industrial | Primary Metals | Existing | Space Heating | Natural Gas | Space Heating - Heat Recovery Ventilator | A | Integrated Unit Summer Peak Savings (kW) | Technical Potential | 0 | 0 | 0 | 0 | 0 | 0 | 0 | 0 | 0 | 0 | 0 | 0 | 0 | 0 | 0 | 0 | 0 | 0 | 0 | 0 | 0 | 0 | 0
F3_Industrial_Primary Metals_Existing_Space Heating_Natural Gas_Space Heating - Heat Recovery Ventilator_A_Technical Potential | F3 | Industrial | Primary Metals | Existing | Space Heating | Natural Gas | Space Heating - Heat Recovery Ventilator | A | Integrated Unit Winter Peak Savings (kW) | Technical Potential | 0 | 0 | 0 | 0 | 0 | 0 | 0 | 0 | 0 | 0 | 0 | 0 | 0 | 0 | 0 | 0 | 0 | 0 | 0 | 0 | 0 | 0 | 0
F4_Industrial_Primary Metals_Existing_Space Heating_Natural Gas_Space Heating - Heat Recovery Ventilator_A_Technical Potential | F4 | Industrial | Primary Metals | Existing | Space Heating | Natural Gas | Space Heating - Heat Recovery Ventilator | A | Incremental Energy Savings (MWh or mTherms) | Technical Potential | 0 | 0 | 0.020305 | 0.019655 | 0.018927 | 0.018115 | 0.017226 | 0.016287 | 0.01533 | 0.014392 | 0.013502 | 0.012683 | 0.011942 | 0.011281 | 0.010694 | 0.010173 | 0.0097076 | 0.009293 | 0.0089201 | 0.0085784 | 0.0082714 | 0.0079808 | 0
F5_Industrial_Primary Metals_Existing_Space Heating_Natural Gas_Space Heating - Heat Recovery Ventilator_A_Technical Potential | F5 | Industrial | Primary Metals | Existing | Space Heating | Natural Gas | Space Heating - Heat Recovery Ventilator | A | Incremental Summer Peak Savings (MW) | Technical Potential | 0 | 0 | 0 | 0 | 0 | 0 | 0 | 0 | 0 | 0 | 0 | 0 | 0 | 0 | 0 | 0 | 0 | 0 | 0 | 0 | 0 | 0 | 0
F6_Industrial_Primary Metals_Existing_Space Heating_Natural Gas_Space Heating - Heat Recovery Ventilator_A_Technical Potential | F6 | Industrial | Primary Metals | Existing | Space Heating | Natural Gas | Space Heating - Heat Recovery Ventilator | A | Incremental Winter Peak Savings (MW) | Technical Potential | 0 | 0 | 0 | 0 | 0 | 0 | 0 | 0 | 0 | 0 | 0 | 0 | 0 | 0 | 0 | 0 | 0 | 0 | 0 | 0 | 0 | 0 | 0
F7_Industrial_Primary Metals_Existing_Space Heating_Natural Gas_Space Heating - Heat Recovery Ventilator_A_Technical Potential | F7 | Industrial | Primary Metals | Existing | Space Heating | Natural Gas | Space Heating - Heat Recovery Ventilator | A | Cumulative Energy Savings (MWh or mTherms) | Technical Potential | 0 | 0 | 0.020305 | 0.039656 | 0.057784 | 0.074387 | 0.089207 | 0.10211 | 0.11313 | 0.12246 | 0.13041 | 0.13732 | 0.14351 | 0.14922 | 0.15465 | 0.15986 | 0.16493 | 0.16995 | 0.17491 | 0.17974 | 0.18462 | 0.18924 | 0
F8_Industrial_Primary Metals_Existing_Space Heating_Natural Gas_Space Heating - Heat Recovery Ventilator_A_Technical Potential | F8 | Industrial | Primary Metals | Existing | Space Heating | Natural Gas | Space Heating - Heat Recovery Ventilator | A | Cumulative Summer Peak Savings (MW) | Technical Potential | 0 | 0 | 0 | 0 | 0 | 0 | 0 | 0 | 0 | 0 | 0 | 0 | 0 | 0 | 0 | 0 | 0 | 0 | 0 | 0 | 0 | 0 | 0
F9_Industrial_Primary Metals_Existing_Space Heating_Natural Gas_Space Heating - Heat Recovery Ventilator_A_Technical Potential | F9 | Industrial | Primary Metals | Existing | Space Heating | Natural Gas | Space Heating - Heat Recovery Ventilator | A | Cumulative Winter Peak Savings (MW) | Technical Potential | 0 | 0 | 0 | 0 | 0 | 0 | 0 | 0 | 0 | 0 | 0 | 0 | 0 | 0 | 0 | 0 | 0 | 0 | 0 | 0 | 0 | 0 | 0
F10_Industrial_Primary Metals_Existing_Space Heating_Natural Gas_Space Heating - Heat Recovery Ventilator_A_Technical Potential | F10 | Industrial | Primary Metals | Existing | Space Heating | Natural Gas | Space Heating - Heat Recovery Ventilator | A | Purchases (Incremental) | Technical Potential | 0 | 0 | 1533.1207 | 1506.6876 | 1480.7102 | 1455.1807 | 1430.0914 | 1405.4347 | 1381.203 | 1357.3892 | 1333.9859 | 1310.9862 | 1288.383 | 1266.1695 | 1244.339 | 1222.8848 | 1201.8006 | 1181.0799 | 1160.7165 | 1140.7041 | 1121.0368 | 1101.7086 | 0
F11_Industrial_Primary Metals_Existing_Space Heating_Natural Gas_Space Heating - Heat Recovery Ventilator_A_Technical Potential | F11 | Industrial | Primary Metals | Existing | Space Heating | Natural Gas | Space Heating - Heat Recovery Ventilator | A | Purchases (Cumulative) | Technical Potential | 0 | 0 | 1533.1207 | 3039.8083 | 4520.5185 | 5975.6993 | 7405.7907 | 8811.2253 | 10192.4284 | 11549.8176 | 12883.8035 | 14194.7896 | 15483.1726 | 16749.3421 | 17993.681 | 19216.5658 | 20418.3664 | 21599.4464 | 22760.1628 | 23900.8669 | 25021.9037 | 26123.6123 | 0
F1_Industrial_Primary Metals_Existing_Space Heating_Natural Gas_Thermostat - Programmable_A_Technical Potential | F1 | Industrial | Primary Metals | Existing | Space Heating | Natural Gas | Thermostat - Programmable | A | Integrated Unit Energy Savings (kWh or therms) | Technical Potential | 0 | 0 | 0.0063956 | 0.0062879 | 0.0061487 | 0.0059746 | 0.005767 | 0.0055328 | 0.0052825 | 0.0050282 | 0.004781 | 0.0045493 | 0.0043379 | 0.0041486 | 0.0039813 | 0.0038341 | 0.0037047 | 0.0035921 | 0.0034937 | 0.0034057 | 0.0033295 | 0.0032578 | 0
F2_Industrial_Primary Metals_Existing_Space Heating_Natural Gas_Thermostat - Programmable_A_Technical Potential | F2 | Industrial | Primary Metals | Existing | Space Heating | Natural Gas | Thermostat - Programmable | A | Integrated Unit Summer Peak Savings (kW) | Technical Potential | 0 | 0 | 0 | 0 | 0 | 0 | 0 | 0 | 0 | 0 | 0 | 0 | 0 | 0 | 0 | 0 | 0 | 0 | 0 | 0 | 0 | 0 | 0
F3_Industrial_Primary Metals_Existing_Space Heating_Natural Gas_Thermostat - Programmable_A_Technical Potential | F3 | Industrial | Primary Metals | Existing | Space Heating | Natural Gas | Thermostat - Programmable | A | Integrated Unit Winter Peak Savings (kW) | Technical Potential | 0 | 0 | 0 | 0 | 0 | 0 | 0 | 0 | 0 | 0 | 0 | 0 | 0 | 0 | 0 | 0 | 0 | 0 | 0 | 0 | 0 | 0 | 0
F4_Industrial_Primary Metals_Existing_Space Heating_Natural Gas_Thermostat - Programmable_A_Technical Potential | F4 | Industrial | Primary Metals | Existing | Space Heating | Natural Gas | Thermostat - Programmable | A | Incremental Energy Savings (MWh or mTherms) | Technical Potential | 0 | 0 | 0.029416 | 0.028422 | 0.027313 | 0.026082 | 0.024742 | 0.023328 | 0.021889 | 0.020475 | 0.019133 | 0.017892 | 0.016767 | 0.015758 | 0.014862 | 0.014066 | 0.013357 | 0.012728 | 0.012166 | 0.011655 | 0.011198 | 0.010767 | 0
F5_Industrial_Primary Metals_Existing_Space Heating_Natural Gas_Thermostat - Programmable_A_Technical Potential | F5 | Industrial | Primary Metals | Existing | Space Heating | Natural Gas | Thermostat - Programmable | A | Incremental Summer Peak Savings (MW) | Technical Potential | 0 | 0 | 0 | 0 | 0 | 0 | 0 | 0 | 0 | 0 | 0 | 0 | 0 | 0 | 0 | 0 | 0 | 0 | 0 | 0 | 0 | 0 | 0
F6_Industrial_Primary Metals_Existing_Space Heating_Natural Gas_Thermostat - Programmable_A_Technical Potential | F6 | Industrial | Primary Metals | Existing | Space Heating | Natural Gas | Thermostat - Programmable | A | Incremental Winter Peak Savings (MW) | Technical Potential | 0 | 0 | 0 | 0 | 0 | 0 | 0 | 0 | 0 | 0 | 0 | 0 | 0 | 0 | 0 | 0 | 0 | 0 | 0 | 0 | 0 | 0 | 0
F7_Industrial_Primary Metals_Existing_Space Heating_Natural Gas_Thermostat - Programmable_A_Technical Potential | F7 | Industrial | Primary Metals | Existing | Space Heating | Natural Gas | Thermostat - Programmable | A | Cumulative Energy Savings (MWh or mTherms) | Technical Potential | 0 | 0 | 0.029416 | 0.057342 | 0.083386 | 0.10711 | 0.12813 | 0.14625 | 0.16152 | 0.17422 | 0.18479 | 0.19373 | 0.2015 | 0.20846 | 0.21492 | 0.22104 | 0.22693 | 0.23277 | 0.23855 | 0.2442 | 0.24993 | 0.25532 | 0
F8_Industrial_Primary Metals_Existing_Space Heating_Natural Gas_Thermostat - Programmable_A_Technical Potential | F8 | Industrial | Primary Metals | Existing | Space Heating | Natural Gas | Thermostat - Programmable | A | Cumulative Summer Peak Savings (MW) | Technical Potential | 0 | 0 | 0 | 0 | 0 | 0 | 0 | 0 | 0 | 0 | 0 | 0 | 0 | 0 | 0 | 0 | 0 | 0 | 0 | 0 | 0 | 0 | 0
F9_Industrial_Primary Metals_Existing_Space Heating_Natural Gas_Thermostat - Programmable_A_Technical Potential | F9 | Industrial | Primary Metals | Existing | Space Heating | Natural Gas | Thermostat - Programmable | A | Cumulative Winter Peak Savings (MW) | Technical Potential | 0 | 0 | 0 | 0 | 0 | 0 | 0 | 0 | 0 | 0 | 0 | 0 | 0 | 0 | 0 | 0 | 0 | 0 | 0 | 0 | 0 | 0 | 0
F10_Industrial_Primary Metals_Existing_Space Heating_Natural Gas_Thermostat - Programmable_A_Technical Potential | F10 | Industrial | Primary Metals | Existing | Space Heating | Natural Gas | Thermostat - Programmable | A | Purchases (Incremental) | Technical Potential | 0 | 0 | 4599.3621 | 4520.0628 | 4442.1307 | 4365.5422 | 4290.2742 | 4216.304 | 4143.6091 | 4072.1676 | 4001.9578 | 3932.9585 | 3865.1489 | 3798.5084 | 3733.0169 | 3668.6545 | 3605.4018 | 3543.2397 | 3482.1494 | 3422.1123 | 3363.1104 | 3305.1257 | 0
F11_Industrial_Primary Metals_Existing_Space Heating_Natural Gas_Thermostat - Programmable_A_Technical Potential | F11 | Industrial | Primary Metals | Existing | Space Heating | Natural Gas | Thermostat - Programmable | A | Purchases (Cumulative) | Technical Potential | 0 | 0 | 4599.3621 | 9119.4249 | 13561.5556 | 17927.0978 | 22217.372 | 26433.676 | 30577.2851 | 34649.4527 | 38651.4104 | 42584.3689 | 46449.5178 | 50248.0262 | 53981.043 | 57649.6975 | 61255.0993 | 64798.3391 | 68280.4885 | 71702.6008 | 75065.7112 | 78370.8369 | 0
F1_Industrial_Primary Metals_Existing_Space Heating_Natural Gas_ENERGY STAR Connected Thermostat_A_Technical Potential | F1 | Industrial | Primary Metals | Existing | Space Heating | Natural Gas | ENERGY STAR Connected Thermostat | A | Integrated Unit Energy Savings (kWh or therms) | Technical Potential | 0 | 0 | 0.015485 | 0.015249 | 0.014939 | 0.014545 | 0.014071 | 0.013534 | 0.01296 | 0.012377 | 0.011813 | 0.011287 | 0.010812 | 0.010389 | 0.01002 | 0.009696 | 0.0094119 | 0.0091655 | 0.0089495 | 0.0087552 | 0.0085874 | 0.0084285 | 0
F2_Industrial_Primary Metals_Existing_Space Heating_Natural Gas_ENERGY STAR Connected Thermostat_A_Technical Potential | F2 | Industrial | Primary Metals | Existing | Space Heating | Natural Gas | ENERGY STAR Connected Thermostat | A | Integrated Unit Summer Peak Savings (kW) | Technical Potential | 0 | 0 | 0 | 0 | 0 | 0 | 0 | 0 | 0 | 0 | 0 | 0 | 0 | 0 | 0 | 0 | 0 | 0 | 0 | 0 | 0 | 0 | 0
F3_Industrial_Primary Metals_Existing_Space Heating_Natural Gas_ENERGY STAR Connected Thermostat_A_Technical Potential | F3 | Industrial | Primary Metals | Existing | Space Heating | Natural Gas | ENERGY STAR Connected Thermostat | A | Integrated Unit Winter Peak Savings (kW) | Technical Potential | 0 | 0 | 0 | 0 | 0 | 0 | 0 | 0 | 0 | 0 | 0 | 0 | 0 | 0 | 0 | 0 | 0 | 0 | 0 | 0 | 0 | 0 | 0
F4_Industrial_Primary Metals_Existing_Space Heating_Natural Gas_ENERGY STAR Connected Thermostat_A_Technical Potential | F4 | Industrial | Primary Metals | Existing | Space Heating | Natural Gas | ENERGY STAR Connected Thermostat | A | Incremental Energy Savings (MWh or mTherms) | Technical Potential | 0 | 0 | 0.07122 | 0.068928 | 0.06636 | 0.063496 | 0.060369 | 0.057064 | 0.053699 | 0.0504 | 0.047273 | 0.044392 | 0.041789 | 0.039464 | 0.037403 | 0.035571 | 0.033934 | 0.032475 | 0.031163 | 0.029961 | 0.02888 | 0.027857 | 0
F5_Industrial_Primary Metals_Existing_Space Heating_Natural Gas_ENERGY STAR Connected Thermostat_A_Technical Potential | F5 | Industrial | Primary Metals | Existing | Space Heating | Natural Gas | ENERGY STAR Connected Thermostat | A | Incremental Summer Peak Savings (MW) | Technical Potential | 0 | 0 | 0 | 0 | 0 | 0 | 0 | 0 | 0 | 0 | 0 | 0 | 0 | 0 | 0 | 0 | 0 | 0 | 0 | 0 | 0 | 0 | 0
F6_Industrial_Primary Metals_Existing_Space Heating_Natural Gas_ENERGY STAR Connected Thermostat_A_Technical Potential | F6 | Industrial | Primary Metals | Existing | Space Heating | Natural Gas | ENERGY STAR Connected Thermostat | A | Incremental Winter Peak Savings (MW) | Technical Potential | 0 | 0 | 0 | 0 | 0 | 0 | 0 | 0 | 0 | 0 | 0 | 0 | 0 | 0 | 0 | 0 | 0 | 0 | 0 | 0 | 0 | 0 | 0
F7_Industrial_Primary Metals_Existing_Space Heating_Natural Gas_ENERGY STAR Connected Thermostat_A_Technical Potential | F7 | Industrial | Primary Metals | Existing | Space Heating | Natural Gas | ENERGY STAR Connected Thermostat | A | Cumulative Energy Savings (MWh or mTherms) | Technical Potential | 0 | 0 | 0.07122 | 0.13906 | 0.20259 | 0.26075 | 0.31262 | 0.35775 | 0.39627 | 0.42884 | 0.45657 | 0.48065 | 0.5022 | 0.52205 | 0.54087 | 0.55897 | 0.57653 | 0.59391 | 0.61107 | 0.62777 | 0.64462 | 0.66055 | 0
F8_Industrial_Primary Metals_Existing_Space Heating_Natural Gas_ENERGY STAR Connected Thermostat_A_Technical Potential | F8 | Industrial | Primary Metals | Existing | Space Heating | Natural Gas | ENERGY STAR Connected Thermostat | A | Cumulative Summer Peak Savings (MW) | Technical Potential | 0 | 0 | 0 | 0 | 0 | 0 | 0 | 0 | 0 | 0 | 0 | 0 | 0 | 0 | 0 | 0 | 0 | 0 | 0 | 0 | 0 | 0 | 0
F9_Industrial_Primary Metals_Existing_Space Heating_Natural Gas_ENERGY STAR Connected Thermostat_A_Technical Potential | F9 | Industrial | Primary Metals | Existing | Space Heating | Natural Gas | ENERGY STAR Connected Thermostat | A | Cumulative Winter Peak Savings (MW) | Technical Potential | 0 | 0 | 0 | 0 | 0 | 0 | 0 | 0 | 0 | 0 | 0 | 0 | 0 | 0 | 0 | 0 | 0 | 0 | 0 | 0 | 0 | 0 | 0
F10_Industrial_Primary Metals_Existing_Space Heating_Natural Gas_ENERGY STAR Connected Thermostat_A_Technical Potential | F10 | Industrial | Primary Metals | Existing | Space Heating | Natural Gas | ENERGY STAR Connected Thermostat | A | Purchases (Incremental) | Technical Potential | 0 | 0 | 4599.3621 | 4520.0628 | 4442.1307 | 4365.5422 | 4290.2742 | 4216.304 | 4143.6091 | 4072.1676 | 4001.9578 | 3932.9585 | 3865.1489 | 3798.5084 | 3733.0169 | 3668.6545 | 3605.4018 | 3543.2397 | 3482.1494 | 3422.1123 | 3363.1104 | 3305.1257 | 0
F11_Industrial_Primary Metals_Existing_Space Heating_Natural Gas_ENERGY STAR Connected Thermostat_A_Technical Potential | F11 | Industrial | Primary Metals | Existing | Space Heating | Natural Gas | ENERGY STAR Connected Thermostat | A | Purchases (Cumulative) | Technical Potential | 0 | 0 | 4599.3621 | 9119.4249 | 13561.5556 | 17927.0978 | 22217.372 | 26433.676 | 30577.2851 | 34649.4527 | 38651.4104 | 42584.3689 | 46449.5178 | 50248.0262 | 53981.043 | 57649.6975 | 61255.0993 | 64798.3391 | 68280.4885 | 71702.6008 | 75065.7112 | 78370.8369 | 0
F1_Industrial_Primary Metals_Existing_Space Heating_Natural Gas_Destratification Fans (HVLS)_A_Technical Potential | F1 | Industrial | Primary Metals | Existing | Space Heating | Natural Gas | Destratification Fans (HVLS) | A | Integrated Unit Energy Savings (kWh or therms) | Technical Potential | 0 | 0 | 0.015473 | 0.015226 | 0.014905 | 0.0145 | 0.014016 | 0.01347 | 0.012888 | 0.012298 | 0.011727 | 0.011195 | 0.010714 | 0.010286 | 0.0099109 | 0.0095817 | 0.009292 | 0.0090398 | 0.0088178 | 0.0086176 | 0.0084437 | 0.0082786 | 0
F2_Industrial_Primary Metals_Existing_Space Heating_Natural Gas_Destratification Fans (HVLS)_A_Technical Potential | F2 | Industrial | Primary Metals | Existing | Space Heating | Natural Gas | Destratification Fans (HVLS) | A | Integrated Unit Summer Peak Savings (kW) | Technical Potential | 0 | 0 | 0 | 0 | 0 | 0 | 0 | 0 | 0 | 0 | 0 | 0 | 0 | 0 | 0 | 0 | 0 | 0 | 0 | 0 | 0 | 0 | 0
F3_Industrial_Primary Metals_Existing_Space Heating_Natural Gas_Destratification Fans (HVLS)_A_Technical Potential | F3 | Industrial | Primary Metals | Existing | Space Heating | Natural Gas | Destratification Fans (HVLS) | A | Integrated Unit Winter Peak Savings (kW) | Technical Potential | 0 | 0 | 0 | 0 | 0 | 0 | 0 | 0 | 0 | 0 | 0 | 0 | 0 | 0 | 0 | 0 | 0 | 0 | 0 | 0 | 0 | 0 | 0
F4_Industrial_Primary Metals_Existing_Space Heating_Natural Gas_Destratification Fans (HVLS)_A_Technical Potential | F4 | Industrial | Primary Metals | Existing | Space Heating | Natural Gas | Destratification Fans (HVLS) | A | Incremental Energy Savings (MWh or mTherms) | Technical Potential | 0 | 0 | 0.071166 | 0.068824 | 0.066208 | 0.0633 | 0.060134 | 0.056795 | 0.053402 | 0.050078 | 0.046931 | 0.044031 | 0.041413 | 0.039073 | 0.036998 | 0.035152 | 0.033501 | 0.03203 | 0.030705 | 0.02949 | 0.028397 | 0.027362 | 0
F5_Industrial_Primary Metals_Existing_Space Heating_Natural Gas_Destratification Fans (HVLS)_A_Technical Potential | F5 | Industrial | Primary Metals | Existing | Space Heating | Natural Gas | Destratification Fans (HVLS) | A | Incremental Summer Peak Savings (MW) | Technical Potential | 0 | 0 | 0 | 0 | 0 | 0 | 0 | 0 | 0 | 0 | 0 | 0 | 0 | 0 | 0 | 0 | 0 | 0 | 0 | 0 | 0 | 0 | 0
F6_Industrial_Primary Metals_Existing_Space Heating_Natural Gas_Destratification Fans (HVLS)_A_Technical Potential | F6 | Industrial | Primary Metals | Existing | Space Heating | Natural Gas | Destratification Fans (HVLS) | A | Incremental Winter Peak Savings (MW) | Technical Potential | 0 | 0 | 0 | 0 | 0 | 0 | 0 | 0 | 0 | 0 | 0 | 0 | 0 | 0 | 0 | 0 | 0 | 0 | 0 | 0 | 0 | 0 | 0
F7_Industrial_Primary Metals_Existing_Space Heating_Natural Gas_Destratification Fans (HVLS)_A_Technical Potential | F7 | Industrial | Primary Metals | Existing | Space Heating | Natural Gas | Destratification Fans (HVLS) | A | Cumulative Energy Savings (MWh or mTherms) | Technical Potential | 0 | 0 | 0.071166 | 0.13885 | 0.20213 | 0.25994 | 0.31141 | 0.35607 | 0.39407 | 0.42611 | 0.45326 | 0.47675 | 0.49768 | 0.51687 | 0.535 | 0.55238 | 0.56918 | 0.58576 | 0.60209 | 0.6179 | 0.63383 | 0.6488 | 0
F8_Industrial_Primary Metals_Existing_Space Heating_Natural Gas_Destratification Fans (HVLS)_A_Technical Potential | F8 | Industrial | Primary Metals | Existing | Space Heating | Natural Gas | Destratification Fans (HVLS) | A | Cumulative Summer Peak Savings (MW) | Technical Potential | 0 | 0 | 0 | 0 | 0 | 0 | 0 | 0 | 0 | 0 | 0 | 0 | 0 | 0 | 0 | 0 | 0 | 0 | 0 | 0 | 0 | 0 | 0
F9_Industrial_Primary Metals_Existing_Space Heating_Natural Gas_Destratification Fans (HVLS)_A_Technical Potential | F9 | Industrial | Primary Metals | Existing | Space Heating | Natural Gas | Destratification Fans (HVLS) | A | Cumulative Winter Peak Savings (MW) | Technical Potential | 0 | 0 | 0 | 0 | 0 | 0 | 0 | 0 | 0 | 0 | 0 | 0 | 0 | 0 | 0 | 0 | 0 | 0 | 0 | 0 | 0 | 0 | 0
F10_Industrial_Primary Metals_Existing_Space Heating_Natural Gas_Destratification Fans (HVLS)_A_Technical Potential | F10 | Industrial | Primary Metals | Existing | Space Heating | Natural Gas | Destratification Fans (HVLS) | A | Purchases (Incremental) | Technical Potential | 0 | 0 | 4599.3621 | 4520.0628 | 4442.1307 | 4365.5422 | 4290.2742 | 4216.304 | 4143.6091 | 4072.1676 | 4001.9578 | 3932.9585 | 3865.1489 | 3798.5084 | 3733.0169 | 3668.6545 | 3605.4018 | 3543.2397 | 3482.1494 | 3422.1123 | 3363.1104 | 3305.1257 | 0
F11_Industrial_Primary Metals_Existing_Space Heating_Natural Gas_Destratification Fans (HVLS)_A_Technical Potential | F11 | Industrial | Primary Metals | Existing | Space Heating | Natural Gas | Destratification Fans (HVLS) | A | Purchases (Cumulative) | Technical Potential | 0 | 0 | 4599.3621 | 9119.4249 | 13561.5556 | 17927.0978 | 22217.372 | 26433.676 | 30577.2851 | 34649.4527 | 38651.4104 | 42584.3689 | 46449.5178 | 50248.0262 | 53981.043 | 57649.6975 | 61255.0993 | 64798.3391 | 68280.4885 | 71702.6008 | 75065.7112 | 78370.8369 | 0
F1_Industrial_Primary Metals_Existing_Space Heating_Natural Gas_Gas Boiler - Insulate Steam Lines/Condensate Tank_A_Technical Potential | F1 | Industrial | Primary Metals | Existing | Space Heating | Natural Gas | Gas Boiler - Insulate Steam Lines/Condensate Tank | A | Integrated Unit Energy Savings (kWh or therms) | Technical Potential | 0 | 0 | 314.7839 | 312.6014 | 310.2607 | 307.7174 | 304.9244 | 301.8335 | 298.4067 | 294.6186 | 290.4823 | 286.0332 | 281.3447 | 276.4953 | 271.6451 | 266.887 | 262.3225 | 258.1624 | 254.4195 | 251.0707 | 248.0558 | 245.2893 | 0
F2_Industrial_Primary Metals_Existing_Space Heating_Natural Gas_Gas Boiler - Insulate Steam Lines/Condensate Tank_A_Technical Potential | F2 | Industrial | Primary Metals | Existing | Space Heating | Natural Gas | Gas Boiler - Insulate Steam Lines/Condensate Tank | A | Integrated Unit Summer Peak Savings (kW) | Technical Potential | 0 | 0 | 0 | 0 | 0 | 0 | 0 | 0 | 0 | 0 | 0 | 0 | 0 | 0 | 0 | 0 | 0 | 0 | 0 | 0 | 0 | 0 | 0
F3_Industrial_Primary Metals_Existing_Space Heating_Natural Gas_Gas Boiler - Insulate Steam Lines/Condensate Tank_A_Technical Potential | F3 | Industrial | Primary Metals | Existing | Space Heating | Natural Gas | Gas Boiler - Insulate Steam Lines/Condensate Tank | A | Integrated Unit Winter Peak Savings (kW) | Technical Potential | 0 | 0 | 0 | 0 | 0 | 0 | 0 | 0 | 0 | 0 | 0 | 0 | 0 | 0 | 0 | 0 | 0 | 0 | 0 | 0 | 0 | 0 | 0
F4_Industrial_Primary Metals_Existing_Space Heating_Natural Gas_Gas Boiler - Insulate Steam Lines/Condensate Tank_A_Technical Potential | F4 | Industrial | Primary Metals | Existing | Space Heating | Natural Gas | Gas Boiler - Insulate Steam Lines/Condensate Tank | A | Incremental Energy Savings (MWh or mTherms) | Technical Potential | 0 | 0 | 0.0057561 | 0.0056177 | 0.0054795 | 0.0053409 | 0.0052011 | 0.0050596 | 0.004916 | 0.0047699 | 0.0046218 | 0.0044726 | 0.0043234 | 0.0041756 | 0.0040317 | 0.0038927 | 0.0037602 | 0.0036368 | 0.0035222 | 0.0034159 | 0.0033167 | 0.0032232 | 0
F5_Industrial_Primary Metals_Existing_Space Heating_Natural Gas_Gas Boiler - Insulate Steam Lines/Condensate Tank_A_Technical Potential | F5 | Industrial | Primary Metals | Existing | Space Heating | Natural Gas | Gas Boiler - Insulate Steam Lines/Condensate Tank | A | Incremental Summer Peak Savings (MW) | Technical Potential | 0 | 0 | 0 | 0 | 0 | 0 | 0 | 0 | 0 | 0 | 0 | 0 | 0 | 0 | 0 | 0 | 0 | 0 | 0 | 0 | 0 | 0 | 0
F6_Industrial_Primary Metals_Existing_Space Heating_Natural Gas_Gas Boiler - Insulate Steam Lines/Condensate Tank_A_Technical Potential | F6 | Industrial | Primary Metals | Existing | Space Heating | Natural Gas | Gas Boiler - Insulate Steam Lines/Condensate Tank | A | Incremental Winter Peak Savings (MW) | Technical Potential | 0 | 0 | 0 | 0 | 0 | 0 | 0 | 0 | 0 | 0 | 0 | 0 | 0 | 0 | 0 | 0 | 0 | 0 | 0 | 0 | 0 | 0 | 0
F7_Industrial_Primary Metals_Existing_Space Heating_Natural Gas_Gas Boiler - Insulate Steam Lines/Condensate Tank_A_Technical Potential | F7 | Industrial | Primary Metals | Existing | Space Heating | Natural Gas | Gas Boiler - Insulate Steam Lines/Condensate Tank | A | Cumulative Energy Savings (MWh or mTherms) | Technical Potential | 0 | 0 | 0.0057561 | 0.011334 | 0.016729 | 0.021932 | 0.026934 | 0.031721 | 0.036277 | 0.040586 | 0.044638 | 0.048427 | 0.051957 | 0.055237 | 0.058299 | 0.061171 | 0.063885 | 0.066509 | 0.069067 | 0.071573 | 0.074031 | 0.076428 | 0
F8_Industrial_Primary Metals_Existing_Space Heating_Natural Gas_Gas Boiler - Insulate Steam Lines/Condensate Tank_A_Technical Potential | F8 | Industrial | Primary Metals | Existing | Space Heating | Natural Gas | Gas Boiler - Insulate Steam Lines/Condensate Tank | A | Cumulative Summer Peak Savings (MW) | Technical Potential | 0 | 0 | 0 | 0 | 0 | 0 | 0 | 0 | 0 | 0 | 0 | 0 | 0 | 0 | 0 | 0 | 0 | 0 | 0 | 0 | 0 | 0 | 0
F9_Industrial_Primary Metals_Existing_Space Heating_Natural Gas_Gas Boiler - Insulate Steam Lines/Condensate Tank_A_Technical Potential | F9 | Industrial | Primary Metals | Existing | Space Heating | Natural Gas | Gas Boiler - Insulate Steam Lines/Condensate Tank | A | Cumulative Winter Peak Savings (MW) | Technical Potential | 0 | 0 | 0 | 0 | 0 | 0 | 0 | 0 | 0 | 0 | 0 | 0 | 0 | 0 | 0 | 0 | 0 | 0 | 0 | 0 | 0 | 0 | 0
F10_Industrial_Primary Metals_Existing_Space Heating_Natural Gas_Gas Boiler - Insulate Steam Lines/Condensate Tank_A_Technical Potential | F10 | Industrial | Primary Metals | Existing | Space Heating | Natural Gas | Gas Boiler - Insulate Steam Lines/Condensate Tank | A | Purchases (Incremental) | Technical Potential | 0 | 0 | 0.018286 | 0.017971 | 0.017661 | 0.017356 | 0.017057 | 0.016763 | 0.016474 | 0.01619 | 0.015911 | 0.015637 | 0.015367 | 0.015102 | 0.014842 | 0.014586 | 0.014334 | 0.014087 | 0.013844 | 0.013606 | 0.013371 | 0.01314 | 0
F11_Industrial_Primary Metals_Existing_Space Heating_Natural Gas_Gas Boiler - Insulate Steam Lines/Condensate Tank_A_Technical Potential | F11 | Industrial | Primary Metals | Existing | Space Heating | Natural Gas | Gas Boiler - Insulate Steam Lines/Condensate Tank | A | Purchases (Cumulative) | Technical Potential | 0 | 0 | 0.018286 | 0.036257 | 0.053918 | 0.071274 | 0.088331 | 0.10509 | 0.12157 | 0.13776 | 0.15367 | 0.16931 | 0.18467 | 0.19977 | 0.21462 | 0.2292 | 0.24354 | 0.25762 | 0.27147 | 0.28507 | 0.29844 | 0.31158 | 0
F1_Industrial_Primary Metals_Existing_Process_Natural Gas_Gas Boiler - Insulate Steam Lines/Condensate Tank_A_Technical Potential | F1 | Industrial | Primary Metals | Existing | Process | Natural Gas | Gas Boiler - Insulate Steam Lines/Condensate Tank | A | Integrated Unit Energy Savings (kWh or therms) | Technical Potential | 0 | 0 | 302.8484 | 302.1079 | 301.3549 | 300.5878 | 299.8051 | 299.0384 | 298.3166 | 297.631 | 296.9761 | 296.3478 | 295.7425 | 295.157 | 294.5858 | 294.0236 | 293.4653 | 292.9072 | 292.3721 | 291.8286 | 291.2762 | 290.7147 | 0
F2_Industrial_Primary Metals_Existing_Process_Natural Gas_Gas Boiler - Insulate Steam Lines/Condensate Tank_A_Technical Potential | F2 | Industrial | Primary Metals | Existing | Process | Natural Gas | Gas Boiler - Insulate Steam Lines/Condensate Tank | A | Integrated Unit Summer Peak Savings (kW) | Technical Potential | 0 | 0 | 0 | 0 | 0 | 0 | 0 | 0 | 0 | 0 | 0 | 0 | 0 | 0 | 0 | 0 | 0 | 0 | 0 | 0 | 0 | 0 | 0
F3_Industrial_Primary Metals_Existing_Process_Natural Gas_Gas Boiler - Insulate Steam Lines/Condensate Tank_A_Technical Potential | F3 | Industrial | Primary Metals | Existing | Process | Natural Gas | Gas Boiler - Insulate Steam Lines/Condensate Tank | A | Integrated Unit Winter Peak Savings (kW) | Technical Potential | 0 | 0 | 0 | 0 | 0 | 0 | 0 | 0 | 0 | 0 | 0 | 0 | 0 | 0 | 0 | 0 | 0 | 0 | 0 | 0 | 0 | 0 | 0
F4_Industrial_Primary Metals_Existing_Process_Natural Gas_Gas Boiler - Insulate Steam Lines/Condensate Tank_A_Technical Potential | F4 | Industrial | Primary Metals | Existing | Process | Natural Gas | Gas Boiler - Insulate Steam Lines/Condensate Tank | A | Incremental Energy Savings (MWh or mTherms) | Technical Potential | 0 | 0 | 0.20058 | 0.19664 | 0.19277 | 0.18896 | 0.18522 | 0.18156 | 0.178 | 0.17453 | 0.17114 | 0.16783 | 0.1646 | 0.16145 | 0.15836 | 0.15533 | 0.15236 | 0.14945 | 0.1466 | 0.14381 | 0.14106 | 0.13836 | 0
F5_Industrial_Primary Metals_Existing_Process_Natural Gas_Gas Boiler - Insulate Steam Lines/Condensate Tank_A_Technical Potential | F5 | Industrial | Primary Metals | Existing | Process | Natural Gas | Gas Boiler - Insulate Steam Lines/Condensate Tank | A | Incremental Summer Peak Savings (MW) | Technical Potential | 0 | 0 | 0 | 0 | 0 | 0 | 0 | 0 | 0 | 0 | 0 | 0 | 0 | 0 | 0 | 0 | 0 | 0 | 0 | 0 | 0 | 0 | 0
F6_Industrial_Primary Metals_Existing_Process_Natural Gas_Gas Boiler - Insulate Steam Lines/Condensate Tank_A_Technical Potential | F6 | Industrial | Primary Metals | Existing | Process | Natural Gas | Gas Boiler - Insulate Steam Lines/Condensate Tank | A | Incremental Winter Peak Savings (MW) | Technical Potential | 0 | 0 | 0 | 0 | 0 | 0 | 0 | 0 | 0 | 0 | 0 | 0 | 0 | 0 | 0 | 0 | 0 | 0 | 0 | 0 | 0 | 0 | 0
F7_Industrial_Primary Metals_Existing_Process_Natural Gas_Gas Boiler - Insulate Steam Lines/Condensate Tank_A_Technical Potential | F7 | Industrial | Primary Metals | Existing | Process | Natural Gas | Gas Boiler - Insulate Steam Lines/Condensate Tank | A | Cumulative Energy Savings (MWh or mTherms) | Technical Potential | 0 | 0 | 0.20058 | 0.39673 | 0.5885 | 0.77596 | 0.95916 | 1.1383 | 1.3135 | 1.485 | 1.6529 | 1.8172 | 1.9781 | 2.1357 | 2.2899 | 2.4408 | 2.5886 | 2.7331 | 2.8747 | 3.0132 | 3.1485 | 3.2808 | 0
F8_Industrial_Primary Metals_Existing_Process_Natural Gas_Gas Boiler - Insulate Steam Lines/Condensate Tank_A_Technical Potential | F8 | Industrial | Primary Metals | Existing | Process | Natural Gas | Gas Boiler - Insulate Steam Lines/Condensate Tank | A | Cumulative Summer Peak Savings (MW) | Technical Potential | 0 | 0 | 0 | 0 | 0 | 0 | 0 | 0 | 0 | 0 | 0 | 0 | 0 | 0 | 0 | 0 | 0 | 0 | 0 | 0 | 0 | 0 | 0
F9_Industrial_Primary Metals_Existing_Process_Natural Gas_Gas Boiler - Insulate Steam Lines/Condensate Tank_A_Technical Potential | F9 | Industrial | Primary Metals | Existing | Process | Natural Gas | Gas Boiler - Insulate Steam Lines/Condensate Tank | A | Cumulative Winter Peak Savings (MW) | Technical Potential | 0 | 0 | 0 | 0 | 0 | 0 | 0 | 0 | 0 | 0 | 0 | 0 | 0 | 0 | 0 | 0 | 0 | 0 | 0 | 0 | 0 | 0 | 0
F10_Industrial_Primary Metals_Existing_Process_Natural Gas_Gas Boiler - Insulate Steam Lines/Condensate Tank_A_Technical Potential | F10 | Industrial | Primary Metals | Existing | Process | Natural Gas | Gas Boiler - Insulate Steam Lines/Condensate Tank | A | Purchases (Incremental) | Technical Potential | 0 | 0 | 0.6623 | 0.65089 | 0.63966 | 0.62863 | 0.6178 | 0.60714 | 0.59668 | 0.58639 | 0.57628 | 0.56634 | 0.55658 | 0.54698 | 0.53755 | 0.52828 | 0.51918 | 0.51022 | 0.50143 | 0.49278 | 0.48429 | 0.47594 | 0
F11_Industrial_Primary Metals_Existing_Process_Natural Gas_Gas Boiler - Insulate Steam Lines/Condensate Tank_A_Technical Potential | F11 | Industrial | Primary Metals | Existing | Process | Natural Gas | Gas Boiler - Insulate Steam Lines/Condensate Tank | A | Purchases (Cumulative) | Technical Potential | 0 | 0 | 0.6623 | 1.3132 | 1.9529 | 2.5815 | 3.1993 | 3.8064 | 4.4031 | 4.9895 | 5.5658 | 6.1321 | 6.6887 | 7.2357 | 7.7732 | 8.3015 | 8.8207 | 9.3309 | 9.8323 | 10.3251 | 10.8094 | 11.2853 | 0
F1_Industrial_Primary Metals_Existing_Space Heating_Natural Gas_Gas Boiler - Insulate Hot Water Lines_A_Technical Potential | F1 | Industrial | Primary Metals | Existing | Space Heating | Natural Gas | Gas Boiler - Insulate Hot Water Lines | A | Integrated Unit Energy Savings (kWh or therms) | Technical Potential | 0 | 0 | 355.9082 | 353.5994 | 351.196 | 348.6835 | 346.0484 | 343.2767 | 340.3614 | 337.2982 | 334.107 | 330.8062 | 327.4251 | 323.9674 | 320.5073 | 317.0329 | 313.5549 | 310.2722 | 307.1722 | 304.2331 | 301.4455 | 298.8051 | 0
F2_Industrial_Primary Metals_Existing_Space Heating_Natural Gas_Gas Boiler - Insulate Hot Water Lines_A_Technical Potential | F2 | Industrial | Primary Metals | Existing | Space Heating | Natural Gas | Gas Boiler - Insulate Hot Water Lines | A | Integrated Unit Summer Peak Savings (kW) | Technical Potential | 0 | 0 | 0 | 0 | 0 | 0 | 0 | 0 | 0 | 0 | 0 | 0 | 0 | 0 | 0 | 0 | 0 | 0 | 0 | 0 | 0 | 0 | 0
F3_Industrial_Primary Metals_Existing_Space Heating_Natural Gas_Gas Boiler - Insulate Hot Water Lines_A_Technical Potential | F3 | Industrial | Primary Metals | Existing | Space Heating | Natural Gas | Gas Boiler - Insulate Hot Water Lines | A | Integrated Unit Winter Peak Savings (kW) | Technical Potential | 0 | 0 | 0 | 0 | 0 | 0 | 0 | 0 | 0 | 0 | 0 | 0 | 0 | 0 | 0 | 0 | 0 | 0 | 0 | 0 | 0 | 0 | 0
F4_Industrial_Primary Metals_Existing_Space Heating_Natural Gas_Gas Boiler - Insulate Hot Water Lines_A_Technical Potential | F4 | Industrial | Primary Metals | Existing | Space Heating | Natural Gas | Gas Boiler - Insulate Hot Water Lines | A | Incremental Energy Savings (MWh or mTherms) | Technical Potential | 0 | 0 | 0.013016 | 0.012709 | 0.012405 | 0.012104 | 0.011805 | 0.011509 | 0.011214 | 0.010922 | 0.010632 | 0.010345 | 0.010063 | 0.0097851 | 0.0095137 | 0.0092483 | 0.0089891 | 0.0087417 | 0.0085051 | 0.0082785 | 0.0080612 | 0.0078528 | 0
F5_Industrial_Primary Metals_Existing_Space Heating_Natural Gas_Gas Boiler - Insulate Hot Water Lines_A_Technical Potential | F5 | Industrial | Primary Metals | Existing | Space Heating | Natural Gas | Gas Boiler - Insulate Hot Water Lines | A | Incremental Summer Peak Savings (MW) | Technical Potential | 0 | 0 | 0 | 0 | 0 | 0 | 0 | 0 | 0 | 0 | 0 | 0 | 0 | 0 | 0 | 0 | 0 | 0 | 0 | 0 | 0 | 0 | 0
F6_Industrial_Primary Metals_Existing_Space Heating_Natural Gas_Gas Boiler - Insulate Hot Water Lines_A_Technical Potential | F6 | Industrial | Primary Metals | Existing | Space Heating | Natural Gas | Gas Boiler - Insulate Hot Water Lines | A | Incremental Winter Peak Savings (MW) | Technical Potential | 0 | 0 | 0 | 0 | 0 | 0 | 0 | 0 | 0 | 0 | 0 | 0 | 0 | 0 | 0 | 0 | 0 | 0 | 0 | 0 | 0 | 0 | 0
F7_Industrial_Primary Metals_Existing_Space Heating_Natural Gas_Gas Boiler - Insulate Hot Water Lines_A_Technical Potential | F7 | Industrial | Primary Metals | Existing | Space Heating | Natural Gas | Gas Boiler - Insulate Hot Water Lines | A | Cumulative Energy Savings (MWh or mTherms) | Technical Potential | 0 | 0 | 0.013016 | 0.025641 | 0.037871 | 0.049704 | 0.061134 | 0.072153 | 0.082754 | 0.092931 | 0.10268 | 0.11201 | 0.12093 | 0.12944 | 0.13757 | 0.14533 | 0.15272 | 0.15987 | 0.16677 | 0.17346 | 0.17993 | 0.18621 | 0
F8_Industrial_Primary Metals_Existing_Space Heating_Natural Gas_Gas Boiler - Insulate Hot Water Lines_A_Technical Potential | F8 | Industrial | Primary Metals | Existing | Space Heating | Natural Gas | Gas Boiler - Insulate Hot Water Lines | A | Cumulative Summer Peak Savings (MW) | Technical Potential | 0 | 0 | 0 | 0 | 0 | 0 | 0 | 0 | 0 | 0 | 0 | 0 | 0 | 0 | 0 | 0 | 0 | 0 | 0 | 0 | 0 | 0 | 0
F9_Industrial_Primary Metals_Existing_Space Heating_Natural Gas_Gas Boiler - Insulate Hot Water Lines_A_Technical Potential | F9 | Industrial | Primary Metals | Existing | Space Heating | Natural Gas | Gas Boiler - Insulate Hot Water Lines | A | Cumulative Winter Peak Savings (MW) | Technical Potential | 0 | 0 | 0 | 0 | 0 | 0 | 0 | 0 | 0 | 0 | 0 | 0 | 0 | 0 | 0 | 0 | 0 | 0 | 0 | 0 | 0 | 0 | 0
F10_Industrial_Primary Metals_Existing_Space Heating_Natural Gas_Gas Boiler - Insulate Hot Water Lines_A_Technical Potential | F10 | Industrial | Primary Metals | Existing | Space Heating | Natural Gas | Gas Boiler - Insulate Hot Water Lines | A | Purchases (Incremental) | Technical Potential | 0 | 0 | 0.036572 | 0.035941 | 0.035322 | 0.034713 | 0.034114 | 0.033526 | 0.032948 | 0.03238 | 0.031822 | 0.031273 | 0.030734 | 0.030204 | 0.029683 | 0.029171 | 0.028668 | 0.028174 | 0.027688 | 0.027211 | 0.026742 | 0.026281 | 0
F11_Industrial_Primary Metals_Existing_Space Heating_Natural Gas_Gas Boiler - Insulate Hot Water Lines_A_Technical Potential | F11 | Industrial | Primary Metals | Existing | Space Heating | Natural Gas | Gas Boiler - Insulate Hot Water Lines | A | Purchases (Cumulative) | Technical Potential | 0 | 0 | 0.036572 | 0.072513 | 0.10784 | 0.14255 | 0.17666 | 0.21019 | 0.24314 | 0.27552 | 0.30734 | 0.33861 | 0.36935 | 0.39955 | 0.42923 | 0.4584 | 0.48707 | 0.51525 | 0.54293 | 0.57015 | 0.59689 | 0.62317 | 0
F1_Industrial_Primary Metals_Existing_Process_Natural Gas_Gas Boiler - Insulate Hot Water Lines_A_Technical Potential | F1 | Industrial | Primary Metals | Existing | Process | Natural Gas | Gas Boiler - Insulate Hot Water Lines | A | Integrated Unit Energy Savings (kWh or therms) | Technical Potential | 0 | 0 | 342.3766 | 341.603 | 340.8162 | 340.0142 | 339.1955 | 338.3957 | 337.6475 | 336.9413 | 336.2707 | 335.6312 | 335.0188 | 334.4298 | 333.858 | 333.2975 | 332.7426 | 332.1889 | 331.6626 | 331.1277 | 330.5839 | 330.0311 | 0
F2_Industrial_Primary Metals_Existing_Process_Natural Gas_Gas Boiler - Insulate Hot Water Lines_A_Technical Potential | F2 | Industrial | Primary Metals | Existing | Process | Natural Gas | Gas Boiler - Insulate Hot Water Lines | A | Integrated Unit Summer Peak Savings (kW) | Technical Potential | 0 | 0 | 0 | 0 | 0 | 0 | 0 | 0 | 0 | 0 | 0 | 0 | 0 | 0 | 0 | 0 | 0 | 0 | 0 | 0 | 0 | 0 | 0
F3_Industrial_Primary Metals_Existing_Process_Natural Gas_Gas Boiler - Insulate Hot Water Lines_A_Technical Potential | F3 | Industrial | Primary Metals | Existing | Process | Natural Gas | Gas Boiler - Insulate Hot Water Lines | A | Integrated Unit Winter Peak Savings (kW) | Technical Potential | 0 | 0 | 0 | 0 | 0 | 0 | 0 | 0 | 0 | 0 | 0 | 0 | 0 | 0 | 0 | 0 | 0 | 0 | 0 | 0 | 0 | 0 | 0
F4_Industrial_Primary Metals_Existing_Process_Natural Gas_Gas Boiler - Insulate Hot Water Lines_A_Technical Potential | F4 | Industrial | Primary Metals | Existing | Process | Natural Gas | Gas Boiler - Insulate Hot Water Lines | A | Incremental Energy Savings (MWh or mTherms) | Technical Potential | 0 | 0 | 0.45352 | 0.44469 | 0.43602 | 0.42749 | 0.41911 | 0.41091 | 0.40293 | 0.39516 | 0.38757 | 0.38016 | 0.37293 | 0.36585 | 0.35893 | 0.35215 | 0.3455 | 0.33898 | 0.33261 | 0.32635 | 0.32019 | 0.31415 | 0
F5_Industrial_Primary Metals_Existing_Process_Natural Gas_Gas Boiler - Insulate Hot Water Lines_A_Technical Potential | F5 | Industrial | Primary Metals | Existing | Process | Natural Gas | Gas Boiler - Insulate Hot Water Lines | A | Incremental Summer Peak Savings (MW) | Technical Potential | 0 | 0 | 0 | 0 | 0 | 0 | 0 | 0 | 0 | 0 | 0 | 0 | 0 | 0 | 0 | 0 | 0 | 0 | 0 | 0 | 0 | 0 | 0
F6_Industrial_Primary Metals_Existing_Process_Natural Gas_Gas Boiler - Insulate Hot Water Lines_A_Technical Potential | F6 | Industrial | Primary Metals | Existing | Process | Natural Gas | Gas Boiler - Insulate Hot Water Lines | A | Incremental Winter Peak Savings (MW) | Technical Potential | 0 | 0 | 0 | 0 | 0 | 0 | 0 | 0 | 0 | 0 | 0 | 0 | 0 | 0 | 0 | 0 | 0 | 0 | 0 | 0 | 0 | 0 | 0
F7_Industrial_Primary Metals_Existing_Process_Natural Gas_Gas Boiler - Insulate Hot Water Lines_A_Technical Potential | F7 | Industrial | Primary Metals | Existing | Process | Natural Gas | Gas Boiler - Insulate Hot Water Lines | A | Cumulative Energy Savings (MWh or mTherms) | Technical Potential | 0 | 0 | 0.45352 | 0.89718 | 1.3311 | 1.7555 | 2.1704 | 2.5762 | 2.9734 | 3.3623 | 3.7432 | 4.1163 | 4.4817 | 4.8397 | 5.1903 | 5.5337 | 5.87 | 6.1993 | 6.522 | 6.8379 | 7.1468 | 7.449 | 0
F8_Industrial_Primary Metals_Existing_Process_Natural Gas_Gas Boiler - Insulate Hot Water Lines_A_Technical Potential | F8 | Industrial | Primary Metals | Existing | Process | Natural Gas | Gas Boiler - Insulate Hot Water Lines | A | Cumulative Summer Peak Savings (MW) | Technical Potential | 0 | 0 | 0 | 0 | 0 | 0 | 0 | 0 | 0 | 0 | 0 | 0 | 0 | 0 | 0 | 0 | 0 | 0 | 0 | 0 | 0 | 0 | 0
F9_Industrial_Primary Metals_Existing_Process_Natural Gas_Gas Boiler - Insulate Hot Water Lines_A_Technical Potential | F9 | Industrial | Primary Metals | Existing | Process | Natural Gas | Gas Boiler - Insulate Hot Water Lines | A | Cumulative Winter Peak Savings (MW) | Technical Potential | 0 | 0 | 0 | 0 | 0 | 0 | 0 | 0 | 0 | 0 | 0 | 0 | 0 | 0 | 0 | 0 | 0 | 0 | 0 | 0 | 0 | 0 | 0
F10_Industrial_Primary Metals_Existing_Process_Natural Gas_Gas Boiler - Insulate Hot Water Lines_A_Technical Potential | F10 | Industrial | Primary Metals | Existing | Process | Natural Gas | Gas Boiler - Insulate Hot Water Lines | A | Purchases (Incremental) | Technical Potential | 0 | 0 | 1.3246 | 1.3018 | 1.2793 | 1.2573 | 1.2356 | 1.2143 | 1.1934 | 1.1728 | 1.1526 | 1.1327 | 1.1132 | 1.094 | 1.0751 | 1.0566 | 1.0384 | 1.0204 | 1.0029 | 0.98556 | 0.96857 | 0.95187 | 0
F11_Industrial_Primary Metals_Existing_Process_Natural Gas_Gas Boiler - Insulate Hot Water Lines_A_Technical Potential | F11 | Industrial | Primary Metals | Existing | Process | Natural Gas | Gas Boiler - Insulate Hot Water Lines | A | Purchases (Cumulative) | Technical Potential | 0 | 0 | 1.3246 | 2.6264 | 3.9057 | 5.163 | 6.3986 | 7.6129 | 8.8062 | 9.979 | 11.1315 | 12.2642 | 13.3774 | 14.4714 | 15.5465 | 16.603 | 17.6414 | 18.6618 | 19.6647 | 20.6502 | 21.6188 | 22.5707 | 0
F1_Industrial_Primary Metals_Existing_Process_Natural Gas_Process - Insulate Heated Process Fluids_A_Technical Potential | F1 | Industrial | Primary Metals | Existing | Process | Natural Gas | Process - Insulate Heated Process Fluids | A | Integrated Unit Energy Savings (kWh or therms) | Technical Potential | 0 | 0 | 1904.7708 | 1904.6803 | 1904.6153 | 1904.5628 | 1904.5152 | 1904.4724 | 1904.4341 | 1904.3997 | 1904.3688 | 1904.3409 | 1904.3157 | 1904.2934 | 1904.2734 | 1904.2551 | 1904.2382 | 1904.2214 | 1904.2054 | 1904.1898 | 1904.1744 | 1904.1594 | 0
F2_Industrial_Primary Metals_Existing_Process_Natural Gas_Process - Insulate Heated Process Fluids_A_Technical Potential | F2 | Industrial | Primary Metals | Existing | Process | Natural Gas | Process - Insulate Heated Process Fluids | A | Integrated Unit Summer Peak Savings (kW) | Technical Potential | 0 | 0 | 0 | 0 | 0 | 0 | 0 | 0 | 0 | 0 | 0 | 0 | 0 | 0 | 0 | 0 | 0 | 0 | 0 | 0 | 0 | 0 | 0
F3_Industrial_Primary Metals_Existing_Process_Natural Gas_Process - Insulate Heated Process Fluids_A_Technical Potential | F3 | Industrial | Primary Metals | Existing | Process | Natural Gas | Process - Insulate Heated Process Fluids | A | Integrated Unit Winter Peak Savings (kW) | Technical Potential | 0 | 0 | 0 | 0 | 0 | 0 | 0 | 0 | 0 | 0 | 0 | 0 | 0 | 0 | 0 | 0 | 0 | 0 | 0 | 0 | 0 | 0 | 0
F4_Industrial_Primary Metals_Existing_Process_Natural Gas_Process - Insulate Heated Process Fluids_A_Technical Potential | F4 | Industrial | Primary Metals | Existing | Process | Natural Gas | Process - Insulate Heated Process Fluids | A | Incremental Energy Savings (MWh or mTherms) | Technical Potential | 0 | 0 | 2.7596 | 2.7119 | 2.665 | 2.619 | 2.5738 | 2.2764 | 1.7897 | 1.4071 | 1.1062 | 0.86971 | 0.68376 | 0.53757 | 0.42264 | 0.33228 | 0.26124 | 0.20538 | 0.0013767 | 0.0004832 | 0.00016189 | 5.1879e-05 | 0
F5_Industrial_Primary Metals_Existing_Process_Natural Gas_Process - Insulate Heated Process Fluids_A_Technical Potential | F5 | Industrial | Primary Metals | Existing | Process | Natural Gas | Process - Insulate Heated Process Fluids | A | Incremental Summer Peak Savings (MW) | Technical Potential | 0 | 0 | 0 | 0 | 0 | 0 | 0 | 0 | 0 | 0 | 0 | 0 | 0 | 0 | 0 | 0 | 0 | 0 | 0 | 0 | 0 | 0 | 0
F6_Industrial_Primary Metals_Existing_Process_Natural Gas_Process - Insulate Heated Process Fluids_A_Technical Potential | F6 | Industrial | Primary Metals | Existing | Process | Natural Gas | Process - Insulate Heated Process Fluids | A | Incremental Winter Peak Savings (MW) | Technical Potential | 0 | 0 | 0 | 0 | 0 | 0 | 0 | 0 | 0 | 0 | 0 | 0 | 0 | 0 | 0 | 0 | 0 | 0 | 0 | 0 | 0 | 0 | 0
F7_Industrial_Primary Metals_Existing_Process_Natural Gas_Process - Insulate Heated Process Fluids_A_Technical Potential | F7 | Industrial | Primary Metals | Existing | Process | Natural Gas | Process - Insulate Heated Process Fluids | A | Cumulative Energy Savings (MWh or mTherms) | Technical Potential | 0 | 0 | 2.7596 | 5.4714 | 8.1362 | 10.755 | 13.3286 | 15.6047 | 17.3941 | 18.8009 | 19.9068 | 20.7762 | 21.4597 | 21.997 | 22.4194 | 22.7515 | 23.0125 | 23.2177 | 23.2189 | 23.2192 | 23.2191 | 23.219 | 0
F8_Industrial_Primary Metals_Existing_Process_Natural Gas_Process - Insulate Heated Process Fluids_A_Technical Potential | F8 | Industrial | Primary Metals | Existing | Process | Natural Gas | Process - Insulate Heated Process Fluids | A | Cumulative Summer Peak Savings (MW) | Technical Potential | 0 | 0 | 0 | 0 | 0 | 0 | 0 | 0 | 0 | 0 | 0 | 0 | 0 | 0 | 0 | 0 | 0 | 0 | 0 | 0 | 0 | 0 | 0
F9_Industrial_Primary Metals_Existing_Process_Natural Gas_Process - Insulate Heated Process Fluids_A_Technical Potential | F9 | Industrial | Primary Metals | Existing | Process | Natural Gas | Process - Insulate Heated Process Fluids | A | Cumulative Winter Peak Savings (MW) | Technical Potential | 0 | 0 | 0 | 0 | 0 | 0 | 0 | 0 | 0 | 0 | 0 | 0 | 0 | 0 | 0 | 0 | 0 | 0 | 0 | 0 | 0 | 0 | 0
F10_Industrial_Primary Metals_Existing_Process_Natural Gas_Process - Insulate Heated Process Fluids_A_Technical Potential | F10 | Industrial | Primary Metals | Existing | Process | Natural Gas | Process - Insulate Heated Process Fluids | A | Purchases (Incremental) | Technical Potential | 0 | 0 | 1.4488 | 1.4238 | 1.3993 | 1.3751 | 1.3514 | 1.1953 | 0.93976 | 0.73885 | 0.58089 | 0.4567 | 0.35906 | 0.28229 | 0.22194 | 0.17449 | 0.13719 | 0.10786 | 0.00072299 | 0.00025376 | 8.5017e-05 | 2.7245e-05 | 0
F11_Industrial_Primary Metals_Existing_Process_Natural Gas_Process - Insulate Heated Process Fluids_A_Technical Potential | F11 | Industrial | Primary Metals | Existing | Process | Natural Gas | Process - Insulate Heated Process Fluids | A | Purchases (Cumulative) | Technical Potential | 0 | 0 | 1.4488 | 2.8726 | 4.2719 | 5.647 | 6.9984 | 8.1937 | 9.1335 | 9.8723 | 10.4532 | 10.9099 | 11.269 | 11.5513 | 11.7732 | 11.9477 | 12.0849 | 12.1927 | 12.1935 | 12.1937 | 12.1938 | 12.1938 | 0
F1_Industrial_Primary Metals_Existing_Process_Natural Gas_Process Heat Recovery_A_Technical Potential | F1 | Industrial | Primary Metals | Existing | Process | Natural Gas | Process Heat Recovery | A | Integrated Unit Energy Savings (kWh or therms) | Technical Potential | 0 | 0 | 3.7684 | 3.7579 | 3.7472 | 3.7363 | 3.7252 | 3.7142 | 3.7039 | 3.694 | 3.6846 | 3.6757 | 3.667 | 3.6587 | 3.6507 | 3.6428 | 3.635 | 3.6273 | 3.62 | 3.6126 | 3.6051 | 3.5975 | 0
F2_Industrial_Primary Metals_Existing_Process_Natural Gas_Process Heat Recovery_A_Technical Potential | F2 | Industrial | Primary Metals | Existing | Process | Natural Gas | Process Heat Recovery | A | Integrated Unit Summer Peak Savings (kW) | Technical Potential | 0 | 0 | 0 | 0 | 0 | 0 | 0 | 0 | 0 | 0 | 0 | 0 | 0 | 0 | 0 | 0 | 0 | 0 | 0 | 0 | 0 | 0 | 0
F3_Industrial_Primary Metals_Existing_Process_Natural Gas_Process Heat Recovery_A_Technical Potential | F3 | Industrial | Primary Metals | Existing | Process | Natural Gas | Process Heat Recovery | A | Integrated Unit Winter Peak Savings (kW) | Technical Potential | 0 | 0 | 0 | 0 | 0 | 0 | 0 | 0 | 0 | 0 | 0 | 0 | 0 | 0 | 0 | 0 | 0 | 0 | 0 | 0 | 0 | 0 | 0
F4_Industrial_Primary Metals_Existing_Process_Natural Gas_Process Heat Recovery_A_Technical Potential | F4 | Industrial | Primary Metals | Existing | Process | Natural Gas | Process Heat Recovery | A | Incremental Energy Savings (MWh or mTherms) | Technical Potential | 0 | 0 | 0.19655 | 0.19262 | 0.18876 | 0.18497 | 0.18123 | 0.15983 | 0.12531 | 0.098256 | 0.077053 | 0.060432 | 0.0474 | 0.037182 | 0.029168 | 0.022883 | 0.017952 | 0.014084 | 9.422e-05 | 3.3002e-05 | 1.1034e-05 | 3.5285e-06 | 0
F5_Industrial_Primary Metals_Existing_Process_Natural Gas_Process Heat Recovery_A_Technical Potential | F5 | Industrial | Primary Metals | Existing | Process | Natural Gas | Process Heat Recovery | A | Incremental Summer Peak Savings (MW) | Technical Potential | 0 | 0 | 0 | 0 | 0 | 0 | 0 | 0 | 0 | 0 | 0 | 0 | 0 | 0 | 0 | 0 | 0 | 0 | 0 | 0 | 0 | 0 | 0
F6_Industrial_Primary Metals_Existing_Process_Natural Gas_Process Heat Recovery_A_Technical Potential | F6 | Industrial | Primary Metals | Existing | Process | Natural Gas | Process Heat Recovery | A | Incremental Winter Peak Savings (MW) | Technical Potential | 0 | 0 | 0 | 0 | 0 | 0 | 0 | 0 | 0 | 0 | 0 | 0 | 0 | 0 | 0 | 0 | 0 | 0 | 0 | 0 | 0 | 0 | 0
F7_Industrial_Primary Metals_Existing_Process_Natural Gas_Process Heat Recovery_A_Technical Potential | F7 | Industrial | Primary Metals | Existing | Process | Natural Gas | Process Heat Recovery | A | Cumulative Energy Savings (MWh or mTherms) | Technical Potential | 0 | 0 | 0.19655 | 0.38862 | 0.57628 | 0.75957 | 0.93853 | 1.0956 | 1.2178 | 1.3129 | 1.3866 | 1.4436 | 1.4876 | 1.5215 | 1.5473 | 1.5668 | 1.5814 | 1.5922 | 1.5891 | 1.5858 | 1.5826 | 1.5792 | 0
F8_Industrial_Primary Metals_Existing_Process_Natural Gas_Process Heat Recovery_A_Technical Potential | F8 | Industrial | Primary Metals | Existing | Process | Natural Gas | Process Heat Recovery | A | Cumulative Summer Peak Savings (MW) | Technical Potential | 0 | 0 | 0 | 0 | 0 | 0 | 0 | 0 | 0 | 0 | 0 | 0 | 0 | 0 | 0 | 0 | 0 | 0 | 0 | 0 | 0 | 0 | 0
F9_Industrial_Primary Metals_Existing_Process_Natural Gas_Process Heat Recovery_A_Technical Potential | F9 | Industrial | Primary Metals | Existing | Process | Natural Gas | Process Heat Recovery | A | Cumulative Winter Peak Savings (MW) | Technical Potential | 0 | 0 | 0 | 0 | 0 | 0 | 0 | 0 | 0 | 0 | 0 | 0 | 0 | 0 | 0 | 0 | 0 | 0 | 0 | 0 | 0 | 0 | 0
F10_Industrial_Primary Metals_Existing_Process_Natural Gas_Process Heat Recovery_A_Technical Potential | F10 | Industrial | Primary Metals | Existing | Process | Natural Gas | Process Heat Recovery | A | Purchases (Incremental) | Technical Potential | 0 | 0 | 52.1563 | 51.2571 | 50.3733 | 49.5048 | 48.6513 | 43.0312 | 33.8314 | 26.5985 | 20.9119 | 16.4411 | 12.9261 | 10.1626 | 7.9899 | 6.2817 | 4.9387 | 3.8829 | 0.026027 | 0.0091353 | 0.0030606 | 0.00098081 | 0
F11_Industrial_Primary Metals_Existing_Process_Natural Gas_Process Heat Recovery_A_Technical Potential | F11 | Industrial | Primary Metals | Existing | Process | Natural Gas | Process Heat Recovery | A | Purchases (Cumulative) | Technical Potential | 0 | 0 | 52.1563 | 103.4134 | 153.7867 | 203.2915 | 251.9427 | 294.974 | 328.8054 | 355.4039 | 376.3158 | 392.7569 | 405.6831 | 415.8457 | 423.8356 | 430.1173 | 435.056 | 438.9389 | 438.9649 | 438.974 | 438.9771 | 438.9781 | 0
F1_Industrial_Primary Metals_Existing_Space Heating_Natural Gas_Building Automation System_A_Technical Potential | F1 | Industrial | Primary Metals | Existing | Space Heating | Natural Gas | Building Automation System | A | Integrated Unit Energy Savings (kWh or therms) | Technical Potential | 0 | 0 | 0.015564 | 0.015463 | 0.015358 | 0.015246 | 0.01513 | 0.015007 | 0.014877 | 0.014742 | 0.014601 | 0.014456 | 0.014308 | 0.014156 | 0.014005 | 0.013853 | 0.0137 | 0.013556 | 0.013419 | 0.013289 | 0.013166 | 0.013048 | 0
F2_Industrial_Primary Metals_Existing_Space Heating_Natural Gas_Building Automation System_A_Technical Potential | F2 | Industrial | Primary Metals | Existing | Space Heating | Natural Gas | Building Automation System | A | Integrated Unit Summer Peak Savings (kW) | Technical Potential | 0 | 0 | 0 | 0 | 0 | 0 | 0 | 0 | 0 | 0 | 0 | 0 | 0 | 0 | 0 | 0 | 0 | 0 | 0 | 0 | 0 | 0 | 0
F3_Industrial_Primary Metals_Existing_Space Heating_Natural Gas_Building Automation System_A_Technical Potential | F3 | Industrial | Primary Metals | Existing | Space Heating | Natural Gas | Building Automation System | A | Integrated Unit Winter Peak Savings (kW) | Technical Potential | 0 | 0 | 0 | 0 | 0 | 0 | 0 | 0 | 0 | 0 | 0 | 0 | 0 | 0 | 0 | 0 | 0 | 0 | 0 | 0 | 0 | 0 | 0
F4_Industrial_Primary Metals_Existing_Space Heating_Natural Gas_Building Automation System_A_Technical Potential | F4 | Industrial | Primary Metals | Existing | Space Heating | Natural Gas | Building Automation System | A | Incremental Energy Savings (MWh or mTherms) | Technical Potential | 0 | 0 | 0.014686 | 0.028663 | 0.049673 | 0.078832 | 0.11669 | 0.16291 | 0.21591 | 0.27256 | 0.32814 | 0.3765 | 0.41087 | 0.42501 | 0.41493 | 0.38022 | 0.32492 | 0.26129 | 0.19439 | 0.13098 | 0.081472 | 0.051751 | 0
F5_Industrial_Primary Metals_Existing_Space Heating_Natural Gas_Building Automation System_A_Technical Potential | F5 | Industrial | Primary Metals | Existing | Space Heating | Natural Gas | Building Automation System | A | Incremental Summer Peak Savings (MW) | Technical Potential | 0 | 0 | 0 | 0 | 0 | 0 | 0 | 0 | 0 | 0 | 0 | 0 | 0 | 0 | 0 | 0 | 0 | 0 | 0 | 0 | 0 | 0 | 0
F6_Industrial_Primary Metals_Existing_Space Heating_Natural Gas_Building Automation System_A_Technical Potential | F6 | Industrial | Primary Metals | Existing | Space Heating | Natural Gas | Building Automation System | A | Incremental Winter Peak Savings (MW) | Technical Potential | 0 | 0 | 0 | 0 | 0 | 0 | 0 | 0 | 0 | 0 | 0 | 0 | 0 | 0 | 0 | 0 | 0 | 0 | 0 | 0 | 0 | 0 | 0
F7_Industrial_Primary Metals_Existing_Space Heating_Natural Gas_Building Automation System_A_Technical Potential | F7 | Industrial | Primary Metals | Existing | Space Heating | Natural Gas | Building Automation System | A | Cumulative Energy Savings (MWh or mTherms) | Technical Potential | 0 | 0 | 0.014686 | 0.043254 | 0.092631 | 0.17079 | 0.28618 | 0.44676 | 0.65882 | 0.92539 | 1.2447 | 1.6088 | 2.0032 | 2.407 | 2.7962 | 3.146 | 3.4363 | 3.6614 | 3.8189 | 3.9129 | 3.958 | 3.9744 | 0
F8_Industrial_Primary Metals_Existing_Space Heating_Natural Gas_Building Automation System_A_Technical Potential | F8 | Industrial | Primary Metals | Existing | Space Heating | Natural Gas | Building Automation System | A | Cumulative Summer Peak Savings (MW) | Technical Potential | 0 | 0 | 0 | 0 | 0 | 0 | 0 | 0 | 0 | 0 | 0 | 0 | 0 | 0 | 0 | 0 | 0 | 0 | 0 | 0 | 0 | 0 | 0
F9_Industrial_Primary Metals_Existing_Space Heating_Natural Gas_Building Automation System_A_Technical Potential | F9 | Industrial | Primary Metals | Existing | Space Heating | Natural Gas | Building Automation System | A | Cumulative Winter Peak Savings (MW) | Technical Potential | 0 | 0 | 0 | 0 | 0 | 0 | 0 | 0 | 0 | 0 | 0 | 0 | 0 | 0 | 0 | 0 | 0 | 0 | 0 | 0 | 0 | 0 | 0
F10_Industrial_Primary Metals_Existing_Space Heating_Natural Gas_Building Automation System_A_Technical Potential | F10 | Industrial | Primary Metals | Existing | Space Heating | Natural Gas | Building Automation System | A | Purchases (Incremental) | Technical Potential | 0 | 0 | 943.5673 | 1853.6096 | 3234.4235 | 5170.5222 | 7712.818 | 10855.9482 | 14512.4662 | 18489.0288 | 22473.4706 | 26044.637 | 28716.5903 | 30022.3377 | 29627.8895 | 27447.7431 | 23716.6239 | 19275.2241 | 14485.7414 | 9855.6835 | 6188.1231 | 3966.1509 | 0
F11_Industrial_Primary Metals_Existing_Space Heating_Natural Gas_Building Automation System_A_Technical Potential | F11 | Industrial | Primary Metals | Existing | Space Heating | Natural Gas | Building Automation System | A | Purchases (Cumulative) | Technical Potential | 0 | 0 | 943.5673 | 2797.1769 | 6031.6004 | 11202.1226 | 18914.9406 | 29770.8888 | 44283.355 | 62772.3838 | 85245.8544 | 111290.4914 | 140007.0817 | 170029.4194 | 199657.3088 | 227105.0519 | 250821.6758 | 270096.9 | 284582.6414 | 294438.3249 | 300626.448 | 304592.5989 | 0
F1_Industrial_Primary Metals_Existing_Space Heating_Natural Gas_Steam System Efficiency Improvements_A_Technical Potential | F1 | Industrial | Primary Metals | Existing | Space Heating | Natural Gas | Steam System Efficiency Improvements | A | Integrated Unit Energy Savings (kWh or therms) | Technical Potential | 0 | 0 | 0.13802 | 0.13563 | 0.13258 | 0.12877 | 0.12425 | 0.11916 | 0.11373 | 0.10821 | 0.10285 | 0.097815 | 0.093226 | 0.08911 | 0.085473 | 0.082269 | 0.079449 | 0.076995 | 0.074847 | 0.072925 | 0.071261 | 0.069695 | 0
F2_Industrial_Primary Metals_Existing_Space Heating_Natural Gas_Steam System Efficiency Improvements_A_Technical Potential | F2 | Industrial | Primary Metals | Existing | Space Heating | Natural Gas | Steam System Efficiency Improvements | A | Integrated Unit Summer Peak Savings (kW) | Technical Potential | 0 | 0 | 0 | 0 | 0 | 0 | 0 | 0 | 0 | 0 | 0 | 0 | 0 | 0 | 0 | 0 | 0 | 0 | 0 | 0 | 0 | 0 | 0
F3_Industrial_Primary Metals_Existing_Space Heating_Natural Gas_Steam System Efficiency Improvements_A_Technical Potential | F3 | Industrial | Primary Metals | Existing | Space Heating | Natural Gas | Steam System Efficiency Improvements | A | Integrated Unit Winter Peak Savings (kW) | Technical Potential | 0 | 0 | 0 | 0 | 0 | 0 | 0 | 0 | 0 | 0 | 0 | 0 | 0 | 0 | 0 | 0 | 0 | 0 | 0 | 0 | 0 | 0 | 0
F4_Industrial_Primary Metals_Existing_Space Heating_Natural Gas_Steam System Efficiency Improvements_A_Technical Potential | F4 | Industrial | Primary Metals | Existing | Space Heating | Natural Gas | Steam System Efficiency Improvements | A | Incremental Energy Savings (MWh or mTherms) | Technical Potential | 0 | 0 | 0.00092296 | 0.0017818 | 0.003039 | 0.0047187 | 0.0067919 | 0.009168 | 0.011697 | 0.014179 | 0.01638 | 0.018055 | 0.018973 | 0.01896 | 0.017947 | 0.016003 | 0.013354 | 0.010518 | 0.0076839 | 0.0050937 | 0.0031252 | 0.001959 | 0
F5_Industrial_Primary Metals_Existing_Space Heating_Natural Gas_Steam System Efficiency Improvements_A_Technical Potential | F5 | Industrial | Primary Metals | Existing | Space Heating | Natural Gas | Steam System Efficiency Improvements | A | Incremental Summer Peak Savings (MW) | Technical Potential | 0 | 0 | 0 | 0 | 0 | 0 | 0 | 0 | 0 | 0 | 0 | 0 | 0 | 0 | 0 | 0 | 0 | 0 | 0 | 0 | 0 | 0 | 0
F6_Industrial_Primary Metals_Existing_Space Heating_Natural Gas_Steam System Efficiency Improvements_A_Technical Potential | F6 | Industrial | Primary Metals | Existing | Space Heating | Natural Gas | Steam System Efficiency Improvements | A | Incremental Winter Peak Savings (MW) | Technical Potential | 0 | 0 | 0 | 0 | 0 | 0 | 0 | 0 | 0 | 0 | 0 | 0 | 0 | 0 | 0 | 0 | 0 | 0 | 0 | 0 | 0 | 0 | 0
F7_Industrial_Primary Metals_Existing_Space Heating_Natural Gas_Steam System Efficiency Improvements_A_Technical Potential | F7 | Industrial | Primary Metals | Existing | Space Heating | Natural Gas | Steam System Efficiency Improvements | A | Cumulative Energy Savings (MWh or mTherms) | Technical Potential | 0 | 0 | 0.00092296 | 0.0026888 | 0.0056672 | 0.010223 | 0.016656 | 0.025142 | 0.035692 | 0.048139 | 0.062134 | 0.07715 | 0.092503 | 0.10738 | 0.12094 | 0.13241 | 0.14123 | 0.14739 | 0.15096 | 0.15217 | 0.15183 | 0.15045 | 0
F8_Industrial_Primary Metals_Existing_Space Heating_Natural Gas_Steam System Efficiency Improvements_A_Technical Potential | F8 | Industrial | Primary Metals | Existing | Space Heating | Natural Gas | Steam System Efficiency Improvements | A | Cumulative Summer Peak Savings (MW) | Technical Potential | 0 | 0 | 0 | 0 | 0 | 0 | 0 | 0 | 0 | 0 | 0 | 0 | 0 | 0 | 0 | 0 | 0 | 0 | 0 | 0 | 0 | 0 | 0
F9_Industrial_Primary Metals_Existing_Space Heating_Natural Gas_Steam System Efficiency Improvements_A_Technical Potential | F9 | Industrial | Primary Metals | Existing | Space Heating | Natural Gas | Steam System Efficiency Improvements | A | Cumulative Winter Peak Savings (MW) | Technical Potential | 0 | 0 | 0 | 0 | 0 | 0 | 0 | 0 | 0 | 0 | 0 | 0 | 0 | 0 | 0 | 0 | 0 | 0 | 0 | 0 | 0 | 0 | 0
F10_Industrial_Primary Metals_Existing_Space Heating_Natural Gas_Steam System Efficiency Improvements_A_Technical Potential | F10 | Industrial | Primary Metals | Existing | Space Heating | Natural Gas | Steam System Efficiency Improvements | A | Purchases (Incremental) | Technical Potential | 0 | 0 | 6.6872 | 13.1368 | 22.9228 | 36.6441 | 54.6617 | 76.9374 | 102.8516 | 131.034 | 159.2722 | 184.5815 | 203.518 | 212.772 | 209.9765 | 194.5255 | 168.0826 | 136.6059 | 102.6622 | 69.8484 | 43.856 | 28.1086 | 0
F11_Industrial_Primary Metals_Existing_Space Heating_Natural Gas_Steam System Efficiency Improvements_A_Technical Potential | F11 | Industrial | Primary Metals | Existing | Space Heating | Natural Gas | Steam System Efficiency Improvements | A | Purchases (Cumulative) | Technical Potential | 0 | 0 | 6.6872 | 19.8239 | 42.7467 | 79.3908 | 134.0525 | 210.9899 | 313.8416 | 444.8756 | 604.1478 | 788.7293 | 992.2473 | 1205.0193 | 1414.9958 | 1609.5213 | 1777.6039 | 1914.2098 | 2016.872 | 2086.7204 | 2130.5764 | 2158.685 | 0
F1_Industrial_Primary Metals_Existing_Process_Natural Gas_Steam System Efficiency Improvements_A_Technical Potential | F1 | Industrial | Primary Metals | Existing | Process | Natural Gas | Steam System Efficiency Improvements | A | Integrated Unit Energy Savings (kWh or therms) | Technical Potential | 0 | 0 | 0.13366 | 0.13329 | 0.13291 | 0.13252 | 0.13212 | 0.13174 | 0.13137 | 0.13102 | 0.13069 | 0.13037 | 0.13006 | 0.12977 | 0.12948 | 0.1292 | 0.12893 | 0.12865 | 0.1284 | 0.12813 | 0.12787 | 0.1276 | 0
F2_Industrial_Primary Metals_Existing_Process_Natural Gas_Steam System Efficiency Improvements_A_Technical Potential | F2 | Industrial | Primary Metals | Existing | Process | Natural Gas | Steam System Efficiency Improvements | A | Integrated Unit Summer Peak Savings (kW) | Technical Potential | 0 | 0 | 0 | 0 | 0 | 0 | 0 | 0 | 0 | 0 | 0 | 0 | 0 | 0 | 0 | 0 | 0 | 0 | 0 | 0 | 0 | 0 | 0
F3_Industrial_Primary Metals_Existing_Process_Natural Gas_Steam System Efficiency Improvements_A_Technical Potential | F3 | Industrial | Primary Metals | Existing | Process | Natural Gas | Steam System Efficiency Improvements | A | Integrated Unit Winter Peak Savings (kW) | Technical Potential | 0 | 0 | 0 | 0 | 0 | 0 | 0 | 0 | 0 | 0 | 0 | 0 | 0 | 0 | 0 | 0 | 0 | 0 | 0 | 0 | 0 | 0 | 0
F4_Industrial_Primary Metals_Existing_Process_Natural Gas_Steam System Efficiency Improvements_A_Technical Potential | F4 | Industrial | Primary Metals | Existing | Process | Natural Gas | Steam System Efficiency Improvements | A | Incremental Energy Savings (MWh or mTherms) | Technical Potential | 0 | 0 | 2.7241e-05 | 5.3365e-05 | 9.2853e-05 | 0.000148 | 0.00022011 | 0.0003089 | 0.0004118 | 0.00052324 | 0.00063439 | 0.0007334 | 0.00080674 | 0.00084151 | 0.00082863 | 0.000766 | 0.00066047 | 0.00053564 | 0.00040174 | 0.00027277 | 0.00017091 | 0.00010931 | 0
F5_Industrial_Primary Metals_Existing_Process_Natural Gas_Steam System Efficiency Improvements_A_Technical Potential | F5 | Industrial | Primary Metals | Existing | Process | Natural Gas | Steam System Efficiency Improvements | A | Incremental Summer Peak Savings (MW) | Technical Potential | 0 | 0 | 0 | 0 | 0 | 0 | 0 | 0 | 0 | 0 | 0 | 0 | 0 | 0 | 0 | 0 | 0 | 0 | 0 | 0 | 0 | 0 | 0
F6_Industrial_Primary Metals_Existing_Process_Natural Gas_Steam System Efficiency Improvements_A_Technical Potential | F6 | Industrial | Primary Metals | Existing | Process | Natural Gas | Steam System Efficiency Improvements | A | Incremental Winter Peak Savings (MW) | Technical Potential | 0 | 0 | 0 | 0 | 0 | 0 | 0 | 0 | 0 | 0 | 0 | 0 | 0 | 0 | 0 | 0 | 0 | 0 | 0 | 0 | 0 | 0 | 0
F7_Industrial_Primary Metals_Existing_Process_Natural Gas_Steam System Efficiency Improvements_A_Technical Potential | F7 | Industrial | Primary Metals | Existing | Process | Natural Gas | Steam System Efficiency Improvements | A | Cumulative Energy Savings (MWh or mTherms) | Technical Potential | 0 | 0 | 2.7241e-05 | 8.0529e-05 | 0.00017315 | 0.00032065 | 0.00053981 | 0.00084712 | 0.0012566 | 0.0017765 | 0.0024063 | 0.0031339 | 0.0039332 | 0.0047658 | 0.005584 | 0.006338 | 0.0069849 | 0.0075058 | 0.0078924 | 0.008149 | 0.008303 | 0.0083948 | 0
F8_Industrial_Primary Metals_Existing_Process_Natural Gas_Steam System Efficiency Improvements_A_Technical Potential | F8 | Industrial | Primary Metals | Existing | Process | Natural Gas | Steam System Efficiency Improvements | A | Cumulative Summer Peak Savings (MW) | Technical Potential | 0 | 0 | 0 | 0 | 0 | 0 | 0 | 0 | 0 | 0 | 0 | 0 | 0 | 0 | 0 | 0 | 0 | 0 | 0 | 0 | 0 | 0 | 0
F9_Industrial_Primary Metals_Existing_Process_Natural Gas_Steam System Efficiency Improvements_A_Technical Potential | F9 | Industrial | Primary Metals | Existing | Process | Natural Gas | Steam System Efficiency Improvements | A | Cumulative Winter Peak Savings (MW) | Technical Potential | 0 | 0 | 0 | 0 | 0 | 0 | 0 | 0 | 0 | 0 | 0 | 0 | 0 | 0 | 0 | 0 | 0 | 0 | 0 | 0 | 0 | 0 | 0
F10_Industrial_Primary Metals_Existing_Process_Natural Gas_Steam System Efficiency Improvements_A_Technical Potential | F10 | Industrial | Primary Metals | Existing | Process | Natural Gas | Steam System Efficiency Improvements | A | Purchases (Incremental) | Technical Potential | 0 | 0 | 0.20381 | 0.40038 | 0.69863 | 1.1168 | 1.666 | 2.3449 | 3.1347 | 3.9936 | 4.8542 | 5.6256 | 6.2028 | 6.4848 | 6.3996 | 5.9287 | 5.1228 | 4.1634 | 3.1289 | 2.1288 | 1.3366 | 0.85668 | 0
F11_Industrial_Primary Metals_Existing_Process_Natural Gas_Steam System Efficiency Improvements_A_Technical Potential | F11 | Industrial | Primary Metals | Existing | Process | Natural Gas | Steam System Efficiency Improvements | A | Purchases (Cumulative) | Technical Potential | 0 | 0 | 0.20381 | 0.60419 | 1.3028 | 2.4196 | 4.0856 | 6.4305 | 9.5652 | 13.5588 | 18.413 | 24.0386 | 30.2414 | 36.7262 | 43.1258 | 49.0544 | 54.1772 | 58.3406 | 61.4695 | 63.5983 | 64.935 | 65.7917 | 0
F1_Industrial_Primary Metals_Existing_Space Heating_Natural Gas_Strategic Energy Management_A_Technical Potential | F1 | Industrial | Primary Metals | Existing | Space Heating | Natural Gas | Strategic Energy Management | A | Integrated Unit Energy Savings (kWh or therms) | Technical Potential | 0 | 0 | 16.432 | 16.3455 | 16.2544 | 16.1581 | 16.0563 | 15.9485 | 15.8345 | 15.7139 | 15.5875 | 15.4559 | 15.3203 | 15.1806 | 15.0401 | 14.8985 | 14.7563 | 14.6229 | 14.4977 | 14.3797 | 14.2685 | 14.1637 | 0
F2_Industrial_Primary Metals_Existing_Space Heating_Natural Gas_Strategic Energy Management_A_Technical Potential | F2 | Industrial | Primary Metals | Existing | Space Heating | Natural Gas | Strategic Energy Management | A | Integrated Unit Summer Peak Savings (kW) | Technical Potential | 0 | 0 | 0 | 0 | 0 | 0 | 0 | 0 | 0 | 0 | 0 | 0 | 0 | 0 | 0 | 0 | 0 | 0 | 0 | 0 | 0 | 0 | 0
F3_Industrial_Primary Metals_Existing_Space Heating_Natural Gas_Strategic Energy Management_A_Technical Potential | F3 | Industrial | Primary Metals | Existing | Space Heating | Natural Gas | Strategic Energy Management | A | Integrated Unit Winter Peak Savings (kW) | Technical Potential | 0 | 0 | 0 | 0 | 0 | 0 | 0 | 0 | 0 | 0 | 0 | 0 | 0 | 0 | 0 | 0 | 0 | 0 | 0 | 0 | 0 | 0 | 0
F4_Industrial_Primary Metals_Existing_Space Heating_Natural Gas_Strategic Energy Management_A_Technical Potential | F4 | Industrial | Primary Metals | Existing | Space Heating | Natural Gas | Strategic Energy Management | A | Incremental Energy Savings (MWh or mTherms) | Technical Potential | 0 | 0 | 0.092457 | 0.090384 | 0.088331 | 0.086294 | 0.084271 | 0.082263 | 0.080266 | 0.078282 | 0.076313 | 0.074364 | 0.072441 | 0.070543 | 0.068685 | 0.066865 | 0.065085 | 0.063385 | 0.061759 | 0.0602 | 0.058704 | 0.057268 | 0
F5_Industrial_Primary Metals_Existing_Space Heating_Natural Gas_Strategic Energy Management_A_Technical Potential | F5 | Industrial | Primary Metals | Existing | Space Heating | Natural Gas | Strategic Energy Management | A | Incremental Summer Peak Savings (MW) | Technical Potential | 0 | 0 | 0 | 0 | 0 | 0 | 0 | 0 | 0 | 0 | 0 | 0 | 0 | 0 | 0 | 0 | 0 | 0 | 0 | 0 | 0 | 0 | 0
F6_Industrial_Primary Metals_Existing_Space Heating_Natural Gas_Strategic Energy Management_A_Technical Potential | F6 | Industrial | Primary Metals | Existing | Space Heating | Natural Gas | Strategic Energy Management | A | Incremental Winter Peak Savings (MW) | Technical Potential | 0 | 0 | 0 | 0 | 0 | 0 | 0 | 0 | 0 | 0 | 0 | 0 | 0 | 0 | 0 | 0 | 0 | 0 | 0 | 0 | 0 | 0 | 0
F7_Industrial_Primary Metals_Existing_Space Heating_Natural Gas_Strategic Energy Management_A_Technical Potential | F7 | Industrial | Primary Metals | Existing | Space Heating | Natural Gas | Strategic Energy Management | A | Cumulative Energy Savings (MWh or mTherms) | Technical Potential | 0 | 0 | 0.092457 | 0.18235 | 0.26967 | 0.35437 | 0.4364 | 0.51574 | 0.59232 | 0.66609 | 0.73704 | 0.80519 | 0.87056 | 0.93316 | 0.99321 | 1.0507 | 1.1058 | 1.1592 | 1.211 | 1.2614 | 1.3103 | 1.3579 | 0
F8_Industrial_Primary Metals_Existing_Space Heating_Natural Gas_Strategic Energy Management_A_Technical Potential | F8 | Industrial | Primary Metals | Existing | Space Heating | Natural Gas | Strategic Energy Management | A | Cumulative Summer Peak Savings (MW) | Technical Potential | 0 | 0 | 0 | 0 | 0 | 0 | 0 | 0 | 0 | 0 | 0 | 0 | 0 | 0 | 0 | 0 | 0 | 0 | 0 | 0 | 0 | 0 | 0
F9_Industrial_Primary Metals_Existing_Space Heating_Natural Gas_Strategic Energy Management_A_Technical Potential | F9 | Industrial | Primary Metals | Existing | Space Heating | Natural Gas | Strategic Energy Management | A | Cumulative Winter Peak Savings (MW) | Technical Potential | 0 | 0 | 0 | 0 | 0 | 0 | 0 | 0 | 0 | 0 | 0 | 0 | 0 | 0 | 0 | 0 | 0 | 0 | 0 | 0 | 0 | 0 | 0
F10_Industrial_Primary Metals_Existing_Space Heating_Natural Gas_Strategic Energy Management_A_Technical Potential | F10 | Industrial | Primary Metals | Existing | Space Heating | Natural Gas | Strategic Energy Management | A | Purchases (Incremental) | Technical Potential | 0 | 0 | 5.6266 | 5.5296 | 5.4343 | 5.3406 | 5.2485 | 5.158 | 5.0691 | 4.9817 | 4.8958 | 4.8114 | 4.7284 | 4.6469 | 4.5668 | 4.488 | 4.4107 | 4.3346 | 4.2599 | 4.1864 | 4.1143 | 4.0433 | 0
F11_Industrial_Primary Metals_Existing_Space Heating_Natural Gas_Strategic Energy Management_A_Technical Potential | F11 | Industrial | Primary Metals | Existing | Space Heating | Natural Gas | Strategic Energy Management | A | Purchases (Cumulative) | Technical Potential | 0 | 0 | 5.6266 | 11.1562 | 16.5905 | 21.9311 | 27.1796 | 32.3376 | 37.4067 | 42.3884 | 47.2842 | 52.0956 | 56.824 | 61.4709 | 66.0377 | 70.5257 | 74.9364 | 79.271 | 83.5309 | 87.7173 | 91.8316 | 95.8749 | 0
F1_Industrial_Primary Metals_Existing_Process_Natural Gas_Strategic Energy Management_A_Technical Potential | F1 | Industrial | Primary Metals | Existing | Process | Natural Gas | Strategic Energy Management | A | Integrated Unit Energy Savings (kWh or therms) | Technical Potential | 0 | 0 | 100.6681 | 100.547 | 100.4253 | 100.3021 | 100.1771 | 100.0614 | 99.9641 | 99.8815 | 99.8105 | 99.7488 | 99.6945 | 99.646 | 99.602 | 99.5616 | 99.524 | 99.4884 | 99.463 | 99.4373 | 99.4111 | 99.3846 | 0
F2_Industrial_Primary Metals_Existing_Process_Natural Gas_Strategic Energy Management_A_Technical Potential | F2 | Industrial | Primary Metals | Existing | Process | Natural Gas | Strategic Energy Management | A | Integrated Unit Summer Peak Savings (kW) | Technical Potential | 0 | 0 | 0 | 0 | 0 | 0 | 0 | 0 | 0 | 0 | 0 | 0 | 0 | 0 | 0 | 0 | 0 | 0 | 0 | 0 | 0 | 0 | 0
F3_Industrial_Primary Metals_Existing_Process_Natural Gas_Strategic Energy Management_A_Technical Potential | F3 | Industrial | Primary Metals | Existing | Process | Natural Gas | Strategic Energy Management | A | Integrated Unit Winter Peak Savings (kW) | Technical Potential | 0 | 0 | 0 | 0 | 0 | 0 | 0 | 0 | 0 | 0 | 0 | 0 | 0 | 0 | 0 | 0 | 0 | 0 | 0 | 0 | 0 | 0 | 0
F4_Industrial_Primary Metals_Existing_Process_Natural Gas_Strategic Energy Management_A_Technical Potential | F4 | Industrial | Primary Metals | Existing | Process | Natural Gas | Strategic Energy Management | A | Incremental Energy Savings (MWh or mTherms) | Technical Potential | 0 | 0 | 2.4002 | 2.356 | 2.3126 | 2.2699 | 2.228 | 2.1871 | 2.1473 | 2.1085 | 2.0707 | 2.0337 | 1.9976 | 1.9622 | 1.9275 | 1.8935 | 1.8601 | 1.8274 | 1.7954 | 1.764 | 1.7332 | 1.7028 | 0
F5_Industrial_Primary Metals_Existing_Process_Natural Gas_Strategic Energy Management_A_Technical Potential | F5 | Industrial | Primary Metals | Existing | Process | Natural Gas | Strategic Energy Management | A | Incremental Summer Peak Savings (MW) | Technical Potential | 0 | 0 | 0 | 0 | 0 | 0 | 0 | 0 | 0 | 0 | 0 | 0 | 0 | 0 | 0 | 0 | 0 | 0 | 0 | 0 | 0 | 0 | 0
F6_Industrial_Primary Metals_Existing_Process_Natural Gas_Strategic Energy Management_A_Technical Potential | F6 | Industrial | Primary Metals | Existing | Process | Natural Gas | Strategic Energy Management | A | Incremental Winter Peak Savings (MW) | Technical Potential | 0 | 0 | 0 | 0 | 0 | 0 | 0 | 0 | 0 | 0 | 0 | 0 | 0 | 0 | 0 | 0 | 0 | 0 | 0 | 0 | 0 | 0 | 0
F7_Industrial_Primary Metals_Existing_Process_Natural Gas_Strategic Energy Management_A_Technical Potential | F7 | Industrial | Primary Metals | Existing | Process | Natural Gas | Strategic Energy Management | A | Cumulative Energy Savings (MWh or mTherms) | Technical Potential | 0 | 0 | 2.4002 | 4.7533 | 7.0602 | 9.3214 | 11.5378 | 13.7116 | 15.8455 | 17.9409 | 19.9988 | 22.0202 | 24.0057 | 25.9562 | 27.8723 | 29.7544 | 31.6033 | 33.4194 | 35.2064 | 36.9613 | 38.6847 | 40.3772 | 0
F8_Industrial_Primary Metals_Existing_Process_Natural Gas_Strategic Energy Management_A_Technical Potential | F8 | Industrial | Primary Metals | Existing | Process | Natural Gas | Strategic Energy Management | A | Cumulative Summer Peak Savings (MW) | Technical Potential | 0 | 0 | 0 | 0 | 0 | 0 | 0 | 0 | 0 | 0 | 0 | 0 | 0 | 0 | 0 | 0 | 0 | 0 | 0 | 0 | 0 | 0 | 0
F9_Industrial_Primary Metals_Existing_Process_Natural Gas_Strategic Energy Management_A_Technical Potential | F9 | Industrial | Primary Metals | Existing | Process | Natural Gas | Strategic Energy Management | A | Cumulative Winter Peak Savings (MW) | Technical Potential | 0 | 0 | 0 | 0 | 0 | 0 | 0 | 0 | 0 | 0 | 0 | 0 | 0 | 0 | 0 | 0 | 0 | 0 | 0 | 0 | 0 | 0 | 0
F10_Industrial_Primary Metals_Existing_Process_Natural Gas_Strategic Energy Management_A_Technical Potential | F10 | Industrial | Primary Metals | Existing | Process | Natural Gas | Strategic Energy Management | A | Purchases (Incremental) | Technical Potential | 0 | 0 | 23.843 | 23.4319 | 23.0279 | 22.6309 | 22.2407 | 21.8572 | 21.4804 | 21.11 | 20.746 | 20.3884 | 20.0368 | 19.6914 | 19.3519 | 19.0182 | 18.6903 | 18.3681 | 18.0514 | 17.7401 | 17.4343 | 17.1337 | 0
F11_Industrial_Primary Metals_Existing_Process_Natural Gas_Strategic Energy Management_A_Technical Potential | F11 | Industrial | Primary Metals | Existing | Process | Natural Gas | Strategic Energy Management | A | Purchases (Cumulative) | Technical Potential | 0 | 0 | 23.843 | 47.2749 | 70.3027 | 92.9336 | 115.1743 | 137.0315 | 158.5118 | 179.6218 | 200.3679 | 220.7562 | 240.793 | 260.4844 | 279.8363 | 298.8545 | 317.5448 | 335.9128 | 353.9642 | 371.7043 | 389.1386 | 406.2723 | 0
F1_Industrial_Primary Metals_Existing_Miscellaneous_Natural Gas_Strategic Energy Management_A_Technical Potential | F1 | Industrial | Primary Metals | Existing | Miscellaneous | Natural Gas | Strategic Energy Management | A | Integrated Unit Energy Savings (kWh or therms) | Technical Potential | 0 | 0 | 17.014 | 17.014 | 17.014 | 17.014 | 17.014 | 17.014 | 17.014 | 17.014 | 17.014 | 17.014 | 17.014 | 17.014 | 17.014 | 17.014 | 17.014 | 17.014 | 17.014 | 17.014 | 17.014 | 17.014 | 0
F2_Industrial_Primary Metals_Existing_Miscellaneous_Natural Gas_Strategic Energy Management_A_Technical Potential | F2 | Industrial | Primary Metals | Existing | Miscellaneous | Natural Gas | Strategic Energy Management | A | Integrated Unit Summer Peak Savings (kW) | Technical Potential | 0 | 0 | 0 | 0 | 0 | 0 | 0 | 0 | 0 | 0 | 0 | 0 | 0 | 0 | 0 | 0 | 0 | 0 | 0 | 0 | 0 | 0 | 0
F3_Industrial_Primary Metals_Existing_Miscellaneous_Natural Gas_Strategic Energy Management_A_Technical Potential | F3 | Industrial | Primary Metals | Existing | Miscellaneous | Natural Gas | Strategic Energy Management | A | Integrated Unit Winter Peak Savings (kW) | Technical Potential | 0 | 0 | 0 | 0 | 0 | 0 | 0 | 0 | 0 | 0 | 0 | 0 | 0 | 0 | 0 | 0 | 0 | 0 | 0 | 0 | 0 | 0 | 0
F4_Industrial_Primary Metals_Existing_Miscellaneous_Natural Gas_Strategic Energy Management_A_Technical Potential | F4 | Industrial | Primary Metals | Existing | Miscellaneous | Natural Gas | Strategic Energy Management | A | Incremental Energy Savings (MWh or mTherms) | Technical Potential | 0 | 0 | 0.10142 | 0.099668 | 0.097949 | 0.096261 | 0.094601 | 0.09297 | 0.091367 | 0.089792 | 0.088243 | 0.086722 | 0.085227 | 0.083757 | 0.082313 | 0.080894 | 0.079499 | 0.078129 | 0.076782 | 0.075458 | 0.074157 | 0.072878 | 0
F5_Industrial_Primary Metals_Existing_Miscellaneous_Natural Gas_Strategic Energy Management_A_Technical Potential | F5 | Industrial | Primary Metals | Existing | Miscellaneous | Natural Gas | Strategic Energy Management | A | Incremental Summer Peak Savings (MW) | Technical Potential | 0 | 0 | 0 | 0 | 0 | 0 | 0 | 0 | 0 | 0 | 0 | 0 | 0 | 0 | 0 | 0 | 0 | 0 | 0 | 0 | 0 | 0 | 0
F6_Industrial_Primary Metals_Existing_Miscellaneous_Natural Gas_Strategic Energy Management_A_Technical Potential | F6 | Industrial | Primary Metals | Existing | Miscellaneous | Natural Gas | Strategic Energy Management | A | Incremental Winter Peak Savings (MW) | Technical Potential | 0 | 0 | 0 | 0 | 0 | 0 | 0 | 0 | 0 | 0 | 0 | 0 | 0 | 0 | 0 | 0 | 0 | 0 | 0 | 0 | 0 | 0 | 0
F7_Industrial_Primary Metals_Existing_Miscellaneous_Natural Gas_Strategic Energy Management_A_Technical Potential | F7 | Industrial | Primary Metals | Existing | Miscellaneous | Natural Gas | Strategic Energy Management | A | Cumulative Energy Savings (MWh or mTherms) | Technical Potential | 0 | 0 | 0.10142 | 0.20108 | 0.29903 | 0.39529 | 0.48989 | 0.58286 | 0.67423 | 0.76402 | 0.85227 | 0.93899 | 1.0242 | 1.108 | 1.1903 | 1.2712 | 1.3507 | 1.4288 | 1.5056 | 1.581 | 1.6552 | 1.7281 | 0
F8_Industrial_Primary Metals_Existing_Miscellaneous_Natural Gas_Strategic Energy Management_A_Technical Potential | F8 | Industrial | Primary Metals | Existing | Miscellaneous | Natural Gas | Strategic Energy Management | A | Cumulative Summer Peak Savings (MW) | Technical Potential | 0 | 0 | 0 | 0 | 0 | 0 | 0 | 0 | 0 | 0 | 0 | 0 | 0 | 0 | 0 | 0 | 0 | 0 | 0 | 0 | 0 | 0 | 0
F9_Industrial_Primary Metals_Existing_Miscellaneous_Natural Gas_Strategic Energy Management_A_Technical Potential | F9 | Industrial | Primary Metals | Existing | Miscellaneous | Natural Gas | Strategic Energy Management | A | Cumulative Winter Peak Savings (MW) | Technical Potential | 0 | 0 | 0 | 0 | 0 | 0 | 0 | 0 | 0 | 0 | 0 | 0 | 0 | 0 | 0 | 0 | 0 | 0 | 0 | 0 | 0 | 0 | 0
F10_Industrial_Primary Metals_Existing_Miscellaneous_Natural Gas_Strategic Energy Management_A_Technical Potential | F10 | Industrial | Primary Metals | Existing | Miscellaneous | Natural Gas | Strategic Energy Management | A | Purchases (Incremental) | Technical Potential | 0 | 0 | 5.9607 | 5.858 | 5.757 | 5.6577 | 5.5602 | 5.4643 | 5.3701 | 5.2775 | 5.1865 | 5.0971 | 5.0092 | 4.9228 | 4.838 | 4.7546 | 4.6726 | 4.592 | 4.5128 | 4.435 | 4.3586 | 4.2834 | 0
F11_Industrial_Primary Metals_Existing_Miscellaneous_Natural Gas_Strategic Energy Management_A_Technical Potential | F11 | Industrial | Primary Metals | Existing | Miscellaneous | Natural Gas | Strategic Energy Management | A | Purchases (Cumulative) | Technical Potential | 0 | 0 | 5.9607 | 11.8187 | 17.5757 | 23.2334 | 28.7936 | 34.2579 | 39.628 | 44.9055 | 50.092 | 55.1891 | 60.1983 | 65.1211 | 69.9591 | 74.7136 | 79.3862 | 83.9782 | 88.4911 | 92.9261 | 97.2847 | 101.5681 | 0
F1_Industrial_Primary Metals_Existing_Space Heating_Natural Gas_Commissioning_A_Technical Potential | F1 | Industrial | Primary Metals | Existing | Space Heating | Natural Gas | Commissioning | A | Integrated Unit Energy Savings (kWh or therms) | Technical Potential | 0 | 0 | 21.6587 | 21.5599 | 21.4548 | 21.3429 | 21.2237 | 21.0966 | 20.9611 | 20.8169 | 20.665 | 20.5062 | 20.342 | 20.1723 | 20.0015 | 19.8292 | 19.656 | 19.4945 | 19.344 | 19.2031 | 19.0712 | 18.948 | 0
F2_Industrial_Primary Metals_Existing_Space Heating_Natural Gas_Commissioning_A_Technical Potential | F2 | Industrial | Primary Metals | Existing | Space Heating | Natural Gas | Commissioning | A | Integrated Unit Summer Peak Savings (kW) | Technical Potential | 0 | 0 | 0 | 0 | 0 | 0 | 0 | 0 | 0 | 0 | 0 | 0 | 0 | 0 | 0 | 0 | 0 | 0 | 0 | 0 | 0 | 0 | 0
F3_Industrial_Primary Metals_Existing_Space Heating_Natural Gas_Commissioning_A_Technical Potential | F3 | Industrial | Primary Metals | Existing | Space Heating | Natural Gas | Commissioning | A | Integrated Unit Winter Peak Savings (kW) | Technical Potential | 0 | 0 | 0 | 0 | 0 | 0 | 0 | 0 | 0 | 0 | 0 | 0 | 0 | 0 | 0 | 0 | 0 | 0 | 0 | 0 | 0 | 0 | 0
F4_Industrial_Primary Metals_Existing_Space Heating_Natural Gas_Commissioning_A_Technical Potential | F4 | Industrial | Primary Metals | Existing | Space Heating | Natural Gas | Commissioning | A | Incremental Energy Savings (MWh or mTherms) | Technical Potential | 0 | 0 | 0 | 0 | 0 | 0 | 0 | 0 | 0 | 0 | 0 | 0 | 0 | 0 | 0 | 0 | 0 | 0 | 0 | 0 | 0 | 0 | 0
F5_Industrial_Primary Metals_Existing_Space Heating_Natural Gas_Commissioning_A_Technical Potential | F5 | Industrial | Primary Metals | Existing | Space Heating | Natural Gas | Commissioning | A | Incremental Summer Peak Savings (MW) | Technical Potential | 0 | 0 | 0 | 0 | 0 | 0 | 0 | 0 | 0 | 0 | 0 | 0 | 0 | 0 | 0 | 0 | 0 | 0 | 0 | 0 | 0 | 0 | 0
F6_Industrial_Primary Metals_Existing_Space Heating_Natural Gas_Commissioning_A_Technical Potential | F6 | Industrial | Primary Metals | Existing | Space Heating | Natural Gas | Commissioning | A | Incremental Winter Peak Savings (MW) | Technical Potential | 0 | 0 | 0 | 0 | 0 | 0 | 0 | 0 | 0 | 0 | 0 | 0 | 0 | 0 | 0 | 0 | 0 | 0 | 0 | 0 | 0 | 0 | 0
F7_Industrial_Primary Metals_Existing_Space Heating_Natural Gas_Commissioning_A_Technical Potential | F7 | Industrial | Primary Metals | Existing | Space Heating | Natural Gas | Commissioning | A | Cumulative Energy Savings (MWh or mTherms) | Technical Potential | 0 | 0 | 0 | 0 | 0 | 0 | 0 | 0 | 0 | 0 | 0 | 0 | 0 | 0 | 0 | 0 | 0 | 0 | 0 | 0 | 0 | 0 | 0
F8_Industrial_Primary Metals_Existing_Space Heating_Natural Gas_Commissioning_A_Technical Potential | F8 | Industrial | Primary Metals | Existing | Space Heating | Natural Gas | Commissioning | A | Cumulative Summer Peak Savings (MW) | Technical Potential | 0 | 0 | 0 | 0 | 0 | 0 | 0 | 0 | 0 | 0 | 0 | 0 | 0 | 0 | 0 | 0 | 0 | 0 | 0 | 0 | 0 | 0 | 0
F9_Industrial_Primary Metals_Existing_Space Heating_Natural Gas_Commissioning_A_Technical Potential | F9 | Industrial | Primary Metals | Existing | Space Heating | Natural Gas | Commissioning | A | Cumulative Winter Peak Savings (MW) | Technical Potential | 0 | 0 | 0 | 0 | 0 | 0 | 0 | 0 | 0 | 0 | 0 | 0 | 0 | 0 | 0 | 0 | 0 | 0 | 0 | 0 | 0 | 0 | 0
F10_Industrial_Primary Metals_Existing_Space Heating_Natural Gas_Commissioning_A_Technical Potential | F10 | Industrial | Primary Metals | Existing | Space Heating | Natural Gas | Commissioning | A | Purchases (Incremental) | Technical Potential | 0 | 0 | 0 | 0 | 0 | 0 | 0 | 0 | 0 | 0 | 0 | 0 | 0 | 0 | 0 | 0 | 0 | 0 | 0 | 0 | 0 | 0 | 0
F11_Industrial_Primary Metals_Existing_Space Heating_Natural Gas_Commissioning_A_Technical Potential | F11 | Industrial | Primary Metals | Existing | Space Heating | Natural Gas | Commissioning | A | Purchases (Cumulative) | Technical Potential | 0 | 0 | 0 | 0 | 0 | 0 | 0 | 0 | 0 | 0 | 0 | 0 | 0 | 0 | 0 | 0 | 0 | 0 | 0 | 0 | 0 | 0 | 0
F1_Industrial_Primary Metals_Existing_Process_Natural Gas_Commissioning_A_Technical Potential | F1 | Industrial | Primary Metals | Existing | Process | Natural Gas | Commissioning | A | Integrated Unit Energy Savings (kWh or therms) | Technical Potential | 0 | 0 | 562.5435 | 562.5435 | 562.5435 | 562.5435 | 562.5435 | 562.5435 | 562.5435 | 562.5435 | 562.5435 | 562.5435 | 562.5435 | 562.5435 | 562.5435 | 562.5435 | 562.5435 | 562.5435 | 562.5435 | 562.5435 | 562.5435 | 562.5435 | 0
F2_Industrial_Primary Metals_Existing_Process_Natural Gas_Commissioning_A_Technical Potential | F2 | Industrial | Primary Metals | Existing | Process | Natural Gas | Commissioning | A | Integrated Unit Summer Peak Savings (kW) | Technical Potential | 0 | 0 | 0 | 0 | 0 | 0 | 0 | 0 | 0 | 0 | 0 | 0 | 0 | 0 | 0 | 0 | 0 | 0 | 0 | 0 | 0 | 0 | 0
F3_Industrial_Primary Metals_Existing_Process_Natural Gas_Commissioning_A_Technical Potential | F3 | Industrial | Primary Metals | Existing | Process | Natural Gas | Commissioning | A | Integrated Unit Winter Peak Savings (kW) | Technical Potential | 0 | 0 | 0 | 0 | 0 | 0 | 0 | 0 | 0 | 0 | 0 | 0 | 0 | 0 | 0 | 0 | 0 | 0 | 0 | 0 | 0 | 0 | 0
F4_Industrial_Primary Metals_Existing_Process_Natural Gas_Commissioning_A_Technical Potential | F4 | Industrial | Primary Metals | Existing | Process | Natural Gas | Commissioning | A | Incremental Energy Savings (MWh or mTherms) | Technical Potential | 0 | 0 | 0 | 0 | 0 | 0 | 0 | 0 | 0 | 0 | 0 | 0 | 0 | 0 | 0 | 0 | 0 | 0 | 0 | 0 | 0 | 0 | 0
F5_Industrial_Primary Metals_Existing_Process_Natural Gas_Commissioning_A_Technical Potential | F5 | Industrial | Primary Metals | Existing | Process | Natural Gas | Commissioning | A | Incremental Summer Peak Savings (MW) | Technical Potential | 0 | 0 | 0 | 0 | 0 | 0 | 0 | 0 | 0 | 0 | 0 | 0 | 0 | 0 | 0 | 0 | 0 | 0 | 0 | 0 | 0 | 0 | 0
F6_Industrial_Primary Metals_Existing_Process_Natural Gas_Commissioning_A_Technical Potential | F6 | Industrial | Primary Metals | Existing | Process | Natural Gas | Commissioning | A | Incremental Winter Peak Savings (MW) | Technical Potential | 0 | 0 | 0 | 0 | 0 | 0 | 0 | 0 | 0 | 0 | 0 | 0 | 0 | 0 | 0 | 0 | 0 | 0 | 0 | 0 | 0 | 0 | 0
F7_Industrial_Primary Metals_Existing_Process_Natural Gas_Commissioning_A_Technical Potential | F7 | Industrial | Primary Metals | Existing | Process | Natural Gas | Commissioning | A | Cumulative Energy Savings (MWh or mTherms) | Technical Potential | 0 | 0 | 0 | 0 | 0 | 0 | 0 | 0 | 0 | 0 | 0 | 0 | 0 | 0 | 0 | 0 | 0 | 0 | 0 | 0 | 0 | 0 | 0
F8_Industrial_Primary Metals_Existing_Process_Natural Gas_Commissioning_A_Technical Potential | F8 | Industrial | Primary Metals | Existing | Process | Natural Gas | Commissioning | A | Cumulative Summer Peak Savings (MW) | Technical Potential | 0 | 0 | 0 | 0 | 0 | 0 | 0 | 0 | 0 | 0 | 0 | 0 | 0 | 0 | 0 | 0 | 0 | 0 | 0 | 0 | 0 | 0 | 0
F9_Industrial_Primary Metals_Existing_Process_Natural Gas_Commissioning_A_Technical Potential | F9 | Industrial | Primary Metals | Existing | Process | Natural Gas | Commissioning | A | Cumulative Winter Peak Savings (MW) | Technical Potential | 0 | 0 | 0 | 0 | 0 | 0 | 0 | 0 | 0 | 0 | 0 | 0 | 0 | 0 | 0 | 0 | 0 | 0 | 0 | 0 | 0 | 0 | 0
F10_Industrial_Primary Metals_Existing_Process_Natural Gas_Commissioning_A_Technical Potential | F10 | Industrial | Primary Metals | Existing | Process | Natural Gas | Commissioning | A | Purchases (Incremental) | Technical Potential | 0 | 0 | 0 | 0 | 0 | 0 | 0 | 0 | 0 | 0 | 0 | 0 | 0 | 0 | 0 | 0 | 0 | 0 | 0 | 0 | 0 | 0 | 0
F11_Industrial_Primary Metals_Existing_Process_Natural Gas_Commissioning_A_Technical Potential | F11 | Industrial | Primary Metals | Existing | Process | Natural Gas | Commissioning | A | Purchases (Cumulative) | Technical Potential | 0 | 0 | 0 | 0 | 0 | 0 | 0 | 0 | 0 | 0 | 0 | 0 | 0 | 0 | 0 | 0 | 0 | 0 | 0 | 0 | 0 | 0 | 0
F1_Industrial_Primary Metals_Existing_Space Heating_Natural Gas_Retrocommissioning_A_Technical Potential | F1 | Industrial | Primary Metals | Existing | Space Heating | Natural Gas | Retrocommissioning | A | Integrated Unit Energy Savings (kWh or therms) | Technical Potential | 0 | 0 | 3.0081 | 2.9943 | 2.9796 | 2.964 | 2.9474 | 2.9297 | 2.9108 | 2.8908 | 2.8696 | 2.8476 | 2.8247 | 2.8011 | 2.7774 | 2.7534 | 2.7294 | 2.7069 | 2.686 | 2.6664 | 2.6481 | 2.631 | 0
F2_Industrial_Primary Metals_Existing_Space Heating_Natural Gas_Retrocommissioning_A_Technical Potential | F2 | Industrial | Primary Metals | Existing | Space Heating | Natural Gas | Retrocommissioning | A | Integrated Unit Summer Peak Savings (kW) | Technical Potential | 0 | 0 | 0 | 0 | 0 | 0 | 0 | 0 | 0 | 0 | 0 | 0 | 0 | 0 | 0 | 0 | 0 | 0 | 0 | 0 | 0 | 0 | 0
F3_Industrial_Primary Metals_Existing_Space Heating_Natural Gas_Retrocommissioning_A_Technical Potential | F3 | Industrial | Primary Metals | Existing | Space Heating | Natural Gas | Retrocommissioning | A | Integrated Unit Winter Peak Savings (kW) | Technical Potential | 0 | 0 | 0 | 0 | 0 | 0 | 0 | 0 | 0 | 0 | 0 | 0 | 0 | 0 | 0 | 0 | 0 | 0 | 0 | 0 | 0 | 0 | 0
F4_Industrial_Primary Metals_Existing_Space Heating_Natural Gas_Retrocommissioning_A_Technical Potential | F4 | Industrial | Primary Metals | Existing | Space Heating | Natural Gas | Retrocommissioning | A | Incremental Energy Savings (MWh or mTherms) | Technical Potential | 0 | 0 | 0.013946 | 0.013642 | 0.013342 | 0.013043 | 0.012746 | 0.012451 | 0.012158 | 0.011866 | 0.011576 | 0.011289 | 0.011005 | 0.010725 | 0.010451 | 0.010182 | 0.0099192 | 0.009668 | 0.0094279 | 0.0091978 | 0.0089771 | 0.0087653 | 0
F5_Industrial_Primary Metals_Existing_Space Heating_Natural Gas_Retrocommissioning_A_Technical Potential | F5 | Industrial | Primary Metals | Existing | Space Heating | Natural Gas | Retrocommissioning | A | Incremental Summer Peak Savings (MW) | Technical Potential | 0 | 0 | 0 | 0 | 0 | 0 | 0 | 0 | 0 | 0 | 0 | 0 | 0 | 0 | 0 | 0 | 0 | 0 | 0 | 0 | 0 | 0 | 0
F6_Industrial_Primary Metals_Existing_Space Heating_Natural Gas_Retrocommissioning_A_Technical Potential | F6 | Industrial | Primary Metals | Existing | Space Heating | Natural Gas | Retrocommissioning | A | Incremental Winter Peak Savings (MW) | Technical Potential | 0 | 0 | 0 | 0 | 0 | 0 | 0 | 0 | 0 | 0 | 0 | 0 | 0 | 0 | 0 | 0 | 0 | 0 | 0 | 0 | 0 | 0 | 0
F7_Industrial_Primary Metals_Existing_Space Heating_Natural Gas_Retrocommissioning_A_Technical Potential | F7 | Industrial | Primary Metals | Existing | Space Heating | Natural Gas | Retrocommissioning | A | Cumulative Energy Savings (MWh or mTherms) | Technical Potential | 0 | 0 | 0.013946 | 0.027524 | 0.040731 | 0.053561 | 0.066007 | 0.078061 | 0.089717 | 0.10096 | 0.1118 | 0.12223 | 0.13226 | 0.14188 | 0.15113 | 0.16 | 0.16852 | 0.17681 | 0.18487 | 0.19272 | 0.20037 | 0.20784 | 0
F8_Industrial_Primary Metals_Existing_Space Heating_Natural Gas_Retrocommissioning_A_Technical Potential | F8 | Industrial | Primary Metals | Existing | Space Heating | Natural Gas | Retrocommissioning | A | Cumulative Summer Peak Savings (MW) | Technical Potential | 0 | 0 | 0 | 0 | 0 | 0 | 0 | 0 | 0 | 0 | 0 | 0 | 0 | 0 | 0 | 0 | 0 | 0 | 0 | 0 | 0 | 0 | 0
F9_Industrial_Primary Metals_Existing_Space Heating_Natural Gas_Retrocommissioning_A_Technical Potential | F9 | Industrial | Primary Metals | Existing | Space Heating | Natural Gas | Retrocommissioning | A | Cumulative Winter Peak Savings (MW) | Technical Potential | 0 | 0 | 0 | 0 | 0 | 0 | 0 | 0 | 0 | 0 | 0 | 0 | 0 | 0 | 0 | 0 | 0 | 0 | 0 | 0 | 0 | 0 | 0
F10_Industrial_Primary Metals_Existing_Space Heating_Natural Gas_Retrocommissioning_A_Technical Potential | F10 | Industrial | Primary Metals | Existing | Space Heating | Natural Gas | Retrocommissioning | A | Purchases (Incremental) | Technical Potential | 0 | 0 | 4.6361 | 4.5562 | 4.4776 | 4.4004 | 4.3246 | 4.25 | 4.1767 | 4.1047 | 4.034 | 3.9644 | 3.896 | 3.8289 | 3.7629 | 3.698 | 3.6342 | 3.5716 | 3.51 | 3.4495 | 3.39 | 3.3315 | 0
F11_Industrial_Primary Metals_Existing_Space Heating_Natural Gas_Retrocommissioning_A_Technical Potential | F11 | Industrial | Primary Metals | Existing | Space Heating | Natural Gas | Retrocommissioning | A | Purchases (Cumulative) | Technical Potential | 0 | 0 | 4.6361 | 9.1923 | 13.67 | 18.0704 | 22.395 | 26.645 | 30.8217 | 34.9265 | 38.9604 | 42.9248 | 46.8209 | 50.6497 | 54.4126 | 58.1106 | 61.7448 | 65.3164 | 68.8264 | 72.2758 | 75.6658 | 78.9974 | 0
F1_Industrial_Primary Metals_Existing_Process_Natural Gas_Retrocommissioning_A_Technical Potential | F1 | Industrial | Primary Metals | Existing | Process | Natural Gas | Retrocommissioning | A | Integrated Unit Energy Savings (kWh or therms) | Technical Potential | 0 | 0 | 0 | 0 | 0 | 0 | 0 | 0 | 0 | 0 | 0 | 0 | 0 | 0 | 0 | 0 | 0 | 0 | 0 | 0 | 0 | 0 | 0
F2_Industrial_Primary Metals_Existing_Process_Natural Gas_Retrocommissioning_A_Technical Potential | F2 | Industrial | Primary Metals | Existing | Process | Natural Gas | Retrocommissioning | A | Integrated Unit Summer Peak Savings (kW) | Technical Potential | 0 | 0 | 0 | 0 | 0 | 0 | 0 | 0 | 0 | 0 | 0 | 0 | 0 | 0 | 0 | 0 | 0 | 0 | 0 | 0 | 0 | 0 | 0
F3_Industrial_Primary Metals_Existing_Process_Natural Gas_Retrocommissioning_A_Technical Potential | F3 | Industrial | Primary Metals | Existing | Process | Natural Gas | Retrocommissioning | A | Integrated Unit Winter Peak Savings (kW) | Technical Potential | 0 | 0 | 0 | 0 | 0 | 0 | 0 | 0 | 0 | 0 | 0 | 0 | 0 | 0 | 0 | 0 | 0 | 0 | 0 | 0 | 0 | 0 | 0
F4_Industrial_Primary Metals_Existing_Process_Natural Gas_Retrocommissioning_A_Technical Potential | F4 | Industrial | Primary Metals | Existing | Process | Natural Gas | Retrocommissioning | A | Incremental Energy Savings (MWh or mTherms) | Technical Potential | 0 | 0 | 0 | 0 | 0 | 0 | 0 | 0 | 0 | 0 | 0 | 0 | 0 | 0 | 0 | 0 | 0 | 0 | 0 | 0 | 0 | 0 | 0
F5_Industrial_Primary Metals_Existing_Process_Natural Gas_Retrocommissioning_A_Technical Potential | F5 | Industrial | Primary Metals | Existing | Process | Natural Gas | Retrocommissioning | A | Incremental Summer Peak Savings (MW) | Technical Potential | 0 | 0 | 0 | 0 | 0 | 0 | 0 | 0 | 0 | 0 | 0 | 0 | 0 | 0 | 0 | 0 | 0 | 0 | 0 | 0 | 0 | 0 | 0
F6_Industrial_Primary Metals_Existing_Process_Natural Gas_Retrocommissioning_A_Technical Potential | F6 | Industrial | Primary Metals | Existing | Process | Natural Gas | Retrocommissioning | A | Incremental Winter Peak Savings (MW) | Technical Potential | 0 | 0 | 0 | 0 | 0 | 0 | 0 | 0 | 0 | 0 | 0 | 0 | 0 | 0 | 0 | 0 | 0 | 0 | 0 | 0 | 0 | 0 | 0
F7_Industrial_Primary Metals_Existing_Process_Natural Gas_Retrocommissioning_A_Technical Potential | F7 | Industrial | Primary Metals | Existing | Process | Natural Gas | Retrocommissioning | A | Cumulative Energy Savings (MWh or mTherms) | Technical Potential | 0 | 0 | 0 | 0 | 0 | 0 | 0 | 0 | 0 | 0 | 0 | 0 | 0 | 0 | 0 | 0 | 0 | 0 | 0 | 0 | 0 | 0 | 0
F8_Industrial_Primary Metals_Existing_Process_Natural Gas_Retrocommissioning_A_Technical Potential | F8 | Industrial | Primary Metals | Existing | Process | Natural Gas | Retrocommissioning | A | Cumulative Summer Peak Savings (MW) | Technical Potential | 0 | 0 | 0 | 0 | 0 | 0 | 0 | 0 | 0 | 0 | 0 | 0 | 0 | 0 | 0 | 0 | 0 | 0 | 0 | 0 | 0 | 0 | 0
F9_Industrial_Primary Metals_Existing_Process_Natural Gas_Retrocommissioning_A_Technical Potential | F9 | Industrial | Primary Metals | Existing | Process | Natural Gas | Retrocommissioning | A | Cumulative Winter Peak Savings (MW) | Technical Potential | 0 | 0 | 0 | 0 | 0 | 0 | 0 | 0 | 0 | 0 | 0 | 0 | 0 | 0 | 0 | 0 | 0 | 0 | 0 | 0 | 0 | 0 | 0
F10_Industrial_Primary Metals_Existing_Process_Natural Gas_Retrocommissioning_A_Technical Potential | F10 | Industrial | Primary Metals | Existing | Process | Natural Gas | Retrocommissioning | A | Purchases (Incremental) | Technical Potential | 0 | 0 | 4.6361 | 4.5562 | 4.4776 | 4.4004 | 4.3246 | 4.25 | 4.1767 | 4.1047 | 4.034 | 3.9644 | 3.896 | 3.8289 | 3.7629 | 3.698 | 3.6342 | 3.5716 | 3.51 | 3.4495 | 3.39 | 3.3315 | 0
F11_Industrial_Primary Metals_Existing_Process_Natural Gas_Retrocommissioning_A_Technical Potential | F11 | Industrial | Primary Metals | Existing | Process | Natural Gas | Retrocommissioning | A | Purchases (Cumulative) | Technical Potential | 0 | 0 | 4.6361 | 9.1923 | 13.67 | 18.0704 | 22.395 | 26.645 | 30.8217 | 34.9265 | 38.9604 | 42.9248 | 46.8209 | 50.6497 | 54.4126 | 58.1106 | 61.7448 | 65.3164 | 68.8264 | 72.2758 | 75.6658 | 78.9974 | 0
F1_Industrial_Primary Metals_New_Space Heating_Natural Gas_Insulation - Roof/Ceiling_A_Technical Potential | F1 | Industrial | Primary Metals | New | Space Heating | Natural Gas | Insulation - Roof/Ceiling | A | Integrated Unit Energy Savings (kWh or therms) | Technical Potential | 0 | 0 | 0.078561 | 0.073867 | 0.071969 | 0.070813 | 0.070239 | 0.069714 | 0.069246 | 0.068788 | 0.068359 | 0.067916 | 0.067315 | 0.066786 | 0.066206 | 0.066125 | 0.066017 | 0.065885 | 0.065891 | 0.065858 | 0.065931 | 0.065949 | 0
F2_Industrial_Primary Metals_New_Space Heating_Natural Gas_Insulation - Roof/Ceiling_A_Technical Potential | F2 | Industrial | Primary Metals | New | Space Heating | Natural Gas | Insulation - Roof/Ceiling | A | Integrated Unit Summer Peak Savings (kW) | Technical Potential | 0 | 0 | 0 | 0 | 0 | 0 | 0 | 0 | 0 | 0 | 0 | 0 | 0 | 0 | 0 | 0 | 0 | 0 | 0 | 0 | 0 | 0 | 0
F3_Industrial_Primary Metals_New_Space Heating_Natural Gas_Insulation - Roof/Ceiling_A_Technical Potential | F3 | Industrial | Primary Metals | New | Space Heating | Natural Gas | Insulation - Roof/Ceiling | A | Integrated Unit Winter Peak Savings (kW) | Technical Potential | 0 | 0 | 0 | 0 | 0 | 0 | 0 | 0 | 0 | 0 | 0 | 0 | 0 | 0 | 0 | 0 | 0 | 0 | 0 | 0 | 0 | 0 | 0
F4_Industrial_Primary Metals_New_Space Heating_Natural Gas_Insulation - Roof/Ceiling_A_Technical Potential | F4 | Industrial | Primary Metals | New | Space Heating | Natural Gas | Insulation - Roof/Ceiling | A | Incremental Energy Savings (MWh or mTherms) | Technical Potential | 0 | 0 | 0 | 0 | 0 | 0 | 0 | 0 | 0 | 0 | 0 | 0 | 0 | 0 | 0 | 0 | 0 | 0 | 0 | 0 | 0 | 0 | 0
F5_Industrial_Primary Metals_New_Space Heating_Natural Gas_Insulation - Roof/Ceiling_A_Technical Potential | F5 | Industrial | Primary Metals | New | Space Heating | Natural Gas | Insulation - Roof/Ceiling | A | Incremental Summer Peak Savings (MW) | Technical Potential | 0 | 0 | 0 | 0 | 0 | 0 | 0 | 0 | 0 | 0 | 0 | 0 | 0 | 0 | 0 | 0 | 0 | 0 | 0 | 0 | 0 | 0 | 0
F6_Industrial_Primary Metals_New_Space Heating_Natural Gas_Insulation - Roof/Ceiling_A_Technical Potential | F6 | Industrial | Primary Metals | New | Space Heating | Natural Gas | Insulation - Roof/Ceiling | A | Incremental Winter Peak Savings (MW) | Technical Potential | 0 | 0 | 0 | 0 | 0 | 0 | 0 | 0 | 0 | 0 | 0 | 0 | 0 | 0 | 0 | 0 | 0 | 0 | 0 | 0 | 0 | 0 | 0
F7_Industrial_Primary Metals_New_Space Heating_Natural Gas_Insulation - Roof/Ceiling_A_Technical Potential | F7 | Industrial | Primary Metals | New | Space Heating | Natural Gas | Insulation - Roof/Ceiling | A | Cumulative Energy Savings (MWh or mTherms) | Technical Potential | 0 | 0 | 0 | 0 | 0 | 0 | 0 | 0 | 0 | 0 | 0 | 0 | 0 | 0 | 0 | 0 | 0 | 0 | 0 | 0 | 0 | 0 | 0
F8_Industrial_Primary Metals_New_Space Heating_Natural Gas_Insulation - Roof/Ceiling_A_Technical Potential | F8 | Industrial | Primary Metals | New | Space Heating | Natural Gas | Insulation - Roof/Ceiling | A | Cumulative Summer Peak Savings (MW) | Technical Potential | 0 | 0 | 0 | 0 | 0 | 0 | 0 | 0 | 0 | 0 | 0 | 0 | 0 | 0 | 0 | 0 | 0 | 0 | 0 | 0 | 0 | 0 | 0
F9_Industrial_Primary Metals_New_Space Heating_Natural Gas_Insulation - Roof/Ceiling_A_Technical Potential | F9 | Industrial | Primary Metals | New | Space Heating | Natural Gas | Insulation - Roof/Ceiling | A | Cumulative Winter Peak Savings (MW) | Technical Potential | 0 | 0 | 0 | 0 | 0 | 0 | 0 | 0 | 0 | 0 | 0 | 0 | 0 | 0 | 0 | 0 | 0 | 0 | 0 | 0 | 0 | 0 | 0
F10_Industrial_Primary Metals_New_Space Heating_Natural Gas_Insulation - Roof/Ceiling_A_Technical Potential | F10 | Industrial | Primary Metals | New | Space Heating | Natural Gas | Insulation - Roof/Ceiling | A | Purchases (Incremental) | Technical Potential | 0 | 0 | 0 | 0 | 0 | 0 | 0 | 0 | 0 | 0 | 0 | 0 | 0 | 0 | 0 | 0 | 0 | 0 | 0 | 0 | 0 | 0 | 0
F11_Industrial_Primary Metals_New_Space Heating_Natural Gas_Insulation - Roof/Ceiling_A_Technical Potential | F11 | Industrial | Primary Metals | New | Space Heating | Natural Gas | Insulation - Roof/Ceiling | A | Purchases (Cumulative) | Technical Potential | 0 | 0 | 0 | 0 | 0 | 0 | 0 | 0 | 0 | 0 | 0 | 0 | 0 | 0 | 0 | 0 | 0 | 0 | 0 | 0 | 0 | 0 | 0
F1_Industrial_Primary Metals_New_Space Heating_Natural Gas_Insulation - Wall Cavity_A_Technical Potential | F1 | Industrial | Primary Metals | New | Space Heating | Natural Gas | Insulation - Wall Cavity | A | Integrated Unit Energy Savings (kWh or therms) | Technical Potential | 0 | 0 | 0.017187 | 0.01616 | 0.015744 | 0.015492 | 0.015366 | 0.015251 | 0.015149 | 0.015048 | 0.014955 | 0.014858 | 0.014726 | 0.01461 | 0.014484 | 0.014466 | 0.014442 | 0.014413 | 0.014415 | 0.014408 | 0.014424 | 0.014428 | 0
F2_Industrial_Primary Metals_New_Space Heating_Natural Gas_Insulation - Wall Cavity_A_Technical Potential | F2 | Industrial | Primary Metals | New | Space Heating | Natural Gas | Insulation - Wall Cavity | A | Integrated Unit Summer Peak Savings (kW) | Technical Potential | 0 | 0 | 0 | 0 | 0 | 0 | 0 | 0 | 0 | 0 | 0 | 0 | 0 | 0 | 0 | 0 | 0 | 0 | 0 | 0 | 0 | 0 | 0
F3_Industrial_Primary Metals_New_Space Heating_Natural Gas_Insulation - Wall Cavity_A_Technical Potential | F3 | Industrial | Primary Metals | New | Space Heating | Natural Gas | Insulation - Wall Cavity | A | Integrated Unit Winter Peak Savings (kW) | Technical Potential | 0 | 0 | 0 | 0 | 0 | 0 | 0 | 0 | 0 | 0 | 0 | 0 | 0 | 0 | 0 | 0 | 0 | 0 | 0 | 0 | 0 | 0 | 0
F4_Industrial_Primary Metals_New_Space Heating_Natural Gas_Insulation - Wall Cavity_A_Technical Potential | F4 | Industrial | Primary Metals | New | Space Heating | Natural Gas | Insulation - Wall Cavity | A | Incremental Energy Savings (MWh or mTherms) | Technical Potential | 0 | 0 | 0 | 0 | 0 | 0 | 0 | 0 | 0 | 0 | 0 | 0 | 0 | 0 | 0 | 0 | 0 | 0 | 0 | 0 | 0 | 0 | 0
F5_Industrial_Primary Metals_New_Space Heating_Natural Gas_Insulation - Wall Cavity_A_Technical Potential | F5 | Industrial | Primary Metals | New | Space Heating | Natural Gas | Insulation - Wall Cavity | A | Incremental Summer Peak Savings (MW) | Technical Potential | 0 | 0 | 0 | 0 | 0 | 0 | 0 | 0 | 0 | 0 | 0 | 0 | 0 | 0 | 0 | 0 | 0 | 0 | 0 | 0 | 0 | 0 | 0
F6_Industrial_Primary Metals_New_Space Heating_Natural Gas_Insulation - Wall Cavity_A_Technical Potential | F6 | Industrial | Primary Metals | New | Space Heating | Natural Gas | Insulation - Wall Cavity | A | Incremental Winter Peak Savings (MW) | Technical Potential | 0 | 0 | 0 | 0 | 0 | 0 | 0 | 0 | 0 | 0 | 0 | 0 | 0 | 0 | 0 | 0 | 0 | 0 | 0 | 0 | 0 | 0 | 0
F7_Industrial_Primary Metals_New_Space Heating_Natural Gas_Insulation - Wall Cavity_A_Technical Potential | F7 | Industrial | Primary Metals | New | Space Heating | Natural Gas | Insulation - Wall Cavity | A | Cumulative Energy Savings (MWh or mTherms) | Technical Potential | 0 | 0 | 0 | 0 | 0 | 0 | 0 | 0 | 0 | 0 | 0 | 0 | 0 | 0 | 0 | 0 | 0 | 0 | 0 | 0 | 0 | 0 | 0
F8_Industrial_Primary Metals_New_Space Heating_Natural Gas_Insulation - Wall Cavity_A_Technical Potential | F8 | Industrial | Primary Metals | New | Space Heating | Natural Gas | Insulation - Wall Cavity | A | Cumulative Summer Peak Savings (MW) | Technical Potential | 0 | 0 | 0 | 0 | 0 | 0 | 0 | 0 | 0 | 0 | 0 | 0 | 0 | 0 | 0 | 0 | 0 | 0 | 0 | 0 | 0 | 0 | 0
F9_Industrial_Primary Metals_New_Space Heating_Natural Gas_Insulation - Wall Cavity_A_Technical Potential | F9 | Industrial | Primary Metals | New | Space Heating | Natural Gas | Insulation - Wall Cavity | A | Cumulative Winter Peak Savings (MW) | Technical Potential | 0 | 0 | 0 | 0 | 0 | 0 | 0 | 0 | 0 | 0 | 0 | 0 | 0 | 0 | 0 | 0 | 0 | 0 | 0 | 0 | 0 | 0 | 0
F10_Industrial_Primary Metals_New_Space Heating_Natural Gas_Insulation - Wall Cavity_A_Technical Potential | F10 | Industrial | Primary Metals | New | Space Heating | Natural Gas | Insulation - Wall Cavity | A | Purchases (Incremental) | Technical Potential | 0 | 0 | 0 | 0 | 0 | 0 | 0 | 0 | 0 | 0 | 0 | 0 | 0 | 0 | 0 | 0 | 0 | 0 | 0 | 0 | 0 | 0 | 0
F11_Industrial_Primary Metals_New_Space Heating_Natural Gas_Insulation - Wall Cavity_A_Technical Potential | F11 | Industrial | Primary Metals | New | Space Heating | Natural Gas | Insulation - Wall Cavity | A | Purchases (Cumulative) | Technical Potential | 0 | 0 | 0 | 0 | 0 | 0 | 0 | 0 | 0 | 0 | 0 | 0 | 0 | 0 | 0 | 0 | 0 | 0 | 0 | 0 | 0 | 0 | 0
F1_Industrial_Primary Metals_New_Space Heating_Natural Gas_Insulation - Ducting_A_Technical Potential | F1 | Industrial | Primary Metals | New | Space Heating | Natural Gas | Insulation - Ducting | A | Integrated Unit Energy Savings (kWh or therms) | Technical Potential | 0 | 0 | 0.0012643 | 0.0011873 | 0.0011555 | 0.0011358 | 0.0011249 | 0.0011152 | 0.0011065 | 0.0010982 | 0.0010901 | 0.0010819 | 0.0010714 | 0.0010623 | 0.0010522 | 0.0010504 | 0.0010483 | 0.0010462 | 0.0010461 | 0.0010456 | 0.0010468 | 0.0010471 | 0
F2_Industrial_Primary Metals_New_Space Heating_Natural Gas_Insulation - Ducting_A_Technical Potential | F2 | Industrial | Primary Metals | New | Space Heating | Natural Gas | Insulation - Ducting | A | Integrated Unit Summer Peak Savings (kW) | Technical Potential | 0 | 0 | 0 | 0 | 0 | 0 | 0 | 0 | 0 | 0 | 0 | 0 | 0 | 0 | 0 | 0 | 0 | 0 | 0 | 0 | 0 | 0 | 0
F3_Industrial_Primary Metals_New_Space Heating_Natural Gas_Insulation - Ducting_A_Technical Potential | F3 | Industrial | Primary Metals | New | Space Heating | Natural Gas | Insulation - Ducting | A | Integrated Unit Winter Peak Savings (kW) | Technical Potential | 0 | 0 | 0 | 0 | 0 | 0 | 0 | 0 | 0 | 0 | 0 | 0 | 0 | 0 | 0 | 0 | 0 | 0 | 0 | 0 | 0 | 0 | 0
F4_Industrial_Primary Metals_New_Space Heating_Natural Gas_Insulation - Ducting_A_Technical Potential | F4 | Industrial | Primary Metals | New | Space Heating | Natural Gas | Insulation - Ducting | A | Incremental Energy Savings (MWh or mTherms) | Technical Potential | 0 | 0 | 0 | 0 | 0 | 0 | 0 | 0 | 0 | 0 | 0 | 0 | 0 | 0 | 0 | 0 | 0 | 0 | 0 | 0 | 0 | 0 | 0
F5_Industrial_Primary Metals_New_Space Heating_Natural Gas_Insulation - Ducting_A_Technical Potential | F5 | Industrial | Primary Metals | New | Space Heating | Natural Gas | Insulation - Ducting | A | Incremental Summer Peak Savings (MW) | Technical Potential | 0 | 0 | 0 | 0 | 0 | 0 | 0 | 0 | 0 | 0 | 0 | 0 | 0 | 0 | 0 | 0 | 0 | 0 | 0 | 0 | 0 | 0 | 0
F6_Industrial_Primary Metals_New_Space Heating_Natural Gas_Insulation - Ducting_A_Technical Potential | F6 | Industrial | Primary Metals | New | Space Heating | Natural Gas | Insulation - Ducting | A | Incremental Winter Peak Savings (MW) | Technical Potential | 0 | 0 | 0 | 0 | 0 | 0 | 0 | 0 | 0 | 0 | 0 | 0 | 0 | 0 | 0 | 0 | 0 | 0 | 0 | 0 | 0 | 0 | 0
F7_Industrial_Primary Metals_New_Space Heating_Natural Gas_Insulation - Ducting_A_Technical Potential | F7 | Industrial | Primary Metals | New | Space Heating | Natural Gas | Insulation - Ducting | A | Cumulative Energy Savings (MWh or mTherms) | Technical Potential | 0 | 0 | 0 | 0 | 0 | 0 | 0 | 0 | 0 | 0 | 0 | 0 | 0 | 0 | 0 | 0 | 0 | 0 | 0 | 0 | 0 | 0 | 0
F8_Industrial_Primary Metals_New_Space Heating_Natural Gas_Insulation - Ducting_A_Technical Potential | F8 | Industrial | Primary Metals | New | Space Heating | Natural Gas | Insulation - Ducting | A | Cumulative Summer Peak Savings (MW) | Technical Potential | 0 | 0 | 0 | 0 | 0 | 0 | 0 | 0 | 0 | 0 | 0 | 0 | 0 | 0 | 0 | 0 | 0 | 0 | 0 | 0 | 0 | 0 | 0
F9_Industrial_Primary Metals_New_Space Heating_Natural Gas_Insulation - Ducting_A_Technical Potential | F9 | Industrial | Primary Metals | New | Space Heating | Natural Gas | Insulation - Ducting | A | Cumulative Winter Peak Savings (MW) | Technical Potential | 0 | 0 | 0 | 0 | 0 | 0 | 0 | 0 | 0 | 0 | 0 | 0 | 0 | 0 | 0 | 0 | 0 | 0 | 0 | 0 | 0 | 0 | 0
F10_Industrial_Primary Metals_New_Space Heating_Natural Gas_Insulation - Ducting_A_Technical Potential | F10 | Industrial | Primary Metals | New | Space Heating | Natural Gas | Insulation - Ducting | A | Purchases (Incremental) | Technical Potential | 0 | 0 | 0 | 0 | 0 | 0 | 0 | 0 | 0 | 0 | 0 | 0 | 0 | 0 | 0 | 0 | 0 | 0 | 0 | 0 | 0 | 0 | 0
F11_Industrial_Primary Metals_New_Space Heating_Natural Gas_Insulation - Ducting_A_Technical Potential | F11 | Industrial | Primary Metals | New | Space Heating | Natural Gas | Insulation - Ducting | A | Purchases (Cumulative) | Technical Potential | 0 | 0 | 0 | 0 | 0 | 0 | 0 | 0 | 0 | 0 | 0 | 0 | 0 | 0 | 0 | 0 | 0 | 0 | 0 | 0 | 0 | 0 | 0
F1_Industrial_Primary Metals_New_Space Heating_Natural Gas_HVAC - Duct Repair and Sealing_A_Technical Potential | F1 | Industrial | Primary Metals | New | Space Heating | Natural Gas | HVAC - Duct Repair and Sealing | A | Integrated Unit Energy Savings (kWh or therms) | Technical Potential | 0 | 0 | 0.0035786 | 0.0033622 | 0.0032735 | 0.0032188 | 0.0031898 | 0.003164 | 0.0031411 | 0.0031191 | 0.0030981 | 0.0030768 | 0.0030483 | 0.0030236 | 0.0029963 | 0.0029919 | 0.0029863 | 0.0029803 | 0.0029803 | 0.0029789 | 0.0029823 | 0.0029833 | 0
F2_Industrial_Primary Metals_New_Space Heating_Natural Gas_HVAC - Duct Repair and Sealing_A_Technical Potential | F2 | Industrial | Primary Metals | New | Space Heating | Natural Gas | HVAC - Duct Repair and Sealing | A | Integrated Unit Summer Peak Savings (kW) | Technical Potential | 0 | 0 | 0 | 0 | 0 | 0 | 0 | 0 | 0 | 0 | 0 | 0 | 0 | 0 | 0 | 0 | 0 | 0 | 0 | 0 | 0 | 0 | 0
F3_Industrial_Primary Metals_New_Space Heating_Natural Gas_HVAC - Duct Repair and Sealing_A_Technical Potential | F3 | Industrial | Primary Metals | New | Space Heating | Natural Gas | HVAC - Duct Repair and Sealing | A | Integrated Unit Winter Peak Savings (kW) | Technical Potential | 0 | 0 | 0 | 0 | 0 | 0 | 0 | 0 | 0 | 0 | 0 | 0 | 0 | 0 | 0 | 0 | 0 | 0 | 0 | 0 | 0 | 0 | 0
F4_Industrial_Primary Metals_New_Space Heating_Natural Gas_HVAC - Duct Repair and Sealing_A_Technical Potential | F4 | Industrial | Primary Metals | New | Space Heating | Natural Gas | HVAC - Duct Repair and Sealing | A | Incremental Energy Savings (MWh or mTherms) | Technical Potential | 0 | 0 | 0 | 0 | 0 | 0 | 0 | 0 | 0 | 0 | 0 | 0 | 0 | 0 | 0 | 0 | 0 | 0 | 0 | 0 | 0 | 0 | 0
F5_Industrial_Primary Metals_New_Space Heating_Natural Gas_HVAC - Duct Repair and Sealing_A_Technical Potential | F5 | Industrial | Primary Metals | New | Space Heating | Natural Gas | HVAC - Duct Repair and Sealing | A | Incremental Summer Peak Savings (MW) | Technical Potential | 0 | 0 | 0 | 0 | 0 | 0 | 0 | 0 | 0 | 0 | 0 | 0 | 0 | 0 | 0 | 0 | 0 | 0 | 0 | 0 | 0 | 0 | 0
F6_Industrial_Primary Metals_New_Space Heating_Natural Gas_HVAC - Duct Repair and Sealing_A_Technical Potential | F6 | Industrial | Primary Metals | New | Space Heating | Natural Gas | HVAC - Duct Repair and Sealing | A | Incremental Winter Peak Savings (MW) | Technical Potential | 0 | 0 | 0 | 0 | 0 | 0 | 0 | 0 | 0 | 0 | 0 | 0 | 0 | 0 | 0 | 0 | 0 | 0 | 0 | 0 | 0 | 0 | 0
F7_Industrial_Primary Metals_New_Space Heating_Natural Gas_HVAC - Duct Repair and Sealing_A_Technical Potential | F7 | Industrial | Primary Metals | New | Space Heating | Natural Gas | HVAC - Duct Repair and Sealing | A | Cumulative Energy Savings (MWh or mTherms) | Technical Potential | 0 | 0 | 0 | 0 | 0 | 0 | 0 | 0 | 0 | 0 | 0 | 0 | 0 | 0 | 0 | 0 | 0 | 0 | 0 | 0 | 0 | 0 | 0
F8_Industrial_Primary Metals_New_Space Heating_Natural Gas_HVAC - Duct Repair and Sealing_A_Technical Potential | F8 | Industrial | Primary Metals | New | Space Heating | Natural Gas | HVAC - Duct Repair and Sealing | A | Cumulative Summer Peak Savings (MW) | Technical Potential | 0 | 0 | 0 | 0 | 0 | 0 | 0 | 0 | 0 | 0 | 0 | 0 | 0 | 0 | 0 | 0 | 0 | 0 | 0 | 0 | 0 | 0 | 0
F9_Industrial_Primary Metals_New_Space Heating_Natural Gas_HVAC - Duct Repair and Sealing_A_Technical Potential | F9 | Industrial | Primary Metals | New | Space Heating | Natural Gas | HVAC - Duct Repair and Sealing | A | Cumulative Winter Peak Savings (MW) | Technical Potential | 0 | 0 | 0 | 0 | 0 | 0 | 0 | 0 | 0 | 0 | 0 | 0 | 0 | 0 | 0 | 0 | 0 | 0 | 0 | 0 | 0 | 0 | 0
F10_Industrial_Primary Metals_New_Space Heating_Natural Gas_HVAC - Duct Repair and Sealing_A_Technical Potential | F10 | Industrial | Primary Metals | New | Space Heating | Natural Gas | HVAC - Duct Repair and Sealing | A | Purchases (Incremental) | Technical Potential | 0 | 0 | 0 | 0 | 0 | 0 | 0 | 0 | 0 | 0 | 0 | 0 | 0 | 0 | 0 | 0 | 0 | 0 | 0 | 0 | 0 | 0 | 0
F11_Industrial_Primary Metals_New_Space Heating_Natural Gas_HVAC - Duct Repair and Sealing_A_Technical Potential | F11 | Industrial | Primary Metals | New | Space Heating | Natural Gas | HVAC - Duct Repair and Sealing | A | Purchases (Cumulative) | Technical Potential | 0 | 0 | 0 | 0 | 0 | 0 | 0 | 0 | 0 | 0 | 0 | 0 | 0 | 0 | 0 | 0 | 0 | 0 | 0 | 0 | 0 | 0 | 0
F1_Industrial_Primary Metals_New_Space Heating_Natural Gas_Windows - High Efficiency_A_Technical Potential | F1 | Industrial | Primary Metals | New | Space Heating | Natural Gas | Windows - High Efficiency | A | Integrated Unit Energy Savings (kWh or therms) | Technical Potential | 0 | 0 | 0.0073393 | 0.0068954 | 0.0067134 | 0.0066014 | 0.0065419 | 0.006489 | 0.006442 | 0.0063968 | 0.0063537 | 0.00631 | 0.0062517 | 0.006201 | 0.0061449 | 0.0061359 | 0.0061246 | 0.0061122 | 0.0061121 | 0.0061093 | 0.0061164 | 0.0061183 | 0
F2_Industrial_Primary Metals_New_Space Heating_Natural Gas_Windows - High Efficiency_A_Technical Potential | F2 | Industrial | Primary Metals | New | Space Heating | Natural Gas | Windows - High Efficiency | A | Integrated Unit Summer Peak Savings (kW) | Technical Potential | 0 | 0 | 0 | 0 | 0 | 0 | 0 | 0 | 0 | 0 | 0 | 0 | 0 | 0 | 0 | 0 | 0 | 0 | 0 | 0 | 0 | 0 | 0
F3_Industrial_Primary Metals_New_Space Heating_Natural Gas_Windows - High Efficiency_A_Technical Potential | F3 | Industrial | Primary Metals | New | Space Heating | Natural Gas | Windows - High Efficiency | A | Integrated Unit Winter Peak Savings (kW) | Technical Potential | 0 | 0 | 0 | 0 | 0 | 0 | 0 | 0 | 0 | 0 | 0 | 0 | 0 | 0 | 0 | 0 | 0 | 0 | 0 | 0 | 0 | 0 | 0
F4_Industrial_Primary Metals_New_Space Heating_Natural Gas_Windows - High Efficiency_A_Technical Potential | F4 | Industrial | Primary Metals | New | Space Heating | Natural Gas | Windows - High Efficiency | A | Incremental Energy Savings (MWh or mTherms) | Technical Potential | 0 | 0 | 0 | 0 | 0 | 0 | 0 | 0 | 0 | 0 | 0 | 0 | 0 | 0 | 0 | 0 | 0 | 0 | 0 | 0 | 0 | 0 | 0
F5_Industrial_Primary Metals_New_Space Heating_Natural Gas_Windows - High Efficiency_A_Technical Potential | F5 | Industrial | Primary Metals | New | Space Heating | Natural Gas | Windows - High Efficiency | A | Incremental Summer Peak Savings (MW) | Technical Potential | 0 | 0 | 0 | 0 | 0 | 0 | 0 | 0 | 0 | 0 | 0 | 0 | 0 | 0 | 0 | 0 | 0 | 0 | 0 | 0 | 0 | 0 | 0
F6_Industrial_Primary Metals_New_Space Heating_Natural Gas_Windows - High Efficiency_A_Technical Potential | F6 | Industrial | Primary Metals | New | Space Heating | Natural Gas | Windows - High Efficiency | A | Incremental Winter Peak Savings (MW) | Technical Potential | 0 | 0 | 0 | 0 | 0 | 0 | 0 | 0 | 0 | 0 | 0 | 0 | 0 | 0 | 0 | 0 | 0 | 0 | 0 | 0 | 0 | 0 | 0
F7_Industrial_Primary Metals_New_Space Heating_Natural Gas_Windows - High Efficiency_A_Technical Potential | F7 | Industrial | Primary Metals | New | Space Heating | Natural Gas | Windows - High Efficiency | A | Cumulative Energy Savings (MWh or mTherms) | Technical Potential | 0 | 0 | 0 | 0 | 0 | 0 | 0 | 0 | 0 | 0 | 0 | 0 | 0 | 0 | 0 | 0 | 0 | 0 | 0 | 0 | 0 | 0 | 0
F8_Industrial_Primary Metals_New_Space Heating_Natural Gas_Windows - High Efficiency_A_Technical Potential | F8 | Industrial | Primary Metals | New | Space Heating | Natural Gas | Windows - High Efficiency | A | Cumulative Summer Peak Savings (MW) | Technical Potential | 0 | 0 | 0 | 0 | 0 | 0 | 0 | 0 | 0 | 0 | 0 | 0 | 0 | 0 | 0 | 0 | 0 | 0 | 0 | 0 | 0 | 0 | 0
F9_Industrial_Primary Metals_New_Space Heating_Natural Gas_Windows - High Efficiency_A_Technical Potential | F9 | Industrial | Primary Metals | New | Space Heating | Natural Gas | Windows - High Efficiency | A | Cumulative Winter Peak Savings (MW) | Technical Potential | 0 | 0 | 0 | 0 | 0 | 0 | 0 | 0 | 0 | 0 | 0 | 0 | 0 | 0 | 0 | 0 | 0 | 0 | 0 | 0 | 0 | 0 | 0
F10_Industrial_Primary Metals_New_Space Heating_Natural Gas_Windows - High Efficiency_A_Technical Potential | F10 | Industrial | Primary Metals | New | Space Heating | Natural Gas | Windows - High Efficiency | A | Purchases (Incremental) | Technical Potential | 0 | 0 | 0 | 0 | 0 | 0 | 0 | 0 | 0 | 0 | 0 | 0 | 0 | 0 | 0 | 0 | 0 | 0 | 0 | 0 | 0 | 0 | 0
F11_Industrial_Primary Metals_New_Space Heating_Natural Gas_Windows - High Efficiency_A_Technical Potential | F11 | Industrial | Primary Metals | New | Space Heating | Natural Gas | Windows - High Efficiency | A | Purchases (Cumulative) | Technical Potential | 0 | 0 | 0 | 0 | 0 | 0 | 0 | 0 | 0 | 0 | 0 | 0 | 0 | 0 | 0 | 0 | 0 | 0 | 0 | 0 | 0 | 0 | 0
F1_Industrial_Primary Metals_New_Space Heating_Natural Gas_Gas Boiler - Maintenance_A_Technical Potential | F1 | Industrial | Primary Metals | New | Space Heating | Natural Gas | Gas Boiler - Maintenance | A | Integrated Unit Energy Savings (kWh or therms) | Technical Potential | 0 | 0 | 27.7715 | 26.1452 | 25.5089 | 25.1382 | 24.9938 | 24.8678 | 24.7725 | 24.6888 | 24.638 | 24.5887 | 24.4895 | 24.4098 | 24.3252 | 24.3998 | 24.4443 | 24.4428 | 24.4889 | 24.4815 | 24.4931 | 24.4702 | 0
F2_Industrial_Primary Metals_New_Space Heating_Natural Gas_Gas Boiler - Maintenance_A_Technical Potential | F2 | Industrial | Primary Metals | New | Space Heating | Natural Gas | Gas Boiler - Maintenance | A | Integrated Unit Summer Peak Savings (kW) | Technical Potential | 0 | 0 | 0 | 0 | 0 | 0 | 0 | 0 | 0 | 0 | 0 | 0 | 0 | 0 | 0 | 0 | 0 | 0 | 0 | 0 | 0 | 0 | 0
F3_Industrial_Primary Metals_New_Space Heating_Natural Gas_Gas Boiler - Maintenance_A_Technical Potential | F3 | Industrial | Primary Metals | New | Space Heating | Natural Gas | Gas Boiler - Maintenance | A | Integrated Unit Winter Peak Savings (kW) | Technical Potential | 0 | 0 | 0 | 0 | 0 | 0 | 0 | 0 | 0 | 0 | 0 | 0 | 0 | 0 | 0 | 0 | 0 | 0 | 0 | 0 | 0 | 0 | 0
F4_Industrial_Primary Metals_New_Space Heating_Natural Gas_Gas Boiler - Maintenance_A_Technical Potential | F4 | Industrial | Primary Metals | New | Space Heating | Natural Gas | Gas Boiler - Maintenance | A | Incremental Energy Savings (MWh or mTherms) | Technical Potential | 0 | 0 | 0.00012427 | 0.00014312 | 0.00013784 | 0.00014121 | 0.00014159 | 0.00014047 | 0.00013915 | 0.00013986 | 0.00013918 | 0.00024815 | 0.00027278 | 0.00026978 | 0.00049098 | 0.00054357 | 0.00054033 | 0.00098671 | 0.0010911 | 0.0010823 | 0.0020055 | 0.0021852 | 0
F5_Industrial_Primary Metals_New_Space Heating_Natural Gas_Gas Boiler - Maintenance_A_Technical Potential | F5 | Industrial | Primary Metals | New | Space Heating | Natural Gas | Gas Boiler - Maintenance | A | Incremental Summer Peak Savings (MW) | Technical Potential | 0 | 0 | 0 | 0 | 0 | 0 | 0 | 0 | 0 | 0 | 0 | 0 | 0 | 0 | 0 | 0 | 0 | 0 | 0 | 0 | 0 | 0 | 0
F6_Industrial_Primary Metals_New_Space Heating_Natural Gas_Gas Boiler - Maintenance_A_Technical Potential | F6 | Industrial | Primary Metals | New | Space Heating | Natural Gas | Gas Boiler - Maintenance | A | Incremental Winter Peak Savings (MW) | Technical Potential | 0 | 0 | 0 | 0 | 0 | 0 | 0 | 0 | 0 | 0 | 0 | 0 | 0 | 0 | 0 | 0 | 0 | 0 | 0 | 0 | 0 | 0 | 0
F7_Industrial_Primary Metals_New_Space Heating_Natural Gas_Gas Boiler - Maintenance_A_Technical Potential | F7 | Industrial | Primary Metals | New | Space Heating | Natural Gas | Gas Boiler - Maintenance | A | Cumulative Energy Savings (MWh or mTherms) | Technical Potential | 0 | 0 | 0.00012427 | 0.00026011 | 0.00039162 | 0.00041464 | 0.00041703 | 0.00042103 | 0.00041942 | 0.000418 | 0.00041714 | 0.00041631 | 0.00041463 | 0.00041328 | 0.00041185 | 0.00041311 | 0.00041386 | 0.00041384 | 0.00041462 | 0.00041449 | 0.00041469 | 0.0004143 | 0
F8_Industrial_Primary Metals_New_Space Heating_Natural Gas_Gas Boiler - Maintenance_A_Technical Potential | F8 | Industrial | Primary Metals | New | Space Heating | Natural Gas | Gas Boiler - Maintenance | A | Cumulative Summer Peak Savings (MW) | Technical Potential | 0 | 0 | 0 | 0 | 0 | 0 | 0 | 0 | 0 | 0 | 0 | 0 | 0 | 0 | 0 | 0 | 0 | 0 | 0 | 0 | 0 | 0 | 0
F9_Industrial_Primary Metals_New_Space Heating_Natural Gas_Gas Boiler - Maintenance_A_Technical Potential | F9 | Industrial | Primary Metals | New | Space Heating | Natural Gas | Gas Boiler - Maintenance | A | Cumulative Winter Peak Savings (MW) | Technical Potential | 0 | 0 | 0 | 0 | 0 | 0 | 0 | 0 | 0 | 0 | 0 | 0 | 0 | 0 | 0 | 0 | 0 | 0 | 0 | 0 | 0 | 0 | 0
F10_Industrial_Primary Metals_New_Space Heating_Natural Gas_Gas Boiler - Maintenance_A_Technical Potential | F10 | Industrial | Primary Metals | New | Space Heating | Natural Gas | Gas Boiler - Maintenance | A | Purchases (Incremental) | Technical Potential | 0 | 0 | 0.0044749 | 0.0054738 | 0.0054034 | 0.0056171 | 0.0056649 | 0.0056488 | 0.0056171 | 0.0056649 | 0.0056488 | 0.010092 | 0.011139 | 0.011052 | 0.020184 | 0.022278 | 0.022105 | 0.040368 | 0.044555 | 0.044209 | 0.081878 | 0.089301 | 0
F11_Industrial_Primary Metals_New_Space Heating_Natural Gas_Gas Boiler - Maintenance_A_Technical Potential | F11 | Industrial | Primary Metals | New | Space Heating | Natural Gas | Gas Boiler - Maintenance | A | Purchases (Cumulative) | Technical Potential | 0 | 0 | 0.0044749 | 0.0099487 | 0.015352 | 0.016494 | 0.016685 | 0.016931 | 0.016931 | 0.016931 | 0.016931 | 0.016931 | 0.016931 | 0.016931 | 0.016931 | 0.016931 | 0.016931 | 0.016931 | 0.016931 | 0.016931 | 0.016931 | 0.016931 | 0
F1_Industrial_Primary Metals_New_Process_Natural Gas_Gas Boiler - Maintenance_A_Technical Potential | F1 | Industrial | Primary Metals | New | Process | Natural Gas | Gas Boiler - Maintenance | A | Integrated Unit Energy Savings (kWh or therms) | Technical Potential | 0 | 0 | 28.0317 | 28.0317 | 28.0317 | 28.0317 | 28.0317 | 28.0317 | 28.0317 | 28.0317 | 28.0317 | 28.0317 | 28.0317 | 28.0317 | 28.0317 | 28.0317 | 28.0317 | 28.0317 | 28.0317 | 28.0317 | 28.0317 | 28.0317 | 0
F2_Industrial_Primary Metals_New_Process_Natural Gas_Gas Boiler - Maintenance_A_Technical Potential | F2 | Industrial | Primary Metals | New | Process | Natural Gas | Gas Boiler - Maintenance | A | Integrated Unit Summer Peak Savings (kW) | Technical Potential | 0 | 0 | 0 | 0 | 0 | 0 | 0 | 0 | 0 | 0 | 0 | 0 | 0 | 0 | 0 | 0 | 0 | 0 | 0 | 0 | 0 | 0 | 0
F3_Industrial_Primary Metals_New_Process_Natural Gas_Gas Boiler - Maintenance_A_Technical Potential | F3 | Industrial | Primary Metals | New | Process | Natural Gas | Gas Boiler - Maintenance | A | Integrated Unit Winter Peak Savings (kW) | Technical Potential | 0 | 0 | 0 | 0 | 0 | 0 | 0 | 0 | 0 | 0 | 0 | 0 | 0 | 0 | 0 | 0 | 0 | 0 | 0 | 0 | 0 | 0 | 0
F4_Industrial_Primary Metals_New_Process_Natural Gas_Gas Boiler - Maintenance_A_Technical Potential | F4 | Industrial | Primary Metals | New | Process | Natural Gas | Gas Boiler - Maintenance | A | Incremental Energy Savings (MWh or mTherms) | Technical Potential | 0 | 0 | 0.0045433 | 0.0055575 | 0.005486 | 0.005703 | 0.0057515 | 0.0057352 | 0.005703 | 0.0057515 | 0.0057352 | 0.010246 | 0.011309 | 0.011221 | 0.020493 | 0.022618 | 0.022442 | 0.040985 | 0.045236 | 0.044885 | 0.08313 | 0.090666 | 0
F5_Industrial_Primary Metals_New_Process_Natural Gas_Gas Boiler - Maintenance_A_Technical Potential | F5 | Industrial | Primary Metals | New | Process | Natural Gas | Gas Boiler - Maintenance | A | Incremental Summer Peak Savings (MW) | Technical Potential | 0 | 0 | 0 | 0 | 0 | 0 | 0 | 0 | 0 | 0 | 0 | 0 | 0 | 0 | 0 | 0 | 0 | 0 | 0 | 0 | 0 | 0 | 0
F6_Industrial_Primary Metals_New_Process_Natural Gas_Gas Boiler - Maintenance_A_Technical Potential | F6 | Industrial | Primary Metals | New | Process | Natural Gas | Gas Boiler - Maintenance | A | Incremental Winter Peak Savings (MW) | Technical Potential | 0 | 0 | 0 | 0 | 0 | 0 | 0 | 0 | 0 | 0 | 0 | 0 | 0 | 0 | 0 | 0 | 0 | 0 | 0 | 0 | 0 | 0 | 0
F7_Industrial_Primary Metals_New_Process_Natural Gas_Gas Boiler - Maintenance_A_Technical Potential | F7 | Industrial | Primary Metals | New | Process | Natural Gas | Gas Boiler - Maintenance | A | Cumulative Energy Savings (MWh or mTherms) | Technical Potential | 0 | 0 | 0.0045433 | 0.010101 | 0.015587 | 0.016747 | 0.016941 | 0.01719 | 0.01719 | 0.01719 | 0.01719 | 0.01719 | 0.01719 | 0.01719 | 0.01719 | 0.01719 | 0.01719 | 0.01719 | 0.01719 | 0.01719 | 0.01719 | 0.01719 | 0
F8_Industrial_Primary Metals_New_Process_Natural Gas_Gas Boiler - Maintenance_A_Technical Potential | F8 | Industrial | Primary Metals | New | Process | Natural Gas | Gas Boiler - Maintenance | A | Cumulative Summer Peak Savings (MW) | Technical Potential | 0 | 0 | 0 | 0 | 0 | 0 | 0 | 0 | 0 | 0 | 0 | 0 | 0 | 0 | 0 | 0 | 0 | 0 | 0 | 0 | 0 | 0 | 0
F9_Industrial_Primary Metals_New_Process_Natural Gas_Gas Boiler - Maintenance_A_Technical Potential | F9 | Industrial | Primary Metals | New | Process | Natural Gas | Gas Boiler - Maintenance | A | Cumulative Winter Peak Savings (MW) | Technical Potential | 0 | 0 | 0 | 0 | 0 | 0 | 0 | 0 | 0 | 0 | 0 | 0 | 0 | 0 | 0 | 0 | 0 | 0 | 0 | 0 | 0 | 0 | 0
F10_Industrial_Primary Metals_New_Process_Natural Gas_Gas Boiler - Maintenance_A_Technical Potential | F10 | Industrial | Primary Metals | New | Process | Natural Gas | Gas Boiler - Maintenance | A | Purchases (Incremental) | Technical Potential | 0 | 0 | 0.16208 | 0.19826 | 0.19571 | 0.20345 | 0.20518 | 0.2046 | 0.20345 | 0.20518 | 0.2046 | 0.36553 | 0.40344 | 0.40031 | 0.73105 | 0.80687 | 0.80061 | 1.4621 | 1.6137 | 1.6012 | 2.9656 | 3.2344 | 0
F11_Industrial_Primary Metals_New_Process_Natural Gas_Gas Boiler - Maintenance_A_Technical Potential | F11 | Industrial | Primary Metals | New | Process | Natural Gas | Gas Boiler - Maintenance | A | Purchases (Cumulative) | Technical Potential | 0 | 0 | 0.16208 | 0.36034 | 0.55604 | 0.59742 | 0.60434 | 0.61322 | 0.61322 | 0.61322 | 0.61322 | 0.61322 | 0.61322 | 0.61322 | 0.61322 | 0.61322 | 0.61322 | 0.61322 | 0.61322 | 0.61322 | 0.61322 | 0.61322 | 0
F1_Industrial_Primary Metals_New_Space Heating_Natural Gas_Gas Furnace - Maintenance_A_Technical Potential | F1 | Industrial | Primary Metals | New | Space Heating | Natural Gas | Gas Furnace - Maintenance | A | Integrated Unit Energy Savings (kWh or therms) | Technical Potential | 0 | 0 | 0.0082718 | 0.0077802 | 0.0075841 | 0.007468 | 0.0074167 | 0.0073736 | 0.0073403 | 0.0073117 | 0.0072922 | 0.0072742 | 0.0072418 | 0.0072163 | 0.0071882 | 0.0072081 | 0.0072193 | 0.0072186 | 0.0072312 | 0.0072293 | 0.007233 | 0.0072265 | 0
F2_Industrial_Primary Metals_New_Space Heating_Natural Gas_Gas Furnace - Maintenance_A_Technical Potential | F2 | Industrial | Primary Metals | New | Space Heating | Natural Gas | Gas Furnace - Maintenance | A | Integrated Unit Summer Peak Savings (kW) | Technical Potential | 0 | 0 | 0 | 0 | 0 | 0 | 0 | 0 | 0 | 0 | 0 | 0 | 0 | 0 | 0 | 0 | 0 | 0 | 0 | 0 | 0 | 0 | 0
F3_Industrial_Primary Metals_New_Space Heating_Natural Gas_Gas Furnace - Maintenance_A_Technical Potential | F3 | Industrial | Primary Metals | New | Space Heating | Natural Gas | Gas Furnace - Maintenance | A | Integrated Unit Winter Peak Savings (kW) | Technical Potential | 0 | 0 | 0 | 0 | 0 | 0 | 0 | 0 | 0 | 0 | 0 | 0 | 0 | 0 | 0 | 0 | 0 | 0 | 0 | 0 | 0 | 0 | 0
F4_Industrial_Primary Metals_New_Space Heating_Natural Gas_Gas Furnace - Maintenance_A_Technical Potential | F4 | Industrial | Primary Metals | New | Space Heating | Natural Gas | Gas Furnace - Maintenance | A | Incremental Energy Savings (MWh or mTherms) | Technical Potential | 0 | 0 | 5.7055e-07 | 6.5644e-07 | 6.3166e-07 | 6.4659e-07 | 6.4761e-07 | 6.4202e-07 | 6.3554e-07 | 6.3844e-07 | 6.3494e-07 | 1.1316e-06 | 1.2434e-06 | 1.2294e-06 | 2.2364e-06 | 2.4752e-06 | 2.4597e-06 | 4.4916e-06 | 4.9662e-06 | 4.9263e-06 | 9.1285e-06 | 9.9471e-06 | 0
F5_Industrial_Primary Metals_New_Space Heating_Natural Gas_Gas Furnace - Maintenance_A_Technical Potential | F5 | Industrial | Primary Metals | New | Space Heating | Natural Gas | Gas Furnace - Maintenance | A | Incremental Summer Peak Savings (MW) | Technical Potential | 0 | 0 | 0 | 0 | 0 | 0 | 0 | 0 | 0 | 0 | 0 | 0 | 0 | 0 | 0 | 0 | 0 | 0 | 0 | 0 | 0 | 0 | 0
F6_Industrial_Primary Metals_New_Space Heating_Natural Gas_Gas Furnace - Maintenance_A_Technical Potential | F6 | Industrial | Primary Metals | New | Space Heating | Natural Gas | Gas Furnace - Maintenance | A | Incremental Winter Peak Savings (MW) | Technical Potential | 0 | 0 | 0 | 0 | 0 | 0 | 0 | 0 | 0 | 0 | 0 | 0 | 0 | 0 | 0 | 0 | 0 | 0 | 0 | 0 | 0 | 0 | 0
F7_Industrial_Primary Metals_New_Space Heating_Natural Gas_Gas Furnace - Maintenance_A_Technical Potential | F7 | Industrial | Primary Metals | New | Space Heating | Natural Gas | Gas Furnace - Maintenance | A | Cumulative Energy Savings (MWh or mTherms) | Technical Potential | 0 | 0 | 5.7055e-07 | 1.1931e-06 | 1.7947e-06 | 1.8987e-06 | 1.9075e-06 | 1.9243e-06 | 1.9156e-06 | 1.9081e-06 | 1.903e-06 | 1.8983e-06 | 1.8899e-06 | 1.8832e-06 | 1.8759e-06 | 1.8811e-06 | 1.884e-06 | 1.8838e-06 | 1.8871e-06 | 1.8866e-06 | 1.8876e-06 | 1.8859e-06 | 0
F8_Industrial_Primary Metals_New_Space Heating_Natural Gas_Gas Furnace - Maintenance_A_Technical Potential | F8 | Industrial | Primary Metals | New | Space Heating | Natural Gas | Gas Furnace - Maintenance | A | Cumulative Summer Peak Savings (MW) | Technical Potential | 0 | 0 | 0 | 0 | 0 | 0 | 0 | 0 | 0 | 0 | 0 | 0 | 0 | 0 | 0 | 0 | 0 | 0 | 0 | 0 | 0 | 0 | 0
F9_Industrial_Primary Metals_New_Space Heating_Natural Gas_Gas Furnace - Maintenance_A_Technical Potential | F9 | Industrial | Primary Metals | New | Space Heating | Natural Gas | Gas Furnace - Maintenance | A | Cumulative Winter Peak Savings (MW) | Technical Potential | 0 | 0 | 0 | 0 | 0 | 0 | 0 | 0 | 0 | 0 | 0 | 0 | 0 | 0 | 0 | 0 | 0 | 0 | 0 | 0 | 0 | 0 | 0
F10_Industrial_Primary Metals_New_Space Heating_Natural Gas_Gas Furnace - Maintenance_A_Technical Potential | F10 | Industrial | Primary Metals | New | Space Heating | Natural Gas | Gas Furnace - Maintenance | A | Purchases (Incremental) | Technical Potential | 0 | 0 | 0.068975 | 0.084373 | 0.083288 | 0.086582 | 0.087318 | 0.087071 | 0.086582 | 0.087318 | 0.087071 | 0.15556 | 0.17169 | 0.17036 | 0.31112 | 0.34338 | 0.34072 | 0.62223 | 0.68677 | 0.68144 | 1.2621 | 1.3765 | 0
F11_Industrial_Primary Metals_New_Space Heating_Natural Gas_Gas Furnace - Maintenance_A_Technical Potential | F11 | Industrial | Primary Metals | New | Space Heating | Natural Gas | Gas Furnace - Maintenance | A | Purchases (Cumulative) | Technical Potential | 0 | 0 | 0.068975 | 0.15335 | 0.23664 | 0.25424 | 0.25719 | 0.26097 | 0.26097 | 0.26097 | 0.26097 | 0.26097 | 0.26097 | 0.26097 | 0.26097 | 0.26097 | 0.26097 | 0.26097 | 0.26097 | 0.26097 | 0.26097 | 0.26097 | 0
F1_Industrial_Primary Metals_New_Space Heating_Natural Gas_Gas Boiler - Hot Water Reset_A_Technical Potential | F1 | Industrial | Primary Metals | New | Space Heating | Natural Gas | Gas Boiler - Hot Water Reset | A | Integrated Unit Energy Savings (kWh or therms) | Technical Potential | 0 | 0 | 100.8399 | 94.8564 | 92.4769 | 91.0721 | 90.463 | 89.953 | 89.5646 | 89.231 | 89.0094 | 88.8015 | 88.4147 | 88.1058 | 87.7659 | 88.0087 | 88.1439 | 88.1323 | 88.2871 | 88.2629 | 88.3079 | 88.2284 | 0
F2_Industrial_Primary Metals_New_Space Heating_Natural Gas_Gas Boiler - Hot Water Reset_A_Technical Potential | F2 | Industrial | Primary Metals | New | Space Heating | Natural Gas | Gas Boiler - Hot Water Reset | A | Integrated Unit Summer Peak Savings (kW) | Technical Potential | 0 | 0 | 0 | 0 | 0 | 0 | 0 | 0 | 0 | 0 | 0 | 0 | 0 | 0 | 0 | 0 | 0 | 0 | 0 | 0 | 0 | 0 | 0
F3_Industrial_Primary Metals_New_Space Heating_Natural Gas_Gas Boiler - Hot Water Reset_A_Technical Potential | F3 | Industrial | Primary Metals | New | Space Heating | Natural Gas | Gas Boiler - Hot Water Reset | A | Integrated Unit Winter Peak Savings (kW) | Technical Potential | 0 | 0 | 0 | 0 | 0 | 0 | 0 | 0 | 0 | 0 | 0 | 0 | 0 | 0 | 0 | 0 | 0 | 0 | 0 | 0 | 0 | 0 | 0
F4_Industrial_Primary Metals_New_Space Heating_Natural Gas_Gas Boiler - Hot Water Reset_A_Technical Potential | F4 | Industrial | Primary Metals | New | Space Heating | Natural Gas | Gas Boiler - Hot Water Reset | A | Incremental Energy Savings (MWh or mTherms) | Technical Potential | 0 | 0 | 0.0004386 | 0.00088407 | 0.001504 | 0.002295 | 0.002993 | 0.0040095 | 0.0049512 | 0.0056937 | 0.0058105 | 0.005435 | 0.0045311 | 0.0032512 | 0.0019837 | 0.0010183 | 0.00045713 | 0.00017706 | 0.000384 | 0.00082262 | 0.0014362 | 0.0022233 | 0
F5_Industrial_Primary Metals_New_Space Heating_Natural Gas_Gas Boiler - Hot Water Reset_A_Technical Potential | F5 | Industrial | Primary Metals | New | Space Heating | Natural Gas | Gas Boiler - Hot Water Reset | A | Incremental Summer Peak Savings (MW) | Technical Potential | 0 | 0 | 0 | 0 | 0 | 0 | 0 | 0 | 0 | 0 | 0 | 0 | 0 | 0 | 0 | 0 | 0 | 0 | 0 | 0 | 0 | 0 | 0
F6_Industrial_Primary Metals_New_Space Heating_Natural Gas_Gas Boiler - Hot Water Reset_A_Technical Potential | F6 | Industrial | Primary Metals | New | Space Heating | Natural Gas | Gas Boiler - Hot Water Reset | A | Incremental Winter Peak Savings (MW) | Technical Potential | 0 | 0 | 0 | 0 | 0 | 0 | 0 | 0 | 0 | 0 | 0 | 0 | 0 | 0 | 0 | 0 | 0 | 0 | 0 | 0 | 0 | 0 | 0
F7_Industrial_Primary Metals_New_Space Heating_Natural Gas_Gas Boiler - Hot Water Reset_A_Technical Potential | F7 | Industrial | Primary Metals | New | Space Heating | Natural Gas | Gas Boiler - Hot Water Reset | A | Cumulative Energy Savings (MWh or mTherms) | Technical Potential | 0 | 0 | 0.0004386 | 0.0012966 | 0.0027681 | 0.005021 | 0.0079804 | 0.011945 | 0.016845 | 0.022476 | 0.02823 | 0.033599 | 0.037984 | 0.041103 | 0.042928 | 0.044065 | 0.04459 | 0.044761 | 0.044839 | 0.044827 | 0.04485 | 0.04481 | 0
F8_Industrial_Primary Metals_New_Space Heating_Natural Gas_Gas Boiler - Hot Water Reset_A_Technical Potential | F8 | Industrial | Primary Metals | New | Space Heating | Natural Gas | Gas Boiler - Hot Water Reset | A | Cumulative Summer Peak Savings (MW) | Technical Potential | 0 | 0 | 0 | 0 | 0 | 0 | 0 | 0 | 0 | 0 | 0 | 0 | 0 | 0 | 0 | 0 | 0 | 0 | 0 | 0 | 0 | 0 | 0
F9_Industrial_Primary Metals_New_Space Heating_Natural Gas_Gas Boiler - Hot Water Reset_A_Technical Potential | F9 | Industrial | Primary Metals | New | Space Heating | Natural Gas | Gas Boiler - Hot Water Reset | A | Cumulative Winter Peak Savings (MW) | Technical Potential | 0 | 0 | 0 | 0 | 0 | 0 | 0 | 0 | 0 | 0 | 0 | 0 | 0 | 0 | 0 | 0 | 0 | 0 | 0 | 0 | 0 | 0 | 0
F10_Industrial_Primary Metals_New_Space Heating_Natural Gas_Gas Boiler - Hot Water Reset_A_Technical Potential | F10 | Industrial | Primary Metals | New | Space Heating | Natural Gas | Gas Boiler - Hot Water Reset | A | Purchases (Incremental) | Technical Potential | 0 | 0 | 0.0043495 | 0.0093201 | 0.016263 | 0.0252 | 0.033085 | 0.044574 | 0.055281 | 0.063808 | 0.06528 | 0.061203 | 0.051248 | 0.036901 | 0.022602 | 0.011571 | 0.0051861 | 0.002009 | 0.0043495 | 0.0093201 | 0.016263 | 0.0252 | 0
F11_Industrial_Primary Metals_New_Space Heating_Natural Gas_Gas Boiler - Hot Water Reset_A_Technical Potential | F11 | Industrial | Primary Metals | New | Space Heating | Natural Gas | Gas Boiler - Hot Water Reset | A | Purchases (Cumulative) | Technical Potential | 0 | 0 | 0.0043495 | 0.01367 | 0.029933 | 0.055132 | 0.088218 | 0.13279 | 0.18807 | 0.25188 | 0.31716 | 0.37836 | 0.42961 | 0.46651 | 0.48912 | 0.50069 | 0.50587 | 0.50788 | 0.50788 | 0.50788 | 0.50788 | 0.50788 | 0
F1_Industrial_Primary Metals_New_Process_Natural Gas_Gas Boiler - Hot Water Reset_A_Technical Potential | F1 | Industrial | Primary Metals | New | Process | Natural Gas | Gas Boiler - Hot Water Reset | A | Integrated Unit Energy Savings (kWh or therms) | Technical Potential | 0 | 0 | 50.8592 | 50.7981 | 50.7419 | 50.6924 | 50.6227 | 50.5793 | 50.5514 | 50.5392 | 50.5244 | 50.5194 | 50.5175 | 50.5226 | 50.5193 | 50.5223 | 50.5264 | 50.5394 | 50.5524 | 50.571 | 50.5878 | 50.6032 | 0
F2_Industrial_Primary Metals_New_Process_Natural Gas_Gas Boiler - Hot Water Reset_A_Technical Potential | F2 | Industrial | Primary Metals | New | Process | Natural Gas | Gas Boiler - Hot Water Reset | A | Integrated Unit Summer Peak Savings (kW) | Technical Potential | 0 | 0 | 0 | 0 | 0 | 0 | 0 | 0 | 0 | 0 | 0 | 0 | 0 | 0 | 0 | 0 | 0 | 0 | 0 | 0 | 0 | 0 | 0
F3_Industrial_Primary Metals_New_Process_Natural Gas_Gas Boiler - Hot Water Reset_A_Technical Potential | F3 | Industrial | Primary Metals | New | Process | Natural Gas | Gas Boiler - Hot Water Reset | A | Integrated Unit Winter Peak Savings (kW) | Technical Potential | 0 | 0 | 0 | 0 | 0 | 0 | 0 | 0 | 0 | 0 | 0 | 0 | 0 | 0 | 0 | 0 | 0 | 0 | 0 | 0 | 0 | 0 | 0
F4_Industrial_Primary Metals_New_Process_Natural Gas_Gas Boiler - Hot Water Reset_A_Technical Potential | F4 | Industrial | Primary Metals | New | Process | Natural Gas | Gas Boiler - Hot Water Reset | A | Incremental Energy Savings (MWh or mTherms) | Technical Potential | 0 | 0 | 0.0080121 | 0.017148 | 0.029889 | 0.046268 | 0.060662 | 0.081656 | 0.10122 | 0.1168 | 0.11946 | 0.11199 | 0.093769 | 0.067524 | 0.041357 | 0.021173 | 0.0094908 | 0.0036775 | 0.0079637 | 0.017071 | 0.029798 | 0.046186 | 0
F5_Industrial_Primary Metals_New_Process_Natural Gas_Gas Boiler - Hot Water Reset_A_Technical Potential | F5 | Industrial | Primary Metals | New | Process | Natural Gas | Gas Boiler - Hot Water Reset | A | Incremental Summer Peak Savings (MW) | Technical Potential | 0 | 0 | 0 | 0 | 0 | 0 | 0 | 0 | 0 | 0 | 0 | 0 | 0 | 0 | 0 | 0 | 0 | 0 | 0 | 0 | 0 | 0 | 0
F6_Industrial_Primary Metals_New_Process_Natural Gas_Gas Boiler - Hot Water Reset_A_Technical Potential | F6 | Industrial | Primary Metals | New | Process | Natural Gas | Gas Boiler - Hot Water Reset | A | Incremental Winter Peak Savings (MW) | Technical Potential | 0 | 0 | 0 | 0 | 0 | 0 | 0 | 0 | 0 | 0 | 0 | 0 | 0 | 0 | 0 | 0 | 0 | 0 | 0 | 0 | 0 | 0 | 0
F7_Industrial_Primary Metals_New_Process_Natural Gas_Gas Boiler - Hot Water Reset_A_Technical Potential | F7 | Industrial | Primary Metals | New | Process | Natural Gas | Gas Boiler - Hot Water Reset | A | Cumulative Energy Savings (MWh or mTherms) | Technical Potential | 0 | 0 | 0.0080121 | 0.02515 | 0.055011 | 0.10122 | 0.16175 | 0.24327 | 0.34435 | 0.46107 | 0.58039 | 0.69232 | 0.78606 | 0.85367 | 0.89497 | 0.91619 | 0.92576 | 0.92967 | 0.92991 | 0.93026 | 0.93057 | 0.93085 | 0
F8_Industrial_Primary Metals_New_Process_Natural Gas_Gas Boiler - Hot Water Reset_A_Technical Potential | F8 | Industrial | Primary Metals | New | Process | Natural Gas | Gas Boiler - Hot Water Reset | A | Cumulative Summer Peak Savings (MW) | Technical Potential | 0 | 0 | 0 | 0 | 0 | 0 | 0 | 0 | 0 | 0 | 0 | 0 | 0 | 0 | 0 | 0 | 0 | 0 | 0 | 0 | 0 | 0 | 0
F9_Industrial_Primary Metals_New_Process_Natural Gas_Gas Boiler - Hot Water Reset_A_Technical Potential | F9 | Industrial | Primary Metals | New | Process | Natural Gas | Gas Boiler - Hot Water Reset | A | Cumulative Winter Peak Savings (MW) | Technical Potential | 0 | 0 | 0 | 0 | 0 | 0 | 0 | 0 | 0 | 0 | 0 | 0 | 0 | 0 | 0 | 0 | 0 | 0 | 0 | 0 | 0 | 0 | 0
F10_Industrial_Primary Metals_New_Process_Natural Gas_Gas Boiler - Hot Water Reset_A_Technical Potential | F10 | Industrial | Primary Metals | New | Process | Natural Gas | Gas Boiler - Hot Water Reset | A | Purchases (Incremental) | Technical Potential | 0 | 0 | 0.15753 | 0.33757 | 0.58903 | 0.91271 | 1.1983 | 1.6144 | 2.0022 | 2.3111 | 2.3644 | 2.2167 | 1.8562 | 1.3365 | 0.81863 | 0.41908 | 0.18784 | 0.072765 | 0.15753 | 0.33757 | 0.58903 | 0.91271 | 0
F11_Industrial_Primary Metals_New_Process_Natural Gas_Gas Boiler - Hot Water Reset_A_Technical Potential | F11 | Industrial | Primary Metals | New | Process | Natural Gas | Gas Boiler - Hot Water Reset | A | Purchases (Cumulative) | Technical Potential | 0 | 0 | 0.15753 | 0.4951 | 1.0841 | 1.9968 | 3.1952 | 4.8096 | 6.8118 | 9.1229 | 11.4873 | 13.7041 | 15.5602 | 16.8967 | 17.7154 | 18.1345 | 18.3223 | 18.3951 | 18.3951 | 18.3951 | 18.3951 | 18.3951 | 0
F1_Industrial_Primary Metals_New_Space Heating_Natural Gas_Steam Trap Maintenance_A_Technical Potential | F1 | Industrial | Primary Metals | New | Space Heating | Natural Gas | Steam Trap Maintenance | A | Integrated Unit Energy Savings (kWh or therms) | Technical Potential | 0 | 0 | 35.6757 | 33.5865 | 32.7689 | 32.293 | 32.1075 | 31.9457 | 31.8234 | 31.7159 | 31.6507 | 31.5875 | 31.4601 | 31.3577 | 31.249 | 31.3448 | 31.402 | 31.4002 | 31.4594 | 31.4499 | 31.4648 | 31.4354 | 0
F2_Industrial_Primary Metals_New_Space Heating_Natural Gas_Steam Trap Maintenance_A_Technical Potential | F2 | Industrial | Primary Metals | New | Space Heating | Natural Gas | Steam Trap Maintenance | A | Integrated Unit Summer Peak Savings (kW) | Technical Potential | 0 | 0 | 0 | 0 | 0 | 0 | 0 | 0 | 0 | 0 | 0 | 0 | 0 | 0 | 0 | 0 | 0 | 0 | 0 | 0 | 0 | 0 | 0
F3_Industrial_Primary Metals_New_Space Heating_Natural Gas_Steam Trap Maintenance_A_Technical Potential | F3 | Industrial | Primary Metals | New | Space Heating | Natural Gas | Steam Trap Maintenance | A | Integrated Unit Winter Peak Savings (kW) | Technical Potential | 0 | 0 | 0 | 0 | 0 | 0 | 0 | 0 | 0 | 0 | 0 | 0 | 0 | 0 | 0 | 0 | 0 | 0 | 0 | 0 | 0 | 0 | 0
F4_Industrial_Primary Metals_New_Space Heating_Natural Gas_Steam Trap Maintenance_A_Technical Potential | F4 | Industrial | Primary Metals | New | Space Heating | Natural Gas | Steam Trap Maintenance | A | Incremental Energy Savings (MWh or mTherms) | Technical Potential | 0 | 0 | 0 | 0 | 0 | 0 | 0 | 0 | 0 | 0 | 0 | 0 | 0 | 0 | 0 | 0 | 0 | 0 | 0 | 0 | 0 | 0 | 0
F5_Industrial_Primary Metals_New_Space Heating_Natural Gas_Steam Trap Maintenance_A_Technical Potential | F5 | Industrial | Primary Metals | New | Space Heating | Natural Gas | Steam Trap Maintenance | A | Incremental Summer Peak Savings (MW) | Technical Potential | 0 | 0 | 0 | 0 | 0 | 0 | 0 | 0 | 0 | 0 | 0 | 0 | 0 | 0 | 0 | 0 | 0 | 0 | 0 | 0 | 0 | 0 | 0
F6_Industrial_Primary Metals_New_Space Heating_Natural Gas_Steam Trap Maintenance_A_Technical Potential | F6 | Industrial | Primary Metals | New | Space Heating | Natural Gas | Steam Trap Maintenance | A | Incremental Winter Peak Savings (MW) | Technical Potential | 0 | 0 | 0 | 0 | 0 | 0 | 0 | 0 | 0 | 0 | 0 | 0 | 0 | 0 | 0 | 0 | 0 | 0 | 0 | 0 | 0 | 0 | 0
F7_Industrial_Primary Metals_New_Space Heating_Natural Gas_Steam Trap Maintenance_A_Technical Potential | F7 | Industrial | Primary Metals | New | Space Heating | Natural Gas | Steam Trap Maintenance | A | Cumulative Energy Savings (MWh or mTherms) | Technical Potential | 0 | 0 | 0 | 0 | 0 | 0 | 0 | 0 | 0 | 0 | 0 | 0 | 0 | 0 | 0 | 0 | 0 | 0 | 0 | 0 | 0 | 0 | 0
F8_Industrial_Primary Metals_New_Space Heating_Natural Gas_Steam Trap Maintenance_A_Technical Potential | F8 | Industrial | Primary Metals | New | Space Heating | Natural Gas | Steam Trap Maintenance | A | Cumulative Summer Peak Savings (MW) | Technical Potential | 0 | 0 | 0 | 0 | 0 | 0 | 0 | 0 | 0 | 0 | 0 | 0 | 0 | 0 | 0 | 0 | 0 | 0 | 0 | 0 | 0 | 0 | 0
F9_Industrial_Primary Metals_New_Space Heating_Natural Gas_Steam Trap Maintenance_A_Technical Potential | F9 | Industrial | Primary Metals | New | Space Heating | Natural Gas | Steam Trap Maintenance | A | Cumulative Winter Peak Savings (MW) | Technical Potential | 0 | 0 | 0 | 0 | 0 | 0 | 0 | 0 | 0 | 0 | 0 | 0 | 0 | 0 | 0 | 0 | 0 | 0 | 0 | 0 | 0 | 0 | 0
F10_Industrial_Primary Metals_New_Space Heating_Natural Gas_Steam Trap Maintenance_A_Technical Potential | F10 | Industrial | Primary Metals | New | Space Heating | Natural Gas | Steam Trap Maintenance | A | Purchases (Incremental) | Technical Potential | 0 | 0 | 0 | 0 | 0 | 0 | 0 | 0 | 0 | 0 | 0 | 0 | 0 | 0 | 0 | 0 | 0 | 0 | 0 | 0 | 0 | 0 | 0
F11_Industrial_Primary Metals_New_Space Heating_Natural Gas_Steam Trap Maintenance_A_Technical Potential | F11 | Industrial | Primary Metals | New | Space Heating | Natural Gas | Steam Trap Maintenance | A | Purchases (Cumulative) | Technical Potential | 0 | 0 | 0 | 0 | 0 | 0 | 0 | 0 | 0 | 0 | 0 | 0 | 0 | 0 | 0 | 0 | 0 | 0 | 0 | 0 | 0 | 0 | 0
F1_Industrial_Primary Metals_New_Process_Natural Gas_Steam Trap Maintenance_A_Technical Potential | F1 | Industrial | Primary Metals | New | Process | Natural Gas | Steam Trap Maintenance | A | Integrated Unit Energy Savings (kWh or therms) | Technical Potential | 0 | 0 | 35.9697 | 35.9465 | 35.9252 | 35.9066 | 35.8802 | 35.8615 | 35.85 | 35.8454 | 35.84 | 35.8395 | 35.8407 | 35.845 | 35.8461 | 35.8499 | 35.8541 | 35.8598 | 35.8657 | 35.8723 | 35.8782 | 35.8836 | 0
F2_Industrial_Primary Metals_New_Process_Natural Gas_Steam Trap Maintenance_A_Technical Potential | F2 | Industrial | Primary Metals | New | Process | Natural Gas | Steam Trap Maintenance | A | Integrated Unit Summer Peak Savings (kW) | Technical Potential | 0 | 0 | 0 | 0 | 0 | 0 | 0 | 0 | 0 | 0 | 0 | 0 | 0 | 0 | 0 | 0 | 0 | 0 | 0 | 0 | 0 | 0 | 0
F3_Industrial_Primary Metals_New_Process_Natural Gas_Steam Trap Maintenance_A_Technical Potential | F3 | Industrial | Primary Metals | New | Process | Natural Gas | Steam Trap Maintenance | A | Integrated Unit Winter Peak Savings (kW) | Technical Potential | 0 | 0 | 0 | 0 | 0 | 0 | 0 | 0 | 0 | 0 | 0 | 0 | 0 | 0 | 0 | 0 | 0 | 0 | 0 | 0 | 0 | 0 | 0
F4_Industrial_Primary Metals_New_Process_Natural Gas_Steam Trap Maintenance_A_Technical Potential | F4 | Industrial | Primary Metals | New | Process | Natural Gas | Steam Trap Maintenance | A | Incremental Energy Savings (MWh or mTherms) | Technical Potential | 0 | 0 | 0 | 0 | 0 | 0 | 0 | 0 | 0 | 0 | 0 | 0 | 0 | 0 | 0 | 0 | 0 | 0 | 0 | 0 | 0 | 0 | 0
F5_Industrial_Primary Metals_New_Process_Natural Gas_Steam Trap Maintenance_A_Technical Potential | F5 | Industrial | Primary Metals | New | Process | Natural Gas | Steam Trap Maintenance | A | Incremental Summer Peak Savings (MW) | Technical Potential | 0 | 0 | 0 | 0 | 0 | 0 | 0 | 0 | 0 | 0 | 0 | 0 | 0 | 0 | 0 | 0 | 0 | 0 | 0 | 0 | 0 | 0 | 0
F6_Industrial_Primary Metals_New_Process_Natural Gas_Steam Trap Maintenance_A_Technical Potential | F6 | Industrial | Primary Metals | New | Process | Natural Gas | Steam Trap Maintenance | A | Incremental Winter Peak Savings (MW) | Technical Potential | 0 | 0 | 0 | 0 | 0 | 0 | 0 | 0 | 0 | 0 | 0 | 0 | 0 | 0 | 0 | 0 | 0 | 0 | 0 | 0 | 0 | 0 | 0
F7_Industrial_Primary Metals_New_Process_Natural Gas_Steam Trap Maintenance_A_Technical Potential | F7 | Industrial | Primary Metals | New | Process | Natural Gas | Steam Trap Maintenance | A | Cumulative Energy Savings (MWh or mTherms) | Technical Potential | 0 | 0 | 0 | 0 | 0 | 0 | 0 | 0 | 0 | 0 | 0 | 0 | 0 | 0 | 0 | 0 | 0 | 0 | 0 | 0 | 0 | 0 | 0
F8_Industrial_Primary Metals_New_Process_Natural Gas_Steam Trap Maintenance_A_Technical Potential | F8 | Industrial | Primary Metals | New | Process | Natural Gas | Steam Trap Maintenance | A | Cumulative Summer Peak Savings (MW) | Technical Potential | 0 | 0 | 0 | 0 | 0 | 0 | 0 | 0 | 0 | 0 | 0 | 0 | 0 | 0 | 0 | 0 | 0 | 0 | 0 | 0 | 0 | 0 | 0
F9_Industrial_Primary Metals_New_Process_Natural Gas_Steam Trap Maintenance_A_Technical Potential | F9 | Industrial | Primary Metals | New | Process | Natural Gas | Steam Trap Maintenance | A | Cumulative Winter Peak Savings (MW) | Technical Potential | 0 | 0 | 0 | 0 | 0 | 0 | 0 | 0 | 0 | 0 | 0 | 0 | 0 | 0 | 0 | 0 | 0 | 0 | 0 | 0 | 0 | 0 | 0
F10_Industrial_Primary Metals_New_Process_Natural Gas_Steam Trap Maintenance_A_Technical Potential | F10 | Industrial | Primary Metals | New | Process | Natural Gas | Steam Trap Maintenance | A | Purchases (Incremental) | Technical Potential | 0 | 0 | 0 | 0 | 0 | 0 | 0 | 0 | 0 | 0 | 0 | 0 | 0 | 0 | 0 | 0 | 0 | 0 | 0 | 0 | 0 | 0 | 0
F11_Industrial_Primary Metals_New_Process_Natural Gas_Steam Trap Maintenance_A_Technical Potential | F11 | Industrial | Primary Metals | New | Process | Natural Gas | Steam Trap Maintenance | A | Purchases (Cumulative) | Technical Potential | 0 | 0 | 0 | 0 | 0 | 0 | 0 | 0 | 0 | 0 | 0 | 0 | 0 | 0 | 0 | 0 | 0 | 0 | 0 | 0 | 0 | 0 | 0
F1_Industrial_Primary Metals_New_Space Heating_Natural Gas_Gas Boiler - High Turndown_A_Technical Potential | F1 | Industrial | Primary Metals | New | Space Heating | Natural Gas | Gas Boiler - High Turndown | A | Integrated Unit Energy Savings (kWh or therms) | Technical Potential | 0 | 0 | 37.7973 | 35.5388 | 34.6254 | 34.0694 | 33.7931 | 33.5405 | 33.3155 | 33.095 | 32.8885 | 32.6758 | 32.3864 | 32.1318 | 31.8529 | 31.8139 | 31.7619 | 31.6985 | 31.7013 | 31.6855 | 31.7207 | 31.7294 | 0
F2_Industrial_Primary Metals_New_Space Heating_Natural Gas_Gas Boiler - High Turndown_A_Technical Potential | F2 | Industrial | Primary Metals | New | Space Heating | Natural Gas | Gas Boiler - High Turndown | A | Integrated Unit Summer Peak Savings (kW) | Technical Potential | 0 | 0 | 0 | 0 | 0 | 0 | 0 | 0 | 0 | 0 | 0 | 0 | 0 | 0 | 0 | 0 | 0 | 0 | 0 | 0 | 0 | 0 | 0
F3_Industrial_Primary Metals_New_Space Heating_Natural Gas_Gas Boiler - High Turndown_A_Technical Potential | F3 | Industrial | Primary Metals | New | Space Heating | Natural Gas | Gas Boiler - High Turndown | A | Integrated Unit Winter Peak Savings (kW) | Technical Potential | 0 | 0 | 0 | 0 | 0 | 0 | 0 | 0 | 0 | 0 | 0 | 0 | 0 | 0 | 0 | 0 | 0 | 0 | 0 | 0 | 0 | 0 | 0
F4_Industrial_Primary Metals_New_Space Heating_Natural Gas_Gas Boiler - High Turndown_A_Technical Potential | F4 | Industrial | Primary Metals | New | Space Heating | Natural Gas | Gas Boiler - High Turndown | A | Incremental Energy Savings (MWh or mTherms) | Technical Potential | 0 | 0 | 0.0002509 | 0.0004117 | 0.00057197 | 0.00075122 | 0.00085768 | 0.00088286 | 0.00079313 | 0.00071217 | 0.00061466 | 0.00053286 | 0.00045718 | 0.00039479 | 0.00033027 | 0.00028058 | 0.00023741 | 0.00021041 | 0.00036724 | 0.00052341 | 0.00069943 | 0.00080531 | 0
F5_Industrial_Primary Metals_New_Space Heating_Natural Gas_Gas Boiler - High Turndown_A_Technical Potential | F5 | Industrial | Primary Metals | New | Space Heating | Natural Gas | Gas Boiler - High Turndown | A | Incremental Summer Peak Savings (MW) | Technical Potential | 0 | 0 | 0 | 0 | 0 | 0 | 0 | 0 | 0 | 0 | 0 | 0 | 0 | 0 | 0 | 0 | 0 | 0 | 0 | 0 | 0 | 0 | 0
F6_Industrial_Primary Metals_New_Space Heating_Natural Gas_Gas Boiler - High Turndown_A_Technical Potential | F6 | Industrial | Primary Metals | New | Space Heating | Natural Gas | Gas Boiler - High Turndown | A | Incremental Winter Peak Savings (MW) | Technical Potential | 0 | 0 | 0 | 0 | 0 | 0 | 0 | 0 | 0 | 0 | 0 | 0 | 0 | 0 | 0 | 0 | 0 | 0 | 0 | 0 | 0 | 0 | 0
F7_Industrial_Primary Metals_New_Space Heating_Natural Gas_Gas Boiler - High Turndown_A_Technical Potential | F7 | Industrial | Primary Metals | New | Space Heating | Natural Gas | Gas Boiler - High Turndown | A | Cumulative Energy Savings (MWh or mTherms) | Technical Potential | 0 | 0 | 0.0002509 | 0.00064761 | 0.0012029 | 0.0019348 | 0.0027768 | 0.0036389 | 0.0044077 | 0.0050907 | 0.0056735 | 0.0061697 | 0.0065723 | 0.0069154 | 0.0071856 | 0.0074574 | 0.0076826 | 0.0076673 | 0.007668 | 0.0076642 | 0.0076727 | 0.0076748 | 0
F8_Industrial_Primary Metals_New_Space Heating_Natural Gas_Gas Boiler - High Turndown_A_Technical Potential | F8 | Industrial | Primary Metals | New | Space Heating | Natural Gas | Gas Boiler - High Turndown | A | Cumulative Summer Peak Savings (MW) | Technical Potential | 0 | 0 | 0 | 0 | 0 | 0 | 0 | 0 | 0 | 0 | 0 | 0 | 0 | 0 | 0 | 0 | 0 | 0 | 0 | 0 | 0 | 0 | 0
F9_Industrial_Primary Metals_New_Space Heating_Natural Gas_Gas Boiler - High Turndown_A_Technical Potential | F9 | Industrial | Primary Metals | New | Space Heating | Natural Gas | Gas Boiler - High Turndown | A | Cumulative Winter Peak Savings (MW) | Technical Potential | 0 | 0 | 0 | 0 | 0 | 0 | 0 | 0 | 0 | 0 | 0 | 0 | 0 | 0 | 0 | 0 | 0 | 0 | 0 | 0 | 0 | 0 | 0
F10_Industrial_Primary Metals_New_Space Heating_Natural Gas_Gas Boiler - High Turndown_A_Technical Potential | F10 | Industrial | Primary Metals | New | Space Heating | Natural Gas | Gas Boiler - High Turndown | A | Purchases (Incremental) | Technical Potential | 0 | 0 | 0.006638 | 0.011585 | 0.016519 | 0.02205 | 0.02538 | 0.026322 | 0.023807 | 0.021519 | 0.018689 | 0.016307 | 0.014116 | 0.012287 | 0.010369 | 0.0088195 | 0.0074748 | 0.006638 | 0.011585 | 0.016519 | 0.02205 | 0.02538 | 0
F11_Industrial_Primary Metals_New_Space Heating_Natural Gas_Gas Boiler - High Turndown_A_Technical Potential | F11 | Industrial | Primary Metals | New | Space Heating | Natural Gas | Gas Boiler - High Turndown | A | Purchases (Cumulative) | Technical Potential | 0 | 0 | 0.006638 | 0.018222 | 0.034741 | 0.056791 | 0.082171 | 0.10849 | 0.1323 | 0.15382 | 0.17251 | 0.18882 | 0.20293 | 0.21522 | 0.22559 | 0.23441 | 0.24188 | 0.24188 | 0.24188 | 0.24188 | 0.24188 | 0.24188 | 0
F1_Industrial_Primary Metals_New_Process_Natural Gas_Gas Boiler - High Turndown_A_Technical Potential | F1 | Industrial | Primary Metals | New | Process | Natural Gas | Gas Boiler - High Turndown | A | Integrated Unit Energy Savings (kWh or therms) | Technical Potential | 0 | 0 | 38.129 | 38.074 | 38.0227 | 37.9772 | 37.913 | 37.8701 | 37.8398 | 37.8231 | 37.8035 | 37.7937 | 37.7875 | 37.7889 | 37.7827 | 37.7831 | 37.7847 | 37.7945 | 37.802 | 37.8145 | 37.8254 | 37.8351 | 0
F2_Industrial_Primary Metals_New_Process_Natural Gas_Gas Boiler - High Turndown_A_Technical Potential | F2 | Industrial | Primary Metals | New | Process | Natural Gas | Gas Boiler - High Turndown | A | Integrated Unit Summer Peak Savings (kW) | Technical Potential | 0 | 0 | 0 | 0 | 0 | 0 | 0 | 0 | 0 | 0 | 0 | 0 | 0 | 0 | 0 | 0 | 0 | 0 | 0 | 0 | 0 | 0 | 0
F3_Industrial_Primary Metals_New_Process_Natural Gas_Gas Boiler - High Turndown_A_Technical Potential | F3 | Industrial | Primary Metals | New | Process | Natural Gas | Gas Boiler - High Turndown | A | Integrated Unit Winter Peak Savings (kW) | Technical Potential | 0 | 0 | 0 | 0 | 0 | 0 | 0 | 0 | 0 | 0 | 0 | 0 | 0 | 0 | 0 | 0 | 0 | 0 | 0 | 0 | 0 | 0 | 0
F4_Industrial_Primary Metals_New_Process_Natural Gas_Gas Boiler - High Turndown_A_Technical Potential | F4 | Industrial | Primary Metals | New | Process | Natural Gas | Gas Boiler - High Turndown | A | Incremental Energy Savings (MWh or mTherms) | Technical Potential | 0 | 0 | 0.0091671 | 0.015975 | 0.022749 | 0.030329 | 0.034852 | 0.036104 | 0.032628 | 0.029479 | 0.025589 | 0.022323 | 0.01932 | 0.016817 | 0.014189 | 0.012069 | 0.01023 | 0.0090866 | 0.015861 | 0.022625 | 0.030208 | 0.03478 | 0
F5_Industrial_Primary Metals_New_Process_Natural Gas_Gas Boiler - High Turndown_A_Technical Potential | F5 | Industrial | Primary Metals | New | Process | Natural Gas | Gas Boiler - High Turndown | A | Incremental Summer Peak Savings (MW) | Technical Potential | 0 | 0 | 0 | 0 | 0 | 0 | 0 | 0 | 0 | 0 | 0 | 0 | 0 | 0 | 0 | 0 | 0 | 0 | 0 | 0 | 0 | 0 | 0
F6_Industrial_Primary Metals_New_Process_Natural Gas_Gas Boiler - High Turndown_A_Technical Potential | F6 | Industrial | Primary Metals | New | Process | Natural Gas | Gas Boiler - High Turndown | A | Incremental Winter Peak Savings (MW) | Technical Potential | 0 | 0 | 0 | 0 | 0 | 0 | 0 | 0 | 0 | 0 | 0 | 0 | 0 | 0 | 0 | 0 | 0 | 0 | 0 | 0 | 0 | 0 | 0
F7_Industrial_Primary Metals_New_Process_Natural Gas_Gas Boiler - High Turndown_A_Technical Potential | F7 | Industrial | Primary Metals | New | Process | Natural Gas | Gas Boiler - High Turndown | A | Cumulative Energy Savings (MWh or mTherms) | Technical Potential | 0 | 0 | 0.0091671 | 0.025129 | 0.047844 | 0.078116 | 0.11284 | 0.14881 | 0.18132 | 0.21072 | 0.2362 | 0.25846 | 0.27774 | 0.29457 | 0.30871 | 0.32078 | 0.33102 | 0.33111 | 0.33118 | 0.33129 | 0.33138 | 0.33147 | 0
F8_Industrial_Primary Metals_New_Process_Natural Gas_Gas Boiler - High Turndown_A_Technical Potential | F8 | Industrial | Primary Metals | New | Process | Natural Gas | Gas Boiler - High Turndown | A | Cumulative Summer Peak Savings (MW) | Technical Potential | 0 | 0 | 0 | 0 | 0 | 0 | 0 | 0 | 0 | 0 | 0 | 0 | 0 | 0 | 0 | 0 | 0 | 0 | 0 | 0 | 0 | 0 | 0
F9_Industrial_Primary Metals_New_Process_Natural Gas_Gas Boiler - High Turndown_A_Technical Potential | F9 | Industrial | Primary Metals | New | Process | Natural Gas | Gas Boiler - High Turndown | A | Cumulative Winter Peak Savings (MW) | Technical Potential | 0 | 0 | 0 | 0 | 0 | 0 | 0 | 0 | 0 | 0 | 0 | 0 | 0 | 0 | 0 | 0 | 0 | 0 | 0 | 0 | 0 | 0 | 0
F10_Industrial_Primary Metals_New_Process_Natural Gas_Gas Boiler - High Turndown_A_Technical Potential | F10 | Industrial | Primary Metals | New | Process | Natural Gas | Gas Boiler - High Turndown | A | Purchases (Incremental) | Technical Potential | 0 | 0 | 0.24042 | 0.41958 | 0.5983 | 0.79862 | 0.91926 | 0.95337 | 0.86226 | 0.7794 | 0.67691 | 0.59064 | 0.51129 | 0.44501 | 0.37555 | 0.31943 | 0.27073 | 0.24042 | 0.41958 | 0.5983 | 0.79862 | 0.91926 | 0
F11_Industrial_Primary Metals_New_Process_Natural Gas_Gas Boiler - High Turndown_A_Technical Potential | F11 | Industrial | Primary Metals | New | Process | Natural Gas | Gas Boiler - High Turndown | A | Purchases (Cumulative) | Technical Potential | 0 | 0 | 0.24042 | 0.66 | 1.2583 | 2.0569 | 2.9762 | 3.9296 | 4.7918 | 5.5712 | 6.2481 | 6.8388 | 7.3501 | 7.7951 | 8.1706 | 8.4901 | 8.7608 | 8.7608 | 8.7608 | 8.7608 | 8.7608 | 8.7608 | 0
F1_Industrial_Primary Metals_New_Space Heating_Natural Gas_Gas Boiler - Burner Control Optimization_A_Technical Potential | F1 | Industrial | Primary Metals | New | Space Heating | Natural Gas | Gas Boiler - Burner Control Optimization | A | Integrated Unit Energy Savings (kWh or therms) | Technical Potential | 0 | 0 | 10.9607 | 10.3054 | 10.0403 | 9.8788 | 9.7984 | 9.7249 | 9.6596 | 9.5956 | 9.5356 | 9.474 | 9.3901 | 9.3163 | 9.2354 | 9.2242 | 9.2091 | 9.1909 | 9.1917 | 9.1873 | 9.1975 | 9.2001 | 0
F2_Industrial_Primary Metals_New_Space Heating_Natural Gas_Gas Boiler - Burner Control Optimization_A_Technical Potential | F2 | Industrial | Primary Metals | New | Space Heating | Natural Gas | Gas Boiler - Burner Control Optimization | A | Integrated Unit Summer Peak Savings (kW) | Technical Potential | 0 | 0 | 0 | 0 | 0 | 0 | 0 | 0 | 0 | 0 | 0 | 0 | 0 | 0 | 0 | 0 | 0 | 0 | 0 | 0 | 0 | 0 | 0
F3_Industrial_Primary Metals_New_Space Heating_Natural Gas_Gas Boiler - Burner Control Optimization_A_Technical Potential | F3 | Industrial | Primary Metals | New | Space Heating | Natural Gas | Gas Boiler - Burner Control Optimization | A | Integrated Unit Winter Peak Savings (kW) | Technical Potential | 0 | 0 | 0 | 0 | 0 | 0 | 0 | 0 | 0 | 0 | 0 | 0 | 0 | 0 | 0 | 0 | 0 | 0 | 0 | 0 | 0 | 0 | 0
F4_Industrial_Primary Metals_New_Space Heating_Natural Gas_Gas Boiler - Burner Control Optimization_A_Technical Potential | F4 | Industrial | Primary Metals | New | Space Heating | Natural Gas | Gas Boiler - Burner Control Optimization | A | Incremental Energy Savings (MWh or mTherms) | Technical Potential | 0 | 0 | 1.9626e-05 | 5.0622e-05 | 0.00014065 | 0.00032327 | 0.00057412 | 0.00091928 | 0.0013138 | 0.0017204 | 0.0019988 | 0.002166 | 0.0021681 | 0.0020478 | 0.0017635 | 0.0014566 | 0.0011352 | 0.00084483 | 0.00058608 | 0.00039065 | 0.00024865 | 0.00017556 | 0
F5_Industrial_Primary Metals_New_Space Heating_Natural Gas_Gas Boiler - Burner Control Optimization_A_Technical Potential | F5 | Industrial | Primary Metals | New | Space Heating | Natural Gas | Gas Boiler - Burner Control Optimization | A | Incremental Summer Peak Savings (MW) | Technical Potential | 0 | 0 | 0 | 0 | 0 | 0 | 0 | 0 | 0 | 0 | 0 | 0 | 0 | 0 | 0 | 0 | 0 | 0 | 0 | 0 | 0 | 0 | 0
F6_Industrial_Primary Metals_New_Space Heating_Natural Gas_Gas Boiler - Burner Control Optimization_A_Technical Potential | F6 | Industrial | Primary Metals | New | Space Heating | Natural Gas | Gas Boiler - Burner Control Optimization | A | Incremental Winter Peak Savings (MW) | Technical Potential | 0 | 0 | 0 | 0 | 0 | 0 | 0 | 0 | 0 | 0 | 0 | 0 | 0 | 0 | 0 | 0 | 0 | 0 | 0 | 0 | 0 | 0 | 0
F7_Industrial_Primary Metals_New_Space Heating_Natural Gas_Gas Boiler - Burner Control Optimization_A_Technical Potential | F7 | Industrial | Primary Metals | New | Space Heating | Natural Gas | Gas Boiler - Burner Control Optimization | A | Cumulative Energy Savings (MWh or mTherms) | Technical Potential | 0 | 0 | 1.9626e-05 | 6.9075e-05 | 0.00020795 | 0.00052788 | 0.0010977 | 0.0020087 | 0.0033091 | 0.0050076 | 0.0069751 | 0.009096 | 0.011184 | 0.013143 | 0.014793 | 0.016231 | 0.01734 | 0.018151 | 0.018738 | 0.01912 | 0.019373 | 0.019509 | 0
F8_Industrial_Primary Metals_New_Space Heating_Natural Gas_Gas Boiler - Burner Control Optimization_A_Technical Potential | F8 | Industrial | Primary Metals | New | Space Heating | Natural Gas | Gas Boiler - Burner Control Optimization | A | Cumulative Summer Peak Savings (MW) | Technical Potential | 0 | 0 | 0 | 0 | 0 | 0 | 0 | 0 | 0 | 0 | 0 | 0 | 0 | 0 | 0 | 0 | 0 | 0 | 0 | 0 | 0 | 0 | 0
F9_Industrial_Primary Metals_New_Space Heating_Natural Gas_Gas Boiler - Burner Control Optimization_A_Technical Potential | F9 | Industrial | Primary Metals | New | Space Heating | Natural Gas | Gas Boiler - Burner Control Optimization | A | Cumulative Winter Peak Savings (MW) | Technical Potential | 0 | 0 | 0 | 0 | 0 | 0 | 0 | 0 | 0 | 0 | 0 | 0 | 0 | 0 | 0 | 0 | 0 | 0 | 0 | 0 | 0 | 0 | 0
F10_Industrial_Primary Metals_New_Space Heating_Natural Gas_Gas Boiler - Burner Control Optimization_A_Technical Potential | F10 | Industrial | Primary Metals | New | Space Heating | Natural Gas | Gas Boiler - Burner Control Optimization | A | Purchases (Incremental) | Technical Potential | 0 | 0 | 0.0017906 | 0.0049122 | 0.014009 | 0.032724 | 0.058593 | 0.094528 | 0.13601 | 0.17929 | 0.20961 | 0.22863 | 0.23089 | 0.21981 | 0.19095 | 0.15791 | 0.12327 | 0.091921 | 0.063762 | 0.042521 | 0.027034 | 0.019082 | 0
F11_Industrial_Primary Metals_New_Space Heating_Natural Gas_Gas Boiler - Burner Control Optimization_A_Technical Potential | F11 | Industrial | Primary Metals | New | Space Heating | Natural Gas | Gas Boiler - Burner Control Optimization | A | Purchases (Cumulative) | Technical Potential | 0 | 0 | 0.0017906 | 0.0067028 | 0.020712 | 0.053436 | 0.11203 | 0.20656 | 0.34257 | 0.52186 | 0.73147 | 0.9601 | 1.191 | 1.4108 | 1.6018 | 1.7597 | 1.8829 | 1.9748 | 2.0386 | 2.0811 | 2.1064 | 2.1205 | 0
F1_Industrial_Primary Metals_New_Process_Natural Gas_Gas Boiler - Burner Control Optimization_A_Technical Potential | F1 | Industrial | Primary Metals | New | Process | Natural Gas | Gas Boiler - Burner Control Optimization | A | Integrated Unit Energy Savings (kWh or therms) | Technical Potential | 0 | 0 | 11.0567 | 11.0403 | 11.025 | 11.0115 | 10.9924 | 10.9796 | 10.9706 | 10.9657 | 10.9599 | 10.957 | 10.9553 | 10.9558 | 10.954 | 10.9542 | 10.9547 | 10.9577 | 10.96 | 10.9637 | 10.967 | 10.9699 | 0
F2_Industrial_Primary Metals_New_Process_Natural Gas_Gas Boiler - Burner Control Optimization_A_Technical Potential | F2 | Industrial | Primary Metals | New | Process | Natural Gas | Gas Boiler - Burner Control Optimization | A | Integrated Unit Summer Peak Savings (kW) | Technical Potential | 0 | 0 | 0 | 0 | 0 | 0 | 0 | 0 | 0 | 0 | 0 | 0 | 0 | 0 | 0 | 0 | 0 | 0 | 0 | 0 | 0 | 0 | 0
F3_Industrial_Primary Metals_New_Process_Natural Gas_Gas Boiler - Burner Control Optimization_A_Technical Potential | F3 | Industrial | Primary Metals | New | Process | Natural Gas | Gas Boiler - Burner Control Optimization | A | Integrated Unit Winter Peak Savings (kW) | Technical Potential | 0 | 0 | 0 | 0 | 0 | 0 | 0 | 0 | 0 | 0 | 0 | 0 | 0 | 0 | 0 | 0 | 0 | 0 | 0 | 0 | 0 | 0 | 0
F4_Industrial_Primary Metals_New_Process_Natural Gas_Gas Boiler - Burner Control Optimization_A_Technical Potential | F4 | Industrial | Primary Metals | New | Process | Natural Gas | Gas Boiler - Burner Control Optimization | A | Incremental Energy Savings (MWh or mTherms) | Technical Potential | 0 | 0 | 0.00071708 | 0.0019642 | 0.005594 | 0.013051 | 0.023328 | 0.037591 | 0.054044 | 0.071209 | 0.083208 | 0.090732 | 0.091617 | 0.087221 | 0.075759 | 0.06265 | 0.048909 | 0.036482 | 0.025311 | 0.016885 | 0.010738 | 0.0075818 | 0
F5_Industrial_Primary Metals_New_Process_Natural Gas_Gas Boiler - Burner Control Optimization_A_Technical Potential | F5 | Industrial | Primary Metals | New | Process | Natural Gas | Gas Boiler - Burner Control Optimization | A | Incremental Summer Peak Savings (MW) | Technical Potential | 0 | 0 | 0 | 0 | 0 | 0 | 0 | 0 | 0 | 0 | 0 | 0 | 0 | 0 | 0 | 0 | 0 | 0 | 0 | 0 | 0 | 0 | 0
F6_Industrial_Primary Metals_New_Process_Natural Gas_Gas Boiler - Burner Control Optimization_A_Technical Potential | F6 | Industrial | Primary Metals | New | Process | Natural Gas | Gas Boiler - Burner Control Optimization | A | Incremental Winter Peak Savings (MW) | Technical Potential | 0 | 0 | 0 | 0 | 0 | 0 | 0 | 0 | 0 | 0 | 0 | 0 | 0 | 0 | 0 | 0 | 0 | 0 | 0 | 0 | 0 | 0 | 0
F7_Industrial_Primary Metals_New_Process_Natural Gas_Gas Boiler - Burner Control Optimization_A_Technical Potential | F7 | Industrial | Primary Metals | New | Process | Natural Gas | Gas Boiler - Burner Control Optimization | A | Cumulative Energy Savings (MWh or mTherms) | Technical Potential | 0 | 0 | 0.00071708 | 0.0026802 | 0.0082706 | 0.021312 | 0.044603 | 0.082142 | 0.13612 | 0.20727 | 0.29037 | 0.38102 | 0.47258 | 0.55982 | 0.63549 | 0.69815 | 0.74709 | 0.78378 | 0.80925 | 0.82641 | 0.83669 | 0.84254 | 0
F8_Industrial_Primary Metals_New_Process_Natural Gas_Gas Boiler - Burner Control Optimization_A_Technical Potential | F8 | Industrial | Primary Metals | New | Process | Natural Gas | Gas Boiler - Burner Control Optimization | A | Cumulative Summer Peak Savings (MW) | Technical Potential | 0 | 0 | 0 | 0 | 0 | 0 | 0 | 0 | 0 | 0 | 0 | 0 | 0 | 0 | 0 | 0 | 0 | 0 | 0 | 0 | 0 | 0 | 0
F9_Industrial_Primary Metals_New_Process_Natural Gas_Gas Boiler - Burner Control Optimization_A_Technical Potential | F9 | Industrial | Primary Metals | New | Process | Natural Gas | Gas Boiler - Burner Control Optimization | A | Cumulative Winter Peak Savings (MW) | Technical Potential | 0 | 0 | 0 | 0 | 0 | 0 | 0 | 0 | 0 | 0 | 0 | 0 | 0 | 0 | 0 | 0 | 0 | 0 | 0 | 0 | 0 | 0 | 0
F10_Industrial_Primary Metals_New_Process_Natural Gas_Gas Boiler - Burner Control Optimization_A_Technical Potential | F10 | Industrial | Primary Metals | New | Process | Natural Gas | Gas Boiler - Burner Control Optimization | A | Purchases (Incremental) | Technical Potential | 0 | 0 | 0.064855 | 0.17791 | 0.50739 | 1.1852 | 2.1222 | 3.4237 | 4.9263 | 6.4938 | 7.5921 | 8.2807 | 8.3628 | 7.9612 | 6.9161 | 5.7193 | 4.4646 | 3.3293 | 2.3094 | 1.5401 | 0.97916 | 0.69114 | 0
F11_Industrial_Primary Metals_New_Process_Natural Gas_Gas Boiler - Burner Control Optimization_A_Technical Potential | F11 | Industrial | Primary Metals | New | Process | Natural Gas | Gas Boiler - Burner Control Optimization | A | Purchases (Cumulative) | Technical Potential | 0 | 0 | 0.064855 | 0.24277 | 0.75016 | 1.9354 | 4.0576 | 7.4813 | 12.4076 | 18.9014 | 26.4934 | 34.7741 | 43.137 | 51.0982 | 58.0142 | 63.7335 | 68.1982 | 71.5275 | 73.8369 | 75.3769 | 76.2913 | 76.8045 | 0
F1_Industrial_Primary Metals_New_Space Heating_Natural Gas_HVAC - Demand Controlled Ventilation_A_Technical Potential | F1 | Industrial | Primary Metals | New | Space Heating | Natural Gas | HVAC - Demand Controlled Ventilation | A | Integrated Unit Energy Savings (kWh or therms) | Technical Potential | 0 | 0 | 0.067559 | 0.063603 | 0.062055 | 0.061154 | 0.060802 | 0.060496 | 0.060264 | 0.060061 | 0.059937 | 0.059818 | 0.059576 | 0.059382 | 0.059177 | 0.059358 | 0.059466 | 0.059463 | 0.059575 | 0.059557 | 0.059585 | 0.05953 | 0
F2_Industrial_Primary Metals_New_Space Heating_Natural Gas_HVAC - Demand Controlled Ventilation_A_Technical Potential | F2 | Industrial | Primary Metals | New | Space Heating | Natural Gas | HVAC - Demand Controlled Ventilation | A | Integrated Unit Summer Peak Savings (kW) | Technical Potential | 0 | 0 | 0 | 0 | 0 | 0 | 0 | 0 | 0 | 0 | 0 | 0 | 0 | 0 | 0 | 0 | 0 | 0 | 0 | 0 | 0 | 0 | 0
F3_Industrial_Primary Metals_New_Space Heating_Natural Gas_HVAC - Demand Controlled Ventilation_A_Technical Potential | F3 | Industrial | Primary Metals | New | Space Heating | Natural Gas | HVAC - Demand Controlled Ventilation | A | Integrated Unit Winter Peak Savings (kW) | Technical Potential | 0 | 0 | 0 | 0 | 0 | 0 | 0 | 0 | 0 | 0 | 0 | 0 | 0 | 0 | 0 | 0 | 0 | 0 | 0 | 0 | 0 | 0 | 0
F4_Industrial_Primary Metals_New_Space Heating_Natural Gas_HVAC - Demand Controlled Ventilation_A_Technical Potential | F4 | Industrial | Primary Metals | New | Space Heating | Natural Gas | HVAC - Demand Controlled Ventilation | A | Incremental Energy Savings (MWh or mTherms) | Technical Potential | 0 | 0 | 0.0023407 | 0.0038458 | 0.0053504 | 0.007038 | 0.0080546 | 0.009235 | 0.010401 | 0.011712 | 0.012688 | 0.013811 | 0.014885 | 0.016141 | 0.016968 | 0.018096 | 0.019206 | 0.020459 | 0.021328 | 0.022344 | 0.023349 | 0.024318 | 0
F5_Industrial_Primary Metals_New_Space Heating_Natural Gas_HVAC - Demand Controlled Ventilation_A_Technical Potential | F5 | Industrial | Primary Metals | New | Space Heating | Natural Gas | HVAC - Demand Controlled Ventilation | A | Incremental Summer Peak Savings (MW) | Technical Potential | 0 | 0 | 0 | 0 | 0 | 0 | 0 | 0 | 0 | 0 | 0 | 0 | 0 | 0 | 0 | 0 | 0 | 0 | 0 | 0 | 0 | 0 | 0
F6_Industrial_Primary Metals_New_Space Heating_Natural Gas_HVAC - Demand Controlled Ventilation_A_Technical Potential | F6 | Industrial | Primary Metals | New | Space Heating | Natural Gas | HVAC - Demand Controlled Ventilation | A | Incremental Winter Peak Savings (MW) | Technical Potential | 0 | 0 | 0 | 0 | 0 | 0 | 0 | 0 | 0 | 0 | 0 | 0 | 0 | 0 | 0 | 0 | 0 | 0 | 0 | 0 | 0 | 0 | 0
F7_Industrial_Primary Metals_New_Space Heating_Natural Gas_HVAC - Demand Controlled Ventilation_A_Technical Potential | F7 | Industrial | Primary Metals | New | Space Heating | Natural Gas | HVAC - Demand Controlled Ventilation | A | Cumulative Energy Savings (MWh or mTherms) | Technical Potential | 0 | 0 | 0.0023407 | 0.0060494 | 0.011253 | 0.018127 | 0.026078 | 0.035181 | 0.045447 | 0.057005 | 0.069576 | 0.083249 | 0.097797 | 0.11362 | 0.13019 | 0.14869 | 0.16817 | 0.18656 | 0.20463 | 0.22178 | 0.23838 | 0.25459 | 0
F8_Industrial_Primary Metals_New_Space Heating_Natural Gas_HVAC - Demand Controlled Ventilation_A_Technical Potential | F8 | Industrial | Primary Metals | New | Space Heating | Natural Gas | HVAC - Demand Controlled Ventilation | A | Cumulative Summer Peak Savings (MW) | Technical Potential | 0 | 0 | 0 | 0 | 0 | 0 | 0 | 0 | 0 | 0 | 0 | 0 | 0 | 0 | 0 | 0 | 0 | 0 | 0 | 0 | 0 | 0 | 0
F9_Industrial_Primary Metals_New_Space Heating_Natural Gas_HVAC - Demand Controlled Ventilation_A_Technical Potential | F9 | Industrial | Primary Metals | New | Space Heating | Natural Gas | HVAC - Demand Controlled Ventilation | A | Cumulative Winter Peak Savings (MW) | Technical Potential | 0 | 0 | 0 | 0 | 0 | 0 | 0 | 0 | 0 | 0 | 0 | 0 | 0 | 0 | 0 | 0 | 0 | 0 | 0 | 0 | 0 | 0 | 0
F10_Industrial_Primary Metals_New_Space Heating_Natural Gas_HVAC - Demand Controlled Ventilation_A_Technical Potential | F10 | Industrial | Primary Metals | New | Space Heating | Natural Gas | HVAC - Demand Controlled Ventilation | A | Purchases (Incremental) | Technical Potential | 0 | 0 | 34.6468 | 60.4651 | 86.2201 | 115.0874 | 132.4725 | 152.6542 | 172.5816 | 194.9968 | 211.6916 | 230.8928 | 249.8394 | 271.818 | 286.7349 | 304.8644 | 322.9801 | 344.0693 | 357.9993 | 375.1644 | 391.862 | 408.5102 | 0
F11_Industrial_Primary Metals_New_Space Heating_Natural Gas_HVAC - Demand Controlled Ventilation_A_Technical Potential | F11 | Industrial | Primary Metals | New | Space Heating | Natural Gas | HVAC - Demand Controlled Ventilation | A | Purchases (Cumulative) | Technical Potential | 0 | 0 | 34.6468 | 95.1119 | 181.332 | 296.4194 | 428.8919 | 581.5461 | 754.1277 | 949.1245 | 1160.8161 | 1391.709 | 1641.5484 | 1913.3664 | 2200.1013 | 2504.9657 | 2827.9458 | 3137.3684 | 3434.9026 | 3723.8468 | 4000.6214 | 4276.6591 | 0
F1_Industrial_Primary Metals_New_Space Heating_Natural Gas_Gas Boiler - Stack Economizer_A_Technical Potential | F1 | Industrial | Primary Metals | New | Space Heating | Natural Gas | Gas Boiler - Stack Economizer | A | Integrated Unit Energy Savings (kWh or therms) | Technical Potential | 0 | 0 | 27.5947 | 25.9473 | 25.2817 | 24.8769 | 24.6767 | 24.4934 | 24.3298 | 24.1691 | 24.0186 | 23.8632 | 23.6519 | 23.4656 | 23.2619 | 23.2332 | 23.195 | 23.1482 | 23.1499 | 23.138 | 23.1634 | 23.1694 | 0
F2_Industrial_Primary Metals_New_Space Heating_Natural Gas_Gas Boiler - Stack Economizer_A_Technical Potential | F2 | Industrial | Primary Metals | New | Space Heating | Natural Gas | Gas Boiler - Stack Economizer | A | Integrated Unit Summer Peak Savings (kW) | Technical Potential | 0 | 0 | 0 | 0 | 0 | 0 | 0 | 0 | 0 | 0 | 0 | 0 | 0 | 0 | 0 | 0 | 0 | 0 | 0 | 0 | 0 | 0 | 0
F3_Industrial_Primary Metals_New_Space Heating_Natural Gas_Gas Boiler - Stack Economizer_A_Technical Potential | F3 | Industrial | Primary Metals | New | Space Heating | Natural Gas | Gas Boiler - Stack Economizer | A | Integrated Unit Winter Peak Savings (kW) | Technical Potential | 0 | 0 | 0 | 0 | 0 | 0 | 0 | 0 | 0 | 0 | 0 | 0 | 0 | 0 | 0 | 0 | 0 | 0 | 0 | 0 | 0 | 0 | 0
F4_Industrial_Primary Metals_New_Space Heating_Natural Gas_Gas Boiler - Stack Economizer_A_Technical Potential | F4 | Industrial | Primary Metals | New | Space Heating | Natural Gas | Gas Boiler - Stack Economizer | A | Incremental Energy Savings (MWh or mTherms) | Technical Potential | 0 | 0 | 0.00048846 | 0.00080157 | 0.0011137 | 0.0014627 | 0.0016701 | 0.0017193 | 0.0015446 | 0.0013869 | 0.001197 | 0.0010377 | 0.00089035 | 0.00076884 | 0.00064319 | 0.00054641 | 0.00046234 | 0.00040975 | 0.00071515 | 0.0010192 | 0.001362 | 0.0015681 | 0
F5_Industrial_Primary Metals_New_Space Heating_Natural Gas_Gas Boiler - Stack Economizer_A_Technical Potential | F5 | Industrial | Primary Metals | New | Space Heating | Natural Gas | Gas Boiler - Stack Economizer | A | Incremental Summer Peak Savings (MW) | Technical Potential | 0 | 0 | 0 | 0 | 0 | 0 | 0 | 0 | 0 | 0 | 0 | 0 | 0 | 0 | 0 | 0 | 0 | 0 | 0 | 0 | 0 | 0 | 0
F6_Industrial_Primary Metals_New_Space Heating_Natural Gas_Gas Boiler - Stack Economizer_A_Technical Potential | F6 | Industrial | Primary Metals | New | Space Heating | Natural Gas | Gas Boiler - Stack Economizer | A | Incremental Winter Peak Savings (MW) | Technical Potential | 0 | 0 | 0 | 0 | 0 | 0 | 0 | 0 | 0 | 0 | 0 | 0 | 0 | 0 | 0 | 0 | 0 | 0 | 0 | 0 | 0 | 0 | 0
F7_Industrial_Primary Metals_New_Space Heating_Natural Gas_Gas Boiler - Stack Economizer_A_Technical Potential | F7 | Industrial | Primary Metals | New | Space Heating | Natural Gas | Gas Boiler - Stack Economizer | A | Cumulative Energy Savings (MWh or mTherms) | Technical Potential | 0 | 0 | 0.00048846 | 0.0012609 | 0.0023422 | 0.0037674 | 0.0054073 | 0.0070864 | 0.0085836 | 0.0099138 | 0.011049 | 0.012015 | 0.012799 | 0.013467 | 0.013994 | 0.014523 | 0.014961 | 0.014931 | 0.014932 | 0.014924 | 0.014941 | 0.014945 | 0
F8_Industrial_Primary Metals_New_Space Heating_Natural Gas_Gas Boiler - Stack Economizer_A_Technical Potential | F8 | Industrial | Primary Metals | New | Space Heating | Natural Gas | Gas Boiler - Stack Economizer | A | Cumulative Summer Peak Savings (MW) | Technical Potential | 0 | 0 | 0 | 0 | 0 | 0 | 0 | 0 | 0 | 0 | 0 | 0 | 0 | 0 | 0 | 0 | 0 | 0 | 0 | 0 | 0 | 0 | 0
F9_Industrial_Primary Metals_New_Space Heating_Natural Gas_Gas Boiler - Stack Economizer_A_Technical Potential | F9 | Industrial | Primary Metals | New | Space Heating | Natural Gas | Gas Boiler - Stack Economizer | A | Cumulative Winter Peak Savings (MW) | Technical Potential | 0 | 0 | 0 | 0 | 0 | 0 | 0 | 0 | 0 | 0 | 0 | 0 | 0 | 0 | 0 | 0 | 0 | 0 | 0 | 0 | 0 | 0 | 0
F10_Industrial_Primary Metals_New_Space Heating_Natural Gas_Gas Boiler - Stack Economizer_A_Technical Potential | F10 | Industrial | Primary Metals | New | Space Heating | Natural Gas | Gas Boiler - Stack Economizer | A | Purchases (Incremental) | Technical Potential | 0 | 0 | 0.017701 | 0.030892 | 0.04405 | 0.058799 | 0.067681 | 0.070193 | 0.063485 | 0.057384 | 0.049838 | 0.043487 | 0.037644 | 0.032764 | 0.02765 | 0.023519 | 0.019933 | 0.017701 | 0.030892 | 0.04405 | 0.058799 | 0.067681 | 0
F11_Industrial_Primary Metals_New_Space Heating_Natural Gas_Gas Boiler - Stack Economizer_A_Technical Potential | F11 | Industrial | Primary Metals | New | Space Heating | Natural Gas | Gas Boiler - Stack Economizer | A | Purchases (Cumulative) | Technical Potential | 0 | 0 | 0.017701 | 0.048593 | 0.092644 | 0.15144 | 0.21912 | 0.28932 | 0.3528 | 0.41019 | 0.46002 | 0.50351 | 0.54115 | 0.57392 | 0.60157 | 0.62509 | 0.64502 | 0.64502 | 0.64502 | 0.64502 | 0.64502 | 0.64502 | 0
F1_Industrial_Primary Metals_New_Process_Natural Gas_Gas Boiler - Stack Economizer_A_Technical Potential | F1 | Industrial | Primary Metals | New | Process | Natural Gas | Gas Boiler - Stack Economizer | A | Integrated Unit Energy Savings (kWh or therms) | Technical Potential | 0 | 0 | 36.6101 | 36.5608 | 36.515 | 36.4742 | 36.4167 | 36.3784 | 36.3511 | 36.3358 | 36.3179 | 36.3085 | 36.3024 | 36.3031 | 36.2969 | 36.2968 | 36.2976 | 36.3055 | 36.3119 | 36.3229 | 36.3325 | 36.341 | 0
F2_Industrial_Primary Metals_New_Process_Natural Gas_Gas Boiler - Stack Economizer_A_Technical Potential | F2 | Industrial | Primary Metals | New | Process | Natural Gas | Gas Boiler - Stack Economizer | A | Integrated Unit Summer Peak Savings (kW) | Technical Potential | 0 | 0 | 0 | 0 | 0 | 0 | 0 | 0 | 0 | 0 | 0 | 0 | 0 | 0 | 0 | 0 | 0 | 0 | 0 | 0 | 0 | 0 | 0
F3_Industrial_Primary Metals_New_Process_Natural Gas_Gas Boiler - Stack Economizer_A_Technical Potential | F3 | Industrial | Primary Metals | New | Process | Natural Gas | Gas Boiler - Stack Economizer | A | Integrated Unit Winter Peak Savings (kW) | Technical Potential | 0 | 0 | 0 | 0 | 0 | 0 | 0 | 0 | 0 | 0 | 0 | 0 | 0 | 0 | 0 | 0 | 0 | 0 | 0 | 0 | 0 | 0 | 0
F4_Industrial_Primary Metals_New_Process_Natural Gas_Gas Boiler - Stack Economizer_A_Technical Potential | F4 | Industrial | Primary Metals | New | Process | Natural Gas | Gas Boiler - Stack Economizer | A | Incremental Energy Savings (MWh or mTherms) | Technical Potential | 0 | 0 | 0.023472 | 0.040907 | 0.058259 | 0.077677 | 0.08927 | 0.092486 | 0.083585 | 0.075521 | 0.065557 | 0.057188 | 0.049496 | 0.043081 | 0.03635 | 0.030918 | 0.026205 | 0.023276 | 0.040629 | 0.057952 | 0.077375 | 0.089085 | 0
F5_Industrial_Primary Metals_New_Process_Natural Gas_Gas Boiler - Stack Economizer_A_Technical Potential | F5 | Industrial | Primary Metals | New | Process | Natural Gas | Gas Boiler - Stack Economizer | A | Incremental Summer Peak Savings (MW) | Technical Potential | 0 | 0 | 0 | 0 | 0 | 0 | 0 | 0 | 0 | 0 | 0 | 0 | 0 | 0 | 0 | 0 | 0 | 0 | 0 | 0 | 0 | 0 | 0
F6_Industrial_Primary Metals_New_Process_Natural Gas_Gas Boiler - Stack Economizer_A_Technical Potential | F6 | Industrial | Primary Metals | New | Process | Natural Gas | Gas Boiler - Stack Economizer | A | Incremental Winter Peak Savings (MW) | Technical Potential | 0 | 0 | 0 | 0 | 0 | 0 | 0 | 0 | 0 | 0 | 0 | 0 | 0 | 0 | 0 | 0 | 0 | 0 | 0 | 0 | 0 | 0 | 0
F7_Industrial_Primary Metals_New_Process_Natural Gas_Gas Boiler - Stack Economizer_A_Technical Potential | F7 | Industrial | Primary Metals | New | Process | Natural Gas | Gas Boiler - Stack Economizer | A | Cumulative Energy Savings (MWh or mTherms) | Technical Potential | 0 | 0 | 0.023472 | 0.064348 | 0.12253 | 0.20007 | 0.28902 | 0.3812 | 0.4645 | 0.53983 | 0.60512 | 0.66215 | 0.71153 | 0.75463 | 0.79085 | 0.82176 | 0.84799 | 0.84817 | 0.84832 | 0.84858 | 0.8488 | 0.849 | 0
F8_Industrial_Primary Metals_New_Process_Natural Gas_Gas Boiler - Stack Economizer_A_Technical Potential | F8 | Industrial | Primary Metals | New | Process | Natural Gas | Gas Boiler - Stack Economizer | A | Cumulative Summer Peak Savings (MW) | Technical Potential | 0 | 0 | 0 | 0 | 0 | 0 | 0 | 0 | 0 | 0 | 0 | 0 | 0 | 0 | 0 | 0 | 0 | 0 | 0 | 0 | 0 | 0 | 0
F9_Industrial_Primary Metals_New_Process_Natural Gas_Gas Boiler - Stack Economizer_A_Technical Potential | F9 | Industrial | Primary Metals | New | Process | Natural Gas | Gas Boiler - Stack Economizer | A | Cumulative Winter Peak Savings (MW) | Technical Potential | 0 | 0 | 0 | 0 | 0 | 0 | 0 | 0 | 0 | 0 | 0 | 0 | 0 | 0 | 0 | 0 | 0 | 0 | 0 | 0 | 0 | 0 | 0
F10_Industrial_Primary Metals_New_Process_Natural Gas_Gas Boiler - Stack Economizer_A_Technical Potential | F10 | Industrial | Primary Metals | New | Process | Natural Gas | Gas Boiler - Stack Economizer | A | Purchases (Incremental) | Technical Potential | 0 | 0 | 0.64113 | 1.1189 | 1.5955 | 2.1297 | 2.4514 | 2.5423 | 2.2994 | 2.0784 | 1.8051 | 1.575 | 1.3634 | 1.1867 | 1.0015 | 0.85182 | 0.72195 | 0.64113 | 1.1189 | 1.5955 | 2.1297 | 2.4514 | 0
F11_Industrial_Primary Metals_New_Process_Natural Gas_Gas Boiler - Stack Economizer_A_Technical Potential | F11 | Industrial | Primary Metals | New | Process | Natural Gas | Gas Boiler - Stack Economizer | A | Purchases (Cumulative) | Technical Potential | 0 | 0 | 0.64113 | 1.76 | 3.3555 | 5.4851 | 7.9365 | 10.4788 | 12.7782 | 14.8566 | 16.6617 | 18.2367 | 19.6002 | 20.7869 | 21.7883 | 22.6401 | 23.3621 | 23.3621 | 23.3621 | 23.3621 | 23.3621 | 23.3621 | 0
F1_Industrial_Primary Metals_New_Space Heating_Natural Gas_Gas Furnace Tube Inserts_A_Technical Potential | F1 | Industrial | Primary Metals | New | Space Heating | Natural Gas | Gas Furnace Tube Inserts | A | Integrated Unit Energy Savings (kWh or therms) | Technical Potential | 0 | 0 | 0.077672 | 0.073123 | 0.071343 | 0.070307 | 0.069903 | 0.069551 | 0.069285 | 0.069051 | 0.068909 | 0.068771 | 0.068494 | 0.068271 | 0.068034 | 0.068243 | 0.068367 | 0.068363 | 0.068492 | 0.068472 | 0.068504 | 0.06844 | 0
F2_Industrial_Primary Metals_New_Space Heating_Natural Gas_Gas Furnace Tube Inserts_A_Technical Potential | F2 | Industrial | Primary Metals | New | Space Heating | Natural Gas | Gas Furnace Tube Inserts | A | Integrated Unit Summer Peak Savings (kW) | Technical Potential | 0 | 0 | 0 | 0 | 0 | 0 | 0 | 0 | 0 | 0 | 0 | 0 | 0 | 0 | 0 | 0 | 0 | 0 | 0 | 0 | 0 | 0 | 0
F3_Industrial_Primary Metals_New_Space Heating_Natural Gas_Gas Furnace Tube Inserts_A_Technical Potential | F3 | Industrial | Primary Metals | New | Space Heating | Natural Gas | Gas Furnace Tube Inserts | A | Integrated Unit Winter Peak Savings (kW) | Technical Potential | 0 | 0 | 0 | 0 | 0 | 0 | 0 | 0 | 0 | 0 | 0 | 0 | 0 | 0 | 0 | 0 | 0 | 0 | 0 | 0 | 0 | 0 | 0
F4_Industrial_Primary Metals_New_Space Heating_Natural Gas_Gas Furnace Tube Inserts_A_Technical Potential | F4 | Industrial | Primary Metals | New | Space Heating | Natural Gas | Gas Furnace Tube Inserts | A | Incremental Energy Savings (MWh or mTherms) | Technical Potential | 0 | 0 | 0 | 0 | 0 | 0 | 0 | 0 | 0 | 0 | 0 | 0 | 0 | 0 | 0 | 0 | 0 | 0 | 0 | 0 | 0 | 0 | 0
F5_Industrial_Primary Metals_New_Space Heating_Natural Gas_Gas Furnace Tube Inserts_A_Technical Potential | F5 | Industrial | Primary Metals | New | Space Heating | Natural Gas | Gas Furnace Tube Inserts | A | Incremental Summer Peak Savings (MW) | Technical Potential | 0 | 0 | 0 | 0 | 0 | 0 | 0 | 0 | 0 | 0 | 0 | 0 | 0 | 0 | 0 | 0 | 0 | 0 | 0 | 0 | 0 | 0 | 0
F6_Industrial_Primary Metals_New_Space Heating_Natural Gas_Gas Furnace Tube Inserts_A_Technical Potential | F6 | Industrial | Primary Metals | New | Space Heating | Natural Gas | Gas Furnace Tube Inserts | A | Incremental Winter Peak Savings (MW) | Technical Potential | 0 | 0 | 0 | 0 | 0 | 0 | 0 | 0 | 0 | 0 | 0 | 0 | 0 | 0 | 0 | 0 | 0 | 0 | 0 | 0 | 0 | 0 | 0
F7_Industrial_Primary Metals_New_Space Heating_Natural Gas_Gas Furnace Tube Inserts_A_Technical Potential | F7 | Industrial | Primary Metals | New | Space Heating | Natural Gas | Gas Furnace Tube Inserts | A | Cumulative Energy Savings (MWh or mTherms) | Technical Potential | 0 | 0 | 0 | 0 | 0 | 0 | 0 | 0 | 0 | 0 | 0 | 0 | 0 | 0 | 0 | 0 | 0 | 0 | 0 | 0 | 0 | 0 | 0
F8_Industrial_Primary Metals_New_Space Heating_Natural Gas_Gas Furnace Tube Inserts_A_Technical Potential | F8 | Industrial | Primary Metals | New | Space Heating | Natural Gas | Gas Furnace Tube Inserts | A | Cumulative Summer Peak Savings (MW) | Technical Potential | 0 | 0 | 0 | 0 | 0 | 0 | 0 | 0 | 0 | 0 | 0 | 0 | 0 | 0 | 0 | 0 | 0 | 0 | 0 | 0 | 0 | 0 | 0
F9_Industrial_Primary Metals_New_Space Heating_Natural Gas_Gas Furnace Tube Inserts_A_Technical Potential | F9 | Industrial | Primary Metals | New | Space Heating | Natural Gas | Gas Furnace Tube Inserts | A | Cumulative Winter Peak Savings (MW) | Technical Potential | 0 | 0 | 0 | 0 | 0 | 0 | 0 | 0 | 0 | 0 | 0 | 0 | 0 | 0 | 0 | 0 | 0 | 0 | 0 | 0 | 0 | 0 | 0
F10_Industrial_Primary Metals_New_Space Heating_Natural Gas_Gas Furnace Tube Inserts_A_Technical Potential | F10 | Industrial | Primary Metals | New | Space Heating | Natural Gas | Gas Furnace Tube Inserts | A | Purchases (Incremental) | Technical Potential | 0 | 0 | 0 | 0 | 0 | 0 | 0 | 0 | 0 | 0 | 0 | 0 | 0 | 0 | 0 | 0 | 0 | 0 | 0 | 0 | 0 | 0 | 0
F11_Industrial_Primary Metals_New_Space Heating_Natural Gas_Gas Furnace Tube Inserts_A_Technical Potential | F11 | Industrial | Primary Metals | New | Space Heating | Natural Gas | Gas Furnace Tube Inserts | A | Purchases (Cumulative) | Technical Potential | 0 | 0 | 0 | 0 | 0 | 0 | 0 | 0 | 0 | 0 | 0 | 0 | 0 | 0 | 0 | 0 | 0 | 0 | 0 | 0 | 0 | 0 | 0
F1_Industrial_Primary Metals_New_Space Heating_Natural Gas_Space Heating - Heat Recovery Ventilator_A_Technical Potential | F1 | Industrial | Primary Metals | New | Space Heating | Natural Gas | Space Heating - Heat Recovery Ventilator | A | Integrated Unit Energy Savings (kWh or therms) | Technical Potential | 0 | 0 | 0.01264 | 0.011884 | 0.011578 | 0.011392 | 0.011299 | 0.011214 | 0.011138 | 0.011063 | 0.010994 | 0.010922 | 0.010825 | 0.010739 | 0.010646 | 0.010633 | 0.010615 | 0.010594 | 0.010595 | 0.01059 | 0.010602 | 0.010605 | 0
F2_Industrial_Primary Metals_New_Space Heating_Natural Gas_Space Heating - Heat Recovery Ventilator_A_Technical Potential | F2 | Industrial | Primary Metals | New | Space Heating | Natural Gas | Space Heating - Heat Recovery Ventilator | A | Integrated Unit Summer Peak Savings (kW) | Technical Potential | 0 | 0 | 0 | 0 | 0 | 0 | 0 | 0 | 0 | 0 | 0 | 0 | 0 | 0 | 0 | 0 | 0 | 0 | 0 | 0 | 0 | 0 | 0
F3_Industrial_Primary Metals_New_Space Heating_Natural Gas_Space Heating - Heat Recovery Ventilator_A_Technical Potential | F3 | Industrial | Primary Metals | New | Space Heating | Natural Gas | Space Heating - Heat Recovery Ventilator | A | Integrated Unit Winter Peak Savings (kW) | Technical Potential | 0 | 0 | 0 | 0 | 0 | 0 | 0 | 0 | 0 | 0 | 0 | 0 | 0 | 0 | 0 | 0 | 0 | 0 | 0 | 0 | 0 | 0 | 0
F4_Industrial_Primary Metals_New_Space Heating_Natural Gas_Space Heating - Heat Recovery Ventilator_A_Technical Potential | F4 | Industrial | Primary Metals | New | Space Heating | Natural Gas | Space Heating - Heat Recovery Ventilator | A | Incremental Energy Savings (MWh or mTherms) | Technical Potential | 0 | 0 | 0.0010719 | 0.0017589 | 0.0024435 | 0.0032092 | 0.0036637 | 0.0041901 | 0.004705 | 0.0052806 | 0.0056965 | 0.0061727 | 0.0066198 | 0.0071453 | 0.0074718 | 0.0079344 | 0.0083922 | 0.0089225 | 0.0092846 | 0.0097251 | 0.010169 | 0.010605 | 0
F5_Industrial_Primary Metals_New_Space Heating_Natural Gas_Space Heating - Heat Recovery Ventilator_A_Technical Potential | F5 | Industrial | Primary Metals | New | Space Heating | Natural Gas | Space Heating - Heat Recovery Ventilator | A | Incremental Summer Peak Savings (MW) | Technical Potential | 0 | 0 | 0 | 0 | 0 | 0 | 0 | 0 | 0 | 0 | 0 | 0 | 0 | 0 | 0 | 0 | 0 | 0 | 0 | 0 | 0 | 0 | 0
F6_Industrial_Primary Metals_New_Space Heating_Natural Gas_Space Heating - Heat Recovery Ventilator_A_Technical Potential | F6 | Industrial | Primary Metals | New | Space Heating | Natural Gas | Space Heating - Heat Recovery Ventilator | A | Incremental Winter Peak Savings (MW) | Technical Potential | 0 | 0 | 0 | 0 | 0 | 0 | 0 | 0 | 0 | 0 | 0 | 0 | 0 | 0 | 0 | 0 | 0 | 0 | 0 | 0 | 0 | 0 | 0
F7_Industrial_Primary Metals_New_Space Heating_Natural Gas_Space Heating - Heat Recovery Ventilator_A_Technical Potential | F7 | Industrial | Primary Metals | New | Space Heating | Natural Gas | Space Heating - Heat Recovery Ventilator | A | Cumulative Energy Savings (MWh or mTherms) | Technical Potential | 0 | 0 | 0.0010719 | 0.0027667 | 0.0051391 | 0.0082655 | 0.011862 | 0.015962 | 0.020559 | 0.025703 | 0.031237 | 0.037206 | 0.043495 | 0.050297 | 0.057331 | 0.065194 | 0.07348 | 0.081359 | 0.089083 | 0.096531 | 0.10382 | 0.11102 | 0
F8_Industrial_Primary Metals_New_Space Heating_Natural Gas_Space Heating - Heat Recovery Ventilator_A_Technical Potential | F8 | Industrial | Primary Metals | New | Space Heating | Natural Gas | Space Heating - Heat Recovery Ventilator | A | Cumulative Summer Peak Savings (MW) | Technical Potential | 0 | 0 | 0 | 0 | 0 | 0 | 0 | 0 | 0 | 0 | 0 | 0 | 0 | 0 | 0 | 0 | 0 | 0 | 0 | 0 | 0 | 0 | 0
F9_Industrial_Primary Metals_New_Space Heating_Natural Gas_Space Heating - Heat Recovery Ventilator_A_Technical Potential | F9 | Industrial | Primary Metals | New | Space Heating | Natural Gas | Space Heating - Heat Recovery Ventilator | A | Cumulative Winter Peak Savings (MW) | Technical Potential | 0 | 0 | 0 | 0 | 0 | 0 | 0 | 0 | 0 | 0 | 0 | 0 | 0 | 0 | 0 | 0 | 0 | 0 | 0 | 0 | 0 | 0 | 0
F10_Industrial_Primary Metals_New_Space Heating_Natural Gas_Space Heating - Heat Recovery Ventilator_A_Technical Potential | F10 | Industrial | Primary Metals | New | Space Heating | Natural Gas | Space Heating - Heat Recovery Ventilator | A | Purchases (Incremental) | Technical Potential | 0 | 0 | 84.8058 | 148.0021 | 211.0433 | 281.7025 | 324.2564 | 373.6558 | 422.4326 | 477.299 | 518.1631 | 565.1625 | 611.5386 | 665.3361 | 701.8487 | 746.2247 | 790.567 | 842.1876 | 876.2844 | 918.2998 | 959.1709 | 999.9213 | 0
F11_Industrial_Primary Metals_New_Space Heating_Natural Gas_Space Heating - Heat Recovery Ventilator_A_Technical Potential | F11 | Industrial | Primary Metals | New | Space Heating | Natural Gas | Space Heating - Heat Recovery Ventilator | A | Purchases (Cumulative) | Technical Potential | 0 | 0 | 84.8058 | 232.8079 | 443.8511 | 725.5536 | 1049.81 | 1423.4658 | 1845.8984 | 2323.1973 | 2841.3605 | 3406.523 | 4018.0616 | 4683.3977 | 5385.2464 | 6131.4711 | 6922.0381 | 7679.4199 | 8407.7022 | 9114.9588 | 9792.4272 | 10468.0921 | 0
F1_Industrial_Primary Metals_New_Space Heating_Natural Gas_Thermostat - Programmable_A_Technical Potential | F1 | Industrial | Primary Metals | New | Space Heating | Natural Gas | Thermostat - Programmable | A | Integrated Unit Energy Savings (kWh or therms) | Technical Potential | 0 | 0 | 0.0061135 | 0.0057473 | 0.0055988 | 0.0055081 | 0.0054623 | 0.0054205 | 0.0053831 | 0.0053466 | 0.0053122 | 0.0052769 | 0.0052294 | 0.0051876 | 0.0051417 | 0.0051348 | 0.0051258 | 0.0051153 | 0.0051153 | 0.0051124 | 0.0051179 | 0.0051191 | 0
F2_Industrial_Primary Metals_New_Space Heating_Natural Gas_Thermostat - Programmable_A_Technical Potential | F2 | Industrial | Primary Metals | New | Space Heating | Natural Gas | Thermostat - Programmable | A | Integrated Unit Summer Peak Savings (kW) | Technical Potential | 0 | 0 | 0 | 0 | 0 | 0 | 0 | 0 | 0 | 0 | 0 | 0 | 0 | 0 | 0 | 0 | 0 | 0 | 0 | 0 | 0 | 0 | 0
F3_Industrial_Primary Metals_New_Space Heating_Natural Gas_Thermostat - Programmable_A_Technical Potential | F3 | Industrial | Primary Metals | New | Space Heating | Natural Gas | Thermostat - Programmable | A | Integrated Unit Winter Peak Savings (kW) | Technical Potential | 0 | 0 | 0 | 0 | 0 | 0 | 0 | 0 | 0 | 0 | 0 | 0 | 0 | 0 | 0 | 0 | 0 | 0 | 0 | 0 | 0 | 0 | 0
F4_Industrial_Primary Metals_New_Space Heating_Natural Gas_Thermostat - Programmable_A_Technical Potential | F4 | Industrial | Primary Metals | New | Space Heating | Natural Gas | Thermostat - Programmable | A | Incremental Energy Savings (MWh or mTherms) | Technical Potential | 0 | 0 | 0.0015554 | 0.0025518 | 0.0035447 | 0.0046549 | 0.0053135 | 0.0060762 | 0.006822 | 0.0076558 | 0.0082578 | 0.008947 | 0.0095939 | 0.010354 | 0.010826 | 0.011495 | 0.012157 | 0.012924 | 0.013447 | 0.014084 | 0.014727 | 0.015356 | 0
F5_Industrial_Primary Metals_New_Space Heating_Natural Gas_Thermostat - Programmable_A_Technical Potential | F5 | Industrial | Primary Metals | New | Space Heating | Natural Gas | Thermostat - Programmable | A | Incremental Summer Peak Savings (MW) | Technical Potential | 0 | 0 | 0 | 0 | 0 | 0 | 0 | 0 | 0 | 0 | 0 | 0 | 0 | 0 | 0 | 0 | 0 | 0 | 0 | 0 | 0 | 0 | 0
F6_Industrial_Primary Metals_New_Space Heating_Natural Gas_Thermostat - Programmable_A_Technical Potential | F6 | Industrial | Primary Metals | New | Space Heating | Natural Gas | Thermostat - Programmable | A | Incremental Winter Peak Savings (MW) | Technical Potential | 0 | 0 | 0 | 0 | 0 | 0 | 0 | 0 | 0 | 0 | 0 | 0 | 0 | 0 | 0 | 0 | 0 | 0 | 0 | 0 | 0 | 0 | 0
F7_Industrial_Primary Metals_New_Space Heating_Natural Gas_Thermostat - Programmable_A_Technical Potential | F7 | Industrial | Primary Metals | New | Space Heating | Natural Gas | Thermostat - Programmable | A | Cumulative Energy Savings (MWh or mTherms) | Technical Potential | 0 | 0 | 0.0015554 | 0.0040141 | 0.0074551 | 0.011989 | 0.017203 | 0.023148 | 0.02981 | 0.037264 | 0.045282 | 0.053928 | 0.063036 | 0.071567 | 0.079477 | 0.087614 | 0.095286 | 0.10304 | 0.11075 | 0.1183 | 0.12582 | 0.13325 | 0
F8_Industrial_Primary Metals_New_Space Heating_Natural Gas_Thermostat - Programmable_A_Technical Potential | F8 | Industrial | Primary Metals | New | Space Heating | Natural Gas | Thermostat - Programmable | A | Cumulative Summer Peak Savings (MW) | Technical Potential | 0 | 0 | 0 | 0 | 0 | 0 | 0 | 0 | 0 | 0 | 0 | 0 | 0 | 0 | 0 | 0 | 0 | 0 | 0 | 0 | 0 | 0 | 0
F9_Industrial_Primary Metals_New_Space Heating_Natural Gas_Thermostat - Programmable_A_Technical Potential | F9 | Industrial | Primary Metals | New | Space Heating | Natural Gas | Thermostat - Programmable | A | Cumulative Winter Peak Savings (MW) | Technical Potential | 0 | 0 | 0 | 0 | 0 | 0 | 0 | 0 | 0 | 0 | 0 | 0 | 0 | 0 | 0 | 0 | 0 | 0 | 0 | 0 | 0 | 0 | 0
F10_Industrial_Primary Metals_New_Space Heating_Natural Gas_Thermostat - Programmable_A_Technical Potential | F10 | Industrial | Primary Metals | New | Space Heating | Natural Gas | Thermostat - Programmable | A | Purchases (Incremental) | Technical Potential | 0 | 0 | 254.4173 | 444.0063 | 633.1298 | 845.1075 | 972.7692 | 1120.9673 | 1267.2977 | 1431.8969 | 1554.4894 | 1695.4876 | 1834.6158 | 1996.0084 | 2105.5461 | 2238.674 | 2371.7011 | 2526.5627 | 2628.8533 | 2754.8995 | 2877.5128 | 2999.7639 | 0
F11_Industrial_Primary Metals_New_Space Heating_Natural Gas_Thermostat - Programmable_A_Technical Potential | F11 | Industrial | Primary Metals | New | Space Heating | Natural Gas | Thermostat - Programmable | A | Purchases (Cumulative) | Technical Potential | 0 | 0 | 254.4173 | 698.4236 | 1331.5534 | 2176.6609 | 3149.4301 | 4270.3974 | 5537.6951 | 6969.592 | 8524.0814 | 10219.569 | 12054.1848 | 13795.7759 | 15457.3157 | 17062.8599 | 18589.4535 | 20143.247 | 21651.133 | 23138.7347 | 24584.3506 | 26029.6252 | 0
F1_Industrial_Primary Metals_New_Space Heating_Natural Gas_ENERGY STAR Connected Thermostat_A_Technical Potential | F1 | Industrial | Primary Metals | New | Space Heating | Natural Gas | ENERGY STAR Connected Thermostat | A | Integrated Unit Energy Savings (kWh or therms) | Technical Potential | 0 | 0 | 0.014774 | 0.013886 | 0.013525 | 0.013304 | 0.013191 | 0.013088 | 0.012995 | 0.012905 | 0.01282 | 0.012732 | 0.012615 | 0.012513 | 0.012401 | 0.012383 | 0.012361 | 0.012335 | 0.012334 | 0.012326 | 0.012339 | 0.012341 | 0
F2_Industrial_Primary Metals_New_Space Heating_Natural Gas_ENERGY STAR Connected Thermostat_A_Technical Potential | F2 | Industrial | Primary Metals | New | Space Heating | Natural Gas | ENERGY STAR Connected Thermostat | A | Integrated Unit Summer Peak Savings (kW) | Technical Potential | 0 | 0 | 0 | 0 | 0 | 0 | 0 | 0 | 0 | 0 | 0 | 0 | 0 | 0 | 0 | 0 | 0 | 0 | 0 | 0 | 0 | 0 | 0
F3_Industrial_Primary Metals_New_Space Heating_Natural Gas_ENERGY STAR Connected Thermostat_A_Technical Potential | F3 | Industrial | Primary Metals | New | Space Heating | Natural Gas | ENERGY STAR Connected Thermostat | A | Integrated Unit Winter Peak Savings (kW) | Technical Potential | 0 | 0 | 0 | 0 | 0 | 0 | 0 | 0 | 0 | 0 | 0 | 0 | 0 | 0 | 0 | 0 | 0 | 0 | 0 | 0 | 0 | 0 | 0
F4_Industrial_Primary Metals_New_Space Heating_Natural Gas_ENERGY STAR Connected Thermostat_A_Technical Potential | F4 | Industrial | Primary Metals | New | Space Heating | Natural Gas | ENERGY STAR Connected Thermostat | A | Incremental Energy Savings (MWh or mTherms) | Technical Potential | 0 | 0 | 0.0037587 | 0.0061657 | 0.0085633 | 0.011244 | 0.012832 | 0.014671 | 0.016469 | 0.018479 | 0.019928 | 0.021588 | 0.023145 | 0.024977 | 0.026111 | 0.027722 | 0.029316 | 0.031165 | 0.032424 | 0.033958 | 0.038051 | 0.041276 | 0
F5_Industrial_Primary Metals_New_Space Heating_Natural Gas_ENERGY STAR Connected Thermostat_A_Technical Potential | F5 | Industrial | Primary Metals | New | Space Heating | Natural Gas | ENERGY STAR Connected Thermostat | A | Incremental Summer Peak Savings (MW) | Technical Potential | 0 | 0 | 0 | 0 | 0 | 0 | 0 | 0 | 0 | 0 | 0 | 0 | 0 | 0 | 0 | 0 | 0 | 0 | 0 | 0 | 0 | 0 | 0
F6_Industrial_Primary Metals_New_Space Heating_Natural Gas_ENERGY STAR Connected Thermostat_A_Technical Potential | F6 | Industrial | Primary Metals | New | Space Heating | Natural Gas | ENERGY STAR Connected Thermostat | A | Incremental Winter Peak Savings (MW) | Technical Potential | 0 | 0 | 0 | 0 | 0 | 0 | 0 | 0 | 0 | 0 | 0 | 0 | 0 | 0 | 0 | 0 | 0 | 0 | 0 | 0 | 0 | 0 | 0
F7_Industrial_Primary Metals_New_Space Heating_Natural Gas_ENERGY STAR Connected Thermostat_A_Technical Potential | F7 | Industrial | Primary Metals | New | Space Heating | Natural Gas | ENERGY STAR Connected Thermostat | A | Cumulative Energy Savings (MWh or mTherms) | Technical Potential | 0 | 0 | 0.0037587 | 0.0096987 | 0.01801 | 0.028959 | 0.041544 | 0.05256 | 0.062888 | 0.07276 | 0.081371 | 0.09002 | 0.098196 | 0.10652 | 0.11392 | 0.12223 | 0.13036 | 0.13549 | 0.1378 | 0.13792 | 0.13806 | 0.13809 | 0
F8_Industrial_Primary Metals_New_Space Heating_Natural Gas_ENERGY STAR Connected Thermostat_A_Technical Potential | F8 | Industrial | Primary Metals | New | Space Heating | Natural Gas | ENERGY STAR Connected Thermostat | A | Cumulative Summer Peak Savings (MW) | Technical Potential | 0 | 0 | 0 | 0 | 0 | 0 | 0 | 0 | 0 | 0 | 0 | 0 | 0 | 0 | 0 | 0 | 0 | 0 | 0 | 0 | 0 | 0 | 0
F9_Industrial_Primary Metals_New_Space Heating_Natural Gas_ENERGY STAR Connected Thermostat_A_Technical Potential | F9 | Industrial | Primary Metals | New | Space Heating | Natural Gas | ENERGY STAR Connected Thermostat | A | Cumulative Winter Peak Savings (MW) | Technical Potential | 0 | 0 | 0 | 0 | 0 | 0 | 0 | 0 | 0 | 0 | 0 | 0 | 0 | 0 | 0 | 0 | 0 | 0 | 0 | 0 | 0 | 0 | 0
F10_Industrial_Primary Metals_New_Space Heating_Natural Gas_ENERGY STAR Connected Thermostat_A_Technical Potential | F10 | Industrial | Primary Metals | New | Space Heating | Natural Gas | ENERGY STAR Connected Thermostat | A | Purchases (Incremental) | Technical Potential | 0 | 0 | 254.4173 | 444.0063 | 633.1298 | 845.1075 | 972.7692 | 1120.9673 | 1267.2977 | 1431.8969 | 1554.4894 | 1695.4876 | 1834.6158 | 1996.0084 | 2105.5461 | 2238.674 | 2371.7011 | 2526.5627 | 2628.8533 | 2754.8995 | 3083.7815 | 3344.4703 | 0
F11_Industrial_Primary Metals_New_Space Heating_Natural Gas_ENERGY STAR Connected Thermostat_A_Technical Potential | F11 | Industrial | Primary Metals | New | Space Heating | Natural Gas | ENERGY STAR Connected Thermostat | A | Purchases (Cumulative) | Technical Potential | 0 | 0 | 254.4173 | 698.4236 | 1331.5534 | 2176.6609 | 3149.4301 | 4015.9801 | 4839.2715 | 5638.0386 | 6347.4204 | 7070.1389 | 7783.7874 | 8512.4981 | 9186.1473 | 9870.3319 | 10546.5454 | 10984.075 | 11172.9135 | 11189.1371 | 11189.1371 | 11189.1371 | 0
F1_Industrial_Primary Metals_New_Space Heating_Natural Gas_Destratification Fans (HVLS)_A_Technical Potential | F1 | Industrial | Primary Metals | New | Space Heating | Natural Gas | Destratification Fans (HVLS) | A | Integrated Unit Energy Savings (kWh or therms) | Technical Potential | 0 | 0 | 0.014763 | 0.01387 | 0.013503 | 0.013277 | 0.013157 | 0.013049 | 0.012953 | 0.01286 | 0.012771 | 0.01268 | 0.012561 | 0.012457 | 0.012342 | 0.012323 | 0.0123 | 0.012276 | 0.012277 | 0.012272 | 0.012287 | 0.012292 | 0
F2_Industrial_Primary Metals_New_Space Heating_Natural Gas_Destratification Fans (HVLS)_A_Technical Potential | F2 | Industrial | Primary Metals | New | Space Heating | Natural Gas | Destratification Fans (HVLS) | A | Integrated Unit Summer Peak Savings (kW) | Technical Potential | 0 | 0 | 0 | 0 | 0 | 0 | 0 | 0 | 0 | 0 | 0 | 0 | 0 | 0 | 0 | 0 | 0 | 0 | 0 | 0 | 0 | 0 | 0
F3_Industrial_Primary Metals_New_Space Heating_Natural Gas_Destratification Fans (HVLS)_A_Technical Potential | F3 | Industrial | Primary Metals | New | Space Heating | Natural Gas | Destratification Fans (HVLS) | A | Integrated Unit Winter Peak Savings (kW) | Technical Potential | 0 | 0 | 0 | 0 | 0 | 0 | 0 | 0 | 0 | 0 | 0 | 0 | 0 | 0 | 0 | 0 | 0 | 0 | 0 | 0 | 0 | 0 | 0
F4_Industrial_Primary Metals_New_Space Heating_Natural Gas_Destratification Fans (HVLS)_A_Technical Potential | F4 | Industrial | Primary Metals | New | Space Heating | Natural Gas | Destratification Fans (HVLS) | A | Incremental Energy Savings (MWh or mTherms) | Technical Potential | 0 | 0 | 0.0037559 | 0.0061583 | 0.0085493 | 0.011221 | 0.012798 | 0.014628 | 0.016415 | 0.018414 | 0.019852 | 0.0215 | 0.023044 | 0.024864 | 0.025987 | 0.027587 | 0.029172 | 0.031017 | 0.032274 | 0.033808 | 0.035356 | 0.036872 | 0
F5_Industrial_Primary Metals_New_Space Heating_Natural Gas_Destratification Fans (HVLS)_A_Technical Potential | F5 | Industrial | Primary Metals | New | Space Heating | Natural Gas | Destratification Fans (HVLS) | A | Incremental Summer Peak Savings (MW) | Technical Potential | 0 | 0 | 0 | 0 | 0 | 0 | 0 | 0 | 0 | 0 | 0 | 0 | 0 | 0 | 0 | 0 | 0 | 0 | 0 | 0 | 0 | 0 | 0
F6_Industrial_Primary Metals_New_Space Heating_Natural Gas_Destratification Fans (HVLS)_A_Technical Potential | F6 | Industrial | Primary Metals | New | Space Heating | Natural Gas | Destratification Fans (HVLS) | A | Incremental Winter Peak Savings (MW) | Technical Potential | 0 | 0 | 0 | 0 | 0 | 0 | 0 | 0 | 0 | 0 | 0 | 0 | 0 | 0 | 0 | 0 | 0 | 0 | 0 | 0 | 0 | 0 | 0
F7_Industrial_Primary Metals_New_Space Heating_Natural Gas_Destratification Fans (HVLS)_A_Technical Potential | F7 | Industrial | Primary Metals | New | Space Heating | Natural Gas | Destratification Fans (HVLS) | A | Cumulative Energy Savings (MWh or mTherms) | Technical Potential | 0 | 0 | 0.0037559 | 0.009687 | 0.01798 | 0.0289 | 0.041436 | 0.055725 | 0.071729 | 0.089628 | 0.10886 | 0.12959 | 0.14821 | 0.16632 | 0.18296 | 0.19985 | 0.21669 | 0.23352 | 0.25025 | 0.26639 | 0.28297 | 0.2991 | 0
F8_Industrial_Primary Metals_New_Space Heating_Natural Gas_Destratification Fans (HVLS)_A_Technical Potential | F8 | Industrial | Primary Metals | New | Space Heating | Natural Gas | Destratification Fans (HVLS) | A | Cumulative Summer Peak Savings (MW) | Technical Potential | 0 | 0 | 0 | 0 | 0 | 0 | 0 | 0 | 0 | 0 | 0 | 0 | 0 | 0 | 0 | 0 | 0 | 0 | 0 | 0 | 0 | 0 | 0
F9_Industrial_Primary Metals_New_Space Heating_Natural Gas_Destratification Fans (HVLS)_A_Technical Potential | F9 | Industrial | Primary Metals | New | Space Heating | Natural Gas | Destratification Fans (HVLS) | A | Cumulative Winter Peak Savings (MW) | Technical Potential | 0 | 0 | 0 | 0 | 0 | 0 | 0 | 0 | 0 | 0 | 0 | 0 | 0 | 0 | 0 | 0 | 0 | 0 | 0 | 0 | 0 | 0 | 0
F10_Industrial_Primary Metals_New_Space Heating_Natural Gas_Destratification Fans (HVLS)_A_Technical Potential | F10 | Industrial | Primary Metals | New | Space Heating | Natural Gas | Destratification Fans (HVLS) | A | Purchases (Incremental) | Technical Potential | 0 | 0 | 254.4173 | 444.0063 | 633.1298 | 845.1075 | 972.7692 | 1120.9673 | 1267.2977 | 1431.8969 | 1554.4894 | 1695.4876 | 1834.6158 | 1996.0084 | 2105.5461 | 2238.674 | 2371.7011 | 2526.5627 | 2628.8533 | 2754.8995 | 2877.5128 | 2999.7639 | 0
F11_Industrial_Primary Metals_New_Space Heating_Natural Gas_Destratification Fans (HVLS)_A_Technical Potential | F11 | Industrial | Primary Metals | New | Space Heating | Natural Gas | Destratification Fans (HVLS) | A | Purchases (Cumulative) | Technical Potential | 0 | 0 | 254.4173 | 698.4236 | 1331.5534 | 2176.6609 | 3149.4301 | 4270.3974 | 5537.6951 | 6969.592 | 8524.0814 | 10219.569 | 11799.7675 | 13351.7695 | 14824.1859 | 16217.7524 | 17616.6843 | 19022.2797 | 20383.8353 | 21706.8379 | 23029.8612 | 24334.1375 | 0
F1_Industrial_Primary Metals_New_Space Heating_Natural Gas_Gas Boiler - Insulate Steam Lines/Condensate Tank_A_Technical Potential | F1 | Industrial | Primary Metals | New | Space Heating | Natural Gas | Gas Boiler - Insulate Steam Lines/Condensate Tank | A | Integrated Unit Energy Savings (kWh or therms) | Technical Potential | 0 | 0 | 300.2294 | 282.3155 | 275.0828 | 270.6855 | 268.5182 | 266.5329 | 264.7617 | 263.0201 | 261.392 | 259.7103 | 257.4182 | 255.3989 | 253.1911 | 252.8871 | 252.4795 | 251.9766 | 252.0051 | 251.8844 | 252.1688 | 252.2435 | 0
F2_Industrial_Primary Metals_New_Space Heating_Natural Gas_Gas Boiler - Insulate Steam Lines/Condensate Tank_A_Technical Potential | F2 | Industrial | Primary Metals | New | Space Heating | Natural Gas | Gas Boiler - Insulate Steam Lines/Condensate Tank | A | Integrated Unit Summer Peak Savings (kW) | Technical Potential | 0 | 0 | 0 | 0 | 0 | 0 | 0 | 0 | 0 | 0 | 0 | 0 | 0 | 0 | 0 | 0 | 0 | 0 | 0 | 0 | 0 | 0 | 0
F3_Industrial_Primary Metals_New_Space Heating_Natural Gas_Gas Boiler - Insulate Steam Lines/Condensate Tank_A_Technical Potential | F3 | Industrial | Primary Metals | New | Space Heating | Natural Gas | Gas Boiler - Insulate Steam Lines/Condensate Tank | A | Integrated Unit Winter Peak Savings (kW) | Technical Potential | 0 | 0 | 0 | 0 | 0 | 0 | 0 | 0 | 0 | 0 | 0 | 0 | 0 | 0 | 0 | 0 | 0 | 0 | 0 | 0 | 0 | 0 | 0
F4_Industrial_Primary Metals_New_Space Heating_Natural Gas_Gas Boiler - Insulate Steam Lines/Condensate Tank_A_Technical Potential | F4 | Industrial | Primary Metals | New | Space Heating | Natural Gas | Gas Boiler - Insulate Steam Lines/Condensate Tank | A | Incremental Energy Savings (MWh or mTherms) | Technical Potential | 0 | 0 | 0.00030368 | 0.00049836 | 0.00069243 | 0.00090949 | 0.0010385 | 0.0011879 | 0.001334 | 0.0014973 | 0.0016155 | 0.0017507 | 0.0018776 | 0.0020268 | 0.0021195 | 0.0022508 | 0.0023807 | 0.0025311 | 0.0026339 | 0.0027588 | 0.0028849 | 0.0030083 | 0
F5_Industrial_Primary Metals_New_Space Heating_Natural Gas_Gas Boiler - Insulate Steam Lines/Condensate Tank_A_Technical Potential | F5 | Industrial | Primary Metals | New | Space Heating | Natural Gas | Gas Boiler - Insulate Steam Lines/Condensate Tank | A | Incremental Summer Peak Savings (MW) | Technical Potential | 0 | 0 | 0 | 0 | 0 | 0 | 0 | 0 | 0 | 0 | 0 | 0 | 0 | 0 | 0 | 0 | 0 | 0 | 0 | 0 | 0 | 0 | 0
F6_Industrial_Primary Metals_New_Space Heating_Natural Gas_Gas Boiler - Insulate Steam Lines/Condensate Tank_A_Technical Potential | F6 | Industrial | Primary Metals | New | Space Heating | Natural Gas | Gas Boiler - Insulate Steam Lines/Condensate Tank | A | Incremental Winter Peak Savings (MW) | Technical Potential | 0 | 0 | 0 | 0 | 0 | 0 | 0 | 0 | 0 | 0 | 0 | 0 | 0 | 0 | 0 | 0 | 0 | 0 | 0 | 0 | 0 | 0 | 0
F7_Industrial_Primary Metals_New_Space Heating_Natural Gas_Gas Boiler - Insulate Steam Lines/Condensate Tank_A_Technical Potential | F7 | Industrial | Primary Metals | New | Space Heating | Natural Gas | Gas Boiler - Insulate Steam Lines/Condensate Tank | A | Cumulative Energy Savings (MWh or mTherms) | Technical Potential | 0 | 0 | 0.00030368 | 0.00078393 | 0.0014563 | 0.0023425 | 0.0033622 | 0.0045252 | 0.0058292 | 0.0072881 | 0.0088585 | 0.010552 | 0.012337 | 0.014267 | 0.016263 | 0.018494 | 0.020845 | 0.023335 | 0.025971 | 0.028718 | 0.031635 | 0.034653 | 0
F8_Industrial_Primary Metals_New_Space Heating_Natural Gas_Gas Boiler - Insulate Steam Lines/Condensate Tank_A_Technical Potential | F8 | Industrial | Primary Metals | New | Space Heating | Natural Gas | Gas Boiler - Insulate Steam Lines/Condensate Tank | A | Cumulative Summer Peak Savings (MW) | Technical Potential | 0 | 0 | 0 | 0 | 0 | 0 | 0 | 0 | 0 | 0 | 0 | 0 | 0 | 0 | 0 | 0 | 0 | 0 | 0 | 0 | 0 | 0 | 0
F9_Industrial_Primary Metals_New_Space Heating_Natural Gas_Gas Boiler - Insulate Steam Lines/Condensate Tank_A_Technical Potential | F9 | Industrial | Primary Metals | New | Space Heating | Natural Gas | Gas Boiler - Insulate Steam Lines/Condensate Tank | A | Cumulative Winter Peak Savings (MW) | Technical Potential | 0 | 0 | 0 | 0 | 0 | 0 | 0 | 0 | 0 | 0 | 0 | 0 | 0 | 0 | 0 | 0 | 0 | 0 | 0 | 0 | 0 | 0 | 0
F10_Industrial_Primary Metals_New_Space Heating_Natural Gas_Gas Boiler - Insulate Steam Lines/Condensate Tank_A_Technical Potential | F10 | Industrial | Primary Metals | New | Space Heating | Natural Gas | Gas Boiler - Insulate Steam Lines/Condensate Tank | A | Purchases (Incremental) | Technical Potential | 0 | 0 | 0.0010115 | 0.0017653 | 0.0025172 | 0.00336 | 0.0038675 | 0.0044567 | 0.0050385 | 0.0056929 | 0.0061803 | 0.0067409 | 0.007294 | 0.0079357 | 0.0083712 | 0.0089004 | 0.0094293 | 0.010045 | 0.010452 | 0.010953 | 0.01144 | 0.011926 | 0
F11_Industrial_Primary Metals_New_Space Heating_Natural Gas_Gas Boiler - Insulate Steam Lines/Condensate Tank_A_Technical Potential | F11 | Industrial | Primary Metals | New | Space Heating | Natural Gas | Gas Boiler - Insulate Steam Lines/Condensate Tank | A | Purchases (Cumulative) | Technical Potential | 0 | 0 | 0.0010115 | 0.0027768 | 0.0052939 | 0.0086539 | 0.012521 | 0.016978 | 0.022017 | 0.027709 | 0.03389 | 0.040631 | 0.047925 | 0.05586 | 0.064231 | 0.073132 | 0.082561 | 0.092606 | 0.10306 | 0.11401 | 0.12545 | 0.13738 | 0
F1_Industrial_Primary Metals_New_Process_Natural Gas_Gas Boiler - Insulate Steam Lines/Condensate Tank_A_Technical Potential | F1 | Industrial | Primary Metals | New | Process | Natural Gas | Gas Boiler - Insulate Steam Lines/Condensate Tank | A | Integrated Unit Energy Savings (kWh or therms) | Technical Potential | 0 | 0 | 302.8932 | 302.4994 | 302.1328 | 301.8066 | 301.3472 | 301.0446 | 300.8324 | 300.7176 | 300.584 | 300.5196 | 300.4822 | 300.4996 | 300.464 | 300.476 | 300.496 | 300.5731 | 300.6409 | 300.7456 | 300.8385 | 300.9223 | 0
F2_Industrial_Primary Metals_New_Process_Natural Gas_Gas Boiler - Insulate Steam Lines/Condensate Tank_A_Technical Potential | F2 | Industrial | Primary Metals | New | Process | Natural Gas | Gas Boiler - Insulate Steam Lines/Condensate Tank | A | Integrated Unit Summer Peak Savings (kW) | Technical Potential | 0 | 0 | 0 | 0 | 0 | 0 | 0 | 0 | 0 | 0 | 0 | 0 | 0 | 0 | 0 | 0 | 0 | 0 | 0 | 0 | 0 | 0 | 0
F3_Industrial_Primary Metals_New_Process_Natural Gas_Gas Boiler - Insulate Steam Lines/Condensate Tank_A_Technical Potential | F3 | Industrial | Primary Metals | New | Process | Natural Gas | Gas Boiler - Insulate Steam Lines/Condensate Tank | A | Integrated Unit Winter Peak Savings (kW) | Technical Potential | 0 | 0 | 0 | 0 | 0 | 0 | 0 | 0 | 0 | 0 | 0 | 0 | 0 | 0 | 0 | 0 | 0 | 0 | 0 | 0 | 0 | 0 | 0
F4_Industrial_Primary Metals_New_Process_Natural Gas_Gas Boiler - Insulate Steam Lines/Condensate Tank_A_Technical Potential | F4 | Industrial | Primary Metals | New | Process | Natural Gas | Gas Boiler - Insulate Steam Lines/Condensate Tank | A | Incremental Energy Savings (MWh or mTherms) | Technical Potential | 0 | 0 | 0.011097 | 0.019341 | 0.027546 | 0.036728 | 0.042212 | 0.048594 | 0.054899 | 0.062006 | 0.067284 | 0.073372 | 0.079382 | 0.086371 | 0.0911 | 0.096864 | 0.10263 | 0.10936 | 0.11381 | 0.11931 | 0.12466 | 0.12999 | 0
F5_Industrial_Primary Metals_New_Process_Natural Gas_Gas Boiler - Insulate Steam Lines/Condensate Tank_A_Technical Potential | F5 | Industrial | Primary Metals | New | Process | Natural Gas | Gas Boiler - Insulate Steam Lines/Condensate Tank | A | Incremental Summer Peak Savings (MW) | Technical Potential | 0 | 0 | 0 | 0 | 0 | 0 | 0 | 0 | 0 | 0 | 0 | 0 | 0 | 0 | 0 | 0 | 0 | 0 | 0 | 0 | 0 | 0 | 0
F6_Industrial_Primary Metals_New_Process_Natural Gas_Gas Boiler - Insulate Steam Lines/Condensate Tank_A_Technical Potential | F6 | Industrial | Primary Metals | New | Process | Natural Gas | Gas Boiler - Insulate Steam Lines/Condensate Tank | A | Incremental Winter Peak Savings (MW) | Technical Potential | 0 | 0 | 0 | 0 | 0 | 0 | 0 | 0 | 0 | 0 | 0 | 0 | 0 | 0 | 0 | 0 | 0 | 0 | 0 | 0 | 0 | 0 | 0
F7_Industrial_Primary Metals_New_Process_Natural Gas_Gas Boiler - Insulate Steam Lines/Condensate Tank_A_Technical Potential | F7 | Industrial | Primary Metals | New | Process | Natural Gas | Gas Boiler - Insulate Steam Lines/Condensate Tank | A | Cumulative Energy Savings (MWh or mTherms) | Technical Potential | 0 | 0 | 0.011097 | 0.030423 | 0.057932 | 0.094598 | 0.13667 | 0.18512 | 0.23989 | 0.30181 | 0.36896 | 0.44225 | 0.52157 | 0.60798 | 0.699 | 0.7959 | 0.89857 | 1.0082 | 1.1222 | 1.2419 | 1.3669 | 1.4973 | 0
F8_Industrial_Primary Metals_New_Process_Natural Gas_Gas Boiler - Insulate Steam Lines/Condensate Tank_A_Technical Potential | F8 | Industrial | Primary Metals | New | Process | Natural Gas | Gas Boiler - Insulate Steam Lines/Condensate Tank | A | Cumulative Summer Peak Savings (MW) | Technical Potential | 0 | 0 | 0 | 0 | 0 | 0 | 0 | 0 | 0 | 0 | 0 | 0 | 0 | 0 | 0 | 0 | 0 | 0 | 0 | 0 | 0 | 0 | 0
F9_Industrial_Primary Metals_New_Process_Natural Gas_Gas Boiler - Insulate Steam Lines/Condensate Tank_A_Technical Potential | F9 | Industrial | Primary Metals | New | Process | Natural Gas | Gas Boiler - Insulate Steam Lines/Condensate Tank | A | Cumulative Winter Peak Savings (MW) | Technical Potential | 0 | 0 | 0 | 0 | 0 | 0 | 0 | 0 | 0 | 0 | 0 | 0 | 0 | 0 | 0 | 0 | 0 | 0 | 0 | 0 | 0 | 0 | 0
F10_Industrial_Primary Metals_New_Process_Natural Gas_Gas Boiler - Insulate Steam Lines/Condensate Tank_A_Technical Potential | F10 | Industrial | Primary Metals | New | Process | Natural Gas | Gas Boiler - Insulate Steam Lines/Condensate Tank | A | Purchases (Incremental) | Technical Potential | 0 | 0 | 0.036636 | 0.063937 | 0.09117 | 0.12169 | 0.14008 | 0.16142 | 0.18249 | 0.20619 | 0.22385 | 0.24415 | 0.26418 | 0.28742 | 0.3032 | 0.32237 | 0.34152 | 0.36382 | 0.37855 | 0.3967 | 0.41436 | 0.43196 | 0
F11_Industrial_Primary Metals_New_Process_Natural Gas_Gas Boiler - Insulate Steam Lines/Condensate Tank_A_Technical Potential | F11 | Industrial | Primary Metals | New | Process | Natural Gas | Gas Boiler - Insulate Steam Lines/Condensate Tank | A | Purchases (Cumulative) | Technical Potential | 0 | 0 | 0.036636 | 0.10057 | 0.19174 | 0.31344 | 0.45352 | 0.61493 | 0.79742 | 1.0036 | 1.2275 | 1.4716 | 1.7358 | 2.0232 | 2.3264 | 2.6488 | 2.9903 | 3.3541 | 3.7327 | 4.1294 | 4.5437 | 4.9757 | 0
F1_Industrial_Primary Metals_New_Space Heating_Natural Gas_Gas Boiler - Insulate Hot Water Lines_A_Technical Potential | F1 | Industrial | Primary Metals | New | Space Heating | Natural Gas | Gas Boiler - Insulate Hot Water Lines | A | Integrated Unit Energy Savings (kWh or therms) | Technical Potential | 0 | 0 | 339.4291 | 319.2661 | 311.2312 | 306.4751 | 304.3858 | 302.6266 | 301.2737 | 300.1093 | 299.321 | 298.5927 | 297.2752 | 296.2374 | 295.0968 | 295.9263 | 296.3965 | 296.376 | 296.9084 | 296.8407 | 297.0037 | 296.7473 | 0
F2_Industrial_Primary Metals_New_Space Heating_Natural Gas_Gas Boiler - Insulate Hot Water Lines_A_Technical Potential | F2 | Industrial | Primary Metals | New | Space Heating | Natural Gas | Gas Boiler - Insulate Hot Water Lines | A | Integrated Unit Summer Peak Savings (kW) | Technical Potential | 0 | 0 | 0 | 0 | 0 | 0 | 0 | 0 | 0 | 0 | 0 | 0 | 0 | 0 | 0 | 0 | 0 | 0 | 0 | 0 | 0 | 0 | 0
F3_Industrial_Primary Metals_New_Space Heating_Natural Gas_Gas Boiler - Insulate Hot Water Lines_A_Technical Potential | F3 | Industrial | Primary Metals | New | Space Heating | Natural Gas | Gas Boiler - Insulate Hot Water Lines | A | Integrated Unit Winter Peak Savings (kW) | Technical Potential | 0 | 0 | 0 | 0 | 0 | 0 | 0 | 0 | 0 | 0 | 0 | 0 | 0 | 0 | 0 | 0 | 0 | 0 | 0 | 0 | 0 | 0 | 0
F4_Industrial_Primary Metals_New_Space Heating_Natural Gas_Gas Boiler - Insulate Hot Water Lines_A_Technical Potential | F4 | Industrial | Primary Metals | New | Space Heating | Natural Gas | Gas Boiler - Insulate Hot Water Lines | A | Incremental Energy Savings (MWh or mTherms) | Technical Potential | 0 | 0 | 0.00034333 | 0.00056359 | 0.00078342 | 0.0010297 | 0.0011772 | 0.0013487 | 0.001518 | 0.0017085 | 0.0018499 | 0.0020128 | 0.0021683 | 0.0023508 | 0.0024703 | 0.0026339 | 0.0027948 | 0.0029771 | 0.0031032 | 0.0032512 | 0.0033978 | 0.0035391 | 0
F5_Industrial_Primary Metals_New_Space Heating_Natural Gas_Gas Boiler - Insulate Hot Water Lines_A_Technical Potential | F5 | Industrial | Primary Metals | New | Space Heating | Natural Gas | Gas Boiler - Insulate Hot Water Lines | A | Incremental Summer Peak Savings (MW) | Technical Potential | 0 | 0 | 0 | 0 | 0 | 0 | 0 | 0 | 0 | 0 | 0 | 0 | 0 | 0 | 0 | 0 | 0 | 0 | 0 | 0 | 0 | 0 | 0
F6_Industrial_Primary Metals_New_Space Heating_Natural Gas_Gas Boiler - Insulate Hot Water Lines_A_Technical Potential | F6 | Industrial | Primary Metals | New | Space Heating | Natural Gas | Gas Boiler - Insulate Hot Water Lines | A | Incremental Winter Peak Savings (MW) | Technical Potential | 0 | 0 | 0 | 0 | 0 | 0 | 0 | 0 | 0 | 0 | 0 | 0 | 0 | 0 | 0 | 0 | 0 | 0 | 0 | 0 | 0 | 0 | 0
F7_Industrial_Primary Metals_New_Space Heating_Natural Gas_Gas Boiler - Insulate Hot Water Lines_A_Technical Potential | F7 | Industrial | Primary Metals | New | Space Heating | Natural Gas | Gas Boiler - Insulate Hot Water Lines | A | Cumulative Energy Savings (MWh or mTherms) | Technical Potential | 0 | 0 | 0.00034333 | 0.00088653 | 0.0016476 | 0.0026522 | 0.0038113 | 0.005138 | 0.006633 | 0.0083159 | 0.010144 | 0.012132 | 0.014247 | 0.016548 | 0.018955 | 0.021642 | 0.024471 | 0.027446 | 0.030599 | 0.033843 | 0.037259 | 0.040766 | 0
F8_Industrial_Primary Metals_New_Space Heating_Natural Gas_Gas Boiler - Insulate Hot Water Lines_A_Technical Potential | F8 | Industrial | Primary Metals | New | Space Heating | Natural Gas | Gas Boiler - Insulate Hot Water Lines | A | Cumulative Summer Peak Savings (MW) | Technical Potential | 0 | 0 | 0 | 0 | 0 | 0 | 0 | 0 | 0 | 0 | 0 | 0 | 0 | 0 | 0 | 0 | 0 | 0 | 0 | 0 | 0 | 0 | 0
F9_Industrial_Primary Metals_New_Space Heating_Natural Gas_Gas Boiler - Insulate Hot Water Lines_A_Technical Potential | F9 | Industrial | Primary Metals | New | Space Heating | Natural Gas | Gas Boiler - Insulate Hot Water Lines | A | Cumulative Winter Peak Savings (MW) | Technical Potential | 0 | 0 | 0 | 0 | 0 | 0 | 0 | 0 | 0 | 0 | 0 | 0 | 0 | 0 | 0 | 0 | 0 | 0 | 0 | 0 | 0 | 0 | 0
F10_Industrial_Primary Metals_New_Space Heating_Natural Gas_Gas Boiler - Insulate Hot Water Lines_A_Technical Potential | F10 | Industrial | Primary Metals | New | Space Heating | Natural Gas | Gas Boiler - Insulate Hot Water Lines | A | Purchases (Incremental) | Technical Potential | 0 | 0 | 0.0010115 | 0.0017653 | 0.0025172 | 0.00336 | 0.0038675 | 0.0044567 | 0.0050385 | 0.0056929 | 0.0061803 | 0.0067409 | 0.007294 | 0.0079357 | 0.0083712 | 0.0089004 | 0.0094293 | 0.010045 | 0.010452 | 0.010953 | 0.01144 | 0.011926 | 0
F11_Industrial_Primary Metals_New_Space Heating_Natural Gas_Gas Boiler - Insulate Hot Water Lines_A_Technical Potential | F11 | Industrial | Primary Metals | New | Space Heating | Natural Gas | Gas Boiler - Insulate Hot Water Lines | A | Purchases (Cumulative) | Technical Potential | 0 | 0 | 0.0010115 | 0.0027768 | 0.0052939 | 0.0086539 | 0.012521 | 0.016978 | 0.022017 | 0.027709 | 0.03389 | 0.040631 | 0.047925 | 0.05586 | 0.064231 | 0.073132 | 0.082561 | 0.092606 | 0.10306 | 0.11401 | 0.12545 | 0.13738 | 0
F1_Industrial_Primary Metals_New_Process_Natural Gas_Gas Boiler - Insulate Hot Water Lines_A_Technical Potential | F1 | Industrial | Primary Metals | New | Process | Natural Gas | Gas Boiler - Insulate Hot Water Lines | A | Integrated Unit Energy Savings (kWh or therms) | Technical Potential | 0 | 0 | 342.3959 | 341.9686 | 341.5709 | 341.2168 | 340.7181 | 340.3937 | 340.1713 | 340.0569 | 339.925 | 339.8691 | 339.8436 | 339.8779 | 339.8574 | 339.8879 | 339.9273 | 340.0289 | 340.1257 | 340.2612 | 340.3836 | 340.4957 | 0
F2_Industrial_Primary Metals_New_Process_Natural Gas_Gas Boiler - Insulate Hot Water Lines_A_Technical Potential | F2 | Industrial | Primary Metals | New | Process | Natural Gas | Gas Boiler - Insulate Hot Water Lines | A | Integrated Unit Summer Peak Savings (kW) | Technical Potential | 0 | 0 | 0 | 0 | 0 | 0 | 0 | 0 | 0 | 0 | 0 | 0 | 0 | 0 | 0 | 0 | 0 | 0 | 0 | 0 | 0 | 0 | 0
F3_Industrial_Primary Metals_New_Process_Natural Gas_Gas Boiler - Insulate Hot Water Lines_A_Technical Potential | F3 | Industrial | Primary Metals | New | Process | Natural Gas | Gas Boiler - Insulate Hot Water Lines | A | Integrated Unit Winter Peak Savings (kW) | Technical Potential | 0 | 0 | 0 | 0 | 0 | 0 | 0 | 0 | 0 | 0 | 0 | 0 | 0 | 0 | 0 | 0 | 0 | 0 | 0 | 0 | 0 | 0 | 0
F4_Industrial_Primary Metals_New_Process_Natural Gas_Gas Boiler - Insulate Hot Water Lines_A_Technical Potential | F4 | Industrial | Primary Metals | New | Process | Natural Gas | Gas Boiler - Insulate Hot Water Lines | A | Incremental Energy Savings (MWh or mTherms) | Technical Potential | 0 | 0 | 0.012544 | 0.021864 | 0.031141 | 0.041524 | 0.047727 | 0.054946 | 0.062078 | 0.070117 | 0.076091 | 0.082979 | 0.089781 | 0.097689 | 0.10304 | 0.10957 | 0.11609 | 0.12371 | 0.12876 | 0.13498 | 0.14104 | 0.14708 | 0
F5_Industrial_Primary Metals_New_Process_Natural Gas_Gas Boiler - Insulate Hot Water Lines_A_Technical Potential | F5 | Industrial | Primary Metals | New | Process | Natural Gas | Gas Boiler - Insulate Hot Water Lines | A | Incremental Summer Peak Savings (MW) | Technical Potential | 0 | 0 | 0 | 0 | 0 | 0 | 0 | 0 | 0 | 0 | 0 | 0 | 0 | 0 | 0 | 0 | 0 | 0 | 0 | 0 | 0 | 0 | 0
F6_Industrial_Primary Metals_New_Process_Natural Gas_Gas Boiler - Insulate Hot Water Lines_A_Technical Potential | F6 | Industrial | Primary Metals | New | Process | Natural Gas | Gas Boiler - Insulate Hot Water Lines | A | Incremental Winter Peak Savings (MW) | Technical Potential | 0 | 0 | 0 | 0 | 0 | 0 | 0 | 0 | 0 | 0 | 0 | 0 | 0 | 0 | 0 | 0 | 0 | 0 | 0 | 0 | 0 | 0 | 0
F7_Industrial_Primary Metals_New_Process_Natural Gas_Gas Boiler - Insulate Hot Water Lines_A_Technical Potential | F7 | Industrial | Primary Metals | New | Process | Natural Gas | Gas Boiler - Insulate Hot Water Lines | A | Cumulative Energy Savings (MWh or mTherms) | Technical Potential | 0 | 0 | 0.012544 | 0.034393 | 0.065494 | 0.10695 | 0.15452 | 0.20932 | 0.27126 | 0.34129 | 0.41724 | 0.50015 | 0.5899 | 0.68765 | 0.79065 | 0.90029 | 1.0165 | 1.1405 | 1.2696 | 1.4051 | 1.5466 | 1.6942 | 0
F8_Industrial_Primary Metals_New_Process_Natural Gas_Gas Boiler - Insulate Hot Water Lines_A_Technical Potential | F8 | Industrial | Primary Metals | New | Process | Natural Gas | Gas Boiler - Insulate Hot Water Lines | A | Cumulative Summer Peak Savings (MW) | Technical Potential | 0 | 0 | 0 | 0 | 0 | 0 | 0 | 0 | 0 | 0 | 0 | 0 | 0 | 0 | 0 | 0 | 0 | 0 | 0 | 0 | 0 | 0 | 0
F9_Industrial_Primary Metals_New_Process_Natural Gas_Gas Boiler - Insulate Hot Water Lines_A_Technical Potential | F9 | Industrial | Primary Metals | New | Process | Natural Gas | Gas Boiler - Insulate Hot Water Lines | A | Cumulative Winter Peak Savings (MW) | Technical Potential | 0 | 0 | 0 | 0 | 0 | 0 | 0 | 0 | 0 | 0 | 0 | 0 | 0 | 0 | 0 | 0 | 0 | 0 | 0 | 0 | 0 | 0 | 0
F10_Industrial_Primary Metals_New_Process_Natural Gas_Gas Boiler - Insulate Hot Water Lines_A_Technical Potential | F10 | Industrial | Primary Metals | New | Process | Natural Gas | Gas Boiler - Insulate Hot Water Lines | A | Purchases (Incremental) | Technical Potential | 0 | 0 | 0.036636 | 0.063937 | 0.09117 | 0.12169 | 0.14008 | 0.16142 | 0.18249 | 0.20619 | 0.22385 | 0.24415 | 0.26418 | 0.28742 | 0.3032 | 0.32237 | 0.34152 | 0.36382 | 0.37855 | 0.3967 | 0.41436 | 0.43196 | 0
F11_Industrial_Primary Metals_New_Process_Natural Gas_Gas Boiler - Insulate Hot Water Lines_A_Technical Potential | F11 | Industrial | Primary Metals | New | Process | Natural Gas | Gas Boiler - Insulate Hot Water Lines | A | Purchases (Cumulative) | Technical Potential | 0 | 0 | 0.036636 | 0.10057 | 0.19174 | 0.31344 | 0.45352 | 0.61493 | 0.79742 | 1.0036 | 1.2275 | 1.4716 | 1.7358 | 2.0232 | 2.3264 | 2.6488 | 2.9903 | 3.3541 | 3.7327 | 4.1294 | 4.5437 | 4.9757 | 0
F1_Industrial_Primary Metals_New_Process_Natural Gas_Process - Insulate Heated Process Fluids_A_Technical Potential | F1 | Industrial | Primary Metals | New | Process | Natural Gas | Process - Insulate Heated Process Fluids | A | Integrated Unit Energy Savings (kWh or therms) | Technical Potential | 0 | 0 | 1904.8338 | 1904.8165 | 1904.8099 | 1904.8269 | 1904.8353 | 1904.8427 | 1904.8489 | 1904.8544 | 1904.8577 | 1904.861 | 1904.8637 | 1904.8664 | 1904.868 | 1904.8697 | 1904.8712 | 1904.8728 | 1904.8737 | 1904.8747 | 1904.8757 | 1904.8765 | 0
F2_Industrial_Primary Metals_New_Process_Natural Gas_Process - Insulate Heated Process Fluids_A_Technical Potential | F2 | Industrial | Primary Metals | New | Process | Natural Gas | Process - Insulate Heated Process Fluids | A | Integrated Unit Summer Peak Savings (kW) | Technical Potential | 0 | 0 | 0 | 0 | 0 | 0 | 0 | 0 | 0 | 0 | 0 | 0 | 0 | 0 | 0 | 0 | 0 | 0 | 0 | 0 | 0 | 0 | 0
F3_Industrial_Primary Metals_New_Process_Natural Gas_Process - Insulate Heated Process Fluids_A_Technical Potential | F3 | Industrial | Primary Metals | New | Process | Natural Gas | Process - Insulate Heated Process Fluids | A | Integrated Unit Winter Peak Savings (kW) | Technical Potential | 0 | 0 | 0 | 0 | 0 | 0 | 0 | 0 | 0 | 0 | 0 | 0 | 0 | 0 | 0 | 0 | 0 | 0 | 0 | 0 | 0 | 0 | 0
F4_Industrial_Primary Metals_New_Process_Natural Gas_Process - Insulate Heated Process Fluids_A_Technical Potential | F4 | Industrial | Primary Metals | New | Process | Natural Gas | Process - Insulate Heated Process Fluids | A | Incremental Energy Savings (MWh or mTherms) | Technical Potential | 0 | 0 | 0.15265 | 0.26641 | 0.37988 | 0.50708 | 0.58368 | 0.60534 | 0.54749 | 0.49488 | 0.4298 | 0.37503 | 0.32464 | 0.28256 | 0.23846 | 0.20283 | 0.1719 | 0.1465 | 0.0010397 | 0.00038913 | 0.00013856 | 4.7103e-05 | 0
F5_Industrial_Primary Metals_New_Process_Natural Gas_Process - Insulate Heated Process Fluids_A_Technical Potential | F5 | Industrial | Primary Metals | New | Process | Natural Gas | Process - Insulate Heated Process Fluids | A | Incremental Summer Peak Savings (MW) | Technical Potential | 0 | 0 | 0 | 0 | 0 | 0 | 0 | 0 | 0 | 0 | 0 | 0 | 0 | 0 | 0 | 0 | 0 | 0 | 0 | 0 | 0 | 0 | 0
F6_Industrial_Primary Metals_New_Process_Natural Gas_Process - Insulate Heated Process Fluids_A_Technical Potential | F6 | Industrial | Primary Metals | New | Process | Natural Gas | Process - Insulate Heated Process Fluids | A | Incremental Winter Peak Savings (MW) | Technical Potential | 0 | 0 | 0 | 0 | 0 | 0 | 0 | 0 | 0 | 0 | 0 | 0 | 0 | 0 | 0 | 0 | 0 | 0 | 0 | 0 | 0 | 0 | 0
F7_Industrial_Primary Metals_New_Process_Natural Gas_Process - Insulate Heated Process Fluids_A_Technical Potential | F7 | Industrial | Primary Metals | New | Process | Natural Gas | Process - Insulate Heated Process Fluids | A | Cumulative Energy Savings (MWh or mTherms) | Technical Potential | 0 | 0 | 0.15265 | 0.41906 | 0.79895 | 1.306 | 1.8897 | 2.4951 | 3.0426 | 3.5375 | 3.9673 | 4.3423 | 4.667 | 4.9495 | 5.188 | 5.3908 | 5.5627 | 5.7092 | 5.7103 | 5.7107 | 5.7108 | 5.7109 | 0
F8_Industrial_Primary Metals_New_Process_Natural Gas_Process - Insulate Heated Process Fluids_A_Technical Potential | F8 | Industrial | Primary Metals | New | Process | Natural Gas | Process - Insulate Heated Process Fluids | A | Cumulative Summer Peak Savings (MW) | Technical Potential | 0 | 0 | 0 | 0 | 0 | 0 | 0 | 0 | 0 | 0 | 0 | 0 | 0 | 0 | 0 | 0 | 0 | 0 | 0 | 0 | 0 | 0 | 0
F9_Industrial_Primary Metals_New_Process_Natural Gas_Process - Insulate Heated Process Fluids_A_Technical Potential | F9 | Industrial | Primary Metals | New | Process | Natural Gas | Process - Insulate Heated Process Fluids | A | Cumulative Winter Peak Savings (MW) | Technical Potential | 0 | 0 | 0 | 0 | 0 | 0 | 0 | 0 | 0 | 0 | 0 | 0 | 0 | 0 | 0 | 0 | 0 | 0 | 0 | 0 | 0 | 0 | 0
F10_Industrial_Primary Metals_New_Process_Natural Gas_Process - Insulate Heated Process Fluids_A_Technical Potential | F10 | Industrial | Primary Metals | New | Process | Natural Gas | Process - Insulate Heated Process Fluids | A | Purchases (Incremental) | Technical Potential | 0 | 0 | 0.080141 | 0.13986 | 0.19943 | 0.26621 | 0.30642 | 0.31779 | 0.28742 | 0.2598 | 0.22564 | 0.19688 | 0.17043 | 0.14834 | 0.12518 | 0.10648 | 0.090244 | 0.076909 | 0.00054582 | 0.00020428 | 7.2741e-05 | 2.4728e-05 | 0
F11_Industrial_Primary Metals_New_Process_Natural Gas_Process - Insulate Heated Process Fluids_A_Technical Potential | F11 | Industrial | Primary Metals | New | Process | Natural Gas | Process - Insulate Heated Process Fluids | A | Purchases (Cumulative) | Technical Potential | 0 | 0 | 0.080141 | 0.22 | 0.41944 | 0.68564 | 0.99206 | 1.3099 | 1.5973 | 1.8571 | 2.0827 | 2.2796 | 2.45 | 2.5984 | 2.7235 | 2.83 | 2.9203 | 2.9972 | 2.9977 | 2.9979 | 2.998 | 2.998 | 0
F1_Industrial_Primary Metals_New_Process_Natural Gas_Process Heat Recovery_A_Technical Potential | F1 | Industrial | Primary Metals | New | Process | Natural Gas | Process Heat Recovery | A | Integrated Unit Energy Savings (kWh or therms) | Technical Potential | 0 | 0 | 3.7689 | 3.7633 | 3.7581 | 3.7534 | 3.7467 | 3.7422 | 3.7389 | 3.7369 | 3.7347 | 3.7334 | 3.7326 | 3.7326 | 3.7318 | 3.7318 | 3.732 | 3.7331 | 3.7338 | 3.7352 | 3.7364 | 3.7374 | 0
F2_Industrial_Primary Metals_New_Process_Natural Gas_Process Heat Recovery_A_Technical Potential | F2 | Industrial | Primary Metals | New | Process | Natural Gas | Process Heat Recovery | A | Integrated Unit Summer Peak Savings (kW) | Technical Potential | 0 | 0 | 0 | 0 | 0 | 0 | 0 | 0 | 0 | 0 | 0 | 0 | 0 | 0 | 0 | 0 | 0 | 0 | 0 | 0 | 0 | 0 | 0
F3_Industrial_Primary Metals_New_Process_Natural Gas_Process Heat Recovery_A_Technical Potential | F3 | Industrial | Primary Metals | New | Process | Natural Gas | Process Heat Recovery | A | Integrated Unit Winter Peak Savings (kW) | Technical Potential | 0 | 0 | 0 | 0 | 0 | 0 | 0 | 0 | 0 | 0 | 0 | 0 | 0 | 0 | 0 | 0 | 0 | 0 | 0 | 0 | 0 | 0 | 0
F4_Industrial_Primary Metals_New_Process_Natural Gas_Process Heat Recovery_A_Technical Potential | F4 | Industrial | Primary Metals | New | Process | Natural Gas | Process Heat Recovery | A | Incremental Energy Savings (MWh or mTherms) | Technical Potential | 0 | 0 | 0.010874 | 0.018948 | 0.026982 | 0.03597 | 0.041331 | 0.042812 | 0.038687 | 0.034951 | 0.030336 | 0.026461 | 0.022901 | 0.019933 | 0.016818 | 0.014305 | 0.012124 | 0.01077 | 0.0188 | 0.026817 | 0.035807 | 0.041228 | 0
F5_Industrial_Primary Metals_New_Process_Natural Gas_Process Heat Recovery_A_Technical Potential | F5 | Industrial | Primary Metals | New | Process | Natural Gas | Process Heat Recovery | A | Incremental Summer Peak Savings (MW) | Technical Potential | 0 | 0 | 0 | 0 | 0 | 0 | 0 | 0 | 0 | 0 | 0 | 0 | 0 | 0 | 0 | 0 | 0 | 0 | 0 | 0 | 0 | 0 | 0
F6_Industrial_Primary Metals_New_Process_Natural Gas_Process Heat Recovery_A_Technical Potential | F6 | Industrial | Primary Metals | New | Process | Natural Gas | Process Heat Recovery | A | Incremental Winter Peak Savings (MW) | Technical Potential | 0 | 0 | 0 | 0 | 0 | 0 | 0 | 0 | 0 | 0 | 0 | 0 | 0 | 0 | 0 | 0 | 0 | 0 | 0 | 0 | 0 | 0 | 0
F7_Industrial_Primary Metals_New_Process_Natural Gas_Process Heat Recovery_A_Technical Potential | F7 | Industrial | Primary Metals | New | Process | Natural Gas | Process Heat Recovery | A | Cumulative Energy Savings (MWh or mTherms) | Technical Potential | 0 | 0 | 0.010874 | 0.029806 | 0.056746 | 0.092645 | 0.13381 | 0.17646 | 0.21499 | 0.24983 | 0.28002 | 0.30638 | 0.32922 | 0.34915 | 0.3659 | 0.3802 | 0.39234 | 0.39245 | 0.39254 | 0.39268 | 0.3928 | 0.39291 | 0
F8_Industrial_Primary Metals_New_Process_Natural Gas_Process Heat Recovery_A_Technical Potential | F8 | Industrial | Primary Metals | New | Process | Natural Gas | Process Heat Recovery | A | Cumulative Summer Peak Savings (MW) | Technical Potential | 0 | 0 | 0 | 0 | 0 | 0 | 0 | 0 | 0 | 0 | 0 | 0 | 0 | 0 | 0 | 0 | 0 | 0 | 0 | 0 | 0 | 0 | 0
F9_Industrial_Primary Metals_New_Process_Natural Gas_Process Heat Recovery_A_Technical Potential | F9 | Industrial | Primary Metals | New | Process | Natural Gas | Process Heat Recovery | A | Cumulative Winter Peak Savings (MW) | Technical Potential | 0 | 0 | 0 | 0 | 0 | 0 | 0 | 0 | 0 | 0 | 0 | 0 | 0 | 0 | 0 | 0 | 0 | 0 | 0 | 0 | 0 | 0 | 0
F10_Industrial_Primary Metals_New_Process_Natural Gas_Process Heat Recovery_A_Technical Potential | F10 | Industrial | Primary Metals | New | Process | Natural Gas | Process Heat Recovery | A | Purchases (Incremental) | Technical Potential | 0 | 0 | 2.8851 | 5.035 | 7.1796 | 9.5834 | 11.0311 | 11.4405 | 10.3471 | 9.3528 | 8.1229 | 7.0877 | 6.1355 | 5.3402 | 4.5066 | 3.8332 | 3.2488 | 2.8851 | 5.035 | 7.1796 | 9.5834 | 11.0311 | 0
F11_Industrial_Primary Metals_New_Process_Natural Gas_Process Heat Recovery_A_Technical Potential | F11 | Industrial | Primary Metals | New | Process | Natural Gas | Process Heat Recovery | A | Purchases (Cumulative) | Technical Potential | 0 | 0 | 2.8851 | 7.9201 | 15.0997 | 24.6831 | 35.7142 | 47.1547 | 57.5018 | 66.8547 | 74.9776 | 82.0653 | 88.2007 | 93.5409 | 98.0475 | 101.8807 | 105.1295 | 105.1295 | 105.1295 | 105.1295 | 105.1295 | 105.1295 | 0
F1_Industrial_Primary Metals_New_Space Heating_Natural Gas_Building Automation System_A_Technical Potential | F1 | Industrial | Primary Metals | New | Space Heating | Natural Gas | Building Automation System | A | Integrated Unit Energy Savings (kWh or therms) | Technical Potential | 0 | 0 | 0.014787 | 0.013908 | 0.013558 | 0.01335 | 0.013258 | 0.013181 | 0.013122 | 0.013071 | 0.013036 | 0.013004 | 0.012946 | 0.0129 | 0.01285 | 0.012886 | 0.012906 | 0.012904 | 0.012927 | 0.012923 | 0.01293 | 0.012918 | 0
F2_Industrial_Primary Metals_New_Space Heating_Natural Gas_Building Automation System_A_Technical Potential | F2 | Industrial | Primary Metals | New | Space Heating | Natural Gas | Building Automation System | A | Integrated Unit Summer Peak Savings (kW) | Technical Potential | 0 | 0 | 0 | 0 | 0 | 0 | 0 | 0 | 0 | 0 | 0 | 0 | 0 | 0 | 0 | 0 | 0 | 0 | 0 | 0 | 0 | 0 | 0
F3_Industrial_Primary Metals_New_Space Heating_Natural Gas_Building Automation System_A_Technical Potential | F3 | Industrial | Primary Metals | New | Space Heating | Natural Gas | Building Automation System | A | Integrated Unit Winter Peak Savings (kW) | Technical Potential | 0 | 0 | 0 | 0 | 0 | 0 | 0 | 0 | 0 | 0 | 0 | 0 | 0 | 0 | 0 | 0 | 0 | 0 | 0 | 0 | 0 | 0 | 0
F4_Industrial_Primary Metals_New_Space Heating_Natural Gas_Building Automation System_A_Technical Potential | F4 | Industrial | Primary Metals | New | Space Heating | Natural Gas | Building Automation System | A | Incremental Energy Savings (MWh or mTherms) | Technical Potential | 0 | 0 | 0.0007718 | 0.0025324 | 0.00625 | 0.013363 | 0.023186 | 0.038044 | 0.058242 | 0.084976 | 0.11379 | 0.146 | 0.17646 | 0.20351 | 0.21474 | 0.21582 | 0.20134 | 0.17736 | 0.14137 | 0.10254 | 0.068459 | 0.046502 | 0
F5_Industrial_Primary Metals_New_Space Heating_Natural Gas_Building Automation System_A_Technical Potential | F5 | Industrial | Primary Metals | New | Space Heating | Natural Gas | Building Automation System | A | Incremental Summer Peak Savings (MW) | Technical Potential | 0 | 0 | 0 | 0 | 0 | 0 | 0 | 0 | 0 | 0 | 0 | 0 | 0 | 0 | 0 | 0 | 0 | 0 | 0 | 0 | 0 | 0 | 0
F6_Industrial_Primary Metals_New_Space Heating_Natural Gas_Building Automation System_A_Technical Potential | F6 | Industrial | Primary Metals | New | Space Heating | Natural Gas | Building Automation System | A | Incremental Winter Peak Savings (MW) | Technical Potential | 0 | 0 | 0 | 0 | 0 | 0 | 0 | 0 | 0 | 0 | 0 | 0 | 0 | 0 | 0 | 0 | 0 | 0 | 0 | 0 | 0 | 0 | 0
F7_Industrial_Primary Metals_New_Space Heating_Natural Gas_Building Automation System_A_Technical Potential | F7 | Industrial | Primary Metals | New | Space Heating | Natural Gas | Building Automation System | A | Cumulative Energy Savings (MWh or mTherms) | Technical Potential | 0 | 0 | 0.0007718 | 0.0032583 | 0.0094262 | 0.022644 | 0.045675 | 0.083453 | 0.14132 | 0.22574 | 0.33894 | 0.4841 | 0.6584 | 0.85959 | 1.071 | 1.2898 | 1.4931 | 1.6697 | 1.8116 | 1.9077 | 1.9642 | 1.9863 | 0
F8_Industrial_Primary Metals_New_Space Heating_Natural Gas_Building Automation System_A_Technical Potential | F8 | Industrial | Primary Metals | New | Space Heating | Natural Gas | Building Automation System | A | Cumulative Summer Peak Savings (MW) | Technical Potential | 0 | 0 | 0 | 0 | 0 | 0 | 0 | 0 | 0 | 0 | 0 | 0 | 0 | 0 | 0 | 0 | 0 | 0 | 0 | 0 | 0 | 0 | 0
F9_Industrial_Primary Metals_New_Space Heating_Natural Gas_Building Automation System_A_Technical Potential | F9 | Industrial | Primary Metals | New | Space Heating | Natural Gas | Building Automation System | A | Cumulative Winter Peak Savings (MW) | Technical Potential | 0 | 0 | 0 | 0 | 0 | 0 | 0 | 0 | 0 | 0 | 0 | 0 | 0 | 0 | 0 | 0 | 0 | 0 | 0 | 0 | 0 | 0 | 0
F10_Industrial_Primary Metals_New_Space Heating_Natural Gas_Building Automation System_A_Technical Potential | F10 | Industrial | Primary Metals | New | Space Heating | Natural Gas | Building Automation System | A | Purchases (Incremental) | Technical Potential | 0 | 0 | 52.1942 | 182.0803 | 460.9972 | 1000.9403 | 1748.7907 | 2886.2157 | 4438.5498 | 6501.2999 | 8729.4204 | 11227.7716 | 13630.4996 | 15775.8866 | 16711.1187 | 16749.0696 | 15601.2411 | 13744.5009 | 10936.0296 | 7934.1105 | 5294.6235 | 3599.7167 | 0
F11_Industrial_Primary Metals_New_Space Heating_Natural Gas_Building Automation System_A_Technical Potential | F11 | Industrial | Primary Metals | New | Space Heating | Natural Gas | Building Automation System | A | Purchases (Cumulative) | Technical Potential | 0 | 0 | 52.1942 | 234.2745 | 695.2717 | 1696.212 | 3445.0027 | 6331.2184 | 10769.7682 | 17271.0681 | 26000.4884 | 37228.26 | 50858.7597 | 66634.6463 | 83345.765 | 100094.8346 | 115696.0758 | 129388.3825 | 140142.3318 | 147615.4451 | 151909.1283 | 153760.0543 | 0
F1_Industrial_Primary Metals_New_Space Heating_Natural Gas_Steam System Efficiency Improvements_A_Technical Potential | F1 | Industrial | Primary Metals | New | Space Heating | Natural Gas | Steam System Efficiency Improvements | A | Integrated Unit Energy Savings (kWh or therms) | Technical Potential | 0 | 0 | 0.13235 | 0.12434 | 0.12106 | 0.11904 | 0.11797 | 0.11701 | 0.11617 | 0.11535 | 0.11457 | 0.11379 | 0.11274 | 0.11182 | 0.11081 | 0.11065 | 0.11044 | 0.11022 | 0.11022 | 0.11017 | 0.1103 | 0.11033 | 0
F2_Industrial_Primary Metals_New_Space Heating_Natural Gas_Steam System Efficiency Improvements_A_Technical Potential | F2 | Industrial | Primary Metals | New | Space Heating | Natural Gas | Steam System Efficiency Improvements | A | Integrated Unit Summer Peak Savings (kW) | Technical Potential | 0 | 0 | 0 | 0 | 0 | 0 | 0 | 0 | 0 | 0 | 0 | 0 | 0 | 0 | 0 | 0 | 0 | 0 | 0 | 0 | 0 | 0 | 0
F3_Industrial_Primary Metals_New_Space Heating_Natural Gas_Steam System Efficiency Improvements_A_Technical Potential | F3 | Industrial | Primary Metals | New | Space Heating | Natural Gas | Steam System Efficiency Improvements | A | Integrated Unit Winter Peak Savings (kW) | Technical Potential | 0 | 0 | 0 | 0 | 0 | 0 | 0 | 0 | 0 | 0 | 0 | 0 | 0 | 0 | 0 | 0 | 0 | 0 | 0 | 0 | 0 | 0 | 0
F4_Industrial_Primary Metals_New_Space Heating_Natural Gas_Steam System Efficiency Improvements_A_Technical Potential | F4 | Industrial | Primary Metals | New | Space Heating | Natural Gas | Steam System Efficiency Improvements | A | Incremental Energy Savings (MWh or mTherms) | Technical Potential | 0 | 0 | 4.8956e-05 | 0.00016046 | 0.00039553 | 0.00084445 | 0.0014621 | 0.0023935 | 0.0036542 | 0.0053149 | 0.0070883 | 0.0090544 | 0.01089 | 0.012502 | 0.013124 | 0.013134 | 0.012211 | 0.010736 | 0.012465 | 0.013408 | 0.013875 | 0.013566 | 0
F5_Industrial_Primary Metals_New_Space Heating_Natural Gas_Steam System Efficiency Improvements_A_Technical Potential | F5 | Industrial | Primary Metals | New | Space Heating | Natural Gas | Steam System Efficiency Improvements | A | Incremental Summer Peak Savings (MW) | Technical Potential | 0 | 0 | 0 | 0 | 0 | 0 | 0 | 0 | 0 | 0 | 0 | 0 | 0 | 0 | 0 | 0 | 0 | 0 | 0 | 0 | 0 | 0 | 0
F6_Industrial_Primary Metals_New_Space Heating_Natural Gas_Steam System Efficiency Improvements_A_Technical Potential | F6 | Industrial | Primary Metals | New | Space Heating | Natural Gas | Steam System Efficiency Improvements | A | Incremental Winter Peak Savings (MW) | Technical Potential | 0 | 0 | 0 | 0 | 0 | 0 | 0 | 0 | 0 | 0 | 0 | 0 | 0 | 0 | 0 | 0 | 0 | 0 | 0 | 0 | 0 | 0 | 0
F7_Industrial_Primary Metals_New_Space Heating_Natural Gas_Steam System Efficiency Improvements_A_Technical Potential | F7 | Industrial | Primary Metals | New | Space Heating | Natural Gas | Steam System Efficiency Improvements | A | Cumulative Energy Savings (MWh or mTherms) | Technical Potential | 0 | 0 | 4.8956e-05 | 0.00020645 | 0.00059653 | 0.001431 | 0.0028802 | 0.0052072 | 0.0086738 | 0.013551 | 0.019735 | 0.027244 | 0.035576 | 0.044273 | 0.05189 | 0.058103 | 0.061419 | 0.061343 | 0.061342 | 0.061314 | 0.061385 | 0.061404 | 0
F8_Industrial_Primary Metals_New_Space Heating_Natural Gas_Steam System Efficiency Improvements_A_Technical Potential | F8 | Industrial | Primary Metals | New | Space Heating | Natural Gas | Steam System Efficiency Improvements | A | Cumulative Summer Peak Savings (MW) | Technical Potential | 0 | 0 | 0 | 0 | 0 | 0 | 0 | 0 | 0 | 0 | 0 | 0 | 0 | 0 | 0 | 0 | 0 | 0 | 0 | 0 | 0 | 0 | 0
F9_Industrial_Primary Metals_New_Space Heating_Natural Gas_Steam System Efficiency Improvements_A_Technical Potential | F9 | Industrial | Primary Metals | New | Space Heating | Natural Gas | Steam System Efficiency Improvements | A | Cumulative Winter Peak Savings (MW) | Technical Potential | 0 | 0 | 0 | 0 | 0 | 0 | 0 | 0 | 0 | 0 | 0 | 0 | 0 | 0 | 0 | 0 | 0 | 0 | 0 | 0 | 0 | 0 | 0
F10_Industrial_Primary Metals_New_Space Heating_Natural Gas_Steam System Efficiency Improvements_A_Technical Potential | F10 | Industrial | Primary Metals | New | Space Heating | Natural Gas | Steam System Efficiency Improvements | A | Purchases (Incremental) | Technical Potential | 0 | 0 | 0.36991 | 1.2904 | 3.2671 | 7.0938 | 12.3939 | 20.455 | 31.4565 | 46.0755 | 61.8665 | 79.5726 | 96.601 | 111.8056 | 118.4337 | 118.7027 | 110.5679 | 97.409 | 113.0961 | 121.7009 | 125.7965 | 122.9618 | 0
F11_Industrial_Primary Metals_New_Space Heating_Natural Gas_Steam System Efficiency Improvements_A_Technical Potential | F11 | Industrial | Primary Metals | New | Space Heating | Natural Gas | Steam System Efficiency Improvements | A | Purchases (Cumulative) | Technical Potential | 0 | 0 | 0.36991 | 1.6603 | 4.9275 | 12.0213 | 24.4152 | 44.5002 | 74.6663 | 117.4747 | 172.2474 | 239.4261 | 315.5721 | 395.9212 | 468.2795 | 525.1157 | 556.111 | 556.549 | 556.549 | 556.549 | 556.549 | 556.549 | 0
F1_Industrial_Primary Metals_New_Process_Natural Gas_Steam System Efficiency Improvements_A_Technical Potential | F1 | Industrial | Primary Metals | New | Process | Natural Gas | Steam System Efficiency Improvements | A | Integrated Unit Energy Savings (kWh or therms) | Technical Potential | 0 | 0 | 0.13368 | 0.13348 | 0.13329 | 0.13312 | 0.13289 | 0.13273 | 0.13261 | 0.13254 | 0.13246 | 0.13242 | 0.13239 | 0.13239 | 0.13236 | 0.13236 | 0.13237 | 0.1324 | 0.13243 | 0.13248 | 0.13252 | 0.13256 | 0
F2_Industrial_Primary Metals_New_Process_Natural Gas_Steam System Efficiency Improvements_A_Technical Potential | F2 | Industrial | Primary Metals | New | Process | Natural Gas | Steam System Efficiency Improvements | A | Integrated Unit Summer Peak Savings (kW) | Technical Potential | 0 | 0 | 0 | 0 | 0 | 0 | 0 | 0 | 0 | 0 | 0 | 0 | 0 | 0 | 0 | 0 | 0 | 0 | 0 | 0 | 0 | 0 | 0
F3_Industrial_Primary Metals_New_Process_Natural Gas_Steam System Efficiency Improvements_A_Technical Potential | F3 | Industrial | Primary Metals | New | Process | Natural Gas | Steam System Efficiency Improvements | A | Integrated Unit Winter Peak Savings (kW) | Technical Potential | 0 | 0 | 0 | 0 | 0 | 0 | 0 | 0 | 0 | 0 | 0 | 0 | 0 | 0 | 0 | 0 | 0 | 0 | 0 | 0 | 0 | 0 | 0
F4_Industrial_Primary Metals_New_Process_Natural Gas_Steam System Efficiency Improvements_A_Technical Potential | F4 | Industrial | Primary Metals | New | Process | Natural Gas | Steam System Efficiency Improvements | A | Incremental Energy Savings (MWh or mTherms) | Technical Potential | 0 | 0 | 1.5071e-06 | 5.2496e-06 | 1.3272e-05 | 2.8782e-05 | 5.0197e-05 | 8.2745e-05 | 0.00012714 | 0.00018612 | 0.00024976 | 0.00032114 | 0.00038977 | 0.00045112 | 0.00047777 | 0.00047885 | 0.00044605 | 0.00039308 | 0.00045648 | 0.00049139 | 0.00050808 | 0.00049678 | 0
F5_Industrial_Primary Metals_New_Process_Natural Gas_Steam System Efficiency Improvements_A_Technical Potential | F5 | Industrial | Primary Metals | New | Process | Natural Gas | Steam System Efficiency Improvements | A | Incremental Summer Peak Savings (MW) | Technical Potential | 0 | 0 | 0 | 0 | 0 | 0 | 0 | 0 | 0 | 0 | 0 | 0 | 0 | 0 | 0 | 0 | 0 | 0 | 0 | 0 | 0 | 0 | 0
F6_Industrial_Primary Metals_New_Process_Natural Gas_Steam System Efficiency Improvements_A_Technical Potential | F6 | Industrial | Primary Metals | New | Process | Natural Gas | Steam System Efficiency Improvements | A | Incremental Winter Peak Savings (MW) | Technical Potential | 0 | 0 | 0 | 0 | 0 | 0 | 0 | 0 | 0 | 0 | 0 | 0 | 0 | 0 | 0 | 0 | 0 | 0 | 0 | 0 | 0 | 0 | 0
F7_Industrial_Primary Metals_New_Process_Natural Gas_Steam System Efficiency Improvements_A_Technical Potential | F7 | Industrial | Primary Metals | New | Process | Natural Gas | Steam System Efficiency Improvements | A | Cumulative Energy Savings (MWh or mTherms) | Technical Potential | 0 | 0 | 1.5071e-06 | 6.7544e-06 | 2.0017e-05 | 4.8774e-05 | 9.8885e-05 | 0.00018001 | 0.00030177 | 0.00047454 | 0.00069538 | 0.00096627 | 0.0012733 | 0.0015975 | 0.0018891 | 0.0021183 | 0.0022435 | 0.0022459 | 0.0022464 | 0.0022472 | 0.0022479 | 0.0022485 | 0
F8_Industrial_Primary Metals_New_Process_Natural Gas_Steam System Efficiency Improvements_A_Technical Potential | F8 | Industrial | Primary Metals | New | Process | Natural Gas | Steam System Efficiency Improvements | A | Cumulative Summer Peak Savings (MW) | Technical Potential | 0 | 0 | 0 | 0 | 0 | 0 | 0 | 0 | 0 | 0 | 0 | 0 | 0 | 0 | 0 | 0 | 0 | 0 | 0 | 0 | 0 | 0 | 0
F9_Industrial_Primary Metals_New_Process_Natural Gas_Steam System Efficiency Improvements_A_Technical Potential | F9 | Industrial | Primary Metals | New | Process | Natural Gas | Steam System Efficiency Improvements | A | Cumulative Winter Peak Savings (MW) | Technical Potential | 0 | 0 | 0 | 0 | 0 | 0 | 0 | 0 | 0 | 0 | 0 | 0 | 0 | 0 | 0 | 0 | 0 | 0 | 0 | 0 | 0 | 0 | 0
F10_Industrial_Primary Metals_New_Process_Natural Gas_Steam System Efficiency Improvements_A_Technical Potential | F10 | Industrial | Primary Metals | New | Process | Natural Gas | Steam System Efficiency Improvements | A | Purchases (Incremental) | Technical Potential | 0 | 0 | 0.011274 | 0.039329 | 0.099575 | 0.2162 | 0.37774 | 0.62342 | 0.95872 | 1.4043 | 1.8855 | 2.4252 | 2.9442 | 3.4076 | 3.6096 | 3.6178 | 3.3699 | 2.9688 | 3.4469 | 3.7092 | 3.834 | 3.7476 | 0
F11_Industrial_Primary Metals_New_Process_Natural Gas_Steam System Efficiency Improvements_A_Technical Potential | F11 | Industrial | Primary Metals | New | Process | Natural Gas | Steam System Efficiency Improvements | A | Purchases (Cumulative) | Technical Potential | 0 | 0 | 0.011274 | 0.050603 | 0.15018 | 0.36638 | 0.74412 | 1.3563 | 2.2757 | 3.5804 | 5.2497 | 7.2971 | 9.6179 | 12.0668 | 14.2721 | 16.0043 | 16.949 | 16.9623 | 16.9623 | 16.9623 | 16.9623 | 16.9623 | 0
F1_Industrial_Primary Metals_New_Space Heating_Natural Gas_Strategic Energy Management_A_Technical Potential | F1 | Industrial | Primary Metals | New | Space Heating | Natural Gas | Strategic Energy Management | A | Integrated Unit Energy Savings (kWh or therms) | Technical Potential | 0 | 0 | 15.6102 | 14.6921 | 14.3309 | 14.1197 | 14.0343 | 13.9598 | 13.9027 | 13.8525 | 13.8201 | 13.789 | 13.7299 | 13.6822 | 13.6307 | 13.6691 | 13.6906 | 13.6874 | 13.7102 | 13.7039 | 13.7086 | 13.6941 | 0
F2_Industrial_Primary Metals_New_Space Heating_Natural Gas_Strategic Energy Management_A_Technical Potential | F2 | Industrial | Primary Metals | New | Space Heating | Natural Gas | Strategic Energy Management | A | Integrated Unit Summer Peak Savings (kW) | Technical Potential | 0 | 0 | 0 | 0 | 0 | 0 | 0 | 0 | 0 | 0 | 0 | 0 | 0 | 0 | 0 | 0 | 0 | 0 | 0 | 0 | 0 | 0 | 0
F3_Industrial_Primary Metals_New_Space Heating_Natural Gas_Strategic Energy Management_A_Technical Potential | F3 | Industrial | Primary Metals | New | Space Heating | Natural Gas | Strategic Energy Management | A | Integrated Unit Winter Peak Savings (kW) | Technical Potential | 0 | 0 | 0 | 0 | 0 | 0 | 0 | 0 | 0 | 0 | 0 | 0 | 0 | 0 | 0 | 0 | 0 | 0 | 0 | 0 | 0 | 0 | 0
F4_Industrial_Primary Metals_New_Space Heating_Natural Gas_Strategic Energy Management_A_Technical Potential | F4 | Industrial | Primary Metals | New | Space Heating | Natural Gas | Strategic Energy Management | A | Incremental Energy Savings (MWh or mTherms) | Technical Potential | 0 | 0 | 0.0048585 | 0.0079804 | 0.0111 | 0.014598 | 0.016701 | 0.019144 | 0.021554 | 0.024266 | 0.026281 | 0.028601 | 0.030815 | 0.033409 | 0.03511 | 0.037435 | 0.039722 | 0.042306 | 0.044092 | 0.046185 | 0.051716 | 0.056029 | 0
F5_Industrial_Primary Metals_New_Space Heating_Natural Gas_Strategic Energy Management_A_Technical Potential | F5 | Industrial | Primary Metals | New | Space Heating | Natural Gas | Strategic Energy Management | A | Incremental Summer Peak Savings (MW) | Technical Potential | 0 | 0 | 0 | 0 | 0 | 0 | 0 | 0 | 0 | 0 | 0 | 0 | 0 | 0 | 0 | 0 | 0 | 0 | 0 | 0 | 0 | 0 | 0
F6_Industrial_Primary Metals_New_Space Heating_Natural Gas_Strategic Energy Management_A_Technical Potential | F6 | Industrial | Primary Metals | New | Space Heating | Natural Gas | Strategic Energy Management | A | Incremental Winter Peak Savings (MW) | Technical Potential | 0 | 0 | 0 | 0 | 0 | 0 | 0 | 0 | 0 | 0 | 0 | 0 | 0 | 0 | 0 | 0 | 0 | 0 | 0 | 0 | 0 | 0 | 0
F7_Industrial_Primary Metals_New_Space Heating_Natural Gas_Strategic Energy Management_A_Technical Potential | F7 | Industrial | Primary Metals | New | Space Heating | Natural Gas | Strategic Energy Management | A | Cumulative Energy Savings (MWh or mTherms) | Technical Potential | 0 | 0 | 0.0048585 | 0.012553 | 0.023344 | 0.037598 | 0.054072 | 0.068584 | 0.082306 | 0.095545 | 0.10731 | 0.11926 | 0.13074 | 0.14248 | 0.15318 | 0.16505 | 0.17664 | 0.18392 | 0.1874 | 0.18758 | 0.18765 | 0.18745 | 0
F8_Industrial_Primary Metals_New_Space Heating_Natural Gas_Strategic Energy Management_A_Technical Potential | F8 | Industrial | Primary Metals | New | Space Heating | Natural Gas | Strategic Energy Management | A | Cumulative Summer Peak Savings (MW) | Technical Potential | 0 | 0 | 0 | 0 | 0 | 0 | 0 | 0 | 0 | 0 | 0 | 0 | 0 | 0 | 0 | 0 | 0 | 0 | 0 | 0 | 0 | 0 | 0
F9_Industrial_Primary Metals_New_Space Heating_Natural Gas_Strategic Energy Management_A_Technical Potential | F9 | Industrial | Primary Metals | New | Space Heating | Natural Gas | Strategic Energy Management | A | Cumulative Winter Peak Savings (MW) | Technical Potential | 0 | 0 | 0 | 0 | 0 | 0 | 0 | 0 | 0 | 0 | 0 | 0 | 0 | 0 | 0 | 0 | 0 | 0 | 0 | 0 | 0 | 0 | 0
F10_Industrial_Primary Metals_New_Space Heating_Natural Gas_Strategic Energy Management_A_Technical Potential | F10 | Industrial | Primary Metals | New | Space Heating | Natural Gas | Strategic Energy Management | A | Purchases (Incremental) | Technical Potential | 0 | 0 | 0.31124 | 0.54317 | 0.77454 | 1.0339 | 1.19 | 1.3713 | 1.5503 | 1.7517 | 1.9017 | 2.0742 | 2.2444 | 2.4418 | 2.5758 | 2.7387 | 2.9014 | 3.0909 | 3.216 | 3.3702 | 3.7725 | 4.0915 | 0
F11_Industrial_Primary Metals_New_Space Heating_Natural Gas_Strategic Energy Management_A_Technical Potential | F11 | Industrial | Primary Metals | New | Space Heating | Natural Gas | Strategic Energy Management | A | Purchases (Cumulative) | Technical Potential | 0 | 0 | 0.31124 | 0.85442 | 1.629 | 2.6628 | 3.8529 | 4.9129 | 5.9201 | 6.8973 | 7.7651 | 8.6493 | 9.5223 | 10.4138 | 11.2379 | 12.0749 | 12.9021 | 13.4374 | 13.6684 | 13.6882 | 13.6882 | 13.6882 | 0
F1_Industrial_Primary Metals_New_Process_Natural Gas_Strategic Energy Management_A_Technical Potential | F1 | Industrial | Primary Metals | New | Process | Natural Gas | Strategic Energy Management | A | Integrated Unit Energy Savings (kWh or therms) | Technical Potential | 0 | 0 | 100.6737 | 100.6087 | 100.5489 | 100.4969 | 100.4232 | 100.3708 | 100.3384 | 100.3257 | 100.3107 | 100.3092 | 100.3125 | 100.3246 | 100.3277 | 100.3382 | 100.35 | 100.366 | 100.3824 | 100.401 | 100.4175 | 100.4327 | 0
F2_Industrial_Primary Metals_New_Process_Natural Gas_Strategic Energy Management_A_Technical Potential | F2 | Industrial | Primary Metals | New | Process | Natural Gas | Strategic Energy Management | A | Integrated Unit Summer Peak Savings (kW) | Technical Potential | 0 | 0 | 0 | 0 | 0 | 0 | 0 | 0 | 0 | 0 | 0 | 0 | 0 | 0 | 0 | 0 | 0 | 0 | 0 | 0 | 0 | 0 | 0
F3_Industrial_Primary Metals_New_Process_Natural Gas_Strategic Energy Management_A_Technical Potential | F3 | Industrial | Primary Metals | New | Process | Natural Gas | Strategic Energy Management | A | Integrated Unit Winter Peak Savings (kW) | Technical Potential | 0 | 0 | 0 | 0 | 0 | 0 | 0 | 0 | 0 | 0 | 0 | 0 | 0 | 0 | 0 | 0 | 0 | 0 | 0 | 0 | 0 | 0 | 0
F4_Industrial_Primary Metals_New_Process_Natural Gas_Strategic Energy Management_A_Technical Potential | F4 | Industrial | Primary Metals | New | Process | Natural Gas | Strategic Energy Management | A | Incremental Energy Savings (MWh or mTherms) | Technical Potential | 0 | 0 | 0.13278 | 0.23157 | 0.33001 | 0.44028 | 0.50642 | 0.58326 | 0.65919 | 0.74471 | 0.80835 | 0.88165 | 0.95403 | 1.0381 | 1.0951 | 1.1644 | 1.2338 | 1.3146 | 1.368 | 1.4339 | 1.6053 | 1.7413 | 0
F5_Industrial_Primary Metals_New_Process_Natural Gas_Strategic Energy Management_A_Technical Potential | F5 | Industrial | Primary Metals | New | Process | Natural Gas | Strategic Energy Management | A | Incremental Summer Peak Savings (MW) | Technical Potential | 0 | 0 | 0 | 0 | 0 | 0 | 0 | 0 | 0 | 0 | 0 | 0 | 0 | 0 | 0 | 0 | 0 | 0 | 0 | 0 | 0 | 0 | 0
F6_Industrial_Primary Metals_New_Process_Natural Gas_Strategic Energy Management_A_Technical Potential | F6 | Industrial | Primary Metals | New | Process | Natural Gas | Strategic Energy Management | A | Incremental Winter Peak Savings (MW) | Technical Potential | 0 | 0 | 0 | 0 | 0 | 0 | 0 | 0 | 0 | 0 | 0 | 0 | 0 | 0 | 0 | 0 | 0 | 0 | 0 | 0 | 0 | 0 | 0
F7_Industrial_Primary Metals_New_Process_Natural Gas_Strategic Energy Management_A_Technical Potential | F7 | Industrial | Primary Metals | New | Process | Natural Gas | Strategic Energy Management | A | Cumulative Energy Savings (MWh or mTherms) | Technical Potential | 0 | 0 | 0.13278 | 0.36426 | 0.69406 | 1.134 | 1.6396 | 2.0896 | 2.5172 | 2.9323 | 3.3007 | 3.6765 | 4.0477 | 4.4272 | 4.7777 | 5.1341 | 5.4864 | 5.715 | 5.8142 | 5.8237 | 5.8246 | 5.8255 | 0
F8_Industrial_Primary Metals_New_Process_Natural Gas_Strategic Energy Management_A_Technical Potential | F8 | Industrial | Primary Metals | New | Process | Natural Gas | Strategic Energy Management | A | Cumulative Summer Peak Savings (MW) | Technical Potential | 0 | 0 | 0 | 0 | 0 | 0 | 0 | 0 | 0 | 0 | 0 | 0 | 0 | 0 | 0 | 0 | 0 | 0 | 0 | 0 | 0 | 0 | 0
F9_Industrial_Primary Metals_New_Process_Natural Gas_Strategic Energy Management_A_Technical Potential | F9 | Industrial | Primary Metals | New | Process | Natural Gas | Strategic Energy Management | A | Cumulative Winter Peak Savings (MW) | Technical Potential | 0 | 0 | 0 | 0 | 0 | 0 | 0 | 0 | 0 | 0 | 0 | 0 | 0 | 0 | 0 | 0 | 0 | 0 | 0 | 0 | 0 | 0 | 0
F10_Industrial_Primary Metals_New_Process_Natural Gas_Strategic Energy Management_A_Technical Potential | F10 | Industrial | Primary Metals | New | Process | Natural Gas | Strategic Energy Management | A | Purchases (Incremental) | Technical Potential | 0 | 0 | 1.3189 | 2.3017 | 3.2821 | 4.381 | 5.0428 | 5.8111 | 6.5696 | 7.4229 | 8.0584 | 8.7894 | 9.5106 | 10.3473 | 10.9151 | 11.6052 | 12.2948 | 13.0976 | 13.6279 | 14.2813 | 15.9862 | 17.3376 | 0
F11_Industrial_Primary Metals_New_Process_Natural Gas_Strategic Energy Management_A_Technical Potential | F11 | Industrial | Primary Metals | New | Process | Natural Gas | Strategic Energy Management | A | Purchases (Cumulative) | Technical Potential | 0 | 0 | 1.3189 | 3.6206 | 6.9027 | 11.2838 | 16.3266 | 20.8187 | 25.0867 | 29.2274 | 32.9049 | 36.6514 | 40.3509 | 44.1286 | 47.6207 | 51.1675 | 54.673 | 56.9411 | 57.9201 | 58.0042 | 58.0042 | 58.0042 | 0
F1_Industrial_Primary Metals_New_Miscellaneous_Natural Gas_Strategic Energy Management_A_Technical Potential | F1 | Industrial | Primary Metals | New | Miscellaneous | Natural Gas | Strategic Energy Management | A | Integrated Unit Energy Savings (kWh or therms) | Technical Potential | 0 | 0 | 17.014 | 17.014 | 17.014 | 17.014 | 17.014 | 17.014 | 17.014 | 17.014 | 17.014 | 17.014 | 17.014 | 17.014 | 17.014 | 17.014 | 17.014 | 17.014 | 17.014 | 17.014 | 17.014 | 17.014 | 0
F2_Industrial_Primary Metals_New_Miscellaneous_Natural Gas_Strategic Energy Management_A_Technical Potential | F2 | Industrial | Primary Metals | New | Miscellaneous | Natural Gas | Strategic Energy Management | A | Integrated Unit Summer Peak Savings (kW) | Technical Potential | 0 | 0 | 0 | 0 | 0 | 0 | 0 | 0 | 0 | 0 | 0 | 0 | 0 | 0 | 0 | 0 | 0 | 0 | 0 | 0 | 0 | 0 | 0
F3_Industrial_Primary Metals_New_Miscellaneous_Natural Gas_Strategic Energy Management_A_Technical Potential | F3 | Industrial | Primary Metals | New | Miscellaneous | Natural Gas | Strategic Energy Management | A | Integrated Unit Winter Peak Savings (kW) | Technical Potential | 0 | 0 | 0 | 0 | 0 | 0 | 0 | 0 | 0 | 0 | 0 | 0 | 0 | 0 | 0 | 0 | 0 | 0 | 0 | 0 | 0 | 0 | 0
F4_Industrial_Primary Metals_New_Miscellaneous_Natural Gas_Strategic Energy Management_A_Technical Potential | F4 | Industrial | Primary Metals | New | Miscellaneous | Natural Gas | Strategic Energy Management | A | Incremental Energy Savings (MWh or mTherms) | Technical Potential | 0 | 0 | 0.0056099 | 0.0097904 | 0.013961 | 0.018635 | 0.02145 | 0.024717 | 0.027944 | 0.031573 | 0.034277 | 0.037386 | 0.040453 | 0.044012 | 0.046427 | 0.049363 | 0.052296 | 0.055711 | 0.057966 | 0.060746 | 0.067998 | 0.073746 | 0
F5_Industrial_Primary Metals_New_Miscellaneous_Natural Gas_Strategic Energy Management_A_Technical Potential | F5 | Industrial | Primary Metals | New | Miscellaneous | Natural Gas | Strategic Energy Management | A | Incremental Summer Peak Savings (MW) | Technical Potential | 0 | 0 | 0 | 0 | 0 | 0 | 0 | 0 | 0 | 0 | 0 | 0 | 0 | 0 | 0 | 0 | 0 | 0 | 0 | 0 | 0 | 0 | 0
F6_Industrial_Primary Metals_New_Miscellaneous_Natural Gas_Strategic Energy Management_A_Technical Potential | F6 | Industrial | Primary Metals | New | Miscellaneous | Natural Gas | Strategic Energy Management | A | Incremental Winter Peak Savings (MW) | Technical Potential | 0 | 0 | 0 | 0 | 0 | 0 | 0 | 0 | 0 | 0 | 0 | 0 | 0 | 0 | 0 | 0 | 0 | 0 | 0 | 0 | 0 | 0 | 0
F7_Industrial_Primary Metals_New_Miscellaneous_Natural Gas_Strategic Energy Management_A_Technical Potential | F7 | Industrial | Primary Metals | New | Miscellaneous | Natural Gas | Strategic Energy Management | A | Cumulative Energy Savings (MWh or mTherms) | Technical Potential | 0 | 0 | 0.0056099 | 0.0154 | 0.029361 | 0.047996 | 0.069445 | 0.088553 | 0.10671 | 0.12432 | 0.13996 | 0.1559 | 0.17163 | 0.1877 | 0.20256 | 0.21764 | 0.23255 | 0.2422 | 0.24636 | 0.24672 | 0.24672 | 0.24672 | 0
F8_Industrial_Primary Metals_New_Miscellaneous_Natural Gas_Strategic Energy Management_A_Technical Potential | F8 | Industrial | Primary Metals | New | Miscellaneous | Natural Gas | Strategic Energy Management | A | Cumulative Summer Peak Savings (MW) | Technical Potential | 0 | 0 | 0 | 0 | 0 | 0 | 0 | 0 | 0 | 0 | 0 | 0 | 0 | 0 | 0 | 0 | 0 | 0 | 0 | 0 | 0 | 0 | 0
F9_Industrial_Primary Metals_New_Miscellaneous_Natural Gas_Strategic Energy Management_A_Technical Potential | F9 | Industrial | Primary Metals | New | Miscellaneous | Natural Gas | Strategic Energy Management | A | Cumulative Winter Peak Savings (MW) | Technical Potential | 0 | 0 | 0 | 0 | 0 | 0 | 0 | 0 | 0 | 0 | 0 | 0 | 0 | 0 | 0 | 0 | 0 | 0 | 0 | 0 | 0 | 0 | 0
F10_Industrial_Primary Metals_New_Miscellaneous_Natural Gas_Strategic Energy Management_A_Technical Potential | F10 | Industrial | Primary Metals | New | Miscellaneous | Natural Gas | Strategic Energy Management | A | Purchases (Incremental) | Technical Potential | 0 | 0 | 0.32972 | 0.57543 | 0.82053 | 1.0953 | 1.2607 | 1.4528 | 1.6424 | 1.8557 | 2.0146 | 2.1973 | 2.3776 | 2.5868 | 2.7288 | 2.9013 | 3.0737 | 3.2744 | 3.407 | 3.5703 | 3.9966 | 4.3344 | 0
F11_Industrial_Primary Metals_New_Miscellaneous_Natural Gas_Strategic Energy Management_A_Technical Potential | F11 | Industrial | Primary Metals | New | Miscellaneous | Natural Gas | Strategic Energy Management | A | Purchases (Cumulative) | Technical Potential | 0 | 0 | 0.32972 | 0.90515 | 1.7257 | 2.8209 | 4.0816 | 5.2047 | 6.2717 | 7.3069 | 8.2262 | 9.1629 | 10.0877 | 11.0321 | 11.9052 | 12.7919 | 13.6683 | 14.2353 | 14.48 | 14.501 | 14.501 | 14.501 | 0
F1_Industrial_Primary Metals_New_Space Heating_Natural Gas_Commissioning_A_Technical Potential | F1 | Industrial | Primary Metals | New | Space Heating | Natural Gas | Commissioning | A | Integrated Unit Energy Savings (kWh or therms) | Technical Potential | 0 | 0 | 20.5709 | 19.3663 | 18.8949 | 18.6204 | 18.5134 | 18.4201 | 18.3495 | 18.2875 | 18.2499 | 18.2134 | 18.1399 | 18.0809 | 18.0181 | 18.0734 | 18.1064 | 18.1053 | 18.1394 | 18.1339 | 18.1425 | 18.1256 | 0
F2_Industrial_Primary Metals_New_Space Heating_Natural Gas_Commissioning_A_Technical Potential | F2 | Industrial | Primary Metals | New | Space Heating | Natural Gas | Commissioning | A | Integrated Unit Summer Peak Savings (kW) | Technical Potential | 0 | 0 | 0 | 0 | 0 | 0 | 0 | 0 | 0 | 0 | 0 | 0 | 0 | 0 | 0 | 0 | 0 | 0 | 0 | 0 | 0 | 0 | 0
F3_Industrial_Primary Metals_New_Space Heating_Natural Gas_Commissioning_A_Technical Potential | F3 | Industrial | Primary Metals | New | Space Heating | Natural Gas | Commissioning | A | Integrated Unit Winter Peak Savings (kW) | Technical Potential | 0 | 0 | 0 | 0 | 0 | 0 | 0 | 0 | 0 | 0 | 0 | 0 | 0 | 0 | 0 | 0 | 0 | 0 | 0 | 0 | 0 | 0 | 0
F4_Industrial_Primary Metals_New_Space Heating_Natural Gas_Commissioning_A_Technical Potential | F4 | Industrial | Primary Metals | New | Space Heating | Natural Gas | Commissioning | A | Incremental Energy Savings (MWh or mTherms) | Technical Potential | 0 | 0 | 0 | 0 | 0 | 0 | 0 | 0 | 0 | 0 | 0 | 0 | 0 | 0 | 0 | 0 | 0 | 0 | 0 | 0 | 0 | 0 | 0
F5_Industrial_Primary Metals_New_Space Heating_Natural Gas_Commissioning_A_Technical Potential | F5 | Industrial | Primary Metals | New | Space Heating | Natural Gas | Commissioning | A | Incremental Summer Peak Savings (MW) | Technical Potential | 0 | 0 | 0 | 0 | 0 | 0 | 0 | 0 | 0 | 0 | 0 | 0 | 0 | 0 | 0 | 0 | 0 | 0 | 0 | 0 | 0 | 0 | 0
F6_Industrial_Primary Metals_New_Space Heating_Natural Gas_Commissioning_A_Technical Potential | F6 | Industrial | Primary Metals | New | Space Heating | Natural Gas | Commissioning | A | Incremental Winter Peak Savings (MW) | Technical Potential | 0 | 0 | 0 | 0 | 0 | 0 | 0 | 0 | 0 | 0 | 0 | 0 | 0 | 0 | 0 | 0 | 0 | 0 | 0 | 0 | 0 | 0 | 0
F7_Industrial_Primary Metals_New_Space Heating_Natural Gas_Commissioning_A_Technical Potential | F7 | Industrial | Primary Metals | New | Space Heating | Natural Gas | Commissioning | A | Cumulative Energy Savings (MWh or mTherms) | Technical Potential | 0 | 0 | 0 | 0 | 0 | 0 | 0 | 0 | 0 | 0 | 0 | 0 | 0 | 0 | 0 | 0 | 0 | 0 | 0 | 0 | 0 | 0 | 0
F8_Industrial_Primary Metals_New_Space Heating_Natural Gas_Commissioning_A_Technical Potential | F8 | Industrial | Primary Metals | New | Space Heating | Natural Gas | Commissioning | A | Cumulative Summer Peak Savings (MW) | Technical Potential | 0 | 0 | 0 | 0 | 0 | 0 | 0 | 0 | 0 | 0 | 0 | 0 | 0 | 0 | 0 | 0 | 0 | 0 | 0 | 0 | 0 | 0 | 0
F9_Industrial_Primary Metals_New_Space Heating_Natural Gas_Commissioning_A_Technical Potential | F9 | Industrial | Primary Metals | New | Space Heating | Natural Gas | Commissioning | A | Cumulative Winter Peak Savings (MW) | Technical Potential | 0 | 0 | 0 | 0 | 0 | 0 | 0 | 0 | 0 | 0 | 0 | 0 | 0 | 0 | 0 | 0 | 0 | 0 | 0 | 0 | 0 | 0 | 0
F10_Industrial_Primary Metals_New_Space Heating_Natural Gas_Commissioning_A_Technical Potential | F10 | Industrial | Primary Metals | New | Space Heating | Natural Gas | Commissioning | A | Purchases (Incremental) | Technical Potential | 0 | 0 | 0 | 0 | 0 | 0 | 0 | 0 | 0 | 0 | 0 | 0 | 0 | 0 | 0 | 0 | 0 | 0 | 0 | 0 | 0 | 0 | 0
F11_Industrial_Primary Metals_New_Space Heating_Natural Gas_Commissioning_A_Technical Potential | F11 | Industrial | Primary Metals | New | Space Heating | Natural Gas | Commissioning | A | Purchases (Cumulative) | Technical Potential | 0 | 0 | 0 | 0 | 0 | 0 | 0 | 0 | 0 | 0 | 0 | 0 | 0 | 0 | 0 | 0 | 0 | 0 | 0 | 0 | 0 | 0 | 0
F1_Industrial_Primary Metals_New_Process_Natural Gas_Commissioning_A_Technical Potential | F1 | Industrial | Primary Metals | New | Process | Natural Gas | Commissioning | A | Integrated Unit Energy Savings (kWh or therms) | Technical Potential | 0 | 0 | 562.5435 | 562.5435 | 562.5435 | 562.5435 | 562.5435 | 562.5435 | 562.5435 | 562.5435 | 562.5435 | 562.5435 | 562.5435 | 562.5435 | 562.5435 | 562.5435 | 562.5435 | 562.5435 | 562.5435 | 562.5435 | 562.5435 | 562.5435 | 0
F2_Industrial_Primary Metals_New_Process_Natural Gas_Commissioning_A_Technical Potential | F2 | Industrial | Primary Metals | New | Process | Natural Gas | Commissioning | A | Integrated Unit Summer Peak Savings (kW) | Technical Potential | 0 | 0 | 0 | 0 | 0 | 0 | 0 | 0 | 0 | 0 | 0 | 0 | 0 | 0 | 0 | 0 | 0 | 0 | 0 | 0 | 0 | 0 | 0
F3_Industrial_Primary Metals_New_Process_Natural Gas_Commissioning_A_Technical Potential | F3 | Industrial | Primary Metals | New | Process | Natural Gas | Commissioning | A | Integrated Unit Winter Peak Savings (kW) | Technical Potential | 0 | 0 | 0 | 0 | 0 | 0 | 0 | 0 | 0 | 0 | 0 | 0 | 0 | 0 | 0 | 0 | 0 | 0 | 0 | 0 | 0 | 0 | 0
F4_Industrial_Primary Metals_New_Process_Natural Gas_Commissioning_A_Technical Potential | F4 | Industrial | Primary Metals | New | Process | Natural Gas | Commissioning | A | Incremental Energy Savings (MWh or mTherms) | Technical Potential | 0 | 0 | 0 | 0 | 0 | 0 | 0 | 0 | 0 | 0 | 0 | 0 | 0 | 0 | 0 | 0 | 0 | 0 | 0 | 0 | 0 | 0 | 0
F5_Industrial_Primary Metals_New_Process_Natural Gas_Commissioning_A_Technical Potential | F5 | Industrial | Primary Metals | New | Process | Natural Gas | Commissioning | A | Incremental Summer Peak Savings (MW) | Technical Potential | 0 | 0 | 0 | 0 | 0 | 0 | 0 | 0 | 0 | 0 | 0 | 0 | 0 | 0 | 0 | 0 | 0 | 0 | 0 | 0 | 0 | 0 | 0
F6_Industrial_Primary Metals_New_Process_Natural Gas_Commissioning_A_Technical Potential | F6 | Industrial | Primary Metals | New | Process | Natural Gas | Commissioning | A | Incremental Winter Peak Savings (MW) | Technical Potential | 0 | 0 | 0 | 0 | 0 | 0 | 0 | 0 | 0 | 0 | 0 | 0 | 0 | 0 | 0 | 0 | 0 | 0 | 0 | 0 | 0 | 0 | 0
F7_Industrial_Primary Metals_New_Process_Natural Gas_Commissioning_A_Technical Potential | F7 | Industrial | Primary Metals | New | Process | Natural Gas | Commissioning | A | Cumulative Energy Savings (MWh or mTherms) | Technical Potential | 0 | 0 | 0 | 0 | 0 | 0 | 0 | 0 | 0 | 0 | 0 | 0 | 0 | 0 | 0 | 0 | 0 | 0 | 0 | 0 | 0 | 0 | 0
F8_Industrial_Primary Metals_New_Process_Natural Gas_Commissioning_A_Technical Potential | F8 | Industrial | Primary Metals | New | Process | Natural Gas | Commissioning | A | Cumulative Summer Peak Savings (MW) | Technical Potential | 0 | 0 | 0 | 0 | 0 | 0 | 0 | 0 | 0 | 0 | 0 | 0 | 0 | 0 | 0 | 0 | 0 | 0 | 0 | 0 | 0 | 0 | 0
F9_Industrial_Primary Metals_New_Process_Natural Gas_Commissioning_A_Technical Potential | F9 | Industrial | Primary Metals | New | Process | Natural Gas | Commissioning | A | Cumulative Winter Peak Savings (MW) | Technical Potential | 0 | 0 | 0 | 0 | 0 | 0 | 0 | 0 | 0 | 0 | 0 | 0 | 0 | 0 | 0 | 0 | 0 | 0 | 0 | 0 | 0 | 0 | 0
F10_Industrial_Primary Metals_New_Process_Natural Gas_Commissioning_A_Technical Potential | F10 | Industrial | Primary Metals | New | Process | Natural Gas | Commissioning | A | Purchases (Incremental) | Technical Potential | 0 | 0 | 0 | 0 | 0 | 0 | 0 | 0 | 0 | 0 | 0 | 0 | 0 | 0 | 0 | 0 | 0 | 0 | 0 | 0 | 0 | 0 | 0
F11_Industrial_Primary Metals_New_Process_Natural Gas_Commissioning_A_Technical Potential | F11 | Industrial | Primary Metals | New | Process | Natural Gas | Commissioning | A | Purchases (Cumulative) | Technical Potential | 0 | 0 | 0 | 0 | 0 | 0 | 0 | 0 | 0 | 0 | 0 | 0 | 0 | 0 | 0 | 0 | 0 | 0 | 0 | 0 | 0 | 0 | 0
F1_Industrial_Primary Metals_New_Space Heating_Natural Gas_Retrocommissioning_A_Technical Potential | F1 | Industrial | Primary Metals | New | Space Heating | Natural Gas | Retrocommissioning | A | Integrated Unit Energy Savings (kWh or therms) | Technical Potential | 0 | 0 | 0 | 0 | 0 | 0 | 0 | 0 | 0 | 0 | 0 | 0 | 0 | 0 | 0 | 0 | 0 | 0 | 0 | 0 | 0 | 0 | 0
F2_Industrial_Primary Metals_New_Space Heating_Natural Gas_Retrocommissioning_A_Technical Potential | F2 | Industrial | Primary Metals | New | Space Heating | Natural Gas | Retrocommissioning | A | Integrated Unit Summer Peak Savings (kW) | Technical Potential | 0 | 0 | 0 | 0 | 0 | 0 | 0 | 0 | 0 | 0 | 0 | 0 | 0 | 0 | 0 | 0 | 0 | 0 | 0 | 0 | 0 | 0 | 0
F3_Industrial_Primary Metals_New_Space Heating_Natural Gas_Retrocommissioning_A_Technical Potential | F3 | Industrial | Primary Metals | New | Space Heating | Natural Gas | Retrocommissioning | A | Integrated Unit Winter Peak Savings (kW) | Technical Potential | 0 | 0 | 0 | 0 | 0 | 0 | 0 | 0 | 0 | 0 | 0 | 0 | 0 | 0 | 0 | 0 | 0 | 0 | 0 | 0 | 0 | 0 | 0
F4_Industrial_Primary Metals_New_Space Heating_Natural Gas_Retrocommissioning_A_Technical Potential | F4 | Industrial | Primary Metals | New | Space Heating | Natural Gas | Retrocommissioning | A | Incremental Energy Savings (MWh or mTherms) | Technical Potential | 0 | 0 | 0 | 0 | 0 | 0 | 0 | 0 | 0 | 0 | 0 | 0 | 0 | 0 | 0 | 0 | 0 | 0 | 0 | 0 | 0 | 0 | 0
F5_Industrial_Primary Metals_New_Space Heating_Natural Gas_Retrocommissioning_A_Technical Potential | F5 | Industrial | Primary Metals | New | Space Heating | Natural Gas | Retrocommissioning | A | Incremental Summer Peak Savings (MW) | Technical Potential | 0 | 0 | 0 | 0 | 0 | 0 | 0 | 0 | 0 | 0 | 0 | 0 | 0 | 0 | 0 | 0 | 0 | 0 | 0 | 0 | 0 | 0 | 0
F6_Industrial_Primary Metals_New_Space Heating_Natural Gas_Retrocommissioning_A_Technical Potential | F6 | Industrial | Primary Metals | New | Space Heating | Natural Gas | Retrocommissioning | A | Incremental Winter Peak Savings (MW) | Technical Potential | 0 | 0 | 0 | 0 | 0 | 0 | 0 | 0 | 0 | 0 | 0 | 0 | 0 | 0 | 0 | 0 | 0 | 0 | 0 | 0 | 0 | 0 | 0
F7_Industrial_Primary Metals_New_Space Heating_Natural Gas_Retrocommissioning_A_Technical Potential | F7 | Industrial | Primary Metals | New | Space Heating | Natural Gas | Retrocommissioning | A | Cumulative Energy Savings (MWh or mTherms) | Technical Potential | 0 | 0 | 0 | 0 | 0 | 0 | 0 | 0 | 0 | 0 | 0 | 0 | 0 | 0 | 0 | 0 | 0 | 0 | 0 | 0 | 0 | 0 | 0
F8_Industrial_Primary Metals_New_Space Heating_Natural Gas_Retrocommissioning_A_Technical Potential | F8 | Industrial | Primary Metals | New | Space Heating | Natural Gas | Retrocommissioning | A | Cumulative Summer Peak Savings (MW) | Technical Potential | 0 | 0 | 0 | 0 | 0 | 0 | 0 | 0 | 0 | 0 | 0 | 0 | 0 | 0 | 0 | 0 | 0 | 0 | 0 | 0 | 0 | 0 | 0
F9_Industrial_Primary Metals_New_Space Heating_Natural Gas_Retrocommissioning_A_Technical Potential | F9 | Industrial | Primary Metals | New | Space Heating | Natural Gas | Retrocommissioning | A | Cumulative Winter Peak Savings (MW) | Technical Potential | 0 | 0 | 0 | 0 | 0 | 0 | 0 | 0 | 0 | 0 | 0 | 0 | 0 | 0 | 0 | 0 | 0 | 0 | 0 | 0 | 0 | 0 | 0
F10_Industrial_Primary Metals_New_Space Heating_Natural Gas_Retrocommissioning_A_Technical Potential | F10 | Industrial | Primary Metals | New | Space Heating | Natural Gas | Retrocommissioning | A | Purchases (Incremental) | Technical Potential | 0 | 0 | 0 | 0 | 0 | 0 | 0 | 0 | 0 | 0 | 0 | 0 | 0 | 0 | 0 | 0 | 0 | 0 | 0 | 0 | 0 | 0 | 0
F11_Industrial_Primary Metals_New_Space Heating_Natural Gas_Retrocommissioning_A_Technical Potential | F11 | Industrial | Primary Metals | New | Space Heating | Natural Gas | Retrocommissioning | A | Purchases (Cumulative) | Technical Potential | 0 | 0 | 0 | 0 | 0 | 0 | 0 | 0 | 0 | 0 | 0 | 0 | 0 | 0 | 0 | 0 | 0 | 0 | 0 | 0 | 0 | 0 | 0
F1_Industrial_Primary Metals_New_Process_Natural Gas_Retrocommissioning_A_Technical Potential | F1 | Industrial | Primary Metals | New | Process | Natural Gas | Retrocommissioning | A | Integrated Unit Energy Savings (kWh or therms) | Technical Potential | 0 | 0 | 0 | 0 | 0 | 0 | 0 | 0 | 0 | 0 | 0 | 0 | 0 | 0 | 0 | 0 | 0 | 0 | 0 | 0 | 0 | 0 | 0
F2_Industrial_Primary Metals_New_Process_Natural Gas_Retrocommissioning_A_Technical Potential | F2 | Industrial | Primary Metals | New | Process | Natural Gas | Retrocommissioning | A | Integrated Unit Summer Peak Savings (kW) | Technical Potential | 0 | 0 | 0 | 0 | 0 | 0 | 0 | 0 | 0 | 0 | 0 | 0 | 0 | 0 | 0 | 0 | 0 | 0 | 0 | 0 | 0 | 0 | 0
F3_Industrial_Primary Metals_New_Process_Natural Gas_Retrocommissioning_A_Technical Potential | F3 | Industrial | Primary Metals | New | Process | Natural Gas | Retrocommissioning | A | Integrated Unit Winter Peak Savings (kW) | Technical Potential | 0 | 0 | 0 | 0 | 0 | 0 | 0 | 0 | 0 | 0 | 0 | 0 | 0 | 0 | 0 | 0 | 0 | 0 | 0 | 0 | 0 | 0 | 0
F4_Industrial_Primary Metals_New_Process_Natural Gas_Retrocommissioning_A_Technical Potential | F4 | Industrial | Primary Metals | New | Process | Natural Gas | Retrocommissioning | A | Incremental Energy Savings (MWh or mTherms) | Technical Potential | 0 | 0 | 0 | 0 | 0 | 0 | 0 | 0 | 0 | 0 | 0 | 0 | 0 | 0 | 0 | 0 | 0 | 0 | 0 | 0 | 0 | 0 | 0
F5_Industrial_Primary Metals_New_Process_Natural Gas_Retrocommissioning_A_Technical Potential | F5 | Industrial | Primary Metals | New | Process | Natural Gas | Retrocommissioning | A | Incremental Summer Peak Savings (MW) | Technical Potential | 0 | 0 | 0 | 0 | 0 | 0 | 0 | 0 | 0 | 0 | 0 | 0 | 0 | 0 | 0 | 0 | 0 | 0 | 0 | 0 | 0 | 0 | 0
F6_Industrial_Primary Metals_New_Process_Natural Gas_Retrocommissioning_A_Technical Potential | F6 | Industrial | Primary Metals | New | Process | Natural Gas | Retrocommissioning | A | Incremental Winter Peak Savings (MW) | Technical Potential | 0 | 0 | 0 | 0 | 0 | 0 | 0 | 0 | 0 | 0 | 0 | 0 | 0 | 0 | 0 | 0 | 0 | 0 | 0 | 0 | 0 | 0 | 0
F7_Industrial_Primary Metals_New_Process_Natural Gas_Retrocommissioning_A_Technical Potential | F7 | Industrial | Primary Metals | New | Process | Natural Gas | Retrocommissioning | A | Cumulative Energy Savings (MWh or mTherms) | Technical Potential | 0 | 0 | 0 | 0 | 0 | 0 | 0 | 0 | 0 | 0 | 0 | 0 | 0 | 0 | 0 | 0 | 0 | 0 | 0 | 0 | 0 | 0 | 0
F8_Industrial_Primary Metals_New_Process_Natural Gas_Retrocommissioning_A_Technical Potential | F8 | Industrial | Primary Metals | New | Process | Natural Gas | Retrocommissioning | A | Cumulative Summer Peak Savings (MW) | Technical Potential | 0 | 0 | 0 | 0 | 0 | 0 | 0 | 0 | 0 | 0 | 0 | 0 | 0 | 0 | 0 | 0 | 0 | 0 | 0 | 0 | 0 | 0 | 0
F9_Industrial_Primary Metals_New_Process_Natural Gas_Retrocommissioning_A_Technical Potential | F9 | Industrial | Primary Metals | New | Process | Natural Gas | Retrocommissioning | A | Cumulative Winter Peak Savings (MW) | Technical Potential | 0 | 0 | 0 | 0 | 0 | 0 | 0 | 0 | 0 | 0 | 0 | 0 | 0 | 0 | 0 | 0 | 0 | 0 | 0 | 0 | 0 | 0 | 0
F10_Industrial_Primary Metals_New_Process_Natural Gas_Retrocommissioning_A_Technical Potential | F10 | Industrial | Primary Metals | New | Process | Natural Gas | Retrocommissioning | A | Purchases (Incremental) | Technical Potential | 0 | 0 | 0 | 0 | 0 | 0 | 0 | 0 | 0 | 0 | 0 | 0 | 0 | 0 | 0 | 0 | 0 | 0 | 0 | 0 | 0 | 0 | 0
F11_Industrial_Primary Metals_New_Process_Natural Gas_Retrocommissioning_A_Technical Potential | F11 | Industrial | Primary Metals | New | Process | Natural Gas | Retrocommissioning | A | Purchases (Cumulative) | Technical Potential | 0 | 0 | 0 | 0 | 0 | 0 | 0 | 0 | 0 | 0 | 0 | 0 | 0 | 0 | 0 | 0 | 0 | 0 | 0 | 0 | 0 | 0 | 0
F1_Industrial_Stone, Clay, and Glass_Existing_Space Heating_Natural Gas_Insulation - Roof/Ceiling_A_Technical Potential | F1 | Industrial | Stone, Clay, and Glass | Existing | Space Heating | Natural Gas | Insulation - Roof/Ceiling | A | Integrated Unit Energy Savings (kWh or therms) | Technical Potential | 0 | 0 | 0.082692 | 0.082116 | 0.081495 | 0.080819 | 0.080075 | 0.079253 | 0.078345 | 0.077343 | 0.076253 | 0.075083 | 0.073853 | 0.072582 | 0.071311 | 0.070065 | 0.068868 | 0.067777 | 0.066795 | 0.065914 | 0.065119 | 0.064386 | 0
F2_Industrial_Stone, Clay, and Glass_Existing_Space Heating_Natural Gas_Insulation - Roof/Ceiling_A_Technical Potential | F2 | Industrial | Stone, Clay, and Glass | Existing | Space Heating | Natural Gas | Insulation - Roof/Ceiling | A | Integrated Unit Summer Peak Savings (kW) | Technical Potential | 0 | 0 | 0 | 0 | 0 | 0 | 0 | 0 | 0 | 0 | 0 | 0 | 0 | 0 | 0 | 0 | 0 | 0 | 0 | 0 | 0 | 0 | 0
F3_Industrial_Stone, Clay, and Glass_Existing_Space Heating_Natural Gas_Insulation - Roof/Ceiling_A_Technical Potential | F3 | Industrial | Stone, Clay, and Glass | Existing | Space Heating | Natural Gas | Insulation - Roof/Ceiling | A | Integrated Unit Winter Peak Savings (kW) | Technical Potential | 0 | 0 | 0 | 0 | 0 | 0 | 0 | 0 | 0 | 0 | 0 | 0 | 0 | 0 | 0 | 0 | 0 | 0 | 0 | 0 | 0 | 0 | 0
F4_Industrial_Stone, Clay, and Glass_Existing_Space Heating_Natural Gas_Insulation - Roof/Ceiling_A_Technical Potential | F4 | Industrial | Stone, Clay, and Glass | Existing | Space Heating | Natural Gas | Insulation - Roof/Ceiling | A | Incremental Energy Savings (MWh or mTherms) | Technical Potential | 0 | 0 | 0.361 | 0.61653 | 0.93538 | 1.2763 | 1.5817 | 1.7948 | 1.8778 | 1.8218 | 1.6475 | 1.395 | 1.1105 | 0.83422 | 0.59352 | 0.40116 | 0.25834 | 0.159 | 0.093738 | 0.061552 | 0 | 0 | 0
F5_Industrial_Stone, Clay, and Glass_Existing_Space Heating_Natural Gas_Insulation - Roof/Ceiling_A_Technical Potential | F5 | Industrial | Stone, Clay, and Glass | Existing | Space Heating | Natural Gas | Insulation - Roof/Ceiling | A | Incremental Summer Peak Savings (MW) | Technical Potential | 0 | 0 | 0 | 0 | 0 | 0 | 0 | 0 | 0 | 0 | 0 | 0 | 0 | 0 | 0 | 0 | 0 | 0 | 0 | 0 | 0 | 0 | 0
F6_Industrial_Stone, Clay, and Glass_Existing_Space Heating_Natural Gas_Insulation - Roof/Ceiling_A_Technical Potential | F6 | Industrial | Stone, Clay, and Glass | Existing | Space Heating | Natural Gas | Insulation - Roof/Ceiling | A | Incremental Winter Peak Savings (MW) | Technical Potential | 0 | 0 | 0 | 0 | 0 | 0 | 0 | 0 | 0 | 0 | 0 | 0 | 0 | 0 | 0 | 0 | 0 | 0 | 0 | 0 | 0 | 0 | 0
F7_Industrial_Stone, Clay, and Glass_Existing_Space Heating_Natural Gas_Insulation - Roof/Ceiling_A_Technical Potential | F7 | Industrial | Stone, Clay, and Glass | Existing | Space Heating | Natural Gas | Insulation - Roof/Ceiling | A | Cumulative Energy Savings (MWh or mTherms) | Technical Potential | 0 | 0 | 0.361 | 0.97501 | 1.903 | 3.1635 | 4.716 | 6.4625 | 8.2662 | 9.9823 | 11.4891 | 12.7079 | 13.6102 | 14.2101 | 14.5549 | 14.7016 | 14.7089 | 14.6349 | 14.5165 | 14.3866 | 14.213 | 14.0531 | 0
F8_Industrial_Stone, Clay, and Glass_Existing_Space Heating_Natural Gas_Insulation - Roof/Ceiling_A_Technical Potential | F8 | Industrial | Stone, Clay, and Glass | Existing | Space Heating | Natural Gas | Insulation - Roof/Ceiling | A | Cumulative Summer Peak Savings (MW) | Technical Potential | 0 | 0 | 0 | 0 | 0 | 0 | 0 | 0 | 0 | 0 | 0 | 0 | 0 | 0 | 0 | 0 | 0 | 0 | 0 | 0 | 0 | 0 | 0
F9_Industrial_Stone, Clay, and Glass_Existing_Space Heating_Natural Gas_Insulation - Roof/Ceiling_A_Technical Potential | F9 | Industrial | Stone, Clay, and Glass | Existing | Space Heating | Natural Gas | Insulation - Roof/Ceiling | A | Cumulative Winter Peak Savings (MW) | Technical Potential | 0 | 0 | 0 | 0 | 0 | 0 | 0 | 0 | 0 | 0 | 0 | 0 | 0 | 0 | 0 | 0 | 0 | 0 | 0 | 0 | 0 | 0 | 0
F10_Industrial_Stone, Clay, and Glass_Existing_Space Heating_Natural Gas_Insulation - Roof/Ceiling_A_Technical Potential | F10 | Industrial | Stone, Clay, and Glass | Existing | Space Heating | Natural Gas | Insulation - Roof/Ceiling | A | Purchases (Incremental) | Technical Potential | 0 | 0 | 4365.5494 | 7507.9923 | 11477.7354 | 15791.7808 | 19752.102 | 22646.8066 | 23968.3709 | 23555.1231 | 21605.7336 | 18579.0683 | 15036.6091 | 11493.5 | 8322.8793 | 5725.567 | 3751.2335 | 2345.9909 | 1403.3739 | 933.8188 | 0 | 0 | 0
F11_Industrial_Stone, Clay, and Glass_Existing_Space Heating_Natural Gas_Insulation - Roof/Ceiling_A_Technical Potential | F11 | Industrial | Stone, Clay, and Glass | Existing | Space Heating | Natural Gas | Insulation - Roof/Ceiling | A | Purchases (Cumulative) | Technical Potential | 0 | 0 | 4365.5494 | 11873.5418 | 23351.2772 | 39143.0579 | 58895.1599 | 81541.9665 | 105510.3374 | 129065.4605 | 150671.1941 | 169250.2624 | 184286.8715 | 195780.3715 | 204103.2509 | 209828.8179 | 213580.0514 | 215926.0423 | 217329.4162 | 218263.2349 | 218263.2349 | 218263.2349 | 0
F1_Industrial_Stone, Clay, and Glass_Existing_Space Heating_Natural Gas_Insulation - Wall Cavity_A_Technical Potential | F1 | Industrial | Stone, Clay, and Glass | Existing | Space Heating | Natural Gas | Insulation - Wall Cavity | A | Integrated Unit Energy Savings (kWh or therms) | Technical Potential | 0 | 0 | 0.018022 | 0.017777 | 0.017458 | 0.017056 | 0.016572 | 0.01602 | 0.015426 | 0.014816 | 0.014218 | 0.013654 | 0.013136 | 0.01267 | 0.012256 | 0.01189 | 0.011566 | 0.011284 | 0.011036 | 0.010813 | 0.010619 | 0.010437 | 0
F2_Industrial_Stone, Clay, and Glass_Existing_Space Heating_Natural Gas_Insulation - Wall Cavity_A_Technical Potential | F2 | Industrial | Stone, Clay, and Glass | Existing | Space Heating | Natural Gas | Insulation - Wall Cavity | A | Integrated Unit Summer Peak Savings (kW) | Technical Potential | 0 | 0 | 0 | 0 | 0 | 0 | 0 | 0 | 0 | 0 | 0 | 0 | 0 | 0 | 0 | 0 | 0 | 0 | 0 | 0 | 0 | 0 | 0
F3_Industrial_Stone, Clay, and Glass_Existing_Space Heating_Natural Gas_Insulation - Wall Cavity_A_Technical Potential | F3 | Industrial | Stone, Clay, and Glass | Existing | Space Heating | Natural Gas | Insulation - Wall Cavity | A | Integrated Unit Winter Peak Savings (kW) | Technical Potential | 0 | 0 | 0 | 0 | 0 | 0 | 0 | 0 | 0 | 0 | 0 | 0 | 0 | 0 | 0 | 0 | 0 | 0 | 0 | 0 | 0 | 0 | 0
F4_Industrial_Stone, Clay, and Glass_Existing_Space Heating_Natural Gas_Insulation - Wall Cavity_A_Technical Potential | F4 | Industrial | Stone, Clay, and Glass | Existing | Space Heating | Natural Gas | Insulation - Wall Cavity | A | Incremental Energy Savings (MWh or mTherms) | Technical Potential | 0 | 0 | 0.078674 | 0.13347 | 0.20038 | 0.26934 | 0.32732 | 0.36281 | 0.36973 | 0.34899 | 0.3072 | 0.25368 | 0.19753 | 0.14562 | 0.10201 | 0.068079 | 0.043388 | 0.026472 | 0.015487 | 0.010097 | 0 | 0 | 0
F5_Industrial_Stone, Clay, and Glass_Existing_Space Heating_Natural Gas_Insulation - Wall Cavity_A_Technical Potential | F5 | Industrial | Stone, Clay, and Glass | Existing | Space Heating | Natural Gas | Insulation - Wall Cavity | A | Incremental Summer Peak Savings (MW) | Technical Potential | 0 | 0 | 0 | 0 | 0 | 0 | 0 | 0 | 0 | 0 | 0 | 0 | 0 | 0 | 0 | 0 | 0 | 0 | 0 | 0 | 0 | 0 | 0
F6_Industrial_Stone, Clay, and Glass_Existing_Space Heating_Natural Gas_Insulation - Wall Cavity_A_Technical Potential | F6 | Industrial | Stone, Clay, and Glass | Existing | Space Heating | Natural Gas | Insulation - Wall Cavity | A | Incremental Winter Peak Savings (MW) | Technical Potential | 0 | 0 | 0 | 0 | 0 | 0 | 0 | 0 | 0 | 0 | 0 | 0 | 0 | 0 | 0 | 0 | 0 | 0 | 0 | 0 | 0 | 0 | 0
F7_Industrial_Stone, Clay, and Glass_Existing_Space Heating_Natural Gas_Insulation - Wall Cavity_A_Technical Potential | F7 | Industrial | Stone, Clay, and Glass | Existing | Space Heating | Natural Gas | Insulation - Wall Cavity | A | Cumulative Energy Savings (MWh or mTherms) | Technical Potential | 0 | 0 | 0.078674 | 0.21107 | 0.40766 | 0.6676 | 0.97598 | 1.3063 | 1.6276 | 1.9122 | 2.1423 | 2.3109 | 2.4208 | 2.4805 | 2.5016 | 2.495 | 2.4704 | 2.4365 | 2.3984 | 2.36 | 2.3178 | 2.2779 | 0
F8_Industrial_Stone, Clay, and Glass_Existing_Space Heating_Natural Gas_Insulation - Wall Cavity_A_Technical Potential | F8 | Industrial | Stone, Clay, and Glass | Existing | Space Heating | Natural Gas | Insulation - Wall Cavity | A | Cumulative Summer Peak Savings (MW) | Technical Potential | 0 | 0 | 0 | 0 | 0 | 0 | 0 | 0 | 0 | 0 | 0 | 0 | 0 | 0 | 0 | 0 | 0 | 0 | 0 | 0 | 0 | 0 | 0
F9_Industrial_Stone, Clay, and Glass_Existing_Space Heating_Natural Gas_Insulation - Wall Cavity_A_Technical Potential | F9 | Industrial | Stone, Clay, and Glass | Existing | Space Heating | Natural Gas | Insulation - Wall Cavity | A | Cumulative Winter Peak Savings (MW) | Technical Potential | 0 | 0 | 0 | 0 | 0 | 0 | 0 | 0 | 0 | 0 | 0 | 0 | 0 | 0 | 0 | 0 | 0 | 0 | 0 | 0 | 0 | 0 | 0
F10_Industrial_Stone, Clay, and Glass_Existing_Space Heating_Natural Gas_Insulation - Wall Cavity_A_Technical Potential | F10 | Industrial | Stone, Clay, and Glass | Existing | Space Heating | Natural Gas | Insulation - Wall Cavity | A | Purchases (Incremental) | Technical Potential | 0 | 0 | 4365.5494 | 7507.9923 | 11477.7354 | 15791.7808 | 19752.102 | 22646.8066 | 23968.3709 | 23555.1231 | 21605.7336 | 18579.0683 | 15036.6091 | 11493.5 | 8322.8793 | 5725.567 | 3751.2335 | 2345.9909 | 1403.3739 | 933.8188 | 0 | 0 | 0
F11_Industrial_Stone, Clay, and Glass_Existing_Space Heating_Natural Gas_Insulation - Wall Cavity_A_Technical Potential | F11 | Industrial | Stone, Clay, and Glass | Existing | Space Heating | Natural Gas | Insulation - Wall Cavity | A | Purchases (Cumulative) | Technical Potential | 0 | 0 | 4365.5494 | 11873.5418 | 23351.2772 | 39143.0579 | 58895.1599 | 81541.9665 | 105510.3374 | 129065.4605 | 150671.1941 | 169250.2624 | 184286.8715 | 195780.3715 | 204103.2509 | 209828.8179 | 213580.0514 | 215926.0423 | 217329.4162 | 218263.2349 | 218263.2349 | 218263.2349 | 0
F1_Industrial_Stone, Clay, and Glass_Existing_Space Heating_Natural Gas_Insulation - Ducting_A_Technical Potential | F1 | Industrial | Stone, Clay, and Glass | Existing | Space Heating | Natural Gas | Insulation - Ducting | A | Integrated Unit Energy Savings (kWh or therms) | Technical Potential | 0 | 0 | 0.0014264 | 0.0013997 | 0.001366 | 0.0013248 | 0.0012764 | 0.0012223 | 0.001165 | 0.0011072 | 0.0010513 | 0.00099911 | 0.00095169 | 0.00090932 | 0.00087201 | 0.00083927 | 0.00081055 | 0.00078568 | 0.000764 | 0.00074471 | 0.0007281 | 0.00071253 | 0
F2_Industrial_Stone, Clay, and Glass_Existing_Space Heating_Natural Gas_Insulation - Ducting_A_Technical Potential | F2 | Industrial | Stone, Clay, and Glass | Existing | Space Heating | Natural Gas | Insulation - Ducting | A | Integrated Unit Summer Peak Savings (kW) | Technical Potential | 0 | 0 | 0 | 0 | 0 | 0 | 0 | 0 | 0 | 0 | 0 | 0 | 0 | 0 | 0 | 0 | 0 | 0 | 0 | 0 | 0 | 0 | 0
F3_Industrial_Stone, Clay, and Glass_Existing_Space Heating_Natural Gas_Insulation - Ducting_A_Technical Potential | F3 | Industrial | Stone, Clay, and Glass | Existing | Space Heating | Natural Gas | Insulation - Ducting | A | Integrated Unit Winter Peak Savings (kW) | Technical Potential | 0 | 0 | 0 | 0 | 0 | 0 | 0 | 0 | 0 | 0 | 0 | 0 | 0 | 0 | 0 | 0 | 0 | 0 | 0 | 0 | 0 | 0 | 0
F4_Industrial_Stone, Clay, and Glass_Existing_Space Heating_Natural Gas_Insulation - Ducting_A_Technical Potential | F4 | Industrial | Stone, Clay, and Glass | Existing | Space Heating | Natural Gas | Insulation - Ducting | A | Incremental Energy Savings (MWh or mTherms) | Technical Potential | 0 | 0 | 0.00078626 | 0.00093095 | 0.0010927 | 0.0012089 | 0.0013056 | 0.0014366 | 0.0014762 | 0.0014085 | 0.0012386 | 0.00099435 | 0.00072031 | 0.00044764 | 0.00024496 | 0.00011156 | 4.4796e-05 | 1.5518e-05 | 4.632e-06 | 9.671e-07 | 1.5274e-07 | 1.7633e-08 | 0
F5_Industrial_Stone, Clay, and Glass_Existing_Space Heating_Natural Gas_Insulation - Ducting_A_Technical Potential | F5 | Industrial | Stone, Clay, and Glass | Existing | Space Heating | Natural Gas | Insulation - Ducting | A | Incremental Summer Peak Savings (MW) | Technical Potential | 0 | 0 | 0 | 0 | 0 | 0 | 0 | 0 | 0 | 0 | 0 | 0 | 0 | 0 | 0 | 0 | 0 | 0 | 0 | 0 | 0 | 0 | 0
F6_Industrial_Stone, Clay, and Glass_Existing_Space Heating_Natural Gas_Insulation - Ducting_A_Technical Potential | F6 | Industrial | Stone, Clay, and Glass | Existing | Space Heating | Natural Gas | Insulation - Ducting | A | Incremental Winter Peak Savings (MW) | Technical Potential | 0 | 0 | 0 | 0 | 0 | 0 | 0 | 0 | 0 | 0 | 0 | 0 | 0 | 0 | 0 | 0 | 0 | 0 | 0 | 0 | 0 | 0 | 0
F7_Industrial_Stone, Clay, and Glass_Existing_Space Heating_Natural Gas_Insulation - Ducting_A_Technical Potential | F7 | Industrial | Stone, Clay, and Glass | Existing | Space Heating | Natural Gas | Insulation - Ducting | A | Cumulative Energy Savings (MWh or mTherms) | Technical Potential | 0 | 0 | 0.00078626 | 0.0017025 | 0.0027542 | 0.0038799 | 0.0050437 | 0.0062667 | 0.0074493 | 0.008488 | 0.0092979 | 0.0098307 | 0.010084 | 0.010083 | 0.0099143 | 0.0096536 | 0.0093681 | 0.0090962 | 0.0088498 | 0.0086273 | 0.008435 | 0.0082547 | 0
F8_Industrial_Stone, Clay, and Glass_Existing_Space Heating_Natural Gas_Insulation - Ducting_A_Technical Potential | F8 | Industrial | Stone, Clay, and Glass | Existing | Space Heating | Natural Gas | Insulation - Ducting | A | Cumulative Summer Peak Savings (MW) | Technical Potential | 0 | 0 | 0 | 0 | 0 | 0 | 0 | 0 | 0 | 0 | 0 | 0 | 0 | 0 | 0 | 0 | 0 | 0 | 0 | 0 | 0 | 0 | 0
F9_Industrial_Stone, Clay, and Glass_Existing_Space Heating_Natural Gas_Insulation - Ducting_A_Technical Potential | F9 | Industrial | Stone, Clay, and Glass | Existing | Space Heating | Natural Gas | Insulation - Ducting | A | Cumulative Winter Peak Savings (MW) | Technical Potential | 0 | 0 | 0 | 0 | 0 | 0 | 0 | 0 | 0 | 0 | 0 | 0 | 0 | 0 | 0 | 0 | 0 | 0 | 0 | 0 | 0 | 0 | 0
F10_Industrial_Stone, Clay, and Glass_Existing_Space Heating_Natural Gas_Insulation - Ducting_A_Technical Potential | F10 | Industrial | Stone, Clay, and Glass | Existing | Space Heating | Natural Gas | Insulation - Ducting | A | Purchases (Incremental) | Technical Potential | 0 | 0 | 551.2029 | 665.1205 | 799.8799 | 912.5253 | 1022.9049 | 1175.2799 | 1267.071 | 1272.0852 | 1178.1189 | 995.2328 | 756.8746 | 492.2792 | 280.9113 | 132.9216 | 55.2665 | 19.7504 | 6.0628 | 1.2986 | 0.20978 | 0.024746 | 0
F11_Industrial_Stone, Clay, and Glass_Existing_Space Heating_Natural Gas_Insulation - Ducting_A_Technical Potential | F11 | Industrial | Stone, Clay, and Glass | Existing | Space Heating | Natural Gas | Insulation - Ducting | A | Purchases (Cumulative) | Technical Potential | 0 | 0 | 551.2029 | 1216.3234 | 2016.2033 | 2928.7286 | 3951.6335 | 5126.9134 | 6393.9844 | 7666.0696 | 8844.1885 | 9839.4213 | 10596.2959 | 11088.5751 | 11369.4864 | 11502.408 | 11557.6745 | 11577.4249 | 11583.4876 | 11584.7863 | 11584.996 | 11585.0208 | 0
F1_Industrial_Stone, Clay, and Glass_Existing_Space Heating_Natural Gas_HVAC - Duct Repair and Sealing_A_Technical Potential | F1 | Industrial | Stone, Clay, and Glass | Existing | Space Heating | Natural Gas | HVAC - Duct Repair and Sealing | A | Integrated Unit Energy Savings (kWh or therms) | Technical Potential | 0 | 0 | 0.0040403 | 0.003973 | 0.0038895 | 0.0037881 | 0.0036693 | 0.0035366 | 0.0033954 | 0.0032521 | 0.0031126 | 0.0029816 | 0.0028618 | 0.002754 | 0.0026585 | 0.0025739 | 0.002499 | 0.0024336 | 0.002376 | 0.0023242 | 0.0022792 | 0.0022367 | 0
F2_Industrial_Stone, Clay, and Glass_Existing_Space Heating_Natural Gas_HVAC - Duct Repair and Sealing_A_Technical Potential | F2 | Industrial | Stone, Clay, and Glass | Existing | Space Heating | Natural Gas | HVAC - Duct Repair and Sealing | A | Integrated Unit Summer Peak Savings (kW) | Technical Potential | 0 | 0 | 0 | 0 | 0 | 0 | 0 | 0 | 0 | 0 | 0 | 0 | 0 | 0 | 0 | 0 | 0 | 0 | 0 | 0 | 0 | 0 | 0
F3_Industrial_Stone, Clay, and Glass_Existing_Space Heating_Natural Gas_HVAC - Duct Repair and Sealing_A_Technical Potential | F3 | Industrial | Stone, Clay, and Glass | Existing | Space Heating | Natural Gas | HVAC - Duct Repair and Sealing | A | Integrated Unit Winter Peak Savings (kW) | Technical Potential | 0 | 0 | 0 | 0 | 0 | 0 | 0 | 0 | 0 | 0 | 0 | 0 | 0 | 0 | 0 | 0 | 0 | 0 | 0 | 0 | 0 | 0 | 0
F4_Industrial_Stone, Clay, and Glass_Existing_Space Heating_Natural Gas_HVAC - Duct Repair and Sealing_A_Technical Potential | F4 | Industrial | Stone, Clay, and Glass | Existing | Space Heating | Natural Gas | HVAC - Duct Repair and Sealing | A | Incremental Energy Savings (MWh or mTherms) | Technical Potential | 0 | 0 | 0.0045317 | 0.0043794 | 0.0042135 | 0.0040328 | 0.003839 | 0.0036364 | 0.003431 | 0.0032295 | 0.0030377 | 0.0028597 | 0.0026975 | 0.0025511 | 0.0024201 | 0.0023028 | 0.0021972 | 0.0021028 | 0.0020177 | 0.0019397 | 0.0018693 | 0.0018028 | 0
F5_Industrial_Stone, Clay, and Glass_Existing_Space Heating_Natural Gas_HVAC - Duct Repair and Sealing_A_Technical Potential | F5 | Industrial | Stone, Clay, and Glass | Existing | Space Heating | Natural Gas | HVAC - Duct Repair and Sealing | A | Incremental Summer Peak Savings (MW) | Technical Potential | 0 | 0 | 0 | 0 | 0 | 0 | 0 | 0 | 0 | 0 | 0 | 0 | 0 | 0 | 0 | 0 | 0 | 0 | 0 | 0 | 0 | 0 | 0
F6_Industrial_Stone, Clay, and Glass_Existing_Space Heating_Natural Gas_HVAC - Duct Repair and Sealing_A_Technical Potential | F6 | Industrial | Stone, Clay, and Glass | Existing | Space Heating | Natural Gas | HVAC - Duct Repair and Sealing | A | Incremental Winter Peak Savings (MW) | Technical Potential | 0 | 0 | 0 | 0 | 0 | 0 | 0 | 0 | 0 | 0 | 0 | 0 | 0 | 0 | 0 | 0 | 0 | 0 | 0 | 0 | 0 | 0 | 0
F7_Industrial_Stone, Clay, and Glass_Existing_Space Heating_Natural Gas_HVAC - Duct Repair and Sealing_A_Technical Potential | F7 | Industrial | Stone, Clay, and Glass | Existing | Space Heating | Natural Gas | HVAC - Duct Repair and Sealing | A | Cumulative Energy Savings (MWh or mTherms) | Technical Potential | 0 | 0 | 0.0045317 | 0.0088357 | 0.012864 | 0.016561 | 0.01988 | 0.022798 | 0.025319 | 0.02748 | 0.029339 | 0.030964 | 0.032417 | 0.033747 | 0.034996 | 0.036186 | 0.037331 | 0.038456 | 0.039564 | 0.040641 | 0.041723 | 0.042749 | 0
F8_Industrial_Stone, Clay, and Glass_Existing_Space Heating_Natural Gas_HVAC - Duct Repair and Sealing_A_Technical Potential | F8 | Industrial | Stone, Clay, and Glass | Existing | Space Heating | Natural Gas | HVAC - Duct Repair and Sealing | A | Cumulative Summer Peak Savings (MW) | Technical Potential | 0 | 0 | 0 | 0 | 0 | 0 | 0 | 0 | 0 | 0 | 0 | 0 | 0 | 0 | 0 | 0 | 0 | 0 | 0 | 0 | 0 | 0 | 0
F9_Industrial_Stone, Clay, and Glass_Existing_Space Heating_Natural Gas_HVAC - Duct Repair and Sealing_A_Technical Potential | F9 | Industrial | Stone, Clay, and Glass | Existing | Space Heating | Natural Gas | HVAC - Duct Repair and Sealing | A | Cumulative Winter Peak Savings (MW) | Technical Potential | 0 | 0 | 0 | 0 | 0 | 0 | 0 | 0 | 0 | 0 | 0 | 0 | 0 | 0 | 0 | 0 | 0 | 0 | 0 | 0 | 0 | 0 | 0
F10_Industrial_Stone, Clay, and Glass_Existing_Space Heating_Natural Gas_HVAC - Duct Repair and Sealing_A_Technical Potential | F10 | Industrial | Stone, Clay, and Glass | Existing | Space Heating | Natural Gas | HVAC - Duct Repair and Sealing | A | Purchases (Incremental) | Technical Potential | 0 | 0 | 1121.6339 | 1102.2953 | 1083.2902 | 1064.6128 | 1046.2574 | 1028.2185 | 1010.4906 | 993.0684 | 975.9465 | 959.1198 | 942.5833 | 926.3318 | 910.3606 | 894.6647 | 879.2395 | 864.0802 | 849.1822 | 834.5412 | 820.1525 | 806.012 | 0
F11_Industrial_Stone, Clay, and Glass_Existing_Space Heating_Natural Gas_HVAC - Duct Repair and Sealing_A_Technical Potential | F11 | Industrial | Stone, Clay, and Glass | Existing | Space Heating | Natural Gas | HVAC - Duct Repair and Sealing | A | Purchases (Cumulative) | Technical Potential | 0 | 0 | 1121.6339 | 2223.9292 | 3307.2194 | 4371.8323 | 5418.0897 | 6446.3082 | 7456.7988 | 8449.8672 | 9425.8137 | 10384.9335 | 11327.5168 | 12253.8486 | 13164.2092 | 14058.874 | 14938.1134 | 15802.1936 | 16651.3759 | 17485.917 | 18306.0696 | 19112.0815 | 0
F1_Industrial_Stone, Clay, and Glass_Existing_Space Heating_Natural Gas_Windows - High Efficiency_A_Technical Potential | F1 | Industrial | Stone, Clay, and Glass | Existing | Space Heating | Natural Gas | Windows - High Efficiency | A | Integrated Unit Energy Savings (kWh or therms) | Technical Potential | 0 | 0 | 0.0076981 | 0.0075811 | 0.0074267 | 0.0072309 | 0.0069954 | 0.0067284 | 0.0064428 | 0.006153 | 0.0058725 | 0.0056113 | 0.005375 | 0.0051651 | 0.0049812 | 0.0048203 | 0.0046791 | 0.0045566 | 0.0044492 | 0.0043526 | 0.0042692 | 0.0041902 | 0
F2_Industrial_Stone, Clay, and Glass_Existing_Space Heating_Natural Gas_Windows - High Efficiency_A_Technical Potential | F2 | Industrial | Stone, Clay, and Glass | Existing | Space Heating | Natural Gas | Windows - High Efficiency | A | Integrated Unit Summer Peak Savings (kW) | Technical Potential | 0 | 0 | 0 | 0 | 0 | 0 | 0 | 0 | 0 | 0 | 0 | 0 | 0 | 0 | 0 | 0 | 0 | 0 | 0 | 0 | 0 | 0 | 0
F3_Industrial_Stone, Clay, and Glass_Existing_Space Heating_Natural Gas_Windows - High Efficiency_A_Technical Potential | F3 | Industrial | Stone, Clay, and Glass | Existing | Space Heating | Natural Gas | Windows - High Efficiency | A | Integrated Unit Winter Peak Savings (kW) | Technical Potential | 0 | 0 | 0 | 0 | 0 | 0 | 0 | 0 | 0 | 0 | 0 | 0 | 0 | 0 | 0 | 0 | 0 | 0 | 0 | 0 | 0 | 0 | 0
F4_Industrial_Stone, Clay, and Glass_Existing_Space Heating_Natural Gas_Windows - High Efficiency_A_Technical Potential | F4 | Industrial | Stone, Clay, and Glass | Existing | Space Heating | Natural Gas | Windows - High Efficiency | A | Incremental Energy Savings (MWh or mTherms) | Technical Potential | 0 | 0 | 0.0068135 | 0.013181 | 0.022532 | 0.03507 | 0.05061 | 0.068515 | 0.087705 | 0.10671 | 0.1238 | 0.13709 | 0.14479 | 0.14546 | 0.13843 | 0.12411 | 0.10409 | 0.082385 | 0.060455 | 0.040239 | 0.024781 | 0.015589 | 0
F5_Industrial_Stone, Clay, and Glass_Existing_Space Heating_Natural Gas_Windows - High Efficiency_A_Technical Potential | F5 | Industrial | Stone, Clay, and Glass | Existing | Space Heating | Natural Gas | Windows - High Efficiency | A | Incremental Summer Peak Savings (MW) | Technical Potential | 0 | 0 | 0 | 0 | 0 | 0 | 0 | 0 | 0 | 0 | 0 | 0 | 0 | 0 | 0 | 0 | 0 | 0 | 0 | 0 | 0 | 0 | 0
F6_Industrial_Stone, Clay, and Glass_Existing_Space Heating_Natural Gas_Windows - High Efficiency_A_Technical Potential | F6 | Industrial | Stone, Clay, and Glass | Existing | Space Heating | Natural Gas | Windows - High Efficiency | A | Incremental Winter Peak Savings (MW) | Technical Potential | 0 | 0 | 0 | 0 | 0 | 0 | 0 | 0 | 0 | 0 | 0 | 0 | 0 | 0 | 0 | 0 | 0 | 0 | 0 | 0 | 0 | 0 | 0
F7_Industrial_Stone, Clay, and Glass_Existing_Space Heating_Natural Gas_Windows - High Efficiency_A_Technical Potential | F7 | Industrial | Stone, Clay, and Glass | Existing | Space Heating | Natural Gas | Windows - High Efficiency | A | Cumulative Energy Savings (MWh or mTherms) | Technical Potential | 0 | 0 | 0.0068135 | 0.019891 | 0.042019 | 0.07598 | 0.12412 | 0.18789 | 0.26762 | 0.3623 | 0.46958 | 0.58578 | 0.7059 | 0.82378 | 0.93289 | 1.0269 | 1.1009 | 1.1544 | 1.1877 | 1.2021 | 1.2039 | 1.1972 | 0
F8_Industrial_Stone, Clay, and Glass_Existing_Space Heating_Natural Gas_Windows - High Efficiency_A_Technical Potential | F8 | Industrial | Stone, Clay, and Glass | Existing | Space Heating | Natural Gas | Windows - High Efficiency | A | Cumulative Summer Peak Savings (MW) | Technical Potential | 0 | 0 | 0 | 0 | 0 | 0 | 0 | 0 | 0 | 0 | 0 | 0 | 0 | 0 | 0 | 0 | 0 | 0 | 0 | 0 | 0 | 0 | 0
F9_Industrial_Stone, Clay, and Glass_Existing_Space Heating_Natural Gas_Windows - High Efficiency_A_Technical Potential | F9 | Industrial | Stone, Clay, and Glass | Existing | Space Heating | Natural Gas | Windows - High Efficiency | A | Cumulative Winter Peak Savings (MW) | Technical Potential | 0 | 0 | 0 | 0 | 0 | 0 | 0 | 0 | 0 | 0 | 0 | 0 | 0 | 0 | 0 | 0 | 0 | 0 | 0 | 0 | 0 | 0 | 0
F10_Industrial_Stone, Clay, and Glass_Existing_Space Heating_Natural Gas_Windows - High Efficiency_A_Technical Potential | F10 | Industrial | Stone, Clay, and Glass | Existing | Space Heating | Natural Gas | Windows - High Efficiency | A | Purchases (Incremental) | Technical Potential | 0 | 0 | 885.0828 | 1738.7187 | 3033.9466 | 4850.0416 | 7234.7601 | 10183.0719 | 13612.9506 | 17343.0369 | 21080.514 | 24430.3314 | 26936.671 | 28161.4852 | 27791.4857 | 25746.4698 | 22246.6138 | 18080.502 | 13587.8824 | 9244.8059 | 5804.5692 | 3720.3199 | 0
F11_Industrial_Stone, Clay, and Glass_Existing_Space Heating_Natural Gas_Windows - High Efficiency_A_Technical Potential | F11 | Industrial | Stone, Clay, and Glass | Existing | Space Heating | Natural Gas | Windows - High Efficiency | A | Purchases (Cumulative) | Technical Potential | 0 | 0 | 885.0828 | 2623.8015 | 5657.7481 | 10507.7897 | 17742.5498 | 27925.6217 | 41538.5723 | 58881.6092 | 79962.1231 | 104392.4545 | 131329.1255 | 159490.6107 | 187282.0964 | 213028.5662 | 235275.18 | 253355.682 | 266943.5644 | 276188.3703 | 281992.9395 | 285713.2594 | 0
F1_Industrial_Stone, Clay, and Glass_Existing_Space Heating_Natural Gas_Gas Boiler - Maintenance_A_Technical Potential | F1 | Industrial | Stone, Clay, and Glass | Existing | Space Heating | Natural Gas | Gas Boiler - Maintenance | A | Integrated Unit Energy Savings (kWh or therms) | Technical Potential | 0 | 0 | 7.0903 | 7.057 | 7.022 | 6.9849 | 6.9456 | 6.9038 | 6.8592 | 6.8117 | 6.7615 | 6.7089 | 6.6544 | 6.5979 | 6.5412 | 6.4839 | 6.4264 | 6.3728 | 6.323 | 6.2765 | 6.2331 | 6.1928 | 0
F2_Industrial_Stone, Clay, and Glass_Existing_Space Heating_Natural Gas_Gas Boiler - Maintenance_A_Technical Potential | F2 | Industrial | Stone, Clay, and Glass | Existing | Space Heating | Natural Gas | Gas Boiler - Maintenance | A | Integrated Unit Summer Peak Savings (kW) | Technical Potential | 0 | 0 | 0 | 0 | 0 | 0 | 0 | 0 | 0 | 0 | 0 | 0 | 0 | 0 | 0 | 0 | 0 | 0 | 0 | 0 | 0 | 0 | 0
F3_Industrial_Stone, Clay, and Glass_Existing_Space Heating_Natural Gas_Gas Boiler - Maintenance_A_Technical Potential | F3 | Industrial | Stone, Clay, and Glass | Existing | Space Heating | Natural Gas | Gas Boiler - Maintenance | A | Integrated Unit Winter Peak Savings (kW) | Technical Potential | 0 | 0 | 0 | 0 | 0 | 0 | 0 | 0 | 0 | 0 | 0 | 0 | 0 | 0 | 0 | 0 | 0 | 0 | 0 | 0 | 0 | 0 | 0
F4_Industrial_Stone, Clay, and Glass_Existing_Space Heating_Natural Gas_Gas Boiler - Maintenance_A_Technical Potential | F4 | Industrial | Stone, Clay, and Glass | Existing | Space Heating | Natural Gas | Gas Boiler - Maintenance | A | Incremental Energy Savings (MWh or mTherms) | Technical Potential | 0 | 0 | 0.0048222 | 0.0033061 | 0.0022381 | 0.0017039 | 0.0014589 | 0.0012332 | 0.0010316 | 0.00085533 | 0.00070398 | 0.00057574 | 0.00046829 | 0.00035538 | 0.00026966 | 0.00020458 | 0.00015519 | 0.00013887 | 0.00010598 | 8.9023e-05 | 7.287e-05 | 5.7468e-05 | 0
F5_Industrial_Stone, Clay, and Glass_Existing_Space Heating_Natural Gas_Gas Boiler - Maintenance_A_Technical Potential | F5 | Industrial | Stone, Clay, and Glass | Existing | Space Heating | Natural Gas | Gas Boiler - Maintenance | A | Incremental Summer Peak Savings (MW) | Technical Potential | 0 | 0 | 0 | 0 | 0 | 0 | 0 | 0 | 0 | 0 | 0 | 0 | 0 | 0 | 0 | 0 | 0 | 0 | 0 | 0 | 0 | 0 | 0
F6_Industrial_Stone, Clay, and Glass_Existing_Space Heating_Natural Gas_Gas Boiler - Maintenance_A_Technical Potential | F6 | Industrial | Stone, Clay, and Glass | Existing | Space Heating | Natural Gas | Gas Boiler - Maintenance | A | Incremental Winter Peak Savings (MW) | Technical Potential | 0 | 0 | 0 | 0 | 0 | 0 | 0 | 0 | 0 | 0 | 0 | 0 | 0 | 0 | 0 | 0 | 0 | 0 | 0 | 0 | 0 | 0 | 0
F7_Industrial_Stone, Clay, and Glass_Existing_Space Heating_Natural Gas_Gas Boiler - Maintenance_A_Technical Potential | F7 | Industrial | Stone, Clay, and Glass | Existing | Space Heating | Natural Gas | Gas Boiler - Maintenance | A | Cumulative Energy Savings (MWh or mTherms) | Technical Potential | 0 | 0 | 0.0048222 | 0.0081057 | 0.010304 | 0.011953 | 0.013345 | 0.014498 | 0.015436 | 0.016184 | 0.016769 | 0.017214 | 0.017542 | 0.017749 | 0.017866 | 0.017914 | 0.01791 | 0.0179 | 0.017866 | 0.017824 | 0.017773 | 0.017716 | 0
F8_Industrial_Stone, Clay, and Glass_Existing_Space Heating_Natural Gas_Gas Boiler - Maintenance_A_Technical Potential | F8 | Industrial | Stone, Clay, and Glass | Existing | Space Heating | Natural Gas | Gas Boiler - Maintenance | A | Cumulative Summer Peak Savings (MW) | Technical Potential | 0 | 0 | 0 | 0 | 0 | 0 | 0 | 0 | 0 | 0 | 0 | 0 | 0 | 0 | 0 | 0 | 0 | 0 | 0 | 0 | 0 | 0 | 0
F9_Industrial_Stone, Clay, and Glass_Existing_Space Heating_Natural Gas_Gas Boiler - Maintenance_A_Technical Potential | F9 | Industrial | Stone, Clay, and Glass | Existing | Space Heating | Natural Gas | Gas Boiler - Maintenance | A | Cumulative Winter Peak Savings (MW) | Technical Potential | 0 | 0 | 0 | 0 | 0 | 0 | 0 | 0 | 0 | 0 | 0 | 0 | 0 | 0 | 0 | 0 | 0 | 0 | 0 | 0 | 0 | 0 | 0
F10_Industrial_Stone, Clay, and Glass_Existing_Space Heating_Natural Gas_Gas Boiler - Maintenance_A_Technical Potential | F10 | Industrial | Stone, Clay, and Glass | Existing | Space Heating | Natural Gas | Gas Boiler - Maintenance | A | Purchases (Incremental) | Technical Potential | 0 | 0 | 0.68012 | 0.46849 | 0.31873 | 0.24395 | 0.21005 | 0.17863 | 0.15039 | 0.12557 | 0.10411 | 0.085817 | 0.070373 | 0.053862 | 0.041224 | 0.031552 | 0.024149 | 0.021792 | 0.01676 | 0.014184 | 0.011691 | 0.0092798 | 0
F11_Industrial_Stone, Clay, and Glass_Existing_Space Heating_Natural Gas_Gas Boiler - Maintenance_A_Technical Potential | F11 | Industrial | Stone, Clay, and Glass | Existing | Space Heating | Natural Gas | Gas Boiler - Maintenance | A | Purchases (Cumulative) | Technical Potential | 0 | 0 | 0.68012 | 1.1486 | 1.4673 | 1.7113 | 1.9213 | 2.1 | 2.2503 | 2.3759 | 2.48 | 2.5658 | 2.6362 | 2.6901 | 2.7313 | 2.7629 | 2.787 | 2.8088 | 2.8256 | 2.8397 | 2.8514 | 2.8607 | 0
F1_Industrial_Stone, Clay, and Glass_Existing_Process_Natural Gas_Gas Boiler - Maintenance_A_Technical Potential | F1 | Industrial | Stone, Clay, and Glass | Existing | Process | Natural Gas | Gas Boiler - Maintenance | A | Integrated Unit Energy Savings (kWh or therms) | Technical Potential | 0 | 0 | 4.2096 | 4.2096 | 4.2096 | 4.2096 | 4.2096 | 4.2096 | 4.2096 | 4.2096 | 4.2096 | 4.2096 | 4.2096 | 4.2096 | 4.2096 | 4.2096 | 4.2096 | 4.2096 | 4.2096 | 4.2096 | 4.2096 | 4.2096 | 0
F2_Industrial_Stone, Clay, and Glass_Existing_Process_Natural Gas_Gas Boiler - Maintenance_A_Technical Potential | F2 | Industrial | Stone, Clay, and Glass | Existing | Process | Natural Gas | Gas Boiler - Maintenance | A | Integrated Unit Summer Peak Savings (kW) | Technical Potential | 0 | 0 | 0 | 0 | 0 | 0 | 0 | 0 | 0 | 0 | 0 | 0 | 0 | 0 | 0 | 0 | 0 | 0 | 0 | 0 | 0 | 0 | 0
F3_Industrial_Stone, Clay, and Glass_Existing_Process_Natural Gas_Gas Boiler - Maintenance_A_Technical Potential | F3 | Industrial | Stone, Clay, and Glass | Existing | Process | Natural Gas | Gas Boiler - Maintenance | A | Integrated Unit Winter Peak Savings (kW) | Technical Potential | 0 | 0 | 0 | 0 | 0 | 0 | 0 | 0 | 0 | 0 | 0 | 0 | 0 | 0 | 0 | 0 | 0 | 0 | 0 | 0 | 0 | 0 | 0
F4_Industrial_Stone, Clay, and Glass_Existing_Process_Natural Gas_Gas Boiler - Maintenance_A_Technical Potential | F4 | Industrial | Stone, Clay, and Glass | Existing | Process | Natural Gas | Gas Boiler - Maintenance | A | Incremental Energy Savings (MWh or mTherms) | Technical Potential | 0 | 0 | 0.031743 | 0.021865 | 0.014876 | 0.011385 | 0.0098034 | 0.008337 | 0.007019 | 0.0058605 | 0.0048593 | 0.0040052 | 0.0032845 | 0.0025138 | 0.001924 | 0.0014726 | 0.0011271 | 0.0010171 | 0.00078224 | 0.00066198 | 0.00054564 | 0.00043311 | 0
F5_Industrial_Stone, Clay, and Glass_Existing_Process_Natural Gas_Gas Boiler - Maintenance_A_Technical Potential | F5 | Industrial | Stone, Clay, and Glass | Existing | Process | Natural Gas | Gas Boiler - Maintenance | A | Incremental Summer Peak Savings (MW) | Technical Potential | 0 | 0 | 0 | 0 | 0 | 0 | 0 | 0 | 0 | 0 | 0 | 0 | 0 | 0 | 0 | 0 | 0 | 0 | 0 | 0 | 0 | 0 | 0
F6_Industrial_Stone, Clay, and Glass_Existing_Process_Natural Gas_Gas Boiler - Maintenance_A_Technical Potential | F6 | Industrial | Stone, Clay, and Glass | Existing | Process | Natural Gas | Gas Boiler - Maintenance | A | Incremental Winter Peak Savings (MW) | Technical Potential | 0 | 0 | 0 | 0 | 0 | 0 | 0 | 0 | 0 | 0 | 0 | 0 | 0 | 0 | 0 | 0 | 0 | 0 | 0 | 0 | 0 | 0 | 0
F7_Industrial_Stone, Clay, and Glass_Existing_Process_Natural Gas_Gas Boiler - Maintenance_A_Technical Potential | F7 | Industrial | Stone, Clay, and Glass | Existing | Process | Natural Gas | Gas Boiler - Maintenance | A | Cumulative Energy Savings (MWh or mTherms) | Technical Potential | 0 | 0 | 0.031743 | 0.053608 | 0.068484 | 0.079869 | 0.089672 | 0.098009 | 0.10503 | 0.11089 | 0.11575 | 0.11975 | 0.12304 | 0.12555 | 0.12748 | 0.12895 | 0.13008 | 0.13109 | 0.13187 | 0.13254 | 0.13308 | 0.13352 | 0
F8_Industrial_Stone, Clay, and Glass_Existing_Process_Natural Gas_Gas Boiler - Maintenance_A_Technical Potential | F8 | Industrial | Stone, Clay, and Glass | Existing | Process | Natural Gas | Gas Boiler - Maintenance | A | Cumulative Summer Peak Savings (MW) | Technical Potential | 0 | 0 | 0 | 0 | 0 | 0 | 0 | 0 | 0 | 0 | 0 | 0 | 0 | 0 | 0 | 0 | 0 | 0 | 0 | 0 | 0 | 0 | 0
F9_Industrial_Stone, Clay, and Glass_Existing_Process_Natural Gas_Gas Boiler - Maintenance_A_Technical Potential | F9 | Industrial | Stone, Clay, and Glass | Existing | Process | Natural Gas | Gas Boiler - Maintenance | A | Cumulative Winter Peak Savings (MW) | Technical Potential | 0 | 0 | 0 | 0 | 0 | 0 | 0 | 0 | 0 | 0 | 0 | 0 | 0 | 0 | 0 | 0 | 0 | 0 | 0 | 0 | 0 | 0 | 0
F10_Industrial_Stone, Clay, and Glass_Existing_Process_Natural Gas_Gas Boiler - Maintenance_A_Technical Potential | F10 | Industrial | Stone, Clay, and Glass | Existing | Process | Natural Gas | Gas Boiler - Maintenance | A | Purchases (Incremental) | Technical Potential | 0 | 0 | 7.5405 | 5.1942 | 3.5338 | 2.7046 | 2.3288 | 1.9805 | 1.6674 | 1.3922 | 1.1543 | 0.95145 | 0.78023 | 0.59717 | 0.45706 | 0.34982 | 0.26774 | 0.24161 | 0.18582 | 0.15726 | 0.12962 | 0.10289 | 0
F11_Industrial_Stone, Clay, and Glass_Existing_Process_Natural Gas_Gas Boiler - Maintenance_A_Technical Potential | F11 | Industrial | Stone, Clay, and Glass | Existing | Process | Natural Gas | Gas Boiler - Maintenance | A | Purchases (Cumulative) | Technical Potential | 0 | 0 | 7.5405 | 12.7347 | 16.2684 | 18.9731 | 21.3019 | 23.2824 | 24.9497 | 26.3419 | 27.4962 | 28.4477 | 29.2279 | 29.8251 | 30.2821 | 30.632 | 30.8997 | 31.1413 | 31.3271 | 31.4844 | 31.614 | 31.7169 | 0
F1_Industrial_Stone, Clay, and Glass_Existing_Space Heating_Natural Gas_Gas Furnace - Maintenance_A_Technical Potential | F1 | Industrial | Stone, Clay, and Glass | Existing | Space Heating | Natural Gas | Gas Furnace - Maintenance | A | Integrated Unit Energy Savings (kWh or therms) | Technical Potential | 0 | 0 | 0.0093616 | 0.0092714 | 0.0091786 | 0.0090832 | 0.0089851 | 0.0088845 | 0.0087815 | 0.0086761 | 0.0085694 | 0.0084618 | 0.0083541 | 0.0082462 | 0.0081397 | 0.0080342 | 0.0079299 | 0.0078316 | 0.0077389 | 0.0076511 | 0.0075678 | 0.0074887 | 0
F2_Industrial_Stone, Clay, and Glass_Existing_Space Heating_Natural Gas_Gas Furnace - Maintenance_A_Technical Potential | F2 | Industrial | Stone, Clay, and Glass | Existing | Space Heating | Natural Gas | Gas Furnace - Maintenance | A | Integrated Unit Summer Peak Savings (kW) | Technical Potential | 0 | 0 | 0 | 0 | 0 | 0 | 0 | 0 | 0 | 0 | 0 | 0 | 0 | 0 | 0 | 0 | 0 | 0 | 0 | 0 | 0 | 0 | 0
F3_Industrial_Stone, Clay, and Glass_Existing_Space Heating_Natural Gas_Gas Furnace - Maintenance_A_Technical Potential | F3 | Industrial | Stone, Clay, and Glass | Existing | Space Heating | Natural Gas | Gas Furnace - Maintenance | A | Integrated Unit Winter Peak Savings (kW) | Technical Potential | 0 | 0 | 0 | 0 | 0 | 0 | 0 | 0 | 0 | 0 | 0 | 0 | 0 | 0 | 0 | 0 | 0 | 0 | 0 | 0 | 0 | 0 | 0
F4_Industrial_Stone, Clay, and Glass_Existing_Space Heating_Natural Gas_Gas Furnace - Maintenance_A_Technical Potential | F4 | Industrial | Stone, Clay, and Glass | Existing | Space Heating | Natural Gas | Gas Furnace - Maintenance | A | Incremental Energy Savings (MWh or mTherms) | Technical Potential | 0 | 0 | 2.0315e-05 | 1.3859e-05 | 9.334e-06 | 7.0698e-06 | 6.0217e-06 | 5.0636e-06 | 4.2136e-06 | 3.476e-06 | 2.8467e-06 | 2.3169e-06 | 1.8758e-06 | 1.4171e-06 | 1.0706e-06 | 8.0881e-07 | 6.11e-07 | 5.4453e-07 | 4.1385e-07 | 3.4625e-07 | 2.8229e-07 | 2.2173e-07 | 0
F5_Industrial_Stone, Clay, and Glass_Existing_Space Heating_Natural Gas_Gas Furnace - Maintenance_A_Technical Potential | F5 | Industrial | Stone, Clay, and Glass | Existing | Space Heating | Natural Gas | Gas Furnace - Maintenance | A | Incremental Summer Peak Savings (MW) | Technical Potential | 0 | 0 | 0 | 0 | 0 | 0 | 0 | 0 | 0 | 0 | 0 | 0 | 0 | 0 | 0 | 0 | 0 | 0 | 0 | 0 | 0 | 0 | 0
F6_Industrial_Stone, Clay, and Glass_Existing_Space Heating_Natural Gas_Gas Furnace - Maintenance_A_Technical Potential | F6 | Industrial | Stone, Clay, and Glass | Existing | Space Heating | Natural Gas | Gas Furnace - Maintenance | A | Incremental Winter Peak Savings (MW) | Technical Potential | 0 | 0 | 0 | 0 | 0 | 0 | 0 | 0 | 0 | 0 | 0 | 0 | 0 | 0 | 0 | 0 | 0 | 0 | 0 | 0 | 0 | 0 | 0
F7_Industrial_Stone, Clay, and Glass_Existing_Space Heating_Natural Gas_Gas Furnace - Maintenance_A_Technical Potential | F7 | Industrial | Stone, Clay, and Glass | Existing | Space Heating | Natural Gas | Gas Furnace - Maintenance | A | Cumulative Energy Savings (MWh or mTherms) | Technical Potential | 0 | 0 | 2.0315e-05 | 3.3977e-05 | 4.2971e-05 | 4.9594e-05 | 5.5081e-05 | 5.9528e-05 | 6.3051e-05 | 6.5771e-05 | 6.7808e-05 | 6.9274e-05 | 7.0268e-05 | 7.0777e-05 | 7.0934e-05 | 7.0824e-05 | 7.0515e-05 | 7.0186e-05 | 6.9768e-05 | 6.9323e-05 | 6.885e-05 | 6.8353e-05 | 0
F8_Industrial_Stone, Clay, and Glass_Existing_Space Heating_Natural Gas_Gas Furnace - Maintenance_A_Technical Potential | F8 | Industrial | Stone, Clay, and Glass | Existing | Space Heating | Natural Gas | Gas Furnace - Maintenance | A | Cumulative Summer Peak Savings (MW) | Technical Potential | 0 | 0 | 0 | 0 | 0 | 0 | 0 | 0 | 0 | 0 | 0 | 0 | 0 | 0 | 0 | 0 | 0 | 0 | 0 | 0 | 0 | 0 | 0
F9_Industrial_Stone, Clay, and Glass_Existing_Space Heating_Natural Gas_Gas Furnace - Maintenance_A_Technical Potential | F9 | Industrial | Stone, Clay, and Glass | Existing | Space Heating | Natural Gas | Gas Furnace - Maintenance | A | Cumulative Winter Peak Savings (MW) | Technical Potential | 0 | 0 | 0 | 0 | 0 | 0 | 0 | 0 | 0 | 0 | 0 | 0 | 0 | 0 | 0 | 0 | 0 | 0 | 0 | 0 | 0 | 0 | 0
F10_Industrial_Stone, Clay, and Glass_Existing_Space Heating_Natural Gas_Gas Furnace - Maintenance_A_Technical Potential | F10 | Industrial | Stone, Clay, and Glass | Existing | Space Heating | Natural Gas | Gas Furnace - Maintenance | A | Purchases (Incremental) | Technical Potential | 0 | 0 | 2.17 | 1.4948 | 1.0169 | 0.77834 | 0.67018 | 0.56993 | 0.47983 | 0.40064 | 0.33219 | 0.27381 | 0.22453 | 0.17185 | 0.13153 | 0.10067 | 0.07705 | 0.069529 | 0.053476 | 0.045255 | 0.037301 | 0.029608 | 0
F11_Industrial_Stone, Clay, and Glass_Existing_Space Heating_Natural Gas_Gas Furnace - Maintenance_A_Technical Potential | F11 | Industrial | Stone, Clay, and Glass | Existing | Space Heating | Natural Gas | Gas Furnace - Maintenance | A | Purchases (Cumulative) | Technical Potential | 0 | 0 | 2.17 | 3.6648 | 4.6817 | 5.46 | 6.1302 | 6.7002 | 7.18 | 7.5806 | 7.9128 | 8.1866 | 8.4112 | 8.583 | 8.7145 | 8.8152 | 8.8923 | 8.9618 | 9.0153 | 9.0605 | 9.0978 | 9.1274 | 0
F1_Industrial_Stone, Clay, and Glass_Existing_Space Heating_Natural Gas_Gas Boiler - Hot Water Reset_A_Technical Potential | F1 | Industrial | Stone, Clay, and Glass | Existing | Space Heating | Natural Gas | Gas Boiler - Hot Water Reset | A | Integrated Unit Energy Savings (kWh or therms) | Technical Potential | 0 | 0 | 25.7394 | 25.5752 | 25.4048 | 25.227 | 25.0409 | 24.8457 | 24.6406 | 24.4248 | 24.1995 | 23.9655 | 23.7247 | 23.4772 | 23.2286 | 22.9783 | 22.7273 | 22.4904 | 22.2666 | 22.0545 | 21.8534 | 21.6629 | 0
F2_Industrial_Stone, Clay, and Glass_Existing_Space Heating_Natural Gas_Gas Boiler - Hot Water Reset_A_Technical Potential | F2 | Industrial | Stone, Clay, and Glass | Existing | Space Heating | Natural Gas | Gas Boiler - Hot Water Reset | A | Integrated Unit Summer Peak Savings (kW) | Technical Potential | 0 | 0 | 0 | 0 | 0 | 0 | 0 | 0 | 0 | 0 | 0 | 0 | 0 | 0 | 0 | 0 | 0 | 0 | 0 | 0 | 0 | 0 | 0
F3_Industrial_Stone, Clay, and Glass_Existing_Space Heating_Natural Gas_Gas Boiler - Hot Water Reset_A_Technical Potential | F3 | Industrial | Stone, Clay, and Glass | Existing | Space Heating | Natural Gas | Gas Boiler - Hot Water Reset | A | Integrated Unit Winter Peak Savings (kW) | Technical Potential | 0 | 0 | 0 | 0 | 0 | 0 | 0 | 0 | 0 | 0 | 0 | 0 | 0 | 0 | 0 | 0 | 0 | 0 | 0 | 0 | 0 | 0 | 0
F4_Industrial_Stone, Clay, and Glass_Existing_Space Heating_Natural Gas_Gas Boiler - Hot Water Reset_A_Technical Potential | F4 | Industrial | Stone, Clay, and Glass | Existing | Space Heating | Natural Gas | Gas Boiler - Hot Water Reset | A | Incremental Energy Savings (MWh or mTherms) | Technical Potential | 0 | 0 | 0.0085076 | 0.0102 | 0.012185 | 0.013804 | 0.01536 | 0.01751 | 0.018722 | 0.018631 | 0.017096 | 0.014302 | 0.010768 | 0.0069303 | 0.0039128 | 0.0018315 | 0.0007532 | 0.00026636 | 8.0951e-05 | 1.7174e-05 | 2.749e-06 | 3.2146e-07 | 0
F5_Industrial_Stone, Clay, and Glass_Existing_Space Heating_Natural Gas_Gas Boiler - Hot Water Reset_A_Technical Potential | F5 | Industrial | Stone, Clay, and Glass | Existing | Space Heating | Natural Gas | Gas Boiler - Hot Water Reset | A | Incremental Summer Peak Savings (MW) | Technical Potential | 0 | 0 | 0 | 0 | 0 | 0 | 0 | 0 | 0 | 0 | 0 | 0 | 0 | 0 | 0 | 0 | 0 | 0 | 0 | 0 | 0 | 0 | 0
F6_Industrial_Stone, Clay, and Glass_Existing_Space Heating_Natural Gas_Gas Boiler - Hot Water Reset_A_Technical Potential | F6 | Industrial | Stone, Clay, and Glass | Existing | Space Heating | Natural Gas | Gas Boiler - Hot Water Reset | A | Incremental Winter Peak Savings (MW) | Technical Potential | 0 | 0 | 0 | 0 | 0 | 0 | 0 | 0 | 0 | 0 | 0 | 0 | 0 | 0 | 0 | 0 | 0 | 0 | 0 | 0 | 0 | 0 | 0
F7_Industrial_Stone, Clay, and Glass_Existing_Space Heating_Natural Gas_Gas Boiler - Hot Water Reset_A_Technical Potential | F7 | Industrial | Stone, Clay, and Glass | Existing | Space Heating | Natural Gas | Gas Boiler - Hot Water Reset | A | Cumulative Energy Savings (MWh or mTherms) | Technical Potential | 0 | 0 | 0.0085076 | 0.018654 | 0.030715 | 0.044304 | 0.059337 | 0.076384 | 0.094476 | 0.11228 | 0.12834 | 0.1414 | 0.15075 | 0.15611 | 0.15837 | 0.15849 | 0.15751 | 0.15614 | 0.15466 | 0.15321 | 0.15181 | 0.15049 | 0
F8_Industrial_Stone, Clay, and Glass_Existing_Space Heating_Natural Gas_Gas Boiler - Hot Water Reset_A_Technical Potential | F8 | Industrial | Stone, Clay, and Glass | Existing | Space Heating | Natural Gas | Gas Boiler - Hot Water Reset | A | Cumulative Summer Peak Savings (MW) | Technical Potential | 0 | 0 | 0 | 0 | 0 | 0 | 0 | 0 | 0 | 0 | 0 | 0 | 0 | 0 | 0 | 0 | 0 | 0 | 0 | 0 | 0 | 0 | 0
F9_Industrial_Stone, Clay, and Glass_Existing_Space Heating_Natural Gas_Gas Boiler - Hot Water Reset_A_Technical Potential | F9 | Industrial | Stone, Clay, and Glass | Existing | Space Heating | Natural Gas | Gas Boiler - Hot Water Reset | A | Cumulative Winter Peak Savings (MW) | Technical Potential | 0 | 0 | 0 | 0 | 0 | 0 | 0 | 0 | 0 | 0 | 0 | 0 | 0 | 0 | 0 | 0 | 0 | 0 | 0 | 0 | 0 | 0 | 0
F10_Industrial_Stone, Clay, and Glass_Existing_Space Heating_Natural Gas_Gas Boiler - Hot Water Reset_A_Technical Potential | F10 | Industrial | Stone, Clay, and Glass | Existing | Space Heating | Natural Gas | Gas Boiler - Hot Water Reset | A | Purchases (Incremental) | Technical Potential | 0 | 0 | 0.33053 | 0.39884 | 0.47965 | 0.5472 | 0.61338 | 0.70476 | 0.7598 | 0.7628 | 0.70646 | 0.59679 | 0.45386 | 0.29519 | 0.16845 | 0.079706 | 0.033141 | 0.011843 | 0.0036355 | 0.00077872 | 0.00012579 | 1.4839e-05 | 0
F11_Industrial_Stone, Clay, and Glass_Existing_Space Heating_Natural Gas_Gas Boiler - Hot Water Reset_A_Technical Potential | F11 | Industrial | Stone, Clay, and Glass | Existing | Space Heating | Natural Gas | Gas Boiler - Hot Water Reset | A | Purchases (Cumulative) | Technical Potential | 0 | 0 | 0.33053 | 0.72937 | 1.209 | 1.7562 | 2.3696 | 3.0743 | 3.8341 | 4.597 | 5.3034 | 5.9002 | 6.3541 | 6.6493 | 6.8177 | 6.8974 | 6.9306 | 6.9424 | 6.946 | 6.9468 | 6.9469 | 6.9469 | 0
F1_Industrial_Stone, Clay, and Glass_Existing_Process_Natural Gas_Gas Boiler - Hot Water Reset_A_Technical Potential | F1 | Industrial | Stone, Clay, and Glass | Existing | Process | Natural Gas | Gas Boiler - Hot Water Reset | A | Integrated Unit Energy Savings (kWh or therms) | Technical Potential | 0 | 0 | 7.6171 | 7.58 | 7.5423 | 7.504 | 7.4653 | 7.4288 | 7.397 | 7.3688 | 7.3435 | 7.3204 | 7.2991 | 7.2791 | 7.2601 | 7.2419 | 7.2242 | 7.2069 | 7.1921 | 7.177 | 7.1617 | 7.1461 | 0
F2_Industrial_Stone, Clay, and Glass_Existing_Process_Natural Gas_Gas Boiler - Hot Water Reset_A_Technical Potential | F2 | Industrial | Stone, Clay, and Glass | Existing | Process | Natural Gas | Gas Boiler - Hot Water Reset | A | Integrated Unit Summer Peak Savings (kW) | Technical Potential | 0 | 0 | 0 | 0 | 0 | 0 | 0 | 0 | 0 | 0 | 0 | 0 | 0 | 0 | 0 | 0 | 0 | 0 | 0 | 0 | 0 | 0 | 0
F3_Industrial_Stone, Clay, and Glass_Existing_Process_Natural Gas_Gas Boiler - Hot Water Reset_A_Technical Potential | F3 | Industrial | Stone, Clay, and Glass | Existing | Process | Natural Gas | Gas Boiler - Hot Water Reset | A | Integrated Unit Winter Peak Savings (kW) | Technical Potential | 0 | 0 | 0 | 0 | 0 | 0 | 0 | 0 | 0 | 0 | 0 | 0 | 0 | 0 | 0 | 0 | 0 | 0 | 0 | 0 | 0 | 0 | 0
F4_Industrial_Stone, Clay, and Glass_Existing_Process_Natural Gas_Gas Boiler - Hot Water Reset_A_Technical Potential | F4 | Industrial | Stone, Clay, and Glass | Existing | Process | Natural Gas | Gas Boiler - Hot Water Reset | A | Incremental Energy Savings (MWh or mTherms) | Technical Potential | 0 | 0 | 0.027914 | 0.033518 | 0.040109 | 0.045525 | 0.050769 | 0.058046 | 0.062312 | 0.06232 | 0.057518 | 0.048437 | 0.036729 | 0.023823 | 0.013559 | 0.0063997 | 0.0026544 | 0.00094633 | 0.0002899 | 6.1964e-05 | 9.9882e-06 | 1.1757e-06 | 0
F5_Industrial_Stone, Clay, and Glass_Existing_Process_Natural Gas_Gas Boiler - Hot Water Reset_A_Technical Potential | F5 | Industrial | Stone, Clay, and Glass | Existing | Process | Natural Gas | Gas Boiler - Hot Water Reset | A | Incremental Summer Peak Savings (MW) | Technical Potential | 0 | 0 | 0 | 0 | 0 | 0 | 0 | 0 | 0 | 0 | 0 | 0 | 0 | 0 | 0 | 0 | 0 | 0 | 0 | 0 | 0 | 0 | 0
F6_Industrial_Stone, Clay, and Glass_Existing_Process_Natural Gas_Gas Boiler - Hot Water Reset_A_Technical Potential | F6 | Industrial | Stone, Clay, and Glass | Existing | Process | Natural Gas | Gas Boiler - Hot Water Reset | A | Incremental Winter Peak Savings (MW) | Technical Potential | 0 | 0 | 0 | 0 | 0 | 0 | 0 | 0 | 0 | 0 | 0 | 0 | 0 | 0 | 0 | 0 | 0 | 0 | 0 | 0 | 0 | 0 | 0
F7_Industrial_Stone, Clay, and Glass_Existing_Process_Natural Gas_Gas Boiler - Hot Water Reset_A_Technical Potential | F7 | Industrial | Stone, Clay, and Glass | Existing | Process | Natural Gas | Gas Boiler - Hot Water Reset | A | Cumulative Energy Savings (MWh or mTherms) | Technical Potential | 0 | 0 | 0.027914 | 0.061296 | 0.1011 | 0.14611 | 0.19613 | 0.25322 | 0.31444 | 0.37556 | 0.43179 | 0.47887 | 0.5142 | 0.53662 | 0.54878 | 0.5538 | 0.5551 | 0.55472 | 0.55387 | 0.55277 | 0.5516 | 0.5504 | 0
F8_Industrial_Stone, Clay, and Glass_Existing_Process_Natural Gas_Gas Boiler - Hot Water Reset_A_Technical Potential | F8 | Industrial | Stone, Clay, and Glass | Existing | Process | Natural Gas | Gas Boiler - Hot Water Reset | A | Cumulative Summer Peak Savings (MW) | Technical Potential | 0 | 0 | 0 | 0 | 0 | 0 | 0 | 0 | 0 | 0 | 0 | 0 | 0 | 0 | 0 | 0 | 0 | 0 | 0 | 0 | 0 | 0 | 0
F9_Industrial_Stone, Clay, and Glass_Existing_Process_Natural Gas_Gas Boiler - Hot Water Reset_A_Technical Potential | F9 | Industrial | Stone, Clay, and Glass | Existing | Process | Natural Gas | Gas Boiler - Hot Water Reset | A | Cumulative Winter Peak Savings (MW) | Technical Potential | 0 | 0 | 0 | 0 | 0 | 0 | 0 | 0 | 0 | 0 | 0 | 0 | 0 | 0 | 0 | 0 | 0 | 0 | 0 | 0 | 0 | 0 | 0
F10_Industrial_Stone, Clay, and Glass_Existing_Process_Natural Gas_Gas Boiler - Hot Water Reset_A_Technical Potential | F10 | Industrial | Stone, Clay, and Glass | Existing | Process | Natural Gas | Gas Boiler - Hot Water Reset | A | Purchases (Incremental) | Technical Potential | 0 | 0 | 3.6646 | 4.422 | 5.3179 | 6.0668 | 6.8006 | 7.8137 | 8.4239 | 8.4573 | 7.8325 | 6.6167 | 5.032 | 3.2728 | 1.8676 | 0.88371 | 0.36743 | 0.13131 | 0.040307 | 0.0086337 | 0.0013947 | 0.00016452 | 0
F11_Industrial_Stone, Clay, and Glass_Existing_Process_Natural Gas_Gas Boiler - Hot Water Reset_A_Technical Potential | F11 | Industrial | Stone, Clay, and Glass | Existing | Process | Natural Gas | Gas Boiler - Hot Water Reset | A | Purchases (Cumulative) | Technical Potential | 0 | 0 | 3.6646 | 8.0865 | 13.4044 | 19.4712 | 26.2718 | 34.0855 | 42.5094 | 50.9667 | 58.7992 | 65.4159 | 70.4478 | 73.7207 | 75.5883 | 76.472 | 76.8394 | 76.9707 | 77.011 | 77.0197 | 77.0211 | 77.0212 | 0
F1_Industrial_Stone, Clay, and Glass_Existing_Space Heating_Natural Gas_Steam Trap Maintenance_A_Technical Potential | F1 | Industrial | Stone, Clay, and Glass | Existing | Space Heating | Natural Gas | Steam Trap Maintenance | A | Integrated Unit Energy Savings (kWh or therms) | Technical Potential | 0 | 0 | 9.1067 | 9.0623 | 9.0157 | 8.9666 | 8.9146 | 8.8594 | 8.8006 | 8.7381 | 8.6722 | 8.6031 | 8.5316 | 8.4577 | 8.3833 | 8.3083 | 8.2331 | 8.1629 | 8.0974 | 8.0362 | 7.979 | 7.9258 | 0
F2_Industrial_Stone, Clay, and Glass_Existing_Space Heating_Natural Gas_Steam Trap Maintenance_A_Technical Potential | F2 | Industrial | Stone, Clay, and Glass | Existing | Space Heating | Natural Gas | Steam Trap Maintenance | A | Integrated Unit Summer Peak Savings (kW) | Technical Potential | 0 | 0 | 0 | 0 | 0 | 0 | 0 | 0 | 0 | 0 | 0 | 0 | 0 | 0 | 0 | 0 | 0 | 0 | 0 | 0 | 0 | 0 | 0
F3_Industrial_Stone, Clay, and Glass_Existing_Space Heating_Natural Gas_Steam Trap Maintenance_A_Technical Potential | F3 | Industrial | Stone, Clay, and Glass | Existing | Space Heating | Natural Gas | Steam Trap Maintenance | A | Integrated Unit Winter Peak Savings (kW) | Technical Potential | 0 | 0 | 0 | 0 | 0 | 0 | 0 | 0 | 0 | 0 | 0 | 0 | 0 | 0 | 0 | 0 | 0 | 0 | 0 | 0 | 0 | 0 | 0
F4_Industrial_Stone, Clay, and Glass_Existing_Space Heating_Natural Gas_Steam Trap Maintenance_A_Technical Potential | F4 | Industrial | Stone, Clay, and Glass | Existing | Space Heating | Natural Gas | Steam Trap Maintenance | A | Incremental Energy Savings (MWh or mTherms) | Technical Potential | 0 | 0 | 0.00168 | 0.001643 | 0.0016064 | 0.0015701 | 0.0015341 | 0.0014983 | 0.0014627 | 0.0014272 | 0.0013921 | 0.0013572 | 0.0013227 | 0.0012886 | 0.0012553 | 0.0012226 | 0.0011906 | 0.0011601 | 0.001131 | 0.0011031 | 0.0010763 | 0.0010507 | 0
F5_Industrial_Stone, Clay, and Glass_Existing_Space Heating_Natural Gas_Steam Trap Maintenance_A_Technical Potential | F5 | Industrial | Stone, Clay, and Glass | Existing | Space Heating | Natural Gas | Steam Trap Maintenance | A | Incremental Summer Peak Savings (MW) | Technical Potential | 0 | 0 | 0 | 0 | 0 | 0 | 0 | 0 | 0 | 0 | 0 | 0 | 0 | 0 | 0 | 0 | 0 | 0 | 0 | 0 | 0 | 0 | 0
F6_Industrial_Stone, Clay, and Glass_Existing_Space Heating_Natural Gas_Steam Trap Maintenance_A_Technical Potential | F6 | Industrial | Stone, Clay, and Glass | Existing | Space Heating | Natural Gas | Steam Trap Maintenance | A | Incremental Winter Peak Savings (MW) | Technical Potential | 0 | 0 | 0 | 0 | 0 | 0 | 0 | 0 | 0 | 0 | 0 | 0 | 0 | 0 | 0 | 0 | 0 | 0 | 0 | 0 | 0 | 0 | 0
F7_Industrial_Stone, Clay, and Glass_Existing_Space Heating_Natural Gas_Steam Trap Maintenance_A_Technical Potential | F7 | Industrial | Stone, Clay, and Glass | Existing | Space Heating | Natural Gas | Steam Trap Maintenance | A | Cumulative Energy Savings (MWh or mTherms) | Technical Potential | 0 | 0 | 0.00168 | 0.0033148 | 0.0049042 | 0.0064475 | 0.0079442 | 0.0093932 | 0.010794 | 0.012144 | 0.013445 | 0.014695 | 0.015895 | 0.017046 | 0.018152 | 0.019212 | 0.020228 | 0.021216 | 0.022177 | 0.023112 | 0.024024 | 0.024914 | 0
F8_Industrial_Stone, Clay, and Glass_Existing_Space Heating_Natural Gas_Steam Trap Maintenance_A_Technical Potential | F8 | Industrial | Stone, Clay, and Glass | Existing | Space Heating | Natural Gas | Steam Trap Maintenance | A | Cumulative Summer Peak Savings (MW) | Technical Potential | 0 | 0 | 0 | 0 | 0 | 0 | 0 | 0 | 0 | 0 | 0 | 0 | 0 | 0 | 0 | 0 | 0 | 0 | 0 | 0 | 0 | 0 | 0
F9_Industrial_Stone, Clay, and Glass_Existing_Space Heating_Natural Gas_Steam Trap Maintenance_A_Technical Potential | F9 | Industrial | Stone, Clay, and Glass | Existing | Space Heating | Natural Gas | Steam Trap Maintenance | A | Cumulative Winter Peak Savings (MW) | Technical Potential | 0 | 0 | 0 | 0 | 0 | 0 | 0 | 0 | 0 | 0 | 0 | 0 | 0 | 0 | 0 | 0 | 0 | 0 | 0 | 0 | 0 | 0 | 0
F10_Industrial_Stone, Clay, and Glass_Existing_Space Heating_Natural Gas_Steam Trap Maintenance_A_Technical Potential | F10 | Industrial | Stone, Clay, and Glass | Existing | Space Heating | Natural Gas | Steam Trap Maintenance | A | Purchases (Incremental) | Technical Potential | 0 | 0 | 0.18448 | 0.1813 | 0.17817 | 0.1751 | 0.17208 | 0.16912 | 0.1662 | 0.16334 | 0.16052 | 0.15775 | 0.15503 | 0.15236 | 0.14973 | 0.14715 | 0.14461 | 0.14212 | 0.13967 | 0.13726 | 0.13489 | 0.13257 | 0
F11_Industrial_Stone, Clay, and Glass_Existing_Space Heating_Natural Gas_Steam Trap Maintenance_A_Technical Potential | F11 | Industrial | Stone, Clay, and Glass | Existing | Space Heating | Natural Gas | Steam Trap Maintenance | A | Purchases (Cumulative) | Technical Potential | 0 | 0 | 0.18448 | 0.36578 | 0.54396 | 0.71906 | 0.89114 | 1.0603 | 1.2265 | 1.3898 | 1.5503 | 1.7081 | 1.8631 | 2.0155 | 2.1652 | 2.3123 | 2.4569 | 2.5991 | 2.7387 | 2.876 | 3.0109 | 3.1435 | 0
F1_Industrial_Stone, Clay, and Glass_Existing_Process_Natural Gas_Steam Trap Maintenance_A_Technical Potential | F1 | Industrial | Stone, Clay, and Glass | Existing | Process | Natural Gas | Steam Trap Maintenance | A | Integrated Unit Energy Savings (kWh or therms) | Technical Potential | 0 | 0 | 5.4011 | 5.3941 | 5.3871 | 5.38 | 5.3728 | 5.3661 | 5.3605 | 5.3557 | 5.3517 | 5.3482 | 5.3452 | 5.3425 | 5.3401 | 5.3379 | 5.3358 | 5.3339 | 5.3326 | 5.3313 | 5.3299 | 5.3286 | 0
F2_Industrial_Stone, Clay, and Glass_Existing_Process_Natural Gas_Steam Trap Maintenance_A_Technical Potential | F2 | Industrial | Stone, Clay, and Glass | Existing | Process | Natural Gas | Steam Trap Maintenance | A | Integrated Unit Summer Peak Savings (kW) | Technical Potential | 0 | 0 | 0 | 0 | 0 | 0 | 0 | 0 | 0 | 0 | 0 | 0 | 0 | 0 | 0 | 0 | 0 | 0 | 0 | 0 | 0 | 0 | 0
F3_Industrial_Stone, Clay, and Glass_Existing_Process_Natural Gas_Steam Trap Maintenance_A_Technical Potential | F3 | Industrial | Stone, Clay, and Glass | Existing | Process | Natural Gas | Steam Trap Maintenance | A | Integrated Unit Winter Peak Savings (kW) | Technical Potential | 0 | 0 | 0 | 0 | 0 | 0 | 0 | 0 | 0 | 0 | 0 | 0 | 0 | 0 | 0 | 0 | 0 | 0 | 0 | 0 | 0 | 0 | 0
F4_Industrial_Stone, Clay, and Glass_Existing_Process_Natural Gas_Steam Trap Maintenance_A_Technical Potential | F4 | Industrial | Stone, Clay, and Glass | Existing | Process | Natural Gas | Steam Trap Maintenance | A | Incremental Energy Savings (MWh or mTherms) | Technical Potential | 0 | 0 | 0.011047 | 0.010843 | 0.010642 | 0.010445 | 0.010251 | 0.010061 | 0.0098776 | 0.0096987 | 0.0095244 | 0.0093541 | 0.0091876 | 0.0090246 | 0.008865 | 0.0087085 | 0.0085551 | 0.0084046 | 0.0082577 | 0.0081133 | 0.0079714 | 0.0078319 | 0
F5_Industrial_Stone, Clay, and Glass_Existing_Process_Natural Gas_Steam Trap Maintenance_A_Technical Potential | F5 | Industrial | Stone, Clay, and Glass | Existing | Process | Natural Gas | Steam Trap Maintenance | A | Incremental Summer Peak Savings (MW) | Technical Potential | 0 | 0 | 0 | 0 | 0 | 0 | 0 | 0 | 0 | 0 | 0 | 0 | 0 | 0 | 0 | 0 | 0 | 0 | 0 | 0 | 0 | 0 | 0
F6_Industrial_Stone, Clay, and Glass_Existing_Process_Natural Gas_Steam Trap Maintenance_A_Technical Potential | F6 | Industrial | Stone, Clay, and Glass | Existing | Process | Natural Gas | Steam Trap Maintenance | A | Incremental Winter Peak Savings (MW) | Technical Potential | 0 | 0 | 0 | 0 | 0 | 0 | 0 | 0 | 0 | 0 | 0 | 0 | 0 | 0 | 0 | 0 | 0 | 0 | 0 | 0 | 0 | 0 | 0
F7_Industrial_Stone, Clay, and Glass_Existing_Process_Natural Gas_Steam Trap Maintenance_A_Technical Potential | F7 | Industrial | Stone, Clay, and Glass | Existing | Process | Natural Gas | Steam Trap Maintenance | A | Cumulative Energy Savings (MWh or mTherms) | Technical Potential | 0 | 0 | 0.011047 | 0.021876 | 0.032489 | 0.042891 | 0.053084 | 0.063079 | 0.072891 | 0.082525 | 0.091987 | 0.10128 | 0.11041 | 0.11938 | 0.12819 | 0.13685 | 0.14535 | 0.1537 | 0.16192 | 0.17 | 0.17792 | 0.18571 | 0
F8_Industrial_Stone, Clay, and Glass_Existing_Process_Natural Gas_Steam Trap Maintenance_A_Technical Potential | F8 | Industrial | Stone, Clay, and Glass | Existing | Process | Natural Gas | Steam Trap Maintenance | A | Cumulative Summer Peak Savings (MW) | Technical Potential | 0 | 0 | 0 | 0 | 0 | 0 | 0 | 0 | 0 | 0 | 0 | 0 | 0 | 0 | 0 | 0 | 0 | 0 | 0 | 0 | 0 | 0 | 0
F9_Industrial_Stone, Clay, and Glass_Existing_Process_Natural Gas_Steam Trap Maintenance_A_Technical Potential | F9 | Industrial | Stone, Clay, and Glass | Existing | Process | Natural Gas | Steam Trap Maintenance | A | Cumulative Winter Peak Savings (MW) | Technical Potential | 0 | 0 | 0 | 0 | 0 | 0 | 0 | 0 | 0 | 0 | 0 | 0 | 0 | 0 | 0 | 0 | 0 | 0 | 0 | 0 | 0 | 0 | 0
F10_Industrial_Stone, Clay, and Glass_Existing_Process_Natural Gas_Steam Trap Maintenance_A_Technical Potential | F10 | Industrial | Stone, Clay, and Glass | Existing | Process | Natural Gas | Steam Trap Maintenance | A | Purchases (Incremental) | Technical Potential | 0 | 0 | 2.0454 | 2.0101 | 1.9754 | 1.9414 | 1.9079 | 1.875 | 1.8427 | 1.8109 | 1.7797 | 1.749 | 1.7188 | 1.6892 | 1.6601 | 1.6315 | 1.6033 | 1.5757 | 1.5485 | 1.5218 | 1.4956 | 1.4698 | 0
F11_Industrial_Stone, Clay, and Glass_Existing_Process_Natural Gas_Steam Trap Maintenance_A_Technical Potential | F11 | Industrial | Stone, Clay, and Glass | Existing | Process | Natural Gas | Steam Trap Maintenance | A | Purchases (Cumulative) | Technical Potential | 0 | 0 | 2.0454 | 4.0554 | 6.0309 | 7.9722 | 9.8801 | 11.7551 | 13.5978 | 15.4087 | 17.1884 | 18.9374 | 20.6563 | 22.3455 | 24.0055 | 25.637 | 27.2403 | 28.816 | 30.3646 | 31.8864 | 33.382 | 34.8518 | 0
F1_Industrial_Stone, Clay, and Glass_Existing_Space Heating_Natural Gas_Gas Boiler - High Turndown_A_Technical Potential | F1 | Industrial | Stone, Clay, and Glass | Existing | Space Heating | Natural Gas | Gas Boiler - High Turndown | A | Integrated Unit Energy Savings (kWh or therms) | Technical Potential | 0 | 0 | 9.6115 | 9.4807 | 9.3108 | 9.0967 | 8.8395 | 8.5464 | 8.2302 | 7.9057 | 7.5875 | 7.2868 | 7.0107 | 6.7618 | 6.5411 | 6.3457 | 6.1726 | 6.0217 | 5.8892 | 5.7702 | 5.6673 | 5.5703 | 0
F2_Industrial_Stone, Clay, and Glass_Existing_Space Heating_Natural Gas_Gas Boiler - High Turndown_A_Technical Potential | F2 | Industrial | Stone, Clay, and Glass | Existing | Space Heating | Natural Gas | Gas Boiler - High Turndown | A | Integrated Unit Summer Peak Savings (kW) | Technical Potential | 0 | 0 | 0 | 0 | 0 | 0 | 0 | 0 | 0 | 0 | 0 | 0 | 0 | 0 | 0 | 0 | 0 | 0 | 0 | 0 | 0 | 0 | 0
F3_Industrial_Stone, Clay, and Glass_Existing_Space Heating_Natural Gas_Gas Boiler - High Turndown_A_Technical Potential | F3 | Industrial | Stone, Clay, and Glass | Existing | Space Heating | Natural Gas | Gas Boiler - High Turndown | A | Integrated Unit Winter Peak Savings (kW) | Technical Potential | 0 | 0 | 0 | 0 | 0 | 0 | 0 | 0 | 0 | 0 | 0 | 0 | 0 | 0 | 0 | 0 | 0 | 0 | 0 | 0 | 0 | 0 | 0
F4_Industrial_Stone, Clay, and Glass_Existing_Space Heating_Natural Gas_Gas Boiler - High Turndown_A_Technical Potential | F4 | Industrial | Stone, Clay, and Glass | Existing | Space Heating | Natural Gas | Gas Boiler - High Turndown | A | Incremental Energy Savings (MWh or mTherms) | Technical Potential | 0 | 0 | 0.0048484 | 0.0047 | 0.0045362 | 0.0043555 | 0.0041593 | 0.0035569 | 0.002693 | 0.0020338 | 0.0015346 | 0.0011587 | 0.00087646 | 0.00066462 | 0.00050546 | 0.00038553 | 0.00029484 | 0.00022614 | 1.4825e-06 | 5.0982e-07 | 1.6776e-07 | 5.284e-08 | 0
F5_Industrial_Stone, Clay, and Glass_Existing_Space Heating_Natural Gas_Gas Boiler - High Turndown_A_Technical Potential | F5 | Industrial | Stone, Clay, and Glass | Existing | Space Heating | Natural Gas | Gas Boiler - High Turndown | A | Incremental Summer Peak Savings (MW) | Technical Potential | 0 | 0 | 0 | 0 | 0 | 0 | 0 | 0 | 0 | 0 | 0 | 0 | 0 | 0 | 0 | 0 | 0 | 0 | 0 | 0 | 0 | 0 | 0
F6_Industrial_Stone, Clay, and Glass_Existing_Space Heating_Natural Gas_Gas Boiler - High Turndown_A_Technical Potential | F6 | Industrial | Stone, Clay, and Glass | Existing | Space Heating | Natural Gas | Gas Boiler - High Turndown | A | Incremental Winter Peak Savings (MW) | Technical Potential | 0 | 0 | 0 | 0 | 0 | 0 | 0 | 0 | 0 | 0 | 0 | 0 | 0 | 0 | 0 | 0 | 0 | 0 | 0 | 0 | 0 | 0 | 0
F7_Industrial_Stone, Clay, and Glass_Existing_Space Heating_Natural Gas_Gas Boiler - High Turndown_A_Technical Potential | F7 | Industrial | Stone, Clay, and Glass | Existing | Space Heating | Natural Gas | Gas Boiler - High Turndown | A | Cumulative Energy Savings (MWh or mTherms) | Technical Potential | 0 | 0 | 0.0048484 | 0.0094824 | 0.013849 | 0.017886 | 0.021539 | 0.024382 | 0.026173 | 0.027175 | 0.027615 | 0.02768 | 0.027508 | 0.027196 | 0.026813 | 0.026398 | 0.025972 | 0.025564 | 0.025003 | 0.024498 | 0.024061 | 0.023649 | 0
F8_Industrial_Stone, Clay, and Glass_Existing_Space Heating_Natural Gas_Gas Boiler - High Turndown_A_Technical Potential | F8 | Industrial | Stone, Clay, and Glass | Existing | Space Heating | Natural Gas | Gas Boiler - High Turndown | A | Cumulative Summer Peak Savings (MW) | Technical Potential | 0 | 0 | 0 | 0 | 0 | 0 | 0 | 0 | 0 | 0 | 0 | 0 | 0 | 0 | 0 | 0 | 0 | 0 | 0 | 0 | 0 | 0 | 0
F9_Industrial_Stone, Clay, and Glass_Existing_Space Heating_Natural Gas_Gas Boiler - High Turndown_A_Technical Potential | F9 | Industrial | Stone, Clay, and Glass | Existing | Space Heating | Natural Gas | Gas Boiler - High Turndown | A | Cumulative Winter Peak Savings (MW) | Technical Potential | 0 | 0 | 0 | 0 | 0 | 0 | 0 | 0 | 0 | 0 | 0 | 0 | 0 | 0 | 0 | 0 | 0 | 0 | 0 | 0 | 0 | 0 | 0
F10_Industrial_Stone, Clay, and Glass_Existing_Space Heating_Natural Gas_Gas Boiler - High Turndown_A_Technical Potential | F10 | Industrial | Stone, Clay, and Glass | Existing | Space Heating | Natural Gas | Gas Boiler - High Turndown | A | Purchases (Incremental) | Technical Potential | 0 | 0 | 0.50444 | 0.49574 | 0.48719 | 0.47879 | 0.47054 | 0.41618 | 0.32721 | 0.25725 | 0.20225 | 0.15901 | 0.12502 | 0.098289 | 0.077276 | 0.060755 | 0.047766 | 0.037554 | 0.00025173 | 8.8353e-05 | 2.9601e-05 | 9.4861e-06 | 0
F11_Industrial_Stone, Clay, and Glass_Existing_Space Heating_Natural Gas_Gas Boiler - High Turndown_A_Technical Potential | F11 | Industrial | Stone, Clay, and Glass | Existing | Space Heating | Natural Gas | Gas Boiler - High Turndown | A | Purchases (Cumulative) | Technical Potential | 0 | 0 | 0.50444 | 1.0002 | 1.4874 | 1.9662 | 2.4367 | 2.8529 | 3.1801 | 3.4373 | 3.6396 | 3.7986 | 3.9236 | 4.0219 | 4.0992 | 4.16 | 4.2077 | 4.2453 | 4.2455 | 4.2456 | 4.2456 | 4.2456 | 0
F1_Industrial_Stone, Clay, and Glass_Existing_Process_Natural Gas_Gas Boiler - High Turndown_A_Technical Potential | F1 | Industrial | Stone, Clay, and Glass | Existing | Process | Natural Gas | Gas Boiler - High Turndown | A | Integrated Unit Energy Savings (kWh or therms) | Technical Potential | 0 | 0 | 5.7121 | 5.6835 | 5.6545 | 5.6251 | 5.5952 | 5.567 | 5.5423 | 5.5204 | 5.5007 | 5.4827 | 5.466 | 5.4503 | 5.4355 | 5.4213 | 5.4075 | 5.394 | 5.3824 | 5.3705 | 5.3585 | 5.3463 | 0
F2_Industrial_Stone, Clay, and Glass_Existing_Process_Natural Gas_Gas Boiler - High Turndown_A_Technical Potential | F2 | Industrial | Stone, Clay, and Glass | Existing | Process | Natural Gas | Gas Boiler - High Turndown | A | Integrated Unit Summer Peak Savings (kW) | Technical Potential | 0 | 0 | 0 | 0 | 0 | 0 | 0 | 0 | 0 | 0 | 0 | 0 | 0 | 0 | 0 | 0 | 0 | 0 | 0 | 0 | 0 | 0 | 0
F3_Industrial_Stone, Clay, and Glass_Existing_Process_Natural Gas_Gas Boiler - High Turndown_A_Technical Potential | F3 | Industrial | Stone, Clay, and Glass | Existing | Process | Natural Gas | Gas Boiler - High Turndown | A | Integrated Unit Winter Peak Savings (kW) | Technical Potential | 0 | 0 | 0 | 0 | 0 | 0 | 0 | 0 | 0 | 0 | 0 | 0 | 0 | 0 | 0 | 0 | 0 | 0 | 0 | 0 | 0 | 0 | 0
F4_Industrial_Stone, Clay, and Glass_Existing_Process_Natural Gas_Gas Boiler - High Turndown_A_Technical Potential | F4 | Industrial | Stone, Clay, and Glass | Existing | Process | Natural Gas | Gas Boiler - High Turndown | A | Incremental Energy Savings (MWh or mTherms) | Technical Potential | 0 | 0 | 0.031947 | 0.031238 | 0.030543 | 0.02986 | 0.029189 | 0.025688 | 0.020106 | 0.015745 | 0.012335 | 0.0096658 | 0.0075762 | 0.0059395 | 0.0046569 | 0.0036517 | 0.0028637 | 0.0022459 | 1.5022e-05 | 5.2608e-06 | 1.7586e-06 | 5.6228e-07 | 0
F5_Industrial_Stone, Clay, and Glass_Existing_Process_Natural Gas_Gas Boiler - High Turndown_A_Technical Potential | F5 | Industrial | Stone, Clay, and Glass | Existing | Process | Natural Gas | Gas Boiler - High Turndown | A | Incremental Summer Peak Savings (MW) | Technical Potential | 0 | 0 | 0 | 0 | 0 | 0 | 0 | 0 | 0 | 0 | 0 | 0 | 0 | 0 | 0 | 0 | 0 | 0 | 0 | 0 | 0 | 0 | 0
F6_Industrial_Stone, Clay, and Glass_Existing_Process_Natural Gas_Gas Boiler - High Turndown_A_Technical Potential | F6 | Industrial | Stone, Clay, and Glass | Existing | Process | Natural Gas | Gas Boiler - High Turndown | A | Incremental Winter Peak Savings (MW) | Technical Potential | 0 | 0 | 0 | 0 | 0 | 0 | 0 | 0 | 0 | 0 | 0 | 0 | 0 | 0 | 0 | 0 | 0 | 0 | 0 | 0 | 0 | 0 | 0
F7_Industrial_Stone, Clay, and Glass_Existing_Process_Natural Gas_Gas Boiler - High Turndown_A_Technical Potential | F7 | Industrial | Stone, Clay, and Glass | Existing | Process | Natural Gas | Gas Boiler - High Turndown | A | Cumulative Energy Savings (MWh or mTherms) | Technical Potential | 0 | 0 | 0.031947 | 0.063025 | 0.093246 | 0.12262 | 0.15116 | 0.17609 | 0.19541 | 0.21038 | 0.22197 | 0.2309 | 0.23778 | 0.24304 | 0.24703 | 0.25004 | 0.25227 | 0.25388 | 0.25335 | 0.2528 | 0.25223 | 0.25166 | 0
F8_Industrial_Stone, Clay, and Glass_Existing_Process_Natural Gas_Gas Boiler - High Turndown_A_Technical Potential | F8 | Industrial | Stone, Clay, and Glass | Existing | Process | Natural Gas | Gas Boiler - High Turndown | A | Cumulative Summer Peak Savings (MW) | Technical Potential | 0 | 0 | 0 | 0 | 0 | 0 | 0 | 0 | 0 | 0 | 0 | 0 | 0 | 0 | 0 | 0 | 0 | 0 | 0 | 0 | 0 | 0 | 0
F9_Industrial_Stone, Clay, and Glass_Existing_Process_Natural Gas_Gas Boiler - High Turndown_A_Technical Potential | F9 | Industrial | Stone, Clay, and Glass | Existing | Process | Natural Gas | Gas Boiler - High Turndown | A | Cumulative Winter Peak Savings (MW) | Technical Potential | 0 | 0 | 0 | 0 | 0 | 0 | 0 | 0 | 0 | 0 | 0 | 0 | 0 | 0 | 0 | 0 | 0 | 0 | 0 | 0 | 0 | 0 | 0
F10_Industrial_Stone, Clay, and Glass_Existing_Process_Natural Gas_Gas Boiler - High Turndown_A_Technical Potential | F10 | Industrial | Stone, Clay, and Glass | Existing | Process | Natural Gas | Gas Boiler - High Turndown | A | Purchases (Incremental) | Technical Potential | 0 | 0 | 5.5927 | 5.4963 | 5.4015 | 5.3084 | 5.2169 | 4.6143 | 3.6278 | 2.8522 | 2.2424 | 1.763 | 1.3861 | 1.0897 | 0.85676 | 0.67359 | 0.52958 | 0.41636 | 0.0027909 | 0.00097958 | 0.00032819 | 0.00010517 | 0
F11_Industrial_Stone, Clay, and Glass_Existing_Process_Natural Gas_Gas Boiler - High Turndown_A_Technical Potential | F11 | Industrial | Stone, Clay, and Glass | Existing | Process | Natural Gas | Gas Boiler - High Turndown | A | Purchases (Cumulative) | Technical Potential | 0 | 0 | 5.5927 | 11.089 | 16.4906 | 21.799 | 27.0159 | 31.6302 | 35.2579 | 38.1101 | 40.3525 | 42.1155 | 43.5015 | 44.5913 | 45.448 | 46.1216 | 46.6512 | 47.0676 | 47.0703 | 47.0713 | 47.0717 | 47.0718 | 0
F1_Industrial_Stone, Clay, and Glass_Existing_Space Heating_Natural Gas_Gas Boiler - Burner Control Optimization_A_Technical Potential | F1 | Industrial | Stone, Clay, and Glass | Existing | Space Heating | Natural Gas | Gas Boiler - Burner Control Optimization | A | Integrated Unit Energy Savings (kWh or therms) | Technical Potential | 0 | 0 | 2.7871 | 2.7489 | 2.6993 | 2.637 | 2.5622 | 2.477 | 2.3851 | 2.2909 | 2.1985 | 2.1112 | 2.0311 | 1.9588 | 1.8947 | 1.838 | 1.7877 | 1.7439 | 1.7054 | 1.6709 | 1.6409 | 1.6127 | 0
F2_Industrial_Stone, Clay, and Glass_Existing_Space Heating_Natural Gas_Gas Boiler - Burner Control Optimization_A_Technical Potential | F2 | Industrial | Stone, Clay, and Glass | Existing | Space Heating | Natural Gas | Gas Boiler - Burner Control Optimization | A | Integrated Unit Summer Peak Savings (kW) | Technical Potential | 0 | 0 | 0 | 0 | 0 | 0 | 0 | 0 | 0 | 0 | 0 | 0 | 0 | 0 | 0 | 0 | 0 | 0 | 0 | 0 | 0 | 0 | 0
F3_Industrial_Stone, Clay, and Glass_Existing_Space Heating_Natural Gas_Gas Boiler - Burner Control Optimization_A_Technical Potential | F3 | Industrial | Stone, Clay, and Glass | Existing | Space Heating | Natural Gas | Gas Boiler - Burner Control Optimization | A | Integrated Unit Winter Peak Savings (kW) | Technical Potential | 0 | 0 | 0 | 0 | 0 | 0 | 0 | 0 | 0 | 0 | 0 | 0 | 0 | 0 | 0 | 0 | 0 | 0 | 0 | 0 | 0 | 0 | 0
F4_Industrial_Stone, Clay, and Glass_Existing_Space Heating_Natural Gas_Gas Boiler - Burner Control Optimization_A_Technical Potential | F4 | Industrial | Stone, Clay, and Glass | Existing | Space Heating | Natural Gas | Gas Boiler - Burner Control Optimization | A | Incremental Energy Savings (MWh or mTherms) | Technical Potential | 0 | 0 | 0.00037925 | 0.00057784 | 0.0011153 | 0.0018738 | 0.0027833 | 0.003702 | 0.0044587 | 0.0049102 | 0.0049872 | 0.0047066 | 0.0041532 | 0.0034443 | 0.0026964 | 0.0019993 | 0.0014082 | 0.000945 | 0.00060548 | 0.00037098 | 0.00021795 | 0.00014253 | 0
F5_Industrial_Stone, Clay, and Glass_Existing_Space Heating_Natural Gas_Gas Boiler - Burner Control Optimization_A_Technical Potential | F5 | Industrial | Stone, Clay, and Glass | Existing | Space Heating | Natural Gas | Gas Boiler - Burner Control Optimization | A | Incremental Summer Peak Savings (MW) | Technical Potential | 0 | 0 | 0 | 0 | 0 | 0 | 0 | 0 | 0 | 0 | 0 | 0 | 0 | 0 | 0 | 0 | 0 | 0 | 0 | 0 | 0 | 0 | 0
F6_Industrial_Stone, Clay, and Glass_Existing_Space Heating_Natural Gas_Gas Boiler - Burner Control Optimization_A_Technical Potential | F6 | Industrial | Stone, Clay, and Glass | Existing | Space Heating | Natural Gas | Gas Boiler - Burner Control Optimization | A | Incremental Winter Peak Savings (MW) | Technical Potential | 0 | 0 | 0 | 0 | 0 | 0 | 0 | 0 | 0 | 0 | 0 | 0 | 0 | 0 | 0 | 0 | 0 | 0 | 0 | 0 | 0 | 0 | 0
F7_Industrial_Stone, Clay, and Glass_Existing_Space Heating_Natural Gas_Gas Boiler - Burner Control Optimization_A_Technical Potential | F7 | Industrial | Stone, Clay, and Glass | Existing | Space Heating | Natural Gas | Gas Boiler - Burner Control Optimization | A | Cumulative Energy Savings (MWh or mTherms) | Technical Potential | 0 | 0 | 0.00037925 | 0.00095189 | 0.00205 | 0.0038765 | 0.0065497 | 0.010034 | 0.014121 | 0.018473 | 0.022715 | 0.02652 | 0.029666 | 0.032055 | 0.033703 | 0.034693 | 0.035153 | 0.035236 | 0.035064 | 0.034724 | 0.03432 | 0.033873 | 0
F8_Industrial_Stone, Clay, and Glass_Existing_Space Heating_Natural Gas_Gas Boiler - Burner Control Optimization_A_Technical Potential | F8 | Industrial | Stone, Clay, and Glass | Existing | Space Heating | Natural Gas | Gas Boiler - Burner Control Optimization | A | Cumulative Summer Peak Savings (MW) | Technical Potential | 0 | 0 | 0 | 0 | 0 | 0 | 0 | 0 | 0 | 0 | 0 | 0 | 0 | 0 | 0 | 0 | 0 | 0 | 0 | 0 | 0 | 0 | 0
F9_Industrial_Stone, Clay, and Glass_Existing_Space Heating_Natural Gas_Gas Boiler - Burner Control Optimization_A_Technical Potential | F9 | Industrial | Stone, Clay, and Glass | Existing | Space Heating | Natural Gas | Gas Boiler - Burner Control Optimization | A | Cumulative Winter Peak Savings (MW) | Technical Potential | 0 | 0 | 0 | 0 | 0 | 0 | 0 | 0 | 0 | 0 | 0 | 0 | 0 | 0 | 0 | 0 | 0 | 0 | 0 | 0 | 0 | 0 | 0
F10_Industrial_Stone, Clay, and Glass_Existing_Space Heating_Natural Gas_Gas Boiler - Burner Control Optimization_A_Technical Potential | F10 | Industrial | Stone, Clay, and Glass | Existing | Space Heating | Natural Gas | Gas Boiler - Burner Control Optimization | A | Purchases (Incremental) | Technical Potential | 0 | 0 | 0.13607 | 0.21021 | 0.41317 | 0.71058 | 1.0863 | 1.4946 | 1.8694 | 2.1434 | 2.2684 | 2.2293 | 2.0448 | 1.7584 | 1.4231 | 1.0878 | 0.7877 | 0.54188 | 0.35503 | 0.22203 | 0.13282 | 0.088379 | 0
F11_Industrial_Stone, Clay, and Glass_Existing_Space Heating_Natural Gas_Gas Boiler - Burner Control Optimization_A_Technical Potential | F11 | Industrial | Stone, Clay, and Glass | Existing | Space Heating | Natural Gas | Gas Boiler - Burner Control Optimization | A | Purchases (Cumulative) | Technical Potential | 0 | 0 | 0.13607 | 0.34628 | 0.75945 | 1.47 | 2.5563 | 4.0509 | 5.9203 | 8.0637 | 10.3321 | 12.5614 | 14.6062 | 16.3646 | 17.7877 | 18.8755 | 19.6632 | 20.2051 | 20.5601 | 20.7822 | 20.915 | 21.0034 | 0
F1_Industrial_Stone, Clay, and Glass_Existing_Process_Natural Gas_Gas Boiler - Burner Control Optimization_A_Technical Potential | F1 | Industrial | Stone, Clay, and Glass | Existing | Process | Natural Gas | Gas Boiler - Burner Control Optimization | A | Integrated Unit Energy Savings (kWh or therms) | Technical Potential | 0 | 0 | 1.6565 | 1.6482 | 1.6397 | 1.6312 | 1.6225 | 1.6143 | 1.6071 | 1.6007 | 1.595 | 1.5897 | 1.5849 | 1.5803 | 1.576 | 1.5719 | 1.5679 | 1.564 | 1.5606 | 1.5572 | 1.5537 | 1.5501 | 0
F2_Industrial_Stone, Clay, and Glass_Existing_Process_Natural Gas_Gas Boiler - Burner Control Optimization_A_Technical Potential | F2 | Industrial | Stone, Clay, and Glass | Existing | Process | Natural Gas | Gas Boiler - Burner Control Optimization | A | Integrated Unit Summer Peak Savings (kW) | Technical Potential | 0 | 0 | 0 | 0 | 0 | 0 | 0 | 0 | 0 | 0 | 0 | 0 | 0 | 0 | 0 | 0 | 0 | 0 | 0 | 0 | 0 | 0 | 0
F3_Industrial_Stone, Clay, and Glass_Existing_Process_Natural Gas_Gas Boiler - Burner Control Optimization_A_Technical Potential | F3 | Industrial | Stone, Clay, and Glass | Existing | Process | Natural Gas | Gas Boiler - Burner Control Optimization | A | Integrated Unit Winter Peak Savings (kW) | Technical Potential | 0 | 0 | 0 | 0 | 0 | 0 | 0 | 0 | 0 | 0 | 0 | 0 | 0 | 0 | 0 | 0 | 0 | 0 | 0 | 0 | 0 | 0 | 0
F4_Industrial_Stone, Clay, and Glass_Existing_Process_Natural Gas_Gas Boiler - Burner Control Optimization_A_Technical Potential | F4 | Industrial | Stone, Clay, and Glass | Existing | Process | Natural Gas | Gas Boiler - Burner Control Optimization | A | Incremental Energy Savings (MWh or mTherms) | Technical Potential | 0 | 0 | 0.0024991 | 0.0038412 | 0.0075113 | 0.012851 | 0.01954 | 0.026749 | 0.033309 | 0.038039 | 0.040114 | 0.039293 | 0.035931 | 0.030809 | 0.024867 | 0.018958 | 0.013693 | 0.0093962 | 0.0061428 | 0.0038332 | 0.0022879 | 0.0015189 | 0
F5_Industrial_Stone, Clay, and Glass_Existing_Process_Natural Gas_Gas Boiler - Burner Control Optimization_A_Technical Potential | F5 | Industrial | Stone, Clay, and Glass | Existing | Process | Natural Gas | Gas Boiler - Burner Control Optimization | A | Incremental Summer Peak Savings (MW) | Technical Potential | 0 | 0 | 0 | 0 | 0 | 0 | 0 | 0 | 0 | 0 | 0 | 0 | 0 | 0 | 0 | 0 | 0 | 0 | 0 | 0 | 0 | 0 | 0
F6_Industrial_Stone, Clay, and Glass_Existing_Process_Natural Gas_Gas Boiler - Burner Control Optimization_A_Technical Potential | F6 | Industrial | Stone, Clay, and Glass | Existing | Process | Natural Gas | Gas Boiler - Burner Control Optimization | A | Incremental Winter Peak Savings (MW) | Technical Potential | 0 | 0 | 0 | 0 | 0 | 0 | 0 | 0 | 0 | 0 | 0 | 0 | 0 | 0 | 0 | 0 | 0 | 0 | 0 | 0 | 0 | 0 | 0
F7_Industrial_Stone, Clay, and Glass_Existing_Process_Natural Gas_Gas Boiler - Burner Control Optimization_A_Technical Potential | F7 | Industrial | Stone, Clay, and Glass | Existing | Process | Natural Gas | Gas Boiler - Burner Control Optimization | A | Cumulative Energy Savings (MWh or mTherms) | Technical Potential | 0 | 0 | 0.0024991 | 0.0063277 | 0.013807 | 0.026585 | 0.045984 | 0.072501 | 0.10549 | 0.14311 | 0.18271 | 0.2214 | 0.25666 | 0.28673 | 0.31082 | 0.32896 | 0.34181 | 0.35035 | 0.35574 | 0.35879 | 0.36027 | 0.36097 | 0
F8_Industrial_Stone, Clay, and Glass_Existing_Process_Natural Gas_Gas Boiler - Burner Control Optimization_A_Technical Potential | F8 | Industrial | Stone, Clay, and Glass | Existing | Process | Natural Gas | Gas Boiler - Burner Control Optimization | A | Cumulative Summer Peak Savings (MW) | Technical Potential | 0 | 0 | 0 | 0 | 0 | 0 | 0 | 0 | 0 | 0 | 0 | 0 | 0 | 0 | 0 | 0 | 0 | 0 | 0 | 0 | 0 | 0 | 0
F9_Industrial_Stone, Clay, and Glass_Existing_Process_Natural Gas_Gas Boiler - Burner Control Optimization_A_Technical Potential | F9 | Industrial | Stone, Clay, and Glass | Existing | Process | Natural Gas | Gas Boiler - Burner Control Optimization | A | Cumulative Winter Peak Savings (MW) | Technical Potential | 0 | 0 | 0 | 0 | 0 | 0 | 0 | 0 | 0 | 0 | 0 | 0 | 0 | 0 | 0 | 0 | 0 | 0 | 0 | 0 | 0 | 0 | 0
F10_Industrial_Stone, Clay, and Glass_Existing_Process_Natural Gas_Gas Boiler - Burner Control Optimization_A_Technical Potential | F10 | Industrial | Stone, Clay, and Glass | Existing | Process | Natural Gas | Gas Boiler - Burner Control Optimization | A | Purchases (Incremental) | Technical Potential | 0 | 0 | 1.5087 | 2.3306 | 4.5808 | 7.8782 | 12.0437 | 16.5705 | 20.7261 | 23.7636 | 25.1503 | 24.7167 | 22.6711 | 19.4952 | 15.7781 | 12.0603 | 8.7333 | 6.0079 | 3.9362 | 2.4617 | 1.4726 | 0.97987 | 0
F11_Industrial_Stone, Clay, and Glass_Existing_Process_Natural Gas_Gas Boiler - Burner Control Optimization_A_Technical Potential | F11 | Industrial | Stone, Clay, and Glass | Existing | Process | Natural Gas | Gas Boiler - Burner Control Optimization | A | Purchases (Cumulative) | Technical Potential | 0 | 0 | 1.5087 | 3.8393 | 8.4201 | 16.2983 | 28.342 | 44.9125 | 65.6386 | 89.4022 | 114.5525 | 139.2691 | 161.9403 | 181.4355 | 197.2136 | 209.2739 | 218.0072 | 224.0151 | 227.9513 | 230.413 | 231.8855 | 232.8654 | 0
F1_Industrial_Stone, Clay, and Glass_Existing_Space Heating_Natural Gas_HVAC - Demand Controlled Ventilation_A_Technical Potential | F1 | Industrial | Stone, Clay, and Glass | Existing | Space Heating | Natural Gas | HVAC - Demand Controlled Ventilation | A | Integrated Unit Energy Savings (kWh or therms) | Technical Potential | 0 | 0 | 0.076468 | 0.075863 | 0.075238 | 0.074593 | 0.073928 | 0.073244 | 0.07254 | 0.071816 | 0.071079 | 0.070333 | 0.069582 | 0.068824 | 0.068075 | 0.067332 | 0.066596 | 0.06591 | 0.06527 | 0.06467 | 0.064109 | 0.063583 | 0
F2_Industrial_Stone, Clay, and Glass_Existing_Space Heating_Natural Gas_HVAC - Demand Controlled Ventilation_A_Technical Potential | F2 | Industrial | Stone, Clay, and Glass | Existing | Space Heating | Natural Gas | HVAC - Demand Controlled Ventilation | A | Integrated Unit Summer Peak Savings (kW) | Technical Potential | 0 | 0 | 0 | 0 | 0 | 0 | 0 | 0 | 0 | 0 | 0 | 0 | 0 | 0 | 0 | 0 | 0 | 0 | 0 | 0 | 0 | 0 | 0
F3_Industrial_Stone, Clay, and Glass_Existing_Space Heating_Natural Gas_HVAC - Demand Controlled Ventilation_A_Technical Potential | F3 | Industrial | Stone, Clay, and Glass | Existing | Space Heating | Natural Gas | HVAC - Demand Controlled Ventilation | A | Integrated Unit Winter Peak Savings (kW) | Technical Potential | 0 | 0 | 0 | 0 | 0 | 0 | 0 | 0 | 0 | 0 | 0 | 0 | 0 | 0 | 0 | 0 | 0 | 0 | 0 | 0 | 0 | 0 | 0
F4_Industrial_Stone, Clay, and Glass_Existing_Space Heating_Natural Gas_HVAC - Demand Controlled Ventilation_A_Technical Potential | F4 | Industrial | Stone, Clay, and Glass | Existing | Space Heating | Natural Gas | HVAC - Demand Controlled Ventilation | A | Incremental Energy Savings (MWh or mTherms) | Technical Potential | 0 | 0 | 0.049011 | 0.047785 | 0.046574 | 0.045379 | 0.044199 | 0.043035 | 0.041886 | 0.040753 | 0.03964 | 0.038547 | 0.037478 | 0.036431 | 0.035413 | 0.034423 | 0.033459 | 0.032544 | 0.031672 | 0.03084 | 0.030045 | 0.029285 | 0
F5_Industrial_Stone, Clay, and Glass_Existing_Space Heating_Natural Gas_HVAC - Demand Controlled Ventilation_A_Technical Potential | F5 | Industrial | Stone, Clay, and Glass | Existing | Space Heating | Natural Gas | HVAC - Demand Controlled Ventilation | A | Incremental Summer Peak Savings (MW) | Technical Potential | 0 | 0 | 0 | 0 | 0 | 0 | 0 | 0 | 0 | 0 | 0 | 0 | 0 | 0 | 0 | 0 | 0 | 0 | 0 | 0 | 0 | 0 | 0
F6_Industrial_Stone, Clay, and Glass_Existing_Space Heating_Natural Gas_HVAC - Demand Controlled Ventilation_A_Technical Potential | F6 | Industrial | Stone, Clay, and Glass | Existing | Space Heating | Natural Gas | HVAC - Demand Controlled Ventilation | A | Incremental Winter Peak Savings (MW) | Technical Potential | 0 | 0 | 0 | 0 | 0 | 0 | 0 | 0 | 0 | 0 | 0 | 0 | 0 | 0 | 0 | 0 | 0 | 0 | 0 | 0 | 0 | 0 | 0
F7_Industrial_Stone, Clay, and Glass_Existing_Space Heating_Natural Gas_HVAC - Demand Controlled Ventilation_A_Technical Potential | F7 | Industrial | Stone, Clay, and Glass | Existing | Space Heating | Natural Gas | HVAC - Demand Controlled Ventilation | A | Cumulative Energy Savings (MWh or mTherms) | Technical Potential | 0 | 0 | 0.049011 | 0.096408 | 0.14219 | 0.18635 | 0.22889 | 0.2698 | 0.30909 | 0.34677 | 0.38285 | 0.41738 | 0.45039 | 0.48192 | 0.51209 | 0.54092 | 0.56847 | 0.59516 | 0.62105 | 0.64618 | 0.67061 | 0.6944 | 0
F8_Industrial_Stone, Clay, and Glass_Existing_Space Heating_Natural Gas_HVAC - Demand Controlled Ventilation_A_Technical Potential | F8 | Industrial | Stone, Clay, and Glass | Existing | Space Heating | Natural Gas | HVAC - Demand Controlled Ventilation | A | Cumulative Summer Peak Savings (MW) | Technical Potential | 0 | 0 | 0 | 0 | 0 | 0 | 0 | 0 | 0 | 0 | 0 | 0 | 0 | 0 | 0 | 0 | 0 | 0 | 0 | 0 | 0 | 0 | 0
F9_Industrial_Stone, Clay, and Glass_Existing_Space Heating_Natural Gas_HVAC - Demand Controlled Ventilation_A_Technical Potential | F9 | Industrial | Stone, Clay, and Glass | Existing | Space Heating | Natural Gas | HVAC - Demand Controlled Ventilation | A | Cumulative Winter Peak Savings (MW) | Technical Potential | 0 | 0 | 0 | 0 | 0 | 0 | 0 | 0 | 0 | 0 | 0 | 0 | 0 | 0 | 0 | 0 | 0 | 0 | 0 | 0 | 0 | 0 | 0
F10_Industrial_Stone, Clay, and Glass_Existing_Space Heating_Natural Gas_HVAC - Demand Controlled Ventilation_A_Technical Potential | F10 | Industrial | Stone, Clay, and Glass | Existing | Space Heating | Natural Gas | HVAC - Demand Controlled Ventilation | A | Purchases (Incremental) | Technical Potential | 0 | 0 | 640.9336 | 629.8831 | 619.023 | 608.3502 | 597.8614 | 587.5534 | 577.4232 | 567.4676 | 557.6837 | 548.0685 | 538.619 | 529.3325 | 520.2061 | 511.237 | 502.4226 | 493.7601 | 485.247 | 476.8807 | 468.6586 | 460.5783 | 0
F11_Industrial_Stone, Clay, and Glass_Existing_Space Heating_Natural Gas_HVAC - Demand Controlled Ventilation_A_Technical Potential | F11 | Industrial | Stone, Clay, and Glass | Existing | Space Heating | Natural Gas | HVAC - Demand Controlled Ventilation | A | Purchases (Cumulative) | Technical Potential | 0 | 0 | 640.9336 | 1270.8167 | 1889.8397 | 2498.1899 | 3096.0513 | 3683.6047 | 4261.0279 | 4828.4955 | 5386.1793 | 5934.2477 | 6472.8667 | 7002.1992 | 7522.4053 | 8033.6423 | 8536.0648 | 9029.8249 | 9515.0719 | 9991.9526 | 10460.6112 | 10921.1894 | 0
F1_Industrial_Stone, Clay, and Glass_Existing_Space Heating_Natural Gas_Gas Boiler - Stack Economizer_A_Technical Potential | F1 | Industrial | Stone, Clay, and Glass | Existing | Space Heating | Natural Gas | Gas Boiler - Stack Economizer | A | Integrated Unit Energy Savings (kWh or therms) | Technical Potential | 0 | 0 | 7.0431 | 6.9938 | 6.941 | 6.8837 | 6.8208 | 6.7512 | 6.6741 | 6.5889 | 6.496 | 6.396 | 6.2907 | 6.1818 | 6.073 | 5.9661 | 5.8636 | 5.7702 | 5.6861 | 5.6108 | 5.543 | 5.4807 | 0
F2_Industrial_Stone, Clay, and Glass_Existing_Space Heating_Natural Gas_Gas Boiler - Stack Economizer_A_Technical Potential | F2 | Industrial | Stone, Clay, and Glass | Existing | Space Heating | Natural Gas | Gas Boiler - Stack Economizer | A | Integrated Unit Summer Peak Savings (kW) | Technical Potential | 0 | 0 | 0 | 0 | 0 | 0 | 0 | 0 | 0 | 0 | 0 | 0 | 0 | 0 | 0 | 0 | 0 | 0 | 0 | 0 | 0 | 0 | 0
F3_Industrial_Stone, Clay, and Glass_Existing_Space Heating_Natural Gas_Gas Boiler - Stack Economizer_A_Technical Potential | F3 | Industrial | Stone, Clay, and Glass | Existing | Space Heating | Natural Gas | Gas Boiler - Stack Economizer | A | Integrated Unit Winter Peak Savings (kW) | Technical Potential | 0 | 0 | 0 | 0 | 0 | 0 | 0 | 0 | 0 | 0 | 0 | 0 | 0 | 0 | 0 | 0 | 0 | 0 | 0 | 0 | 0 | 0 | 0
F4_Industrial_Stone, Clay, and Glass_Existing_Space Heating_Natural Gas_Gas Boiler - Stack Economizer_A_Technical Potential | F4 | Industrial | Stone, Clay, and Glass | Existing | Space Heating | Natural Gas | Gas Boiler - Stack Economizer | A | Incremental Energy Savings (MWh or mTherms) | Technical Potential | 0 | 0 | 0.0094741 | 0.0092457 | 0.0090177 | 0.008789 | 0.0085585 | 0.0074926 | 0.0058235 | 0.00452 | 0.0035035 | 0.0027121 | 0.0020972 | 0.0016203 | 0.0012514 | 0.00096659 | 0.00074688 | 0.00057785 | 3.8169e-06 | 1.322e-06 | 4.3754e-07 | 1.3864e-07 | 0
F5_Industrial_Stone, Clay, and Glass_Existing_Space Heating_Natural Gas_Gas Boiler - Stack Economizer_A_Technical Potential | F5 | Industrial | Stone, Clay, and Glass | Existing | Space Heating | Natural Gas | Gas Boiler - Stack Economizer | A | Incremental Summer Peak Savings (MW) | Technical Potential | 0 | 0 | 0 | 0 | 0 | 0 | 0 | 0 | 0 | 0 | 0 | 0 | 0 | 0 | 0 | 0 | 0 | 0 | 0 | 0 | 0 | 0 | 0
F6_Industrial_Stone, Clay, and Glass_Existing_Space Heating_Natural Gas_Gas Boiler - Stack Economizer_A_Technical Potential | F6 | Industrial | Stone, Clay, and Glass | Existing | Space Heating | Natural Gas | Gas Boiler - Stack Economizer | A | Incremental Winter Peak Savings (MW) | Technical Potential | 0 | 0 | 0 | 0 | 0 | 0 | 0 | 0 | 0 | 0 | 0 | 0 | 0 | 0 | 0 | 0 | 0 | 0 | 0 | 0 | 0 | 0 | 0
F7_Industrial_Stone, Clay, and Glass_Existing_Space Heating_Natural Gas_Gas Boiler - Stack Economizer_A_Technical Potential | F7 | Industrial | Stone, Clay, and Glass | Existing | Space Heating | Natural Gas | Gas Boiler - Stack Economizer | A | Cumulative Energy Savings (MWh or mTherms) | Technical Potential | 0 | 0 | 0.0094741 | 0.018654 | 0.02753 | 0.036092 | 0.044321 | 0.051361 | 0.056598 | 0.060396 | 0.063047 | 0.064789 | 0.06582 | 0.066301 | 0.066385 | 0.066183 | 0.065793 | 0.065323 | 0.064374 | 0.063523 | 0.062756 | 0.062051 | 0
F8_Industrial_Stone, Clay, and Glass_Existing_Space Heating_Natural Gas_Gas Boiler - Stack Economizer_A_Technical Potential | F8 | Industrial | Stone, Clay, and Glass | Existing | Space Heating | Natural Gas | Gas Boiler - Stack Economizer | A | Cumulative Summer Peak Savings (MW) | Technical Potential | 0 | 0 | 0 | 0 | 0 | 0 | 0 | 0 | 0 | 0 | 0 | 0 | 0 | 0 | 0 | 0 | 0 | 0 | 0 | 0 | 0 | 0 | 0
F9_Industrial_Stone, Clay, and Glass_Existing_Space Heating_Natural Gas_Gas Boiler - Stack Economizer_A_Technical Potential | F9 | Industrial | Stone, Clay, and Glass | Existing | Space Heating | Natural Gas | Gas Boiler - Stack Economizer | A | Cumulative Winter Peak Savings (MW) | Technical Potential | 0 | 0 | 0 | 0 | 0 | 0 | 0 | 0 | 0 | 0 | 0 | 0 | 0 | 0 | 0 | 0 | 0 | 0 | 0 | 0 | 0 | 0 | 0
F10_Industrial_Stone, Clay, and Glass_Existing_Space Heating_Natural Gas_Gas Boiler - Stack Economizer_A_Technical Potential | F10 | Industrial | Stone, Clay, and Glass | Existing | Space Heating | Natural Gas | Gas Boiler - Stack Economizer | A | Purchases (Incremental) | Technical Potential | 0 | 0 | 1.3452 | 1.322 | 1.2992 | 1.2768 | 1.2548 | 1.1098 | 0.87255 | 0.68601 | 0.53934 | 0.42403 | 0.33338 | 0.2621 | 0.20607 | 0.16201 | 0.12738 | 0.10014 | 0.00067128 | 0.00023561 | 7.8936e-05 | 2.5296e-05 | 0
F11_Industrial_Stone, Clay, and Glass_Existing_Space Heating_Natural Gas_Gas Boiler - Stack Economizer_A_Technical Potential | F11 | Industrial | Stone, Clay, and Glass | Existing | Space Heating | Natural Gas | Gas Boiler - Stack Economizer | A | Purchases (Cumulative) | Technical Potential | 0 | 0 | 1.3452 | 2.6671 | 3.9663 | 5.2431 | 6.4979 | 7.6077 | 8.4803 | 9.1663 | 9.7056 | 10.1296 | 10.463 | 10.7251 | 10.9312 | 11.0932 | 11.2206 | 11.3207 | 11.3214 | 11.3216 | 11.3217 | 11.3217 | 0
F1_Industrial_Stone, Clay, and Glass_Existing_Process_Natural Gas_Gas Boiler - Stack Economizer_A_Technical Potential | F1 | Industrial | Stone, Clay, and Glass | Existing | Process | Natural Gas | Gas Boiler - Stack Economizer | A | Integrated Unit Energy Savings (kWh or therms) | Technical Potential | 0 | 0 | 5.4839 | 5.4567 | 5.429 | 5.401 | 5.3726 | 5.3458 | 5.3223 | 5.3014 | 5.2825 | 5.2653 | 5.2494 | 5.2345 | 5.2203 | 5.2067 | 5.1936 | 5.1807 | 5.1695 | 5.1582 | 5.1467 | 5.135 | 0
F2_Industrial_Stone, Clay, and Glass_Existing_Process_Natural Gas_Gas Boiler - Stack Economizer_A_Technical Potential | F2 | Industrial | Stone, Clay, and Glass | Existing | Process | Natural Gas | Gas Boiler - Stack Economizer | A | Integrated Unit Summer Peak Savings (kW) | Technical Potential | 0 | 0 | 0 | 0 | 0 | 0 | 0 | 0 | 0 | 0 | 0 | 0 | 0 | 0 | 0 | 0 | 0 | 0 | 0 | 0 | 0 | 0 | 0
F3_Industrial_Stone, Clay, and Glass_Existing_Process_Natural Gas_Gas Boiler - Stack Economizer_A_Technical Potential | F3 | Industrial | Stone, Clay, and Glass | Existing | Process | Natural Gas | Gas Boiler - Stack Economizer | A | Integrated Unit Winter Peak Savings (kW) | Technical Potential | 0 | 0 | 0 | 0 | 0 | 0 | 0 | 0 | 0 | 0 | 0 | 0 | 0 | 0 | 0 | 0 | 0 | 0 | 0 | 0 | 0 | 0 | 0
F4_Industrial_Stone, Clay, and Glass_Existing_Process_Natural Gas_Gas Boiler - Stack Economizer_A_Technical Potential | F4 | Industrial | Stone, Clay, and Glass | Existing | Process | Natural Gas | Gas Boiler - Stack Economizer | A | Incremental Energy Savings (MWh or mTherms) | Technical Potential | 0 | 0 | 0.081787 | 0.079977 | 0.078201 | 0.076455 | 0.074742 | 0.065778 | 0.051488 | 0.040321 | 0.031588 | 0.024754 | 0.019403 | 0.015211 | 0.011927 | 0.0093526 | 0.0073345 | 0.0057521 | 3.8474e-05 | 1.3474e-05 | 4.5042e-06 | 1.4402e-06 | 0
F5_Industrial_Stone, Clay, and Glass_Existing_Process_Natural Gas_Gas Boiler - Stack Economizer_A_Technical Potential | F5 | Industrial | Stone, Clay, and Glass | Existing | Process | Natural Gas | Gas Boiler - Stack Economizer | A | Incremental Summer Peak Savings (MW) | Technical Potential | 0 | 0 | 0 | 0 | 0 | 0 | 0 | 0 | 0 | 0 | 0 | 0 | 0 | 0 | 0 | 0 | 0 | 0 | 0 | 0 | 0 | 0 | 0
F6_Industrial_Stone, Clay, and Glass_Existing_Process_Natural Gas_Gas Boiler - Stack Economizer_A_Technical Potential | F6 | Industrial | Stone, Clay, and Glass | Existing | Process | Natural Gas | Gas Boiler - Stack Economizer | A | Incremental Winter Peak Savings (MW) | Technical Potential | 0 | 0 | 0 | 0 | 0 | 0 | 0 | 0 | 0 | 0 | 0 | 0 | 0 | 0 | 0 | 0 | 0 | 0 | 0 | 0 | 0 | 0 | 0
F7_Industrial_Stone, Clay, and Glass_Existing_Process_Natural Gas_Gas Boiler - Stack Economizer_A_Technical Potential | F7 | Industrial | Stone, Clay, and Glass | Existing | Process | Natural Gas | Gas Boiler - Stack Economizer | A | Cumulative Energy Savings (MWh or mTherms) | Technical Potential | 0 | 0 | 0.081787 | 0.16136 | 0.23874 | 0.31396 | 0.38705 | 0.4509 | 0.5004 | 0.53876 | 0.56844 | 0.59134 | 0.60895 | 0.62243 | 0.63268 | 0.64038 | 0.6461 | 0.65024 | 0.64888 | 0.64747 | 0.64603 | 0.64457 | 0
F8_Industrial_Stone, Clay, and Glass_Existing_Process_Natural Gas_Gas Boiler - Stack Economizer_A_Technical Potential | F8 | Industrial | Stone, Clay, and Glass | Existing | Process | Natural Gas | Gas Boiler - Stack Economizer | A | Cumulative Summer Peak Savings (MW) | Technical Potential | 0 | 0 | 0 | 0 | 0 | 0 | 0 | 0 | 0 | 0 | 0 | 0 | 0 | 0 | 0 | 0 | 0 | 0 | 0 | 0 | 0 | 0 | 0
F9_Industrial_Stone, Clay, and Glass_Existing_Process_Natural Gas_Gas Boiler - Stack Economizer_A_Technical Potential | F9 | Industrial | Stone, Clay, and Glass | Existing | Process | Natural Gas | Gas Boiler - Stack Economizer | A | Cumulative Winter Peak Savings (MW) | Technical Potential | 0 | 0 | 0 | 0 | 0 | 0 | 0 | 0 | 0 | 0 | 0 | 0 | 0 | 0 | 0 | 0 | 0 | 0 | 0 | 0 | 0 | 0 | 0
F10_Industrial_Stone, Clay, and Glass_Existing_Process_Natural Gas_Gas Boiler - Stack Economizer_A_Technical Potential | F10 | Industrial | Stone, Clay, and Glass | Existing | Process | Natural Gas | Gas Boiler - Stack Economizer | A | Purchases (Incremental) | Technical Potential | 0 | 0 | 14.914 | 14.6568 | 14.4041 | 14.1558 | 13.9117 | 12.3047 | 9.674 | 7.6058 | 5.9797 | 4.7013 | 3.6962 | 2.906 | 2.2847 | 1.7962 | 1.4122 | 1.1103 | 0.0074425 | 0.0026122 | 0.00087517 | 0.00028046 | 0
F11_Industrial_Stone, Clay, and Glass_Existing_Process_Natural Gas_Gas Boiler - Stack Economizer_A_Technical Potential | F11 | Industrial | Stone, Clay, and Glass | Existing | Process | Natural Gas | Gas Boiler - Stack Economizer | A | Purchases (Cumulative) | Technical Potential | 0 | 0 | 14.914 | 29.5708 | 43.9749 | 58.1307 | 72.0424 | 84.3471 | 94.0211 | 101.6269 | 107.6066 | 112.3079 | 116.0041 | 118.91 | 121.1947 | 122.991 | 124.4032 | 125.5135 | 125.5209 | 125.5235 | 125.5244 | 125.5247 | 0
F1_Industrial_Stone, Clay, and Glass_Existing_Space Heating_Natural Gas_Gas Furnace Tube Inserts_A_Technical Potential | F1 | Industrial | Stone, Clay, and Glass | Existing | Space Heating | Natural Gas | Gas Furnace Tube Inserts | A | Integrated Unit Energy Savings (kWh or therms) | Technical Potential | 0 | 0 | 0.087928 | 0.087247 | 0.086543 | 0.085816 | 0.085066 | 0.084293 | 0.083498 | 0.082681 | 0.081848 | 0.081004 | 0.080154 | 0.079297 | 0.07845 | 0.077609 | 0.076777 | 0.076002 | 0.07528 | 0.074605 | 0.073973 | 0.073384 | 0
F2_Industrial_Stone, Clay, and Glass_Existing_Space Heating_Natural Gas_Gas Furnace Tube Inserts_A_Technical Potential | F2 | Industrial | Stone, Clay, and Glass | Existing | Space Heating | Natural Gas | Gas Furnace Tube Inserts | A | Integrated Unit Summer Peak Savings (kW) | Technical Potential | 0 | 0 | 0 | 0 | 0 | 0 | 0 | 0 | 0 | 0 | 0 | 0 | 0 | 0 | 0 | 0 | 0 | 0 | 0 | 0 | 0 | 0 | 0
F3_Industrial_Stone, Clay, and Glass_Existing_Space Heating_Natural Gas_Gas Furnace Tube Inserts_A_Technical Potential | F3 | Industrial | Stone, Clay, and Glass | Existing | Space Heating | Natural Gas | Gas Furnace Tube Inserts | A | Integrated Unit Winter Peak Savings (kW) | Technical Potential | 0 | 0 | 0 | 0 | 0 | 0 | 0 | 0 | 0 | 0 | 0 | 0 | 0 | 0 | 0 | 0 | 0 | 0 | 0 | 0 | 0 | 0 | 0
F4_Industrial_Stone, Clay, and Glass_Existing_Space Heating_Natural Gas_Gas Furnace Tube Inserts_A_Technical Potential | F4 | Industrial | Stone, Clay, and Glass | Existing | Space Heating | Natural Gas | Gas Furnace Tube Inserts | A | Incremental Energy Savings (MWh or mTherms) | Technical Potential | 0 | 0 | 0 | 0 | 0 | 0 | 0 | 0 | 0 | 0 | 0 | 0 | 0 | 0 | 0 | 0 | 0 | 0 | 0 | 0 | 0 | 0 | 0
F5_Industrial_Stone, Clay, and Glass_Existing_Space Heating_Natural Gas_Gas Furnace Tube Inserts_A_Technical Potential | F5 | Industrial | Stone, Clay, and Glass | Existing | Space Heating | Natural Gas | Gas Furnace Tube Inserts | A | Incremental Summer Peak Savings (MW) | Technical Potential | 0 | 0 | 0 | 0 | 0 | 0 | 0 | 0 | 0 | 0 | 0 | 0 | 0 | 0 | 0 | 0 | 0 | 0 | 0 | 0 | 0 | 0 | 0
F6_Industrial_Stone, Clay, and Glass_Existing_Space Heating_Natural Gas_Gas Furnace Tube Inserts_A_Technical Potential | F6 | Industrial | Stone, Clay, and Glass | Existing | Space Heating | Natural Gas | Gas Furnace Tube Inserts | A | Incremental Winter Peak Savings (MW) | Technical Potential | 0 | 0 | 0 | 0 | 0 | 0 | 0 | 0 | 0 | 0 | 0 | 0 | 0 | 0 | 0 | 0 | 0 | 0 | 0 | 0 | 0 | 0 | 0
F7_Industrial_Stone, Clay, and Glass_Existing_Space Heating_Natural Gas_Gas Furnace Tube Inserts_A_Technical Potential | F7 | Industrial | Stone, Clay, and Glass | Existing | Space Heating | Natural Gas | Gas Furnace Tube Inserts | A | Cumulative Energy Savings (MWh or mTherms) | Technical Potential | 0 | 0 | 0 | 0 | 0 | 0 | 0 | 0 | 0 | 0 | 0 | 0 | 0 | 0 | 0 | 0 | 0 | 0 | 0 | 0 | 0 | 0 | 0
F8_Industrial_Stone, Clay, and Glass_Existing_Space Heating_Natural Gas_Gas Furnace Tube Inserts_A_Technical Potential | F8 | Industrial | Stone, Clay, and Glass | Existing | Space Heating | Natural Gas | Gas Furnace Tube Inserts | A | Cumulative Summer Peak Savings (MW) | Technical Potential | 0 | 0 | 0 | 0 | 0 | 0 | 0 | 0 | 0 | 0 | 0 | 0 | 0 | 0 | 0 | 0 | 0 | 0 | 0 | 0 | 0 | 0 | 0
F9_Industrial_Stone, Clay, and Glass_Existing_Space Heating_Natural Gas_Gas Furnace Tube Inserts_A_Technical Potential | F9 | Industrial | Stone, Clay, and Glass | Existing | Space Heating | Natural Gas | Gas Furnace Tube Inserts | A | Cumulative Winter Peak Savings (MW) | Technical Potential | 0 | 0 | 0 | 0 | 0 | 0 | 0 | 0 | 0 | 0 | 0 | 0 | 0 | 0 | 0 | 0 | 0 | 0 | 0 | 0 | 0 | 0 | 0
F10_Industrial_Stone, Clay, and Glass_Existing_Space Heating_Natural Gas_Gas Furnace Tube Inserts_A_Technical Potential | F10 | Industrial | Stone, Clay, and Glass | Existing | Space Heating | Natural Gas | Gas Furnace Tube Inserts | A | Purchases (Incremental) | Technical Potential | 0 | 0 | 0 | 0 | 0 | 0 | 0 | 0 | 0 | 0 | 0 | 0 | 0 | 0 | 0 | 0 | 0 | 0 | 0 | 0 | 0 | 0 | 0
F11_Industrial_Stone, Clay, and Glass_Existing_Space Heating_Natural Gas_Gas Furnace Tube Inserts_A_Technical Potential | F11 | Industrial | Stone, Clay, and Glass | Existing | Space Heating | Natural Gas | Gas Furnace Tube Inserts | A | Purchases (Cumulative) | Technical Potential | 0 | 0 | 0 | 0 | 0 | 0 | 0 | 0 | 0 | 0 | 0 | 0 | 0 | 0 | 0 | 0 | 0 | 0 | 0 | 0 | 0 | 0 | 0
F1_Industrial_Stone, Clay, and Glass_Existing_Space Heating_Natural Gas_Space Heating - Heat Recovery Ventilator_A_Technical Potential | F1 | Industrial | Stone, Clay, and Glass | Existing | Space Heating | Natural Gas | Space Heating - Heat Recovery Ventilator | A | Integrated Unit Energy Savings (kWh or therms) | Technical Potential | 0 | 0 | 0.013244 | 0.013045 | 0.012783 | 0.012448 | 0.012046 | 0.011589 | 0.011099 | 0.010603 | 0.010122 | 0.0096741 | 0.0092691 | 0.0089093 | 0.0085944 | 0.0083191 | 0.0080775 | 0.0078682 | 0.007685 | 0.0075203 | 0.0073784 | 0.007244 | 0
F2_Industrial_Stone, Clay, and Glass_Existing_Space Heating_Natural Gas_Space Heating - Heat Recovery Ventilator_A_Technical Potential | F2 | Industrial | Stone, Clay, and Glass | Existing | Space Heating | Natural Gas | Space Heating - Heat Recovery Ventilator | A | Integrated Unit Summer Peak Savings (kW) | Technical Potential | 0 | 0 | 0 | 0 | 0 | 0 | 0 | 0 | 0 | 0 | 0 | 0 | 0 | 0 | 0 | 0 | 0 | 0 | 0 | 0 | 0 | 0 | 0
F3_Industrial_Stone, Clay, and Glass_Existing_Space Heating_Natural Gas_Space Heating - Heat Recovery Ventilator_A_Technical Potential | F3 | Industrial | Stone, Clay, and Glass | Existing | Space Heating | Natural Gas | Space Heating - Heat Recovery Ventilator | A | Integrated Unit Winter Peak Savings (kW) | Technical Potential | 0 | 0 | 0 | 0 | 0 | 0 | 0 | 0 | 0 | 0 | 0 | 0 | 0 | 0 | 0 | 0 | 0 | 0 | 0 | 0 | 0 | 0 | 0
F4_Industrial_Stone, Clay, and Glass_Existing_Space Heating_Natural Gas_Space Heating - Heat Recovery Ventilator_A_Technical Potential | F4 | Industrial | Stone, Clay, and Glass | Existing | Space Heating | Natural Gas | Space Heating - Heat Recovery Ventilator | A | Incremental Energy Savings (MWh or mTherms) | Technical Potential | 0 | 0 | 0.020777 | 0.020113 | 0.019368 | 0.018536 | 0.017628 | 0.016666 | 0.015687 | 0.014727 | 0.013817 | 0.012978 | 0.01222 | 0.011543 | 0.010943 | 0.01041 | 0.0099337 | 0.0095095 | 0.0091278 | 0.0087782 | 0.0084641 | 0.0081667 | 0
F5_Industrial_Stone, Clay, and Glass_Existing_Space Heating_Natural Gas_Space Heating - Heat Recovery Ventilator_A_Technical Potential | F5 | Industrial | Stone, Clay, and Glass | Existing | Space Heating | Natural Gas | Space Heating - Heat Recovery Ventilator | A | Incremental Summer Peak Savings (MW) | Technical Potential | 0 | 0 | 0 | 0 | 0 | 0 | 0 | 0 | 0 | 0 | 0 | 0 | 0 | 0 | 0 | 0 | 0 | 0 | 0 | 0 | 0 | 0 | 0
F6_Industrial_Stone, Clay, and Glass_Existing_Space Heating_Natural Gas_Space Heating - Heat Recovery Ventilator_A_Technical Potential | F6 | Industrial | Stone, Clay, and Glass | Existing | Space Heating | Natural Gas | Space Heating - Heat Recovery Ventilator | A | Incremental Winter Peak Savings (MW) | Technical Potential | 0 | 0 | 0 | 0 | 0 | 0 | 0 | 0 | 0 | 0 | 0 | 0 | 0 | 0 | 0 | 0 | 0 | 0 | 0 | 0 | 0 | 0 | 0
F7_Industrial_Stone, Clay, and Glass_Existing_Space Heating_Natural Gas_Space Heating - Heat Recovery Ventilator_A_Technical Potential | F7 | Industrial | Stone, Clay, and Glass | Existing | Space Heating | Natural Gas | Space Heating - Heat Recovery Ventilator | A | Cumulative Energy Savings (MWh or mTherms) | Technical Potential | 0 | 0 | 0.020777 | 0.040579 | 0.05913 | 0.07612 | 0.091285 | 0.10449 | 0.11576 | 0.12531 | 0.13345 | 0.14052 | 0.14686 | 0.1527 | 0.15825 | 0.16359 | 0.16877 | 0.17391 | 0.17899 | 0.18393 | 0.18892 | 0.19365 | 0
F8_Industrial_Stone, Clay, and Glass_Existing_Space Heating_Natural Gas_Space Heating - Heat Recovery Ventilator_A_Technical Potential | F8 | Industrial | Stone, Clay, and Glass | Existing | Space Heating | Natural Gas | Space Heating - Heat Recovery Ventilator | A | Cumulative Summer Peak Savings (MW) | Technical Potential | 0 | 0 | 0 | 0 | 0 | 0 | 0 | 0 | 0 | 0 | 0 | 0 | 0 | 0 | 0 | 0 | 0 | 0 | 0 | 0 | 0 | 0 | 0
F9_Industrial_Stone, Clay, and Glass_Existing_Space Heating_Natural Gas_Space Heating - Heat Recovery Ventilator_A_Technical Potential | F9 | Industrial | Stone, Clay, and Glass | Existing | Space Heating | Natural Gas | Space Heating - Heat Recovery Ventilator | A | Cumulative Winter Peak Savings (MW) | Technical Potential | 0 | 0 | 0 | 0 | 0 | 0 | 0 | 0 | 0 | 0 | 0 | 0 | 0 | 0 | 0 | 0 | 0 | 0 | 0 | 0 | 0 | 0 | 0
F10_Industrial_Stone, Clay, and Glass_Existing_Space Heating_Natural Gas_Space Heating - Heat Recovery Ventilator_A_Technical Potential | F10 | Industrial | Stone, Clay, and Glass | Existing | Space Heating | Natural Gas | Space Heating - Heat Recovery Ventilator | A | Purchases (Incremental) | Technical Potential | 0 | 0 | 1568.8303 | 1541.7815 | 1515.199 | 1489.0749 | 1463.4012 | 1438.1702 | 1413.3741 | 1389.0056 | 1365.0572 | 1341.5218 | 1318.3921 | 1295.6612 | 1273.3222 | 1251.3684 | 1229.793 | 1208.5897 | 1187.752 | 1167.2735 | 1147.1481 | 1127.3697 | 0
F11_Industrial_Stone, Clay, and Glass_Existing_Space Heating_Natural Gas_Space Heating - Heat Recovery Ventilator_A_Technical Potential | F11 | Industrial | Stone, Clay, and Glass | Existing | Space Heating | Natural Gas | Space Heating - Heat Recovery Ventilator | A | Purchases (Cumulative) | Technical Potential | 0 | 0 | 1568.8303 | 3110.6117 | 4625.8108 | 6114.8857 | 7578.2869 | 9016.457 | 10429.8312 | 11818.8368 | 13183.894 | 14525.4157 | 15843.8078 | 17139.469 | 18412.7911 | 19664.1595 | 20893.9525 | 22102.5422 | 23290.2942 | 24457.5677 | 25604.7157 | 26732.0854 | 0
F1_Industrial_Stone, Clay, and Glass_Existing_Space Heating_Natural Gas_Thermostat - Programmable_A_Technical Potential | F1 | Industrial | Stone, Clay, and Glass | Existing | Space Heating | Natural Gas | Thermostat - Programmable | A | Integrated Unit Energy Savings (kWh or therms) | Technical Potential | 0 | 0 | 0.0064052 | 0.0063069 | 0.0061769 | 0.0060116 | 0.0058121 | 0.0055852 | 0.0053415 | 0.0050929 | 0.004851 | 0.004624 | 0.0044172 | 0.0042321 | 0.0040691 | 0.0039261 | 0.0038009 | 0.0036928 | 0.0035988 | 0.0035153 | 0.0034439 | 0.0033768 | 0
F2_Industrial_Stone, Clay, and Glass_Existing_Space Heating_Natural Gas_Thermostat - Programmable_A_Technical Potential | F2 | Industrial | Stone, Clay, and Glass | Existing | Space Heating | Natural Gas | Thermostat - Programmable | A | Integrated Unit Summer Peak Savings (kW) | Technical Potential | 0 | 0 | 0 | 0 | 0 | 0 | 0 | 0 | 0 | 0 | 0 | 0 | 0 | 0 | 0 | 0 | 0 | 0 | 0 | 0 | 0 | 0 | 0
F3_Industrial_Stone, Clay, and Glass_Existing_Space Heating_Natural Gas_Thermostat - Programmable_A_Technical Potential | F3 | Industrial | Stone, Clay, and Glass | Existing | Space Heating | Natural Gas | Thermostat - Programmable | A | Integrated Unit Winter Peak Savings (kW) | Technical Potential | 0 | 0 | 0 | 0 | 0 | 0 | 0 | 0 | 0 | 0 | 0 | 0 | 0 | 0 | 0 | 0 | 0 | 0 | 0 | 0 | 0 | 0 | 0
F4_Industrial_Stone, Clay, and Glass_Existing_Space Heating_Natural Gas_Thermostat - Programmable_A_Technical Potential | F4 | Industrial | Stone, Clay, and Glass | Existing | Space Heating | Natural Gas | Thermostat - Programmable | A | Incremental Energy Savings (MWh or mTherms) | Technical Potential | 0 | 0 | 0.030146 | 0.029172 | 0.028078 | 0.026855 | 0.025516 | 0.024097 | 0.022648 | 0.021222 | 0.019866 | 0.01861 | 0.017471 | 0.01645 | 0.015544 | 0.014739 | 0.014023 | 0.013389 | 0.012823 | 0.01231 | 0.011852 | 0.011421 | 0
F5_Industrial_Stone, Clay, and Glass_Existing_Space Heating_Natural Gas_Thermostat - Programmable_A_Technical Potential | F5 | Industrial | Stone, Clay, and Glass | Existing | Space Heating | Natural Gas | Thermostat - Programmable | A | Incremental Summer Peak Savings (MW) | Technical Potential | 0 | 0 | 0 | 0 | 0 | 0 | 0 | 0 | 0 | 0 | 0 | 0 | 0 | 0 | 0 | 0 | 0 | 0 | 0 | 0 | 0 | 0 | 0
F6_Industrial_Stone, Clay, and Glass_Existing_Space Heating_Natural Gas_Thermostat - Programmable_A_Technical Potential | F6 | Industrial | Stone, Clay, and Glass | Existing | Space Heating | Natural Gas | Thermostat - Programmable | A | Incremental Winter Peak Savings (MW) | Technical Potential | 0 | 0 | 0 | 0 | 0 | 0 | 0 | 0 | 0 | 0 | 0 | 0 | 0 | 0 | 0 | 0 | 0 | 0 | 0 | 0 | 0 | 0 | 0
F7_Industrial_Stone, Clay, and Glass_Existing_Space Heating_Natural Gas_Thermostat - Programmable_A_Technical Potential | F7 | Industrial | Stone, Clay, and Glass | Existing | Space Heating | Natural Gas | Thermostat - Programmable | A | Cumulative Energy Savings (MWh or mTherms) | Technical Potential | 0 | 0 | 0.030146 | 0.058855 | 0.08572 | 0.11028 | 0.13214 | 0.15108 | 0.16713 | 0.18058 | 0.19186 | 0.2015 | 0.20996 | 0.21761 | 0.22477 | 0.23161 | 0.23825 | 0.24486 | 0.25145 | 0.25793 | 0.26454 | 0.27081 | 0
F8_Industrial_Stone, Clay, and Glass_Existing_Space Heating_Natural Gas_Thermostat - Programmable_A_Technical Potential | F8 | Industrial | Stone, Clay, and Glass | Existing | Space Heating | Natural Gas | Thermostat - Programmable | A | Cumulative Summer Peak Savings (MW) | Technical Potential | 0 | 0 | 0 | 0 | 0 | 0 | 0 | 0 | 0 | 0 | 0 | 0 | 0 | 0 | 0 | 0 | 0 | 0 | 0 | 0 | 0 | 0 | 0
F9_Industrial_Stone, Clay, and Glass_Existing_Space Heating_Natural Gas_Thermostat - Programmable_A_Technical Potential | F9 | Industrial | Stone, Clay, and Glass | Existing | Space Heating | Natural Gas | Thermostat - Programmable | A | Cumulative Winter Peak Savings (MW) | Technical Potential | 0 | 0 | 0 | 0 | 0 | 0 | 0 | 0 | 0 | 0 | 0 | 0 | 0 | 0 | 0 | 0 | 0 | 0 | 0 | 0 | 0 | 0 | 0
F10_Industrial_Stone, Clay, and Glass_Existing_Space Heating_Natural Gas_Thermostat - Programmable_A_Technical Potential | F10 | Industrial | Stone, Clay, and Glass | Existing | Space Heating | Natural Gas | Thermostat - Programmable | A | Purchases (Incremental) | Technical Potential | 0 | 0 | 4706.4908 | 4625.3444 | 4545.5971 | 4467.2247 | 4390.2036 | 4314.5105 | 4240.1223 | 4167.0168 | 4095.1717 | 4024.5653 | 3955.1762 | 3886.9835 | 3819.9666 | 3754.1051 | 3689.3791 | 3625.7691 | 3563.2559 | 3501.8204 | 3441.4442 | 3382.109 | 0
F11_Industrial_Stone, Clay, and Glass_Existing_Space Heating_Natural Gas_Thermostat - Programmable_A_Technical Potential | F11 | Industrial | Stone, Clay, and Glass | Existing | Space Heating | Natural Gas | Thermostat - Programmable | A | Purchases (Cumulative) | Technical Potential | 0 | 0 | 4706.4908 | 9331.8352 | 13877.4323 | 18344.6571 | 22734.8607 | 27049.3711 | 31289.4935 | 35456.5103 | 39551.6819 | 43576.2472 | 47531.4234 | 51418.4069 | 55238.3734 | 58992.4785 | 62681.8576 | 66307.6267 | 69870.8826 | 73372.703 | 76814.1472 | 80196.2562 | 0
F1_Industrial_Stone, Clay, and Glass_Existing_Space Heating_Natural Gas_ENERGY STAR Connected Thermostat_A_Technical Potential | F1 | Industrial | Stone, Clay, and Glass | Existing | Space Heating | Natural Gas | ENERGY STAR Connected Thermostat | A | Integrated Unit Energy Savings (kWh or therms) | Technical Potential | 0 | 0 | 0.015479 | 0.015236 | 0.014916 | 0.014511 | 0.014024 | 0.01347 | 0.012875 | 0.012268 | 0.011678 | 0.011124 | 0.010618 | 0.010165 | 0.0097655 | 0.0094149 | 0.0091077 | 0.0088421 | 0.0086112 | 0.0084062 | 0.0082306 | 0.0080658 | 0
F2_Industrial_Stone, Clay, and Glass_Existing_Space Heating_Natural Gas_ENERGY STAR Connected Thermostat_A_Technical Potential | F2 | Industrial | Stone, Clay, and Glass | Existing | Space Heating | Natural Gas | ENERGY STAR Connected Thermostat | A | Integrated Unit Summer Peak Savings (kW) | Technical Potential | 0 | 0 | 0 | 0 | 0 | 0 | 0 | 0 | 0 | 0 | 0 | 0 | 0 | 0 | 0 | 0 | 0 | 0 | 0 | 0 | 0 | 0 | 0
F3_Industrial_Stone, Clay, and Glass_Existing_Space Heating_Natural Gas_ENERGY STAR Connected Thermostat_A_Technical Potential | F3 | Industrial | Stone, Clay, and Glass | Existing | Space Heating | Natural Gas | ENERGY STAR Connected Thermostat | A | Integrated Unit Winter Peak Savings (kW) | Technical Potential | 0 | 0 | 0 | 0 | 0 | 0 | 0 | 0 | 0 | 0 | 0 | 0 | 0 | 0 | 0 | 0 | 0 | 0 | 0 | 0 | 0 | 0 | 0
F4_Industrial_Stone, Clay, and Glass_Existing_Space Heating_Natural Gas_ENERGY STAR Connected Thermostat_A_Technical Potential | F4 | Industrial | Stone, Clay, and Glass | Existing | Space Heating | Natural Gas | ENERGY STAR Connected Thermostat | A | Incremental Energy Savings (MWh or mTherms) | Technical Potential | 0 | 0 | 0.07285 | 0.070471 | 0.067803 | 0.064824 | 0.061566 | 0.058114 | 0.054591 | 0.051123 | 0.047823 | 0.044768 | 0.041996 | 0.039511 | 0.037304 | 0.035345 | 0.033602 | 0.032059 | 0.030684 | 0.029437 | 0.028325 | 0.027279 | 0
F5_Industrial_Stone, Clay, and Glass_Existing_Space Heating_Natural Gas_ENERGY STAR Connected Thermostat_A_Technical Potential | F5 | Industrial | Stone, Clay, and Glass | Existing | Space Heating | Natural Gas | ENERGY STAR Connected Thermostat | A | Incremental Summer Peak Savings (MW) | Technical Potential | 0 | 0 | 0 | 0 | 0 | 0 | 0 | 0 | 0 | 0 | 0 | 0 | 0 | 0 | 0 | 0 | 0 | 0 | 0 | 0 | 0 | 0 | 0
F6_Industrial_Stone, Clay, and Glass_Existing_Space Heating_Natural Gas_ENERGY STAR Connected Thermostat_A_Technical Potential | F6 | Industrial | Stone, Clay, and Glass | Existing | Space Heating | Natural Gas | ENERGY STAR Connected Thermostat | A | Incremental Winter Peak Savings (MW) | Technical Potential | 0 | 0 | 0 | 0 | 0 | 0 | 0 | 0 | 0 | 0 | 0 | 0 | 0 | 0 | 0 | 0 | 0 | 0 | 0 | 0 | 0 | 0 | 0
F7_Industrial_Stone, Clay, and Glass_Existing_Space Heating_Natural Gas_ENERGY STAR Connected Thermostat_A_Technical Potential | F7 | Industrial | Stone, Clay, and Glass | Existing | Space Heating | Natural Gas | ENERGY STAR Connected Thermostat | A | Cumulative Energy Savings (MWh or mTherms) | Technical Potential | 0 | 0 | 0.07285 | 0.14218 | 0.207 | 0.2662 | 0.31882 | 0.36434 | 0.40285 | 0.435 | 0.46188 | 0.48473 | 0.50469 | 0.52267 | 0.53943 | 0.55541 | 0.57089 | 0.5863 | 0.60167 | 0.61679 | 0.63222 | 0.64684 | 0
F8_Industrial_Stone, Clay, and Glass_Existing_Space Heating_Natural Gas_ENERGY STAR Connected Thermostat_A_Technical Potential | F8 | Industrial | Stone, Clay, and Glass | Existing | Space Heating | Natural Gas | ENERGY STAR Connected Thermostat | A | Cumulative Summer Peak Savings (MW) | Technical Potential | 0 | 0 | 0 | 0 | 0 | 0 | 0 | 0 | 0 | 0 | 0 | 0 | 0 | 0 | 0 | 0 | 0 | 0 | 0 | 0 | 0 | 0 | 0
F9_Industrial_Stone, Clay, and Glass_Existing_Space Heating_Natural Gas_ENERGY STAR Connected Thermostat_A_Technical Potential | F9 | Industrial | Stone, Clay, and Glass | Existing | Space Heating | Natural Gas | ENERGY STAR Connected Thermostat | A | Cumulative Winter Peak Savings (MW) | Technical Potential | 0 | 0 | 0 | 0 | 0 | 0 | 0 | 0 | 0 | 0 | 0 | 0 | 0 | 0 | 0 | 0 | 0 | 0 | 0 | 0 | 0 | 0 | 0
F10_Industrial_Stone, Clay, and Glass_Existing_Space Heating_Natural Gas_ENERGY STAR Connected Thermostat_A_Technical Potential | F10 | Industrial | Stone, Clay, and Glass | Existing | Space Heating | Natural Gas | ENERGY STAR Connected Thermostat | A | Purchases (Incremental) | Technical Potential | 0 | 0 | 4706.4908 | 4625.3444 | 4545.5971 | 4467.2247 | 4390.2036 | 4314.5105 | 4240.1223 | 4167.0168 | 4095.1717 | 4024.5653 | 3955.1762 | 3886.9835 | 3819.9666 | 3754.1051 | 3689.3791 | 3625.7691 | 3563.2559 | 3501.8204 | 3441.4442 | 3382.109 | 0
F11_Industrial_Stone, Clay, and Glass_Existing_Space Heating_Natural Gas_ENERGY STAR Connected Thermostat_A_Technical Potential | F11 | Industrial | Stone, Clay, and Glass | Existing | Space Heating | Natural Gas | ENERGY STAR Connected Thermostat | A | Purchases (Cumulative) | Technical Potential | 0 | 0 | 4706.4908 | 9331.8352 | 13877.4323 | 18344.6571 | 22734.8607 | 27049.3711 | 31289.4935 | 35456.5103 | 39551.6819 | 43576.2472 | 47531.4234 | 51418.4069 | 55238.3734 | 58992.4785 | 62681.8576 | 66307.6267 | 69870.8826 | 73372.703 | 76814.1472 | 80196.2562 | 0
F1_Industrial_Stone, Clay, and Glass_Existing_Space Heating_Natural Gas_Destratification Fans (HVLS)_A_Technical Potential | F1 | Industrial | Stone, Clay, and Glass | Existing | Space Heating | Natural Gas | Destratification Fans (HVLS) | A | Integrated Unit Energy Savings (kWh or therms) | Technical Potential | 0 | 0 | 0.015467 | 0.015213 | 0.014882 | 0.014466 | 0.013969 | 0.013406 | 0.012804 | 0.01219 | 0.011593 | 0.011033 | 0.010522 | 0.010064 | 0.0096596 | 0.009304 | 0.0089916 | 0.0087208 | 0.0084846 | 0.0082741 | 0.0080928 | 0.0079223 | 0
F2_Industrial_Stone, Clay, and Glass_Existing_Space Heating_Natural Gas_Destratification Fans (HVLS)_A_Technical Potential | F2 | Industrial | Stone, Clay, and Glass | Existing | Space Heating | Natural Gas | Destratification Fans (HVLS) | A | Integrated Unit Summer Peak Savings (kW) | Technical Potential | 0 | 0 | 0 | 0 | 0 | 0 | 0 | 0 | 0 | 0 | 0 | 0 | 0 | 0 | 0 | 0 | 0 | 0 | 0 | 0 | 0 | 0 | 0
F3_Industrial_Stone, Clay, and Glass_Existing_Space Heating_Natural Gas_Destratification Fans (HVLS)_A_Technical Potential | F3 | Industrial | Stone, Clay, and Glass | Existing | Space Heating | Natural Gas | Destratification Fans (HVLS) | A | Integrated Unit Winter Peak Savings (kW) | Technical Potential | 0 | 0 | 0 | 0 | 0 | 0 | 0 | 0 | 0 | 0 | 0 | 0 | 0 | 0 | 0 | 0 | 0 | 0 | 0 | 0 | 0 | 0 | 0
F4_Industrial_Stone, Clay, and Glass_Existing_Space Heating_Natural Gas_Destratification Fans (HVLS)_A_Technical Potential | F4 | Industrial | Stone, Clay, and Glass | Existing | Space Heating | Natural Gas | Destratification Fans (HVLS) | A | Incremental Energy Savings (MWh or mTherms) | Technical Potential | 0 | 0 | 0.072795 | 0.070364 | 0.067648 | 0.064625 | 0.061327 | 0.057841 | 0.054289 | 0.050797 | 0.047477 | 0.044404 | 0.041617 | 0.039119 | 0.036899 | 0.034928 | 0.033173 | 0.03162 | 0.030233 | 0.028974 | 0.027851 | 0.026794 | 0
F5_Industrial_Stone, Clay, and Glass_Existing_Space Heating_Natural Gas_Destratification Fans (HVLS)_A_Technical Potential | F5 | Industrial | Stone, Clay, and Glass | Existing | Space Heating | Natural Gas | Destratification Fans (HVLS) | A | Incremental Summer Peak Savings (MW) | Technical Potential | 0 | 0 | 0 | 0 | 0 | 0 | 0 | 0 | 0 | 0 | 0 | 0 | 0 | 0 | 0 | 0 | 0 | 0 | 0 | 0 | 0 | 0 | 0
F6_Industrial_Stone, Clay, and Glass_Existing_Space Heating_Natural Gas_Destratification Fans (HVLS)_A_Technical Potential | F6 | Industrial | Stone, Clay, and Glass | Existing | Space Heating | Natural Gas | Destratification Fans (HVLS) | A | Incremental Winter Peak Savings (MW) | Technical Potential | 0 | 0 | 0 | 0 | 0 | 0 | 0 | 0 | 0 | 0 | 0 | 0 | 0 | 0 | 0 | 0 | 0 | 0 | 0 | 0 | 0 | 0 | 0
F7_Industrial_Stone, Clay, and Glass_Existing_Space Heating_Natural Gas_Destratification Fans (HVLS)_A_Technical Potential | F7 | Industrial | Stone, Clay, and Glass | Existing | Space Heating | Natural Gas | Destratification Fans (HVLS) | A | Cumulative Energy Savings (MWh or mTherms) | Technical Potential | 0 | 0 | 0.072795 | 0.14196 | 0.20653 | 0.26538 | 0.31758 | 0.36263 | 0.40062 | 0.43222 | 0.45853 | 0.48079 | 0.50014 | 0.51748 | 0.53358 | 0.54886 | 0.56361 | 0.57826 | 0.59282 | 0.60709 | 0.62164 | 0.63534 | 0
F8_Industrial_Stone, Clay, and Glass_Existing_Space Heating_Natural Gas_Destratification Fans (HVLS)_A_Technical Potential | F8 | Industrial | Stone, Clay, and Glass | Existing | Space Heating | Natural Gas | Destratification Fans (HVLS) | A | Cumulative Summer Peak Savings (MW) | Technical Potential | 0 | 0 | 0 | 0 | 0 | 0 | 0 | 0 | 0 | 0 | 0 | 0 | 0 | 0 | 0 | 0 | 0 | 0 | 0 | 0 | 0 | 0 | 0
F9_Industrial_Stone, Clay, and Glass_Existing_Space Heating_Natural Gas_Destratification Fans (HVLS)_A_Technical Potential | F9 | Industrial | Stone, Clay, and Glass | Existing | Space Heating | Natural Gas | Destratification Fans (HVLS) | A | Cumulative Winter Peak Savings (MW) | Technical Potential | 0 | 0 | 0 | 0 | 0 | 0 | 0 | 0 | 0 | 0 | 0 | 0 | 0 | 0 | 0 | 0 | 0 | 0 | 0 | 0 | 0 | 0 | 0
F10_Industrial_Stone, Clay, and Glass_Existing_Space Heating_Natural Gas_Destratification Fans (HVLS)_A_Technical Potential | F10 | Industrial | Stone, Clay, and Glass | Existing | Space Heating | Natural Gas | Destratification Fans (HVLS) | A | Purchases (Incremental) | Technical Potential | 0 | 0 | 4706.4908 | 4625.3444 | 4545.5971 | 4467.2247 | 4390.2036 | 4314.5105 | 4240.1223 | 4167.0168 | 4095.1717 | 4024.5653 | 3955.1762 | 3886.9835 | 3819.9666 | 3754.1051 | 3689.3791 | 3625.7691 | 3563.2559 | 3501.8204 | 3441.4442 | 3382.109 | 0
F11_Industrial_Stone, Clay, and Glass_Existing_Space Heating_Natural Gas_Destratification Fans (HVLS)_A_Technical Potential | F11 | Industrial | Stone, Clay, and Glass | Existing | Space Heating | Natural Gas | Destratification Fans (HVLS) | A | Purchases (Cumulative) | Technical Potential | 0 | 0 | 4706.4908 | 9331.8352 | 13877.4323 | 18344.6571 | 22734.8607 | 27049.3711 | 31289.4935 | 35456.5103 | 39551.6819 | 43576.2472 | 47531.4234 | 51418.4069 | 55238.3734 | 58992.4785 | 62681.8576 | 66307.6267 | 69870.8826 | 73372.703 | 76814.1472 | 80196.2562 | 0
F1_Industrial_Stone, Clay, and Glass_Existing_Space Heating_Natural Gas_Gas Boiler - Insulate Steam Lines/Condensate Tank_A_Technical Potential | F1 | Industrial | Stone, Clay, and Glass | Existing | Space Heating | Natural Gas | Gas Boiler - Insulate Steam Lines/Condensate Tank | A | Integrated Unit Energy Savings (kWh or therms) | Technical Potential | 0 | 0 | 76.6285 | 76.0972 | 75.5274 | 74.9083 | 74.2284 | 73.476 | 72.6418 | 71.7196 | 70.7127 | 69.6297 | 68.4884 | 67.3079 | 66.1272 | 64.9689 | 63.8577 | 62.845 | 61.9339 | 61.1187 | 60.3848 | 59.7113 | 0
F2_Industrial_Stone, Clay, and Glass_Existing_Space Heating_Natural Gas_Gas Boiler - Insulate Steam Lines/Condensate Tank_A_Technical Potential | F2 | Industrial | Stone, Clay, and Glass | Existing | Space Heating | Natural Gas | Gas Boiler - Insulate Steam Lines/Condensate Tank | A | Integrated Unit Summer Peak Savings (kW) | Technical Potential | 0 | 0 | 0 | 0 | 0 | 0 | 0 | 0 | 0 | 0 | 0 | 0 | 0 | 0 | 0 | 0 | 0 | 0 | 0 | 0 | 0 | 0 | 0
F3_Industrial_Stone, Clay, and Glass_Existing_Space Heating_Natural Gas_Gas Boiler - Insulate Steam Lines/Condensate Tank_A_Technical Potential | F3 | Industrial | Stone, Clay, and Glass | Existing | Space Heating | Natural Gas | Gas Boiler - Insulate Steam Lines/Condensate Tank | A | Integrated Unit Winter Peak Savings (kW) | Technical Potential | 0 | 0 | 0 | 0 | 0 | 0 | 0 | 0 | 0 | 0 | 0 | 0 | 0 | 0 | 0 | 0 | 0 | 0 | 0 | 0 | 0 | 0 | 0
F4_Industrial_Stone, Clay, and Glass_Existing_Space Heating_Natural Gas_Gas Boiler - Insulate Steam Lines/Condensate Tank_A_Technical Potential | F4 | Industrial | Stone, Clay, and Glass | Existing | Space Heating | Natural Gas | Gas Boiler - Insulate Steam Lines/Condensate Tank | A | Incremental Energy Savings (MWh or mTherms) | Technical Potential | 0 | 0 | 0.0058902 | 0.0057485 | 0.0056071 | 0.0054653 | 0.0053223 | 0.0051775 | 0.0050305 | 0.004881 | 0.0047295 | 0.0045767 | 0.0044241 | 0.0042729 | 0.0041256 | 0.0039834 | 0.0038478 | 0.0037215 | 0.0036043 | 0.0034955 | 0.003394 | 0.0032983 | 0
F5_Industrial_Stone, Clay, and Glass_Existing_Space Heating_Natural Gas_Gas Boiler - Insulate Steam Lines/Condensate Tank_A_Technical Potential | F5 | Industrial | Stone, Clay, and Glass | Existing | Space Heating | Natural Gas | Gas Boiler - Insulate Steam Lines/Condensate Tank | A | Incremental Summer Peak Savings (MW) | Technical Potential | 0 | 0 | 0 | 0 | 0 | 0 | 0 | 0 | 0 | 0 | 0 | 0 | 0 | 0 | 0 | 0 | 0 | 0 | 0 | 0 | 0 | 0 | 0
F6_Industrial_Stone, Clay, and Glass_Existing_Space Heating_Natural Gas_Gas Boiler - Insulate Steam Lines/Condensate Tank_A_Technical Potential | F6 | Industrial | Stone, Clay, and Glass | Existing | Space Heating | Natural Gas | Gas Boiler - Insulate Steam Lines/Condensate Tank | A | Incremental Winter Peak Savings (MW) | Technical Potential | 0 | 0 | 0 | 0 | 0 | 0 | 0 | 0 | 0 | 0 | 0 | 0 | 0 | 0 | 0 | 0 | 0 | 0 | 0 | 0 | 0 | 0 | 0
F7_Industrial_Stone, Clay, and Glass_Existing_Space Heating_Natural Gas_Gas Boiler - Insulate Steam Lines/Condensate Tank_A_Technical Potential | F7 | Industrial | Stone, Clay, and Glass | Existing | Space Heating | Natural Gas | Gas Boiler - Insulate Steam Lines/Condensate Tank | A | Cumulative Energy Savings (MWh or mTherms) | Technical Potential | 0 | 0 | 0.0058902 | 0.011598 | 0.017118 | 0.022443 | 0.027562 | 0.03246 | 0.037122 | 0.041531 | 0.045678 | 0.049555 | 0.053167 | 0.056523 | 0.059657 | 0.062596 | 0.065373 | 0.068058 | 0.070675 | 0.073241 | 0.075755 | 0.078208 | 0
F8_Industrial_Stone, Clay, and Glass_Existing_Space Heating_Natural Gas_Gas Boiler - Insulate Steam Lines/Condensate Tank_A_Technical Potential | F8 | Industrial | Stone, Clay, and Glass | Existing | Space Heating | Natural Gas | Gas Boiler - Insulate Steam Lines/Condensate Tank | A | Cumulative Summer Peak Savings (MW) | Technical Potential | 0 | 0 | 0 | 0 | 0 | 0 | 0 | 0 | 0 | 0 | 0 | 0 | 0 | 0 | 0 | 0 | 0 | 0 | 0 | 0 | 0 | 0 | 0
F9_Industrial_Stone, Clay, and Glass_Existing_Space Heating_Natural Gas_Gas Boiler - Insulate Steam Lines/Condensate Tank_A_Technical Potential | F9 | Industrial | Stone, Clay, and Glass | Existing | Space Heating | Natural Gas | Gas Boiler - Insulate Steam Lines/Condensate Tank | A | Cumulative Winter Peak Savings (MW) | Technical Potential | 0 | 0 | 0 | 0 | 0 | 0 | 0 | 0 | 0 | 0 | 0 | 0 | 0 | 0 | 0 | 0 | 0 | 0 | 0 | 0 | 0 | 0 | 0
F10_Industrial_Stone, Clay, and Glass_Existing_Space Heating_Natural Gas_Gas Boiler - Insulate Steam Lines/Condensate Tank_A_Technical Potential | F10 | Industrial | Stone, Clay, and Glass | Existing | Space Heating | Natural Gas | Gas Boiler - Insulate Steam Lines/Condensate Tank | A | Purchases (Incremental) | Technical Potential | 0 | 0 | 0.076867 | 0.075542 | 0.074239 | 0.072959 | 0.071701 | 0.070465 | 0.06925 | 0.068056 | 0.066883 | 0.06573 | 0.064596 | 0.063483 | 0.062388 | 0.061313 | 0.060255 | 0.059217 | 0.058196 | 0.057192 | 0.056206 | 0.055237 | 0
F11_Industrial_Stone, Clay, and Glass_Existing_Space Heating_Natural Gas_Gas Boiler - Insulate Steam Lines/Condensate Tank_A_Technical Potential | F11 | Industrial | Stone, Clay, and Glass | Existing | Space Heating | Natural Gas | Gas Boiler - Insulate Steam Lines/Condensate Tank | A | Purchases (Cumulative) | Technical Potential | 0 | 0 | 0.076867 | 0.15241 | 0.22665 | 0.29961 | 0.37131 | 0.44177 | 0.51102 | 0.57908 | 0.64596 | 0.71169 | 0.77629 | 0.83977 | 0.90216 | 0.96347 | 1.0237 | 1.0829 | 1.1411 | 1.1983 | 1.2545 | 1.3098 | 0
F1_Industrial_Stone, Clay, and Glass_Existing_Process_Natural Gas_Gas Boiler - Insulate Steam Lines/Condensate Tank_A_Technical Potential | F1 | Industrial | Stone, Clay, and Glass | Existing | Process | Natural Gas | Gas Boiler - Insulate Steam Lines/Condensate Tank | A | Integrated Unit Energy Savings (kWh or therms) | Technical Potential | 0 | 0 | 45.3681 | 45.1438 | 44.9162 | 44.6852 | 44.4508 | 44.23 | 44.0365 | 43.8647 | 43.7099 | 43.5686 | 43.438 | 43.3156 | 43.1995 | 43.0881 | 42.9802 | 42.8746 | 42.7834 | 42.6908 | 42.5967 | 42.5011 | 0
F2_Industrial_Stone, Clay, and Glass_Existing_Process_Natural Gas_Gas Boiler - Insulate Steam Lines/Condensate Tank_A_Technical Potential | F2 | Industrial | Stone, Clay, and Glass | Existing | Process | Natural Gas | Gas Boiler - Insulate Steam Lines/Condensate Tank | A | Integrated Unit Summer Peak Savings (kW) | Technical Potential | 0 | 0 | 0 | 0 | 0 | 0 | 0 | 0 | 0 | 0 | 0 | 0 | 0 | 0 | 0 | 0 | 0 | 0 | 0 | 0 | 0 | 0 | 0
F3_Industrial_Stone, Clay, and Glass_Existing_Process_Natural Gas_Gas Boiler - Insulate Steam Lines/Condensate Tank_A_Technical Potential | F3 | Industrial | Stone, Clay, and Glass | Existing | Process | Natural Gas | Gas Boiler - Insulate Steam Lines/Condensate Tank | A | Integrated Unit Winter Peak Savings (kW) | Technical Potential | 0 | 0 | 0 | 0 | 0 | 0 | 0 | 0 | 0 | 0 | 0 | 0 | 0 | 0 | 0 | 0 | 0 | 0 | 0 | 0 | 0 | 0 | 0
F4_Industrial_Stone, Clay, and Glass_Existing_Process_Natural Gas_Gas Boiler - Insulate Steam Lines/Condensate Tank_A_Technical Potential | F4 | Industrial | Stone, Clay, and Glass | Existing | Process | Natural Gas | Gas Boiler - Insulate Steam Lines/Condensate Tank | A | Incremental Energy Savings (MWh or mTherms) | Technical Potential | 0 | 0 | 0.038664 | 0.03781 | 0.03697 | 0.036146 | 0.035337 | 0.034555 | 0.03381 | 0.033098 | 0.032412 | 0.031751 | 0.03111 | 0.030487 | 0.029881 | 0.02929 | 0.028713 | 0.028149 | 0.027605 | 0.02707 | 0.026545 | 0.026028 | 0
F5_Industrial_Stone, Clay, and Glass_Existing_Process_Natural Gas_Gas Boiler - Insulate Steam Lines/Condensate Tank_A_Technical Potential | F5 | Industrial | Stone, Clay, and Glass | Existing | Process | Natural Gas | Gas Boiler - Insulate Steam Lines/Condensate Tank | A | Incremental Summer Peak Savings (MW) | Technical Potential | 0 | 0 | 0 | 0 | 0 | 0 | 0 | 0 | 0 | 0 | 0 | 0 | 0 | 0 | 0 | 0 | 0 | 0 | 0 | 0 | 0 | 0 | 0
F6_Industrial_Stone, Clay, and Glass_Existing_Process_Natural Gas_Gas Boiler - Insulate Steam Lines/Condensate Tank_A_Technical Potential | F6 | Industrial | Stone, Clay, and Glass | Existing | Process | Natural Gas | Gas Boiler - Insulate Steam Lines/Condensate Tank | A | Incremental Winter Peak Savings (MW) | Technical Potential | 0 | 0 | 0 | 0 | 0 | 0 | 0 | 0 | 0 | 0 | 0 | 0 | 0 | 0 | 0 | 0 | 0 | 0 | 0 | 0 | 0 | 0 | 0
F7_Industrial_Stone, Clay, and Glass_Existing_Process_Natural Gas_Gas Boiler - Insulate Steam Lines/Condensate Tank_A_Technical Potential | F7 | Industrial | Stone, Clay, and Glass | Existing | Process | Natural Gas | Gas Boiler - Insulate Steam Lines/Condensate Tank | A | Cumulative Energy Savings (MWh or mTherms) | Technical Potential | 0 | 0 | 0.038664 | 0.076282 | 0.11287 | 0.14843 | 0.18299 | 0.21664 | 0.2495 | 0.28162 | 0.31304 | 0.34378 | 0.37386 | 0.40329 | 0.43209 | 0.46027 | 0.48783 | 0.51478 | 0.54129 | 0.56719 | 0.59248 | 0.61718 | 0
F8_Industrial_Stone, Clay, and Glass_Existing_Process_Natural Gas_Gas Boiler - Insulate Steam Lines/Condensate Tank_A_Technical Potential | F8 | Industrial | Stone, Clay, and Glass | Existing | Process | Natural Gas | Gas Boiler - Insulate Steam Lines/Condensate Tank | A | Cumulative Summer Peak Savings (MW) | Technical Potential | 0 | 0 | 0 | 0 | 0 | 0 | 0 | 0 | 0 | 0 | 0 | 0 | 0 | 0 | 0 | 0 | 0 | 0 | 0 | 0 | 0 | 0 | 0
F9_Industrial_Stone, Clay, and Glass_Existing_Process_Natural Gas_Gas Boiler - Insulate Steam Lines/Condensate Tank_A_Technical Potential | F9 | Industrial | Stone, Clay, and Glass | Existing | Process | Natural Gas | Gas Boiler - Insulate Steam Lines/Condensate Tank | A | Cumulative Winter Peak Savings (MW) | Technical Potential | 0 | 0 | 0 | 0 | 0 | 0 | 0 | 0 | 0 | 0 | 0 | 0 | 0 | 0 | 0 | 0 | 0 | 0 | 0 | 0 | 0 | 0 | 0
F10_Industrial_Stone, Clay, and Glass_Existing_Process_Natural Gas_Gas Boiler - Insulate Steam Lines/Condensate Tank_A_Technical Potential | F10 | Industrial | Stone, Clay, and Glass | Existing | Process | Natural Gas | Gas Boiler - Insulate Steam Lines/Condensate Tank | A | Purchases (Incremental) | Technical Potential | 0 | 0 | 0.85223 | 0.83754 | 0.8231 | 0.8089 | 0.79496 | 0.78125 | 0.76778 | 0.75454 | 0.74153 | 0.72875 | 0.71619 | 0.70384 | 0.6917 | 0.67978 | 0.66806 | 0.65654 | 0.64522 | 0.63409 | 0.62316 | 0.61242 | 0
F11_Industrial_Stone, Clay, and Glass_Existing_Process_Natural Gas_Gas Boiler - Insulate Steam Lines/Condensate Tank_A_Technical Potential | F11 | Industrial | Stone, Clay, and Glass | Existing | Process | Natural Gas | Gas Boiler - Insulate Steam Lines/Condensate Tank | A | Purchases (Cumulative) | Technical Potential | 0 | 0 | 0.85223 | 1.6898 | 2.5129 | 3.3218 | 4.1167 | 4.898 | 5.6658 | 6.4203 | 7.1618 | 7.8906 | 8.6068 | 9.3106 | 10.0023 | 10.6821 | 11.3501 | 12.0067 | 12.6519 | 13.286 | 13.9092 | 14.5216 | 0
F1_Industrial_Stone, Clay, and Glass_Existing_Space Heating_Natural Gas_Gas Boiler - Insulate Hot Water Lines_A_Technical Potential | F1 | Industrial | Stone, Clay, and Glass | Existing | Space Heating | Natural Gas | Gas Boiler - Insulate Hot Water Lines | A | Integrated Unit Energy Savings (kWh or therms) | Technical Potential | 0 | 0 | 86.6395 | 86.0775 | 85.4924 | 84.8808 | 84.2393 | 83.5646 | 82.8549 | 82.1092 | 81.3324 | 80.5289 | 79.7058 | 78.8641 | 78.0218 | 77.176 | 76.3294 | 75.5302 | 74.7756 | 74.0601 | 73.3815 | 72.7388 | 0
F2_Industrial_Stone, Clay, and Glass_Existing_Space Heating_Natural Gas_Gas Boiler - Insulate Hot Water Lines_A_Technical Potential | F2 | Industrial | Stone, Clay, and Glass | Existing | Space Heating | Natural Gas | Gas Boiler - Insulate Hot Water Lines | A | Integrated Unit Summer Peak Savings (kW) | Technical Potential | 0 | 0 | 0 | 0 | 0 | 0 | 0 | 0 | 0 | 0 | 0 | 0 | 0 | 0 | 0 | 0 | 0 | 0 | 0 | 0 | 0 | 0 | 0
F3_Industrial_Stone, Clay, and Glass_Existing_Space Heating_Natural Gas_Gas Boiler - Insulate Hot Water Lines_A_Technical Potential | F3 | Industrial | Stone, Clay, and Glass | Existing | Space Heating | Natural Gas | Gas Boiler - Insulate Hot Water Lines | A | Integrated Unit Winter Peak Savings (kW) | Technical Potential | 0 | 0 | 0 | 0 | 0 | 0 | 0 | 0 | 0 | 0 | 0 | 0 | 0 | 0 | 0 | 0 | 0 | 0 | 0 | 0 | 0 | 0 | 0
F4_Industrial_Stone, Clay, and Glass_Existing_Space Heating_Natural Gas_Gas Boiler - Insulate Hot Water Lines_A_Technical Potential | F4 | Industrial | Stone, Clay, and Glass | Existing | Space Heating | Natural Gas | Gas Boiler - Insulate Hot Water Lines | A | Incremental Energy Savings (MWh or mTherms) | Technical Potential | 0 | 0 | 0.013319 | 0.013005 | 0.012694 | 0.012386 | 0.01208 | 0.011777 | 0.011475 | 0.011176 | 0.010879 | 0.010586 | 0.010297 | 0.010013 | 0.0097353 | 0.0094637 | 0.0091985 | 0.0089453 | 0.0087032 | 0.0084713 | 0.008249 | 0.0080358 | 0
F5_Industrial_Stone, Clay, and Glass_Existing_Space Heating_Natural Gas_Gas Boiler - Insulate Hot Water Lines_A_Technical Potential | F5 | Industrial | Stone, Clay, and Glass | Existing | Space Heating | Natural Gas | Gas Boiler - Insulate Hot Water Lines | A | Incremental Summer Peak Savings (MW) | Technical Potential | 0 | 0 | 0 | 0 | 0 | 0 | 0 | 0 | 0 | 0 | 0 | 0 | 0 | 0 | 0 | 0 | 0 | 0 | 0 | 0 | 0 | 0 | 0
F6_Industrial_Stone, Clay, and Glass_Existing_Space Heating_Natural Gas_Gas Boiler - Insulate Hot Water Lines_A_Technical Potential | F6 | Industrial | Stone, Clay, and Glass | Existing | Space Heating | Natural Gas | Gas Boiler - Insulate Hot Water Lines | A | Incremental Winter Peak Savings (MW) | Technical Potential | 0 | 0 | 0 | 0 | 0 | 0 | 0 | 0 | 0 | 0 | 0 | 0 | 0 | 0 | 0 | 0 | 0 | 0 | 0 | 0 | 0 | 0 | 0
F7_Industrial_Stone, Clay, and Glass_Existing_Space Heating_Natural Gas_Gas Boiler - Insulate Hot Water Lines_A_Technical Potential | F7 | Industrial | Stone, Clay, and Glass | Existing | Space Heating | Natural Gas | Gas Boiler - Insulate Hot Water Lines | A | Cumulative Energy Savings (MWh or mTherms) | Technical Potential | 0 | 0 | 0.013319 | 0.026238 | 0.038753 | 0.050862 | 0.062558 | 0.073833 | 0.084682 | 0.095096 | 0.10508 | 0.11462 | 0.12375 | 0.13246 | 0.14078 | 0.14871 | 0.15628 | 0.16359 | 0.17066 | 0.1775 | 0.18412 | 0.19054 | 0
F8_Industrial_Stone, Clay, and Glass_Existing_Space Heating_Natural Gas_Gas Boiler - Insulate Hot Water Lines_A_Technical Potential | F8 | Industrial | Stone, Clay, and Glass | Existing | Space Heating | Natural Gas | Gas Boiler - Insulate Hot Water Lines | A | Cumulative Summer Peak Savings (MW) | Technical Potential | 0 | 0 | 0 | 0 | 0 | 0 | 0 | 0 | 0 | 0 | 0 | 0 | 0 | 0 | 0 | 0 | 0 | 0 | 0 | 0 | 0 | 0 | 0
F9_Industrial_Stone, Clay, and Glass_Existing_Space Heating_Natural Gas_Gas Boiler - Insulate Hot Water Lines_A_Technical Potential | F9 | Industrial | Stone, Clay, and Glass | Existing | Space Heating | Natural Gas | Gas Boiler - Insulate Hot Water Lines | A | Cumulative Winter Peak Savings (MW) | Technical Potential | 0 | 0 | 0 | 0 | 0 | 0 | 0 | 0 | 0 | 0 | 0 | 0 | 0 | 0 | 0 | 0 | 0 | 0 | 0 | 0 | 0 | 0 | 0
F10_Industrial_Stone, Clay, and Glass_Existing_Space Heating_Natural Gas_Gas Boiler - Insulate Hot Water Lines_A_Technical Potential | F10 | Industrial | Stone, Clay, and Glass | Existing | Space Heating | Natural Gas | Gas Boiler - Insulate Hot Water Lines | A | Purchases (Incremental) | Technical Potential | 0 | 0 | 0.15373 | 0.15108 | 0.14848 | 0.14592 | 0.1434 | 0.14093 | 0.1385 | 0.13611 | 0.13377 | 0.13146 | 0.12919 | 0.12697 | 0.12478 | 0.12263 | 0.12051 | 0.11843 | 0.11639 | 0.11438 | 0.11241 | 0.11047 | 0
F11_Industrial_Stone, Clay, and Glass_Existing_Space Heating_Natural Gas_Gas Boiler - Insulate Hot Water Lines_A_Technical Potential | F11 | Industrial | Stone, Clay, and Glass | Existing | Space Heating | Natural Gas | Gas Boiler - Insulate Hot Water Lines | A | Purchases (Cumulative) | Technical Potential | 0 | 0 | 0.15373 | 0.30482 | 0.4533 | 0.59922 | 0.74262 | 0.88355 | 1.022 | 1.1582 | 1.2919 | 1.4234 | 1.5526 | 1.6795 | 1.8043 | 1.9269 | 2.0475 | 2.1659 | 2.2823 | 2.3967 | 2.5091 | 2.6196 | 0
F1_Industrial_Stone, Clay, and Glass_Existing_Process_Natural Gas_Gas Boiler - Insulate Hot Water Lines_A_Technical Potential | F1 | Industrial | Stone, Clay, and Glass | Existing | Process | Natural Gas | Gas Boiler - Insulate Hot Water Lines | A | Integrated Unit Energy Savings (kWh or therms) | Technical Potential | 0 | 0 | 51.2826 | 51.0314 | 50.7765 | 50.5178 | 50.2553 | 50.0081 | 49.7919 | 49.6002 | 49.4278 | 49.2707 | 49.1256 | 48.9899 | 48.8613 | 48.7382 | 48.6189 | 48.5024 | 48.4021 | 48.3003 | 48.1969 | 48.0918 | 0
F2_Industrial_Stone, Clay, and Glass_Existing_Process_Natural Gas_Gas Boiler - Insulate Hot Water Lines_A_Technical Potential | F2 | Industrial | Stone, Clay, and Glass | Existing | Process | Natural Gas | Gas Boiler - Insulate Hot Water Lines | A | Integrated Unit Summer Peak Savings (kW) | Technical Potential | 0 | 0 | 0 | 0 | 0 | 0 | 0 | 0 | 0 | 0 | 0 | 0 | 0 | 0 | 0 | 0 | 0 | 0 | 0 | 0 | 0 | 0 | 0
F3_Industrial_Stone, Clay, and Glass_Existing_Process_Natural Gas_Gas Boiler - Insulate Hot Water Lines_A_Technical Potential | F3 | Industrial | Stone, Clay, and Glass | Existing | Process | Natural Gas | Gas Boiler - Insulate Hot Water Lines | A | Integrated Unit Winter Peak Savings (kW) | Technical Potential | 0 | 0 | 0 | 0 | 0 | 0 | 0 | 0 | 0 | 0 | 0 | 0 | 0 | 0 | 0 | 0 | 0 | 0 | 0 | 0 | 0 | 0 | 0
F4_Industrial_Stone, Clay, and Glass_Existing_Process_Natural Gas_Gas Boiler - Insulate Hot Water Lines_A_Technical Potential | F4 | Industrial | Stone, Clay, and Glass | Existing | Process | Natural Gas | Gas Boiler - Insulate Hot Water Lines | A | Incremental Energy Savings (MWh or mTherms) | Technical Potential | 0 | 0 | 0.087409 | 0.085481 | 0.083588 | 0.081728 | 0.079902 | 0.078138 | 0.076459 | 0.074851 | 0.073305 | 0.071812 | 0.070366 | 0.068962 | 0.067595 | 0.066262 | 0.06496 | 0.063687 | 0.06246 | 0.061254 | 0.060069 | 0.058904 | 0
F5_Industrial_Stone, Clay, and Glass_Existing_Process_Natural Gas_Gas Boiler - Insulate Hot Water Lines_A_Technical Potential | F5 | Industrial | Stone, Clay, and Glass | Existing | Process | Natural Gas | Gas Boiler - Insulate Hot Water Lines | A | Incremental Summer Peak Savings (MW) | Technical Potential | 0 | 0 | 0 | 0 | 0 | 0 | 0 | 0 | 0 | 0 | 0 | 0 | 0 | 0 | 0 | 0 | 0 | 0 | 0 | 0 | 0 | 0 | 0
F6_Industrial_Stone, Clay, and Glass_Existing_Process_Natural Gas_Gas Boiler - Insulate Hot Water Lines_A_Technical Potential | F6 | Industrial | Stone, Clay, and Glass | Existing | Process | Natural Gas | Gas Boiler - Insulate Hot Water Lines | A | Incremental Winter Peak Savings (MW) | Technical Potential | 0 | 0 | 0 | 0 | 0 | 0 | 0 | 0 | 0 | 0 | 0 | 0 | 0 | 0 | 0 | 0 | 0 | 0 | 0 | 0 | 0 | 0 | 0
F7_Industrial_Stone, Clay, and Glass_Existing_Process_Natural Gas_Gas Boiler - Insulate Hot Water Lines_A_Technical Potential | F7 | Industrial | Stone, Clay, and Glass | Existing | Process | Natural Gas | Gas Boiler - Insulate Hot Water Lines | A | Cumulative Energy Savings (MWh or mTherms) | Technical Potential | 0 | 0 | 0.087409 | 0.17246 | 0.25519 | 0.33562 | 0.41377 | 0.48988 | 0.56422 | 0.6369 | 0.70799 | 0.77755 | 0.84563 | 0.91225 | 0.97745 | 1.0413 | 1.1037 | 1.1647 | 1.2248 | 1.2834 | 1.3408 | 1.3967 | 0
F8_Industrial_Stone, Clay, and Glass_Existing_Process_Natural Gas_Gas Boiler - Insulate Hot Water Lines_A_Technical Potential | F8 | Industrial | Stone, Clay, and Glass | Existing | Process | Natural Gas | Gas Boiler - Insulate Hot Water Lines | A | Cumulative Summer Peak Savings (MW) | Technical Potential | 0 | 0 | 0 | 0 | 0 | 0 | 0 | 0 | 0 | 0 | 0 | 0 | 0 | 0 | 0 | 0 | 0 | 0 | 0 | 0 | 0 | 0 | 0
F9_Industrial_Stone, Clay, and Glass_Existing_Process_Natural Gas_Gas Boiler - Insulate Hot Water Lines_A_Technical Potential | F9 | Industrial | Stone, Clay, and Glass | Existing | Process | Natural Gas | Gas Boiler - Insulate Hot Water Lines | A | Cumulative Winter Peak Savings (MW) | Technical Potential | 0 | 0 | 0 | 0 | 0 | 0 | 0 | 0 | 0 | 0 | 0 | 0 | 0 | 0 | 0 | 0 | 0 | 0 | 0 | 0 | 0 | 0 | 0
F10_Industrial_Stone, Clay, and Glass_Existing_Process_Natural Gas_Gas Boiler - Insulate Hot Water Lines_A_Technical Potential | F10 | Industrial | Stone, Clay, and Glass | Existing | Process | Natural Gas | Gas Boiler - Insulate Hot Water Lines | A | Purchases (Incremental) | Technical Potential | 0 | 0 | 1.7045 | 1.6751 | 1.6462 | 1.6178 | 1.5899 | 1.5625 | 1.5356 | 1.5091 | 1.4831 | 1.4575 | 1.4324 | 1.4077 | 1.3834 | 1.3596 | 1.3361 | 1.3131 | 1.2904 | 1.2682 | 1.2463 | 1.2248 | 0
F11_Industrial_Stone, Clay, and Glass_Existing_Process_Natural Gas_Gas Boiler - Insulate Hot Water Lines_A_Technical Potential | F11 | Industrial | Stone, Clay, and Glass | Existing | Process | Natural Gas | Gas Boiler - Insulate Hot Water Lines | A | Purchases (Cumulative) | Technical Potential | 0 | 0 | 1.7045 | 3.3795 | 5.0257 | 6.6435 | 8.2334 | 9.796 | 11.3315 | 12.8406 | 14.3237 | 15.7812 | 17.2135 | 18.6212 | 20.0046 | 21.3642 | 22.7003 | 24.0134 | 25.3038 | 26.572 | 27.8183 | 29.0431 | 0
F1_Industrial_Stone, Clay, and Glass_Existing_Process_Natural Gas_Process - Insulate Heated Process Fluids_A_Technical Potential | F1 | Industrial | Stone, Clay, and Glass | Existing | Process | Natural Gas | Process - Insulate Heated Process Fluids | A | Integrated Unit Energy Savings (kWh or therms) | Technical Potential | 0 | 0 | 1280.8918 | 1280.8766 | 1280.8657 | 1280.8568 | 1280.8488 | 1280.8416 | 1280.8352 | 1280.8294 | 1280.8242 | 1280.8195 | 1280.8153 | 1280.8115 | 1280.8082 | 1280.8051 | 1280.8022 | 1280.7994 | 1280.7967 | 1280.7941 | 1280.7915 | 1280.789 | 0
F2_Industrial_Stone, Clay, and Glass_Existing_Process_Natural Gas_Process - Insulate Heated Process Fluids_A_Technical Potential | F2 | Industrial | Stone, Clay, and Glass | Existing | Process | Natural Gas | Process - Insulate Heated Process Fluids | A | Integrated Unit Summer Peak Savings (kW) | Technical Potential | 0 | 0 | 0 | 0 | 0 | 0 | 0 | 0 | 0 | 0 | 0 | 0 | 0 | 0 | 0 | 0 | 0 | 0 | 0 | 0 | 0 | 0 | 0
F3_Industrial_Stone, Clay, and Glass_Existing_Process_Natural Gas_Process - Insulate Heated Process Fluids_A_Technical Potential | F3 | Industrial | Stone, Clay, and Glass | Existing | Process | Natural Gas | Process - Insulate Heated Process Fluids | A | Integrated Unit Winter Peak Savings (kW) | Technical Potential | 0 | 0 | 0 | 0 | 0 | 0 | 0 | 0 | 0 | 0 | 0 | 0 | 0 | 0 | 0 | 0 | 0 | 0 | 0 | 0 | 0 | 0 | 0
F4_Industrial_Stone, Clay, and Glass_Existing_Process_Natural Gas_Process - Insulate Heated Process Fluids_A_Technical Potential | F4 | Industrial | Stone, Clay, and Glass | Existing | Process | Natural Gas | Process - Insulate Heated Process Fluids | A | Incremental Energy Savings (MWh or mTherms) | Technical Potential | 0 | 0 | 2.3879 | 2.3467 | 2.3062 | 2.2664 | 2.2274 | 1.97 | 1.5489 | 1.2177 | 0.95737 | 0.75269 | 0.59177 | 0.46525 | 0.36578 | 0.28758 | 0.2261 | 0.17776 | 0.0011915 | 0.00041821 | 0.00014011 | 4.4901e-05 | 0
F5_Industrial_Stone, Clay, and Glass_Existing_Process_Natural Gas_Process - Insulate Heated Process Fluids_A_Technical Potential | F5 | Industrial | Stone, Clay, and Glass | Existing | Process | Natural Gas | Process - Insulate Heated Process Fluids | A | Incremental Summer Peak Savings (MW) | Technical Potential | 0 | 0 | 0 | 0 | 0 | 0 | 0 | 0 | 0 | 0 | 0 | 0 | 0 | 0 | 0 | 0 | 0 | 0 | 0 | 0 | 0 | 0 | 0
F6_Industrial_Stone, Clay, and Glass_Existing_Process_Natural Gas_Process - Insulate Heated Process Fluids_A_Technical Potential | F6 | Industrial | Stone, Clay, and Glass | Existing | Process | Natural Gas | Process - Insulate Heated Process Fluids | A | Incremental Winter Peak Savings (MW) | Technical Potential | 0 | 0 | 0 | 0 | 0 | 0 | 0 | 0 | 0 | 0 | 0 | 0 | 0 | 0 | 0 | 0 | 0 | 0 | 0 | 0 | 0 | 0 | 0
F7_Industrial_Stone, Clay, and Glass_Existing_Process_Natural Gas_Process - Insulate Heated Process Fluids_A_Technical Potential | F7 | Industrial | Stone, Clay, and Glass | Existing | Process | Natural Gas | Process - Insulate Heated Process Fluids | A | Cumulative Energy Savings (MWh or mTherms) | Technical Potential | 0 | 0 | 2.3879 | 4.7346 | 7.0407 | 9.3071 | 11.5344 | 13.5044 | 15.0532 | 16.2708 | 17.2281 | 17.9808 | 18.5725 | 19.0377 | 19.4034 | 19.6909 | 19.917 | 20.0947 | 20.0959 | 20.0962 | 20.0963 | 20.0963 | 0
F8_Industrial_Stone, Clay, and Glass_Existing_Process_Natural Gas_Process - Insulate Heated Process Fluids_A_Technical Potential | F8 | Industrial | Stone, Clay, and Glass | Existing | Process | Natural Gas | Process - Insulate Heated Process Fluids | A | Cumulative Summer Peak Savings (MW) | Technical Potential | 0 | 0 | 0 | 0 | 0 | 0 | 0 | 0 | 0 | 0 | 0 | 0 | 0 | 0 | 0 | 0 | 0 | 0 | 0 | 0 | 0 | 0 | 0
F9_Industrial_Stone, Clay, and Glass_Existing_Process_Natural Gas_Process - Insulate Heated Process Fluids_A_Technical Potential | F9 | Industrial | Stone, Clay, and Glass | Existing | Process | Natural Gas | Process - Insulate Heated Process Fluids | A | Cumulative Winter Peak Savings (MW) | Technical Potential | 0 | 0 | 0 | 0 | 0 | 0 | 0 | 0 | 0 | 0 | 0 | 0 | 0 | 0 | 0 | 0 | 0 | 0 | 0 | 0 | 0 | 0 | 0
F10_Industrial_Stone, Clay, and Glass_Existing_Process_Natural Gas_Process - Insulate Heated Process Fluids_A_Technical Potential | F10 | Industrial | Stone, Clay, and Glass | Existing | Process | Natural Gas | Process - Insulate Heated Process Fluids | A | Purchases (Incremental) | Technical Potential | 0 | 0 | 1.8642 | 1.8321 | 1.8005 | 1.7695 | 1.739 | 1.5381 | 1.2093 | 0.95072 | 0.74746 | 0.58766 | 0.46202 | 0.36325 | 0.28559 | 0.22453 | 0.17653 | 0.13879 | 0.00093031 | 0.00032653 | 0.0001094 | 3.5058e-05 | 0
F11_Industrial_Stone, Clay, and Glass_Existing_Process_Natural Gas_Process - Insulate Heated Process Fluids_A_Technical Potential | F11 | Industrial | Stone, Clay, and Glass | Existing | Process | Natural Gas | Process - Insulate Heated Process Fluids | A | Purchases (Cumulative) | Technical Potential | 0 | 0 | 1.8642 | 3.6963 | 5.4969 | 7.2663 | 9.0053 | 10.5434 | 11.7526 | 12.7034 | 13.4508 | 14.0385 | 14.5005 | 14.8638 | 15.1493 | 15.3739 | 15.5504 | 15.6892 | 15.6901 | 15.6904 | 15.6906 | 15.6906 | 0
F1_Industrial_Stone, Clay, and Glass_Existing_Process_Natural Gas_Process Heat Recovery_A_Technical Potential | F1 | Industrial | Stone, Clay, and Glass | Existing | Process | Natural Gas | Process Heat Recovery | A | Integrated Unit Energy Savings (kWh or therms) | Technical Potential | 0 | 0 | 73.2971 | 73.2029 | 73.1073 | 73.0102 | 72.9114 | 72.8201 | 72.7436 | 72.679 | 72.6239 | 72.5762 | 72.5344 | 72.4974 | 72.464 | 72.4334 | 72.4052 | 72.3786 | 72.3604 | 72.3418 | 72.323 | 72.3038 | 0
F2_Industrial_Stone, Clay, and Glass_Existing_Process_Natural Gas_Process Heat Recovery_A_Technical Potential | F2 | Industrial | Stone, Clay, and Glass | Existing | Process | Natural Gas | Process Heat Recovery | A | Integrated Unit Summer Peak Savings (kW) | Technical Potential | 0 | 0 | 0 | 0 | 0 | 0 | 0 | 0 | 0 | 0 | 0 | 0 | 0 | 0 | 0 | 0 | 0 | 0 | 0 | 0 | 0 | 0 | 0
F3_Industrial_Stone, Clay, and Glass_Existing_Process_Natural Gas_Process Heat Recovery_A_Technical Potential | F3 | Industrial | Stone, Clay, and Glass | Existing | Process | Natural Gas | Process Heat Recovery | A | Integrated Unit Winter Peak Savings (kW) | Technical Potential | 0 | 0 | 0 | 0 | 0 | 0 | 0 | 0 | 0 | 0 | 0 | 0 | 0 | 0 | 0 | 0 | 0 | 0 | 0 | 0 | 0 | 0 | 0
F4_Industrial_Stone, Clay, and Glass_Existing_Process_Natural Gas_Process Heat Recovery_A_Technical Potential | F4 | Industrial | Stone, Clay, and Glass | Existing | Process | Natural Gas | Process Heat Recovery | A | Incremental Energy Savings (MWh or mTherms) | Technical Potential | 0 | 0 | 4.9192 | 4.8281 | 4.7387 | 4.6508 | 4.5645 | 4.0321 | 3.1668 | 2.4875 | 1.9542 | 1.5354 | 1.2065 | 0.94804 | 0.74501 | 0.58549 | 0.46013 | 0.36163 | 0.0024234 | 0.00085037 | 0.00028483 | 9.1253e-05 | 0
F5_Industrial_Stone, Clay, and Glass_Existing_Process_Natural Gas_Process Heat Recovery_A_Technical Potential | F5 | Industrial | Stone, Clay, and Glass | Existing | Process | Natural Gas | Process Heat Recovery | A | Incremental Summer Peak Savings (MW) | Technical Potential | 0 | 0 | 0 | 0 | 0 | 0 | 0 | 0 | 0 | 0 | 0 | 0 | 0 | 0 | 0 | 0 | 0 | 0 | 0 | 0 | 0 | 0 | 0
F6_Industrial_Stone, Clay, and Glass_Existing_Process_Natural Gas_Process Heat Recovery_A_Technical Potential | F6 | Industrial | Stone, Clay, and Glass | Existing | Process | Natural Gas | Process Heat Recovery | A | Incremental Winter Peak Savings (MW) | Technical Potential | 0 | 0 | 0 | 0 | 0 | 0 | 0 | 0 | 0 | 0 | 0 | 0 | 0 | 0 | 0 | 0 | 0 | 0 | 0 | 0 | 0 | 0 | 0
F7_Industrial_Stone, Clay, and Glass_Existing_Process_Natural Gas_Process Heat Recovery_A_Technical Potential | F7 | Industrial | Stone, Clay, and Glass | Existing | Process | Natural Gas | Process Heat Recovery | A | Cumulative Energy Savings (MWh or mTherms) | Technical Potential | 0 | 0 | 4.9192 | 9.741 | 14.467 | 19.0986 | 23.6372 | 27.6397 | 30.7775 | 33.2376 | 35.1666 | 36.679 | 37.8643 | 38.793 | 39.5201 | 40.089 | 40.5335 | 40.8802 | 40.8723 | 40.8627 | 40.8524 | 40.8416 | 0
F8_Industrial_Stone, Clay, and Glass_Existing_Process_Natural Gas_Process Heat Recovery_A_Technical Potential | F8 | Industrial | Stone, Clay, and Glass | Existing | Process | Natural Gas | Process Heat Recovery | A | Cumulative Summer Peak Savings (MW) | Technical Potential | 0 | 0 | 0 | 0 | 0 | 0 | 0 | 0 | 0 | 0 | 0 | 0 | 0 | 0 | 0 | 0 | 0 | 0 | 0 | 0 | 0 | 0 | 0
F9_Industrial_Stone, Clay, and Glass_Existing_Process_Natural Gas_Process Heat Recovery_A_Technical Potential | F9 | Industrial | Stone, Clay, and Glass | Existing | Process | Natural Gas | Process Heat Recovery | A | Cumulative Winter Peak Savings (MW) | Technical Potential | 0 | 0 | 0 | 0 | 0 | 0 | 0 | 0 | 0 | 0 | 0 | 0 | 0 | 0 | 0 | 0 | 0 | 0 | 0 | 0 | 0 | 0 | 0
F10_Industrial_Stone, Clay, and Glass_Existing_Process_Natural Gas_Process Heat Recovery_A_Technical Potential | F10 | Industrial | Stone, Clay, and Glass | Existing | Process | Natural Gas | Process Heat Recovery | A | Purchases (Incremental) | Technical Potential | 0 | 0 | 67.1128 | 65.9557 | 64.8186 | 63.701 | 62.6027 | 55.371 | 43.5331 | 34.226 | 26.9087 | 21.1558 | 16.6329 | 13.0769 | 10.2811 | 8.0831 | 6.355 | 4.9963 | 0.033491 | 0.011755 | 0.0039383 | 0.0012621 | 0
F11_Industrial_Stone, Clay, and Glass_Existing_Process_Natural Gas_Process Heat Recovery_A_Technical Potential | F11 | Industrial | Stone, Clay, and Glass | Existing | Process | Natural Gas | Process Heat Recovery | A | Purchases (Cumulative) | Technical Potential | 0 | 0 | 67.1128 | 133.0686 | 197.8871 | 261.5881 | 324.1908 | 379.5619 | 423.0949 | 457.3209 | 484.2297 | 505.3855 | 522.0183 | 535.0952 | 545.3763 | 553.4594 | 559.8144 | 564.8107 | 564.8442 | 564.8559 | 564.8599 | 564.8611 | 0
F1_Industrial_Stone, Clay, and Glass_Existing_Space Heating_Natural Gas_Building Automation System_A_Technical Potential | F1 | Industrial | Stone, Clay, and Glass | Existing | Space Heating | Natural Gas | Building Automation System | A | Integrated Unit Energy Savings (kWh or therms) | Technical Potential | 0 | 0 | 0.015564 | 0.015463 | 0.015358 | 0.015246 | 0.01513 | 0.015007 | 0.014877 | 0.014742 | 0.014601 | 0.014456 | 0.014308 | 0.014156 | 0.014005 | 0.013853 | 0.0137 | 0.013556 | 0.013419 | 0.013289 | 0.013166 | 0.013048 | 0
F2_Industrial_Stone, Clay, and Glass_Existing_Space Heating_Natural Gas_Building Automation System_A_Technical Potential | F2 | Industrial | Stone, Clay, and Glass | Existing | Space Heating | Natural Gas | Building Automation System | A | Integrated Unit Summer Peak Savings (kW) | Technical Potential | 0 | 0 | 0 | 0 | 0 | 0 | 0 | 0 | 0 | 0 | 0 | 0 | 0 | 0 | 0 | 0 | 0 | 0 | 0 | 0 | 0 | 0 | 0
F3_Industrial_Stone, Clay, and Glass_Existing_Space Heating_Natural Gas_Building Automation System_A_Technical Potential | F3 | Industrial | Stone, Clay, and Glass | Existing | Space Heating | Natural Gas | Building Automation System | A | Integrated Unit Winter Peak Savings (kW) | Technical Potential | 0 | 0 | 0 | 0 | 0 | 0 | 0 | 0 | 0 | 0 | 0 | 0 | 0 | 0 | 0 | 0 | 0 | 0 | 0 | 0 | 0 | 0 | 0
F4_Industrial_Stone, Clay, and Glass_Existing_Space Heating_Natural Gas_Building Automation System_A_Technical Potential | F4 | Industrial | Stone, Clay, and Glass | Existing | Space Heating | Natural Gas | Building Automation System | A | Incremental Energy Savings (MWh or mTherms) | Technical Potential | 0 | 0 | 0.015028 | 0.029331 | 0.05083 | 0.080668 | 0.11941 | 0.16671 | 0.22094 | 0.27891 | 0.33578 | 0.38527 | 0.42044 | 0.4349 | 0.4246 | 0.38908 | 0.33249 | 0.26738 | 0.19892 | 0.13403 | 0.083369 | 0.052956 | 0
F5_Industrial_Stone, Clay, and Glass_Existing_Space Heating_Natural Gas_Building Automation System_A_Technical Potential | F5 | Industrial | Stone, Clay, and Glass | Existing | Space Heating | Natural Gas | Building Automation System | A | Incremental Summer Peak Savings (MW) | Technical Potential | 0 | 0 | 0 | 0 | 0 | 0 | 0 | 0 | 0 | 0 | 0 | 0 | 0 | 0 | 0 | 0 | 0 | 0 | 0 | 0 | 0 | 0 | 0
F6_Industrial_Stone, Clay, and Glass_Existing_Space Heating_Natural Gas_Building Automation System_A_Technical Potential | F6 | Industrial | Stone, Clay, and Glass | Existing | Space Heating | Natural Gas | Building Automation System | A | Incremental Winter Peak Savings (MW) | Technical Potential | 0 | 0 | 0 | 0 | 0 | 0 | 0 | 0 | 0 | 0 | 0 | 0 | 0 | 0 | 0 | 0 | 0 | 0 | 0 | 0 | 0 | 0 | 0
F7_Industrial_Stone, Clay, and Glass_Existing_Space Heating_Natural Gas_Building Automation System_A_Technical Potential | F7 | Industrial | Stone, Clay, and Glass | Existing | Space Heating | Natural Gas | Building Automation System | A | Cumulative Energy Savings (MWh or mTherms) | Technical Potential | 0 | 0 | 0.015028 | 0.044261 | 0.094788 | 0.17477 | 0.29284 | 0.45717 | 0.67417 | 0.94694 | 1.2737 | 1.6463 | 2.0499 | 2.4631 | 2.8613 | 3.2193 | 3.5163 | 3.7467 | 3.9079 | 4.0041 | 4.0502 | 4.0669 | 0
F8_Industrial_Stone, Clay, and Glass_Existing_Space Heating_Natural Gas_Building Automation System_A_Technical Potential | F8 | Industrial | Stone, Clay, and Glass | Existing | Space Heating | Natural Gas | Building Automation System | A | Cumulative Summer Peak Savings (MW) | Technical Potential | 0 | 0 | 0 | 0 | 0 | 0 | 0 | 0 | 0 | 0 | 0 | 0 | 0 | 0 | 0 | 0 | 0 | 0 | 0 | 0 | 0 | 0 | 0
F9_Industrial_Stone, Clay, and Glass_Existing_Space Heating_Natural Gas_Building Automation System_A_Technical Potential | F9 | Industrial | Stone, Clay, and Glass | Existing | Space Heating | Natural Gas | Building Automation System | A | Cumulative Winter Peak Savings (MW) | Technical Potential | 0 | 0 | 0 | 0 | 0 | 0 | 0 | 0 | 0 | 0 | 0 | 0 | 0 | 0 | 0 | 0 | 0 | 0 | 0 | 0 | 0 | 0 | 0
F10_Industrial_Stone, Clay, and Glass_Existing_Space Heating_Natural Gas_Building Automation System_A_Technical Potential | F10 | Industrial | Stone, Clay, and Glass | Existing | Space Heating | Natural Gas | Building Automation System | A | Purchases (Incremental) | Technical Potential | 0 | 0 | 965.5449 | 1896.784 | 3309.7599 | 5290.9544 | 7892.4655 | 11108.8057 | 14850.4916 | 18919.6766 | 22996.9243 | 26651.2706 | 29385.4592 | 30721.6202 | 30317.9844 | 28087.0579 | 24269.0333 | 19724.184 | 14823.1444 | 10085.2428 | 6332.2573 | 4058.5308 | 0
F11_Industrial_Stone, Clay, and Glass_Existing_Space Heating_Natural Gas_Building Automation System_A_Technical Potential | F11 | Industrial | Stone, Clay, and Glass | Existing | Space Heating | Natural Gas | Building Automation System | A | Purchases (Cumulative) | Technical Potential | 0 | 0 | 965.5449 | 2862.3289 | 6172.0889 | 11463.0433 | 19355.5088 | 30464.3146 | 45314.8062 | 64234.4827 | 87231.4071 | 113882.6777 | 143268.1369 | 173989.7571 | 204307.7415 | 232394.7994 | 256663.8327 | 276388.0168 | 291211.1612 | 301296.404 | 307628.6613 | 311687.1921 | 0
F1_Industrial_Stone, Clay, and Glass_Existing_Space Heating_Natural Gas_Steam System Efficiency Improvements_A_Technical Potential | F1 | Industrial | Stone, Clay, and Glass | Existing | Space Heating | Natural Gas | Steam System Efficiency Improvements | A | Integrated Unit Energy Savings (kWh or therms) | Technical Potential | 0 | 0 | 0.13822 | 0.13604 | 0.13318 | 0.12956 | 0.12522 | 0.12028 | 0.11499 | 0.10959 | 0.10434 | 0.099407 | 0.094912 | 0.090887 | 0.08734 | 0.084226 | 0.081496 | 0.079135 | 0.077081 | 0.075256 | 0.073692 | 0.072225 | 0
F2_Industrial_Stone, Clay, and Glass_Existing_Space Heating_Natural Gas_Steam System Efficiency Improvements_A_Technical Potential | F2 | Industrial | Stone, Clay, and Glass | Existing | Space Heating | Natural Gas | Steam System Efficiency Improvements | A | Integrated Unit Summer Peak Savings (kW) | Technical Potential | 0 | 0 | 0 | 0 | 0 | 0 | 0 | 0 | 0 | 0 | 0 | 0 | 0 | 0 | 0 | 0 | 0 | 0 | 0 | 0 | 0 | 0 | 0
F3_Industrial_Stone, Clay, and Glass_Existing_Space Heating_Natural Gas_Steam System Efficiency Improvements_A_Technical Potential | F3 | Industrial | Stone, Clay, and Glass | Existing | Space Heating | Natural Gas | Steam System Efficiency Improvements | A | Integrated Unit Winter Peak Savings (kW) | Technical Potential | 0 | 0 | 0 | 0 | 0 | 0 | 0 | 0 | 0 | 0 | 0 | 0 | 0 | 0 | 0 | 0 | 0 | 0 | 0 | 0 | 0 | 0 | 0
F4_Industrial_Stone, Clay, and Glass_Existing_Space Heating_Natural Gas_Steam System Efficiency Improvements_A_Technical Potential | F4 | Industrial | Stone, Clay, and Glass | Existing | Space Heating | Natural Gas | Steam System Efficiency Improvements | A | Incremental Energy Savings (MWh or mTherms) | Technical Potential | 0 | 0 | 0.00094586 | 0.0018288 | 0.003124 | 0.0048583 | 0.0070039 | 0.0094696 | 0.012102 | 0.014694 | 0.017005 | 0.018776 | 0.019766 | 0.019789 | 0.018766 | 0.016766 | 0.014017 | 0.011062 | 0.0080976 | 0.0053789 | 0.0033071 | 0.0020774 | 0
F5_Industrial_Stone, Clay, and Glass_Existing_Space Heating_Natural Gas_Steam System Efficiency Improvements_A_Technical Potential | F5 | Industrial | Stone, Clay, and Glass | Existing | Space Heating | Natural Gas | Steam System Efficiency Improvements | A | Incremental Summer Peak Savings (MW) | Technical Potential | 0 | 0 | 0 | 0 | 0 | 0 | 0 | 0 | 0 | 0 | 0 | 0 | 0 | 0 | 0 | 0 | 0 | 0 | 0 | 0 | 0 | 0 | 0
F6_Industrial_Stone, Clay, and Glass_Existing_Space Heating_Natural Gas_Steam System Efficiency Improvements_A_Technical Potential | F6 | Industrial | Stone, Clay, and Glass | Existing | Space Heating | Natural Gas | Steam System Efficiency Improvements | A | Incremental Winter Peak Savings (MW) | Technical Potential | 0 | 0 | 0 | 0 | 0 | 0 | 0 | 0 | 0 | 0 | 0 | 0 | 0 | 0 | 0 | 0 | 0 | 0 | 0 | 0 | 0 | 0 | 0
F7_Industrial_Stone, Clay, and Glass_Existing_Space Heating_Natural Gas_Steam System Efficiency Improvements_A_Technical Potential | F7 | Industrial | Stone, Clay, and Glass | Existing | Space Heating | Natural Gas | Steam System Efficiency Improvements | A | Cumulative Energy Savings (MWh or mTherms) | Technical Potential | 0 | 0 | 0.00094586 | 0.0027597 | 0.0058257 | 0.010526 | 0.017176 | 0.025969 | 0.036928 | 0.049889 | 0.064503 | 0.080232 | 0.09637 | 0.11207 | 0.12646 | 0.13872 | 0.14824 | 0.15501 | 0.15908 | 0.1607 | 0.16066 | 0.15954 | 0
F8_Industrial_Stone, Clay, and Glass_Existing_Space Heating_Natural Gas_Steam System Efficiency Improvements_A_Technical Potential | F8 | Industrial | Stone, Clay, and Glass | Existing | Space Heating | Natural Gas | Steam System Efficiency Improvements | A | Cumulative Summer Peak Savings (MW) | Technical Potential | 0 | 0 | 0 | 0 | 0 | 0 | 0 | 0 | 0 | 0 | 0 | 0 | 0 | 0 | 0 | 0 | 0 | 0 | 0 | 0 | 0 | 0 | 0
F9_Industrial_Stone, Clay, and Glass_Existing_Space Heating_Natural Gas_Steam System Efficiency Improvements_A_Technical Potential | F9 | Industrial | Stone, Clay, and Glass | Existing | Space Heating | Natural Gas | Steam System Efficiency Improvements | A | Cumulative Winter Peak Savings (MW) | Technical Potential | 0 | 0 | 0 | 0 | 0 | 0 | 0 | 0 | 0 | 0 | 0 | 0 | 0 | 0 | 0 | 0 | 0 | 0 | 0 | 0 | 0 | 0 | 0
F10_Industrial_Stone, Clay, and Glass_Existing_Space Heating_Natural Gas_Steam System Efficiency Improvements_A_Technical Potential | F10 | Industrial | Stone, Clay, and Glass | Existing | Space Heating | Natural Gas | Steam System Efficiency Improvements | A | Purchases (Incremental) | Technical Potential | 0 | 0 | 6.8429 | 13.4427 | 23.4567 | 37.4976 | 55.9349 | 78.7295 | 105.2473 | 134.0861 | 162.982 | 188.8808 | 208.2583 | 217.7279 | 214.8673 | 199.0564 | 171.9976 | 139.7877 | 105.0534 | 71.4753 | 44.8775 | 28.7633 | 0
F11_Industrial_Stone, Clay, and Glass_Existing_Space Heating_Natural Gas_Steam System Efficiency Improvements_A_Technical Potential | F11 | Industrial | Stone, Clay, and Glass | Existing | Space Heating | Natural Gas | Steam System Efficiency Improvements | A | Purchases (Cumulative) | Technical Potential | 0 | 0 | 6.8429 | 20.2857 | 43.7423 | 81.24 | 137.1749 | 215.9043 | 321.1516 | 455.2376 | 618.2197 | 807.1005 | 1015.3588 | 1233.0867 | 1447.954 | 1647.0104 | 1819.008 | 1958.7957 | 2063.8491 | 2135.3245 | 2180.202 | 2208.9653 | 0
F1_Industrial_Stone, Clay, and Glass_Existing_Process_Natural Gas_Steam System Efficiency Improvements_A_Technical Potential | F1 | Industrial | Stone, Clay, and Glass | Existing | Process | Natural Gas | Steam System Efficiency Improvements | A | Integrated Unit Energy Savings (kWh or therms) | Technical Potential | 0 | 0 | 0.082271 | 0.081857 | 0.081437 | 0.081011 | 0.080578 | 0.08017 | 0.079812 | 0.079494 | 0.079206 | 0.078944 | 0.078701 | 0.078474 | 0.078258 | 0.078052 | 0.077852 | 0.077656 | 0.077487 | 0.077316 | 0.077142 | 0.076965 | 0
F2_Industrial_Stone, Clay, and Glass_Existing_Process_Natural Gas_Steam System Efficiency Improvements_A_Technical Potential | F2 | Industrial | Stone, Clay, and Glass | Existing | Process | Natural Gas | Steam System Efficiency Improvements | A | Integrated Unit Summer Peak Savings (kW) | Technical Potential | 0 | 0 | 0 | 0 | 0 | 0 | 0 | 0 | 0 | 0 | 0 | 0 | 0 | 0 | 0 | 0 | 0 | 0 | 0 | 0 | 0 | 0 | 0
F3_Industrial_Stone, Clay, and Glass_Existing_Process_Natural Gas_Steam System Efficiency Improvements_A_Technical Potential | F3 | Industrial | Stone, Clay, and Glass | Existing | Process | Natural Gas | Steam System Efficiency Improvements | A | Integrated Unit Winter Peak Savings (kW) | Technical Potential | 0 | 0 | 0 | 0 | 0 | 0 | 0 | 0 | 0 | 0 | 0 | 0 | 0 | 0 | 0 | 0 | 0 | 0 | 0 | 0 | 0 | 0 | 0
F4_Industrial_Stone, Clay, and Glass_Existing_Process_Natural Gas_Steam System Efficiency Improvements_A_Technical Potential | F4 | Industrial | Stone, Clay, and Glass | Existing | Process | Natural Gas | Steam System Efficiency Improvements | A | Incremental Energy Savings (MWh or mTherms) | Technical Potential | 0 | 0 | 2.1576e-05 | 4.2172e-05 | 7.321e-05 | 0.00011642 | 0.00017274 | 0.0002419 | 0.00032193 | 0.0004085 | 0.00049474 | 0.00057146 | 0.00062815 | 0.00065482 | 0.00064444 | 0.00059544 | 0.00051318 | 0.00041603 | 0.00031198 | 0.00021179 | 0.00013268 | 8.4843e-05 | 0
F5_Industrial_Stone, Clay, and Glass_Existing_Process_Natural Gas_Steam System Efficiency Improvements_A_Technical Potential | F5 | Industrial | Stone, Clay, and Glass | Existing | Process | Natural Gas | Steam System Efficiency Improvements | A | Incremental Summer Peak Savings (MW) | Technical Potential | 0 | 0 | 0 | 0 | 0 | 0 | 0 | 0 | 0 | 0 | 0 | 0 | 0 | 0 | 0 | 0 | 0 | 0 | 0 | 0 | 0 | 0 | 0
F6_Industrial_Stone, Clay, and Glass_Existing_Process_Natural Gas_Steam System Efficiency Improvements_A_Technical Potential | F6 | Industrial | Stone, Clay, and Glass | Existing | Process | Natural Gas | Steam System Efficiency Improvements | A | Incremental Winter Peak Savings (MW) | Technical Potential | 0 | 0 | 0 | 0 | 0 | 0 | 0 | 0 | 0 | 0 | 0 | 0 | 0 | 0 | 0 | 0 | 0 | 0 | 0 | 0 | 0 | 0 | 0
F7_Industrial_Stone, Clay, and Glass_Existing_Process_Natural Gas_Steam System Efficiency Improvements_A_Technical Potential | F7 | Industrial | Stone, Clay, and Glass | Existing | Process | Natural Gas | Steam System Efficiency Improvements | A | Cumulative Energy Savings (MWh or mTherms) | Technical Potential | 0 | 0 | 2.1576e-05 | 6.3639e-05 | 0.00013652 | 0.00025223 | 0.00042362 | 0.00066337 | 0.00098234 | 0.0013869 | 0.0018767 | 0.0024419 | 0.0030625 | 0.0037085 | 0.0043428 | 0.0049267 | 0.0054273 | 0.0058297 | 0.006129 | 0.0063272 | 0.0064457 | 0.0065158 | 0
F8_Industrial_Stone, Clay, and Glass_Existing_Process_Natural Gas_Steam System Efficiency Improvements_A_Technical Potential | F8 | Industrial | Stone, Clay, and Glass | Existing | Process | Natural Gas | Steam System Efficiency Improvements | A | Cumulative Summer Peak Savings (MW) | Technical Potential | 0 | 0 | 0 | 0 | 0 | 0 | 0 | 0 | 0 | 0 | 0 | 0 | 0 | 0 | 0 | 0 | 0 | 0 | 0 | 0 | 0 | 0 | 0
F9_Industrial_Stone, Clay, and Glass_Existing_Process_Natural Gas_Steam System Efficiency Improvements_A_Technical Potential | F9 | Industrial | Stone, Clay, and Glass | Existing | Process | Natural Gas | Steam System Efficiency Improvements | A | Cumulative Winter Peak Savings (MW) | Technical Potential | 0 | 0 | 0 | 0 | 0 | 0 | 0 | 0 | 0 | 0 | 0 | 0 | 0 | 0 | 0 | 0 | 0 | 0 | 0 | 0 | 0 | 0 | 0
F10_Industrial_Stone, Clay, and Glass_Existing_Process_Natural Gas_Steam System Efficiency Improvements_A_Technical Potential | F10 | Industrial | Stone, Clay, and Glass | Existing | Process | Natural Gas | Steam System Efficiency Improvements | A | Purchases (Incremental) | Technical Potential | 0 | 0 | 0.26225 | 0.51519 | 0.89897 | 1.4371 | 2.1437 | 3.0173 | 4.0336 | 5.1388 | 6.2463 | 7.2388 | 7.9815 | 8.3444 | 8.2348 | 7.6288 | 6.5918 | 5.3573 | 4.0262 | 2.7393 | 1.7199 | 1.1024 | 0
F11_Industrial_Stone, Clay, and Glass_Existing_Process_Natural Gas_Steam System Efficiency Improvements_A_Technical Potential | F11 | Industrial | Stone, Clay, and Glass | Existing | Process | Natural Gas | Steam System Efficiency Improvements | A | Purchases (Cumulative) | Technical Potential | 0 | 0 | 0.26225 | 0.77745 | 1.6764 | 3.1135 | 5.2572 | 8.2745 | 12.3081 | 17.4469 | 23.6932 | 30.932 | 38.9135 | 47.2579 | 55.4927 | 63.1215 | 69.7133 | 75.0706 | 79.0968 | 81.8361 | 83.556 | 84.6583 | 0
F1_Industrial_Stone, Clay, and Glass_Existing_Space Heating_Natural Gas_Strategic Energy Management_A_Technical Potential | F1 | Industrial | Stone, Clay, and Glass | Existing | Space Heating | Natural Gas | Strategic Energy Management | A | Integrated Unit Energy Savings (kWh or therms) | Technical Potential | 0 | 0 | 19.5788 | 19.4757 | 19.3671 | 19.2524 | 19.1311 | 19.0027 | 18.8668 | 18.7231 | 18.5725 | 18.4158 | 18.2542 | 18.0877 | 17.9203 | 17.7516 | 17.5821 | 17.4232 | 17.274 | 17.1335 | 17.0009 | 16.8761 | 0
F2_Industrial_Stone, Clay, and Glass_Existing_Space Heating_Natural Gas_Strategic Energy Management_A_Technical Potential | F2 | Industrial | Stone, Clay, and Glass | Existing | Space Heating | Natural Gas | Strategic Energy Management | A | Integrated Unit Summer Peak Savings (kW) | Technical Potential | 0 | 0 | 0 | 0 | 0 | 0 | 0 | 0 | 0 | 0 | 0 | 0 | 0 | 0 | 0 | 0 | 0 | 0 | 0 | 0 | 0 | 0 | 0
F3_Industrial_Stone, Clay, and Glass_Existing_Space Heating_Natural Gas_Strategic Energy Management_A_Technical Potential | F3 | Industrial | Stone, Clay, and Glass | Existing | Space Heating | Natural Gas | Strategic Energy Management | A | Integrated Unit Winter Peak Savings (kW) | Technical Potential | 0 | 0 | 0 | 0 | 0 | 0 | 0 | 0 | 0 | 0 | 0 | 0 | 0 | 0 | 0 | 0 | 0 | 0 | 0 | 0 | 0 | 0 | 0
F4_Industrial_Stone, Clay, and Glass_Existing_Space Heating_Natural Gas_Strategic Energy Management_A_Technical Potential | F4 | Industrial | Stone, Clay, and Glass | Existing | Space Heating | Natural Gas | Strategic Energy Management | A | Incremental Energy Savings (MWh or mTherms) | Technical Potential | 0 | 0 | 0.09461 | 0.09249 | 0.090388 | 0.088304 | 0.086234 | 0.084179 | 0.082136 | 0.080105 | 0.078091 | 0.076097 | 0.074128 | 0.072186 | 0.070285 | 0.068423 | 0.066601 | 0.064861 | 0.063197 | 0.061602 | 0.060072 | 0.058602 | 0
F5_Industrial_Stone, Clay, and Glass_Existing_Space Heating_Natural Gas_Strategic Energy Management_A_Technical Potential | F5 | Industrial | Stone, Clay, and Glass | Existing | Space Heating | Natural Gas | Strategic Energy Management | A | Incremental Summer Peak Savings (MW) | Technical Potential | 0 | 0 | 0 | 0 | 0 | 0 | 0 | 0 | 0 | 0 | 0 | 0 | 0 | 0 | 0 | 0 | 0 | 0 | 0 | 0 | 0 | 0 | 0
F6_Industrial_Stone, Clay, and Glass_Existing_Space Heating_Natural Gas_Strategic Energy Management_A_Technical Potential | F6 | Industrial | Stone, Clay, and Glass | Existing | Space Heating | Natural Gas | Strategic Energy Management | A | Incremental Winter Peak Savings (MW) | Technical Potential | 0 | 0 | 0 | 0 | 0 | 0 | 0 | 0 | 0 | 0 | 0 | 0 | 0 | 0 | 0 | 0 | 0 | 0 | 0 | 0 | 0 | 0 | 0
F7_Industrial_Stone, Clay, and Glass_Existing_Space Heating_Natural Gas_Strategic Energy Management_A_Technical Potential | F7 | Industrial | Stone, Clay, and Glass | Existing | Space Heating | Natural Gas | Strategic Energy Management | A | Cumulative Energy Savings (MWh or mTherms) | Technical Potential | 0 | 0 | 0.09461 | 0.1866 | 0.27595 | 0.36262 | 0.44657 | 0.52775 | 0.60611 | 0.6816 | 0.75421 | 0.82394 | 0.89084 | 0.9549 | 1.0163 | 1.0752 | 1.1315 | 1.1862 | 1.2392 | 1.2907 | 1.3408 | 1.3896 | 0
F8_Industrial_Stone, Clay, and Glass_Existing_Space Heating_Natural Gas_Strategic Energy Management_A_Technical Potential | F8 | Industrial | Stone, Clay, and Glass | Existing | Space Heating | Natural Gas | Strategic Energy Management | A | Cumulative Summer Peak Savings (MW) | Technical Potential | 0 | 0 | 0 | 0 | 0 | 0 | 0 | 0 | 0 | 0 | 0 | 0 | 0 | 0 | 0 | 0 | 0 | 0 | 0 | 0 | 0 | 0 | 0
F9_Industrial_Stone, Clay, and Glass_Existing_Space Heating_Natural Gas_Strategic Energy Management_A_Technical Potential | F9 | Industrial | Stone, Clay, and Glass | Existing | Space Heating | Natural Gas | Strategic Energy Management | A | Cumulative Winter Peak Savings (MW) | Technical Potential | 0 | 0 | 0 | 0 | 0 | 0 | 0 | 0 | 0 | 0 | 0 | 0 | 0 | 0 | 0 | 0 | 0 | 0 | 0 | 0 | 0 | 0 | 0
F10_Industrial_Stone, Clay, and Glass_Existing_Space Heating_Natural Gas_Strategic Energy Management_A_Technical Potential | F10 | Industrial | Stone, Clay, and Glass | Existing | Space Heating | Natural Gas | Strategic Energy Management | A | Purchases (Incremental) | Technical Potential | 0 | 0 | 4.8323 | 4.749 | 4.6671 | 4.5866 | 4.5076 | 4.4298 | 4.3535 | 4.2784 | 4.2046 | 4.1321 | 4.0609 | 3.9909 | 3.9221 | 3.8545 | 3.788 | 3.7227 | 3.6585 | 3.5954 | 3.5334 | 3.4725 | 0
F11_Industrial_Stone, Clay, and Glass_Existing_Space Heating_Natural Gas_Strategic Energy Management_A_Technical Potential | F11 | Industrial | Stone, Clay, and Glass | Existing | Space Heating | Natural Gas | Strategic Energy Management | A | Purchases (Cumulative) | Technical Potential | 0 | 0 | 4.8323 | 9.5813 | 14.2484 | 18.835 | 23.3426 | 27.7724 | 32.1259 | 36.4043 | 40.6089 | 44.741 | 48.8019 | 52.7928 | 56.7149 | 60.5693 | 64.3573 | 68.08 | 71.7385 | 75.3339 | 78.8674 | 82.3399 | 0
F1_Industrial_Stone, Clay, and Glass_Existing_Process_Natural Gas_Strategic Energy Management_A_Technical Potential | F1 | Industrial | Stone, Clay, and Glass | Existing | Process | Natural Gas | Strategic Energy Management | A | Integrated Unit Energy Savings (kWh or therms) | Technical Potential | 0 | 0 | 60.3024 | 60.0673 | 59.8286 | 59.5864 | 59.3403 | 59.1133 | 58.9237 | 58.7639 | 58.6277 | 58.5103 | 58.4076 | 58.3166 | 58.2349 | 58.1603 | 58.0913 | 58.0265 | 57.9825 | 57.9377 | 57.8922 | 57.846 | 0
F2_Industrial_Stone, Clay, and Glass_Existing_Process_Natural Gas_Strategic Energy Management_A_Technical Potential | F2 | Industrial | Stone, Clay, and Glass | Existing | Process | Natural Gas | Strategic Energy Management | A | Integrated Unit Summer Peak Savings (kW) | Technical Potential | 0 | 0 | 0 | 0 | 0 | 0 | 0 | 0 | 0 | 0 | 0 | 0 | 0 | 0 | 0 | 0 | 0 | 0 | 0 | 0 | 0 | 0 | 0
F3_Industrial_Stone, Clay, and Glass_Existing_Process_Natural Gas_Strategic Energy Management_A_Technical Potential | F3 | Industrial | Stone, Clay, and Glass | Existing | Process | Natural Gas | Strategic Energy Management | A | Integrated Unit Winter Peak Savings (kW) | Technical Potential | 0 | 0 | 0 | 0 | 0 | 0 | 0 | 0 | 0 | 0 | 0 | 0 | 0 | 0 | 0 | 0 | 0 | 0 | 0 | 0 | 0 | 0 | 0
F4_Industrial_Stone, Clay, and Glass_Existing_Process_Natural Gas_Strategic Energy Management_A_Technical Potential | F4 | Industrial | Stone, Clay, and Glass | Existing | Process | Natural Gas | Strategic Energy Management | A | Incremental Energy Savings (MWh or mTherms) | Technical Potential | 0 | 0 | 1.8501 | 1.8111 | 1.7728 | 1.7352 | 1.6982 | 1.6626 | 1.6287 | 1.5962 | 1.5651 | 1.535 | 1.5059 | 1.4776 | 1.4501 | 1.4233 | 1.3971 | 1.3715 | 1.3468 | 1.3226 | 1.2987 | 1.2753 | 0
F5_Industrial_Stone, Clay, and Glass_Existing_Process_Natural Gas_Strategic Energy Management_A_Technical Potential | F5 | Industrial | Stone, Clay, and Glass | Existing | Process | Natural Gas | Strategic Energy Management | A | Incremental Summer Peak Savings (MW) | Technical Potential | 0 | 0 | 0 | 0 | 0 | 0 | 0 | 0 | 0 | 0 | 0 | 0 | 0 | 0 | 0 | 0 | 0 | 0 | 0 | 0 | 0 | 0 | 0
F6_Industrial_Stone, Clay, and Glass_Existing_Process_Natural Gas_Strategic Energy Management_A_Technical Potential | F6 | Industrial | Stone, Clay, and Glass | Existing | Process | Natural Gas | Strategic Energy Management | A | Incremental Winter Peak Savings (MW) | Technical Potential | 0 | 0 | 0 | 0 | 0 | 0 | 0 | 0 | 0 | 0 | 0 | 0 | 0 | 0 | 0 | 0 | 0 | 0 | 0 | 0 | 0 | 0 | 0
F7_Industrial_Stone, Clay, and Glass_Existing_Process_Natural Gas_Strategic Energy Management_A_Technical Potential | F7 | Industrial | Stone, Clay, and Glass | Existing | Process | Natural Gas | Strategic Energy Management | A | Cumulative Energy Savings (MWh or mTherms) | Technical Potential | 0 | 0 | 1.8501 | 3.654 | 5.4123 | 7.1255 | 8.7944 | 10.4233 | 12.0185 | 13.5822 | 15.1158 | 16.6205 | 18.0972 | 19.5467 | 20.9694 | 22.3658 | 23.7364 | 25.0814 | 26.4092 | 27.7114 | 28.9884 | 30.2405 | 0
F8_Industrial_Stone, Clay, and Glass_Existing_Process_Natural Gas_Strategic Energy Management_A_Technical Potential | F8 | Industrial | Stone, Clay, and Glass | Existing | Process | Natural Gas | Strategic Energy Management | A | Cumulative Summer Peak Savings (MW) | Technical Potential | 0 | 0 | 0 | 0 | 0 | 0 | 0 | 0 | 0 | 0 | 0 | 0 | 0 | 0 | 0 | 0 | 0 | 0 | 0 | 0 | 0 | 0 | 0
F9_Industrial_Stone, Clay, and Glass_Existing_Process_Natural Gas_Strategic Energy Management_A_Technical Potential | F9 | Industrial | Stone, Clay, and Glass | Existing | Process | Natural Gas | Strategic Energy Management | A | Cumulative Winter Peak Savings (MW) | Technical Potential | 0 | 0 | 0 | 0 | 0 | 0 | 0 | 0 | 0 | 0 | 0 | 0 | 0 | 0 | 0 | 0 | 0 | 0 | 0 | 0 | 0 | 0 | 0
F10_Industrial_Stone, Clay, and Glass_Existing_Process_Natural Gas_Strategic Energy Management_A_Technical Potential | F10 | Industrial | Stone, Clay, and Glass | Existing | Process | Natural Gas | Strategic Energy Management | A | Purchases (Incremental) | Technical Potential | 0 | 0 | 30.6803 | 30.1513 | 29.6315 | 29.1206 | 28.6185 | 28.1251 | 27.6401 | 27.1636 | 26.6953 | 26.235 | 25.7827 | 25.3381 | 24.9013 | 24.4719 | 24.05 | 23.6354 | 23.2278 | 22.8274 | 22.4338 | 22.047 | 0
F11_Industrial_Stone, Clay, and Glass_Existing_Process_Natural Gas_Strategic Energy Management_A_Technical Potential | F11 | Industrial | Stone, Clay, and Glass | Existing | Process | Natural Gas | Strategic Energy Management | A | Purchases (Cumulative) | Technical Potential | 0 | 0 | 30.6803 | 60.8316 | 90.463 | 119.5836 | 148.2021 | 176.3271 | 203.9673 | 231.1309 | 257.8261 | 284.0611 | 309.8438 | 335.1819 | 360.0832 | 384.5552 | 408.6052 | 432.2405 | 455.4684 | 478.2957 | 500.7295 | 522.7765 | 0
F1_Industrial_Stone, Clay, and Glass_Existing_Miscellaneous_Natural Gas_Strategic Energy Management_A_Technical Potential | F1 | Industrial | Stone, Clay, and Glass | Existing | Miscellaneous | Natural Gas | Strategic Energy Management | A | Integrated Unit Energy Savings (kWh or therms) | Technical Potential | 0 | 0 | 16.2609 | 16.2609 | 16.2609 | 16.2609 | 16.2609 | 16.2609 | 16.2609 | 16.2609 | 16.2609 | 16.2609 | 16.2609 | 16.2609 | 16.2609 | 16.2609 | 16.2609 | 16.2609 | 16.2609 | 16.2609 | 16.2609 | 16.2609 | 0
F2_Industrial_Stone, Clay, and Glass_Existing_Miscellaneous_Natural Gas_Strategic Energy Management_A_Technical Potential | F2 | Industrial | Stone, Clay, and Glass | Existing | Miscellaneous | Natural Gas | Strategic Energy Management | A | Integrated Unit Summer Peak Savings (kW) | Technical Potential | 0 | 0 | 0 | 0 | 0 | 0 | 0 | 0 | 0 | 0 | 0 | 0 | 0 | 0 | 0 | 0 | 0 | 0 | 0 | 0 | 0 | 0 | 0
F3_Industrial_Stone, Clay, and Glass_Existing_Miscellaneous_Natural Gas_Strategic Energy Management_A_Technical Potential | F3 | Industrial | Stone, Clay, and Glass | Existing | Miscellaneous | Natural Gas | Strategic Energy Management | A | Integrated Unit Winter Peak Savings (kW) | Technical Potential | 0 | 0 | 0 | 0 | 0 | 0 | 0 | 0 | 0 | 0 | 0 | 0 | 0 | 0 | 0 | 0 | 0 | 0 | 0 | 0 | 0 | 0 | 0
F4_Industrial_Stone, Clay, and Glass_Existing_Miscellaneous_Natural Gas_Strategic Energy Management_A_Technical Potential | F4 | Industrial | Stone, Clay, and Glass | Existing | Miscellaneous | Natural Gas | Strategic Energy Management | A | Incremental Energy Savings (MWh or mTherms) | Technical Potential | 0 | 0 | 0.12472 | 0.12257 | 0.12046 | 0.11838 | 0.11634 | 0.11433 | 0.11236 | 0.11043 | 0.10852 | 0.10665 | 0.10481 | 0.10301 | 0.10123 | 0.099484 | 0.097769 | 0.096083 | 0.094426 | 0.092798 | 0.091198 | 0.089626 | 0
F5_Industrial_Stone, Clay, and Glass_Existing_Miscellaneous_Natural Gas_Strategic Energy Management_A_Technical Potential | F5 | Industrial | Stone, Clay, and Glass | Existing | Miscellaneous | Natural Gas | Strategic Energy Management | A | Incremental Summer Peak Savings (MW) | Technical Potential | 0 | 0 | 0 | 0 | 0 | 0 | 0 | 0 | 0 | 0 | 0 | 0 | 0 | 0 | 0 | 0 | 0 | 0 | 0 | 0 | 0 | 0 | 0
F6_Industrial_Stone, Clay, and Glass_Existing_Miscellaneous_Natural Gas_Strategic Energy Management_A_Technical Potential | F6 | Industrial | Stone, Clay, and Glass | Existing | Miscellaneous | Natural Gas | Strategic Energy Management | A | Incremental Winter Peak Savings (MW) | Technical Potential | 0 | 0 | 0 | 0 | 0 | 0 | 0 | 0 | 0 | 0 | 0 | 0 | 0 | 0 | 0 | 0 | 0 | 0 | 0 | 0 | 0 | 0 | 0
F7_Industrial_Stone, Clay, and Glass_Existing_Miscellaneous_Natural Gas_Strategic Energy Management_A_Technical Potential | F7 | Industrial | Stone, Clay, and Glass | Existing | Miscellaneous | Natural Gas | Strategic Energy Management | A | Cumulative Energy Savings (MWh or mTherms) | Technical Potential | 0 | 0 | 0.12472 | 0.24729 | 0.36775 | 0.48613 | 0.60247 | 0.71681 | 0.82917 | 0.9396 | 1.0481 | 1.1548 | 1.2596 | 1.3626 | 1.4638 | 1.5633 | 1.6611 | 1.7572 | 1.8516 | 1.9444 | 2.0356 | 2.1252 | 0
F8_Industrial_Stone, Clay, and Glass_Existing_Miscellaneous_Natural Gas_Strategic Energy Management_A_Technical Potential | F8 | Industrial | Stone, Clay, and Glass | Existing | Miscellaneous | Natural Gas | Strategic Energy Management | A | Cumulative Summer Peak Savings (MW) | Technical Potential | 0 | 0 | 0 | 0 | 0 | 0 | 0 | 0 | 0 | 0 | 0 | 0 | 0 | 0 | 0 | 0 | 0 | 0 | 0 | 0 | 0 | 0 | 0
F9_Industrial_Stone, Clay, and Glass_Existing_Miscellaneous_Natural Gas_Strategic Energy Management_A_Technical Potential | F9 | Industrial | Stone, Clay, and Glass | Existing | Miscellaneous | Natural Gas | Strategic Energy Management | A | Cumulative Winter Peak Savings (MW) | Technical Potential | 0 | 0 | 0 | 0 | 0 | 0 | 0 | 0 | 0 | 0 | 0 | 0 | 0 | 0 | 0 | 0 | 0 | 0 | 0 | 0 | 0 | 0 | 0
F10_Industrial_Stone, Clay, and Glass_Existing_Miscellaneous_Natural Gas_Strategic Energy Management_A_Technical Potential | F10 | Industrial | Stone, Clay, and Glass | Existing | Miscellaneous | Natural Gas | Strategic Energy Management | A | Purchases (Incremental) | Technical Potential | 0 | 0 | 7.6701 | 7.5378 | 7.4079 | 7.2801 | 7.1546 | 7.0313 | 6.91 | 6.7909 | 6.6738 | 6.5587 | 6.4457 | 6.3345 | 6.2253 | 6.118 | 6.0125 | 5.9088 | 5.807 | 5.7068 | 5.6084 | 5.5118 | 0
F11_Industrial_Stone, Clay, and Glass_Existing_Miscellaneous_Natural Gas_Strategic Energy Management_A_Technical Potential | F11 | Industrial | Stone, Clay, and Glass | Existing | Miscellaneous | Natural Gas | Strategic Energy Management | A | Purchases (Cumulative) | Technical Potential | 0 | 0 | 7.6701 | 15.2079 | 22.6158 | 29.8959 | 37.0505 | 44.0818 | 50.9918 | 57.7827 | 64.4565 | 71.0153 | 77.461 | 83.7955 | 90.0208 | 96.1388 | 102.1513 | 108.0601 | 113.8671 | 119.5739 | 125.1824 | 130.6941 | 0
F1_Industrial_Stone, Clay, and Glass_Existing_Space Heating_Natural Gas_Commissioning_A_Technical Potential | F1 | Industrial | Stone, Clay, and Glass | Existing | Space Heating | Natural Gas | Commissioning | A | Integrated Unit Energy Savings (kWh or therms) | Technical Potential | 0 | 0 | 17.2239 | 17.1454 | 17.0618 | 16.9729 | 16.878 | 16.7769 | 16.6692 | 16.5545 | 16.4337 | 16.3075 | 16.1769 | 16.0419 | 15.9061 | 15.769 | 15.6313 | 15.5029 | 15.3832 | 15.2712 | 15.1663 | 15.0683 | 0
F2_Industrial_Stone, Clay, and Glass_Existing_Space Heating_Natural Gas_Commissioning_A_Technical Potential | F2 | Industrial | Stone, Clay, and Glass | Existing | Space Heating | Natural Gas | Commissioning | A | Integrated Unit Summer Peak Savings (kW) | Technical Potential | 0 | 0 | 0 | 0 | 0 | 0 | 0 | 0 | 0 | 0 | 0 | 0 | 0 | 0 | 0 | 0 | 0 | 0 | 0 | 0 | 0 | 0 | 0
F3_Industrial_Stone, Clay, and Glass_Existing_Space Heating_Natural Gas_Commissioning_A_Technical Potential | F3 | Industrial | Stone, Clay, and Glass | Existing | Space Heating | Natural Gas | Commissioning | A | Integrated Unit Winter Peak Savings (kW) | Technical Potential | 0 | 0 | 0 | 0 | 0 | 0 | 0 | 0 | 0 | 0 | 0 | 0 | 0 | 0 | 0 | 0 | 0 | 0 | 0 | 0 | 0 | 0 | 0
F4_Industrial_Stone, Clay, and Glass_Existing_Space Heating_Natural Gas_Commissioning_A_Technical Potential | F4 | Industrial | Stone, Clay, and Glass | Existing | Space Heating | Natural Gas | Commissioning | A | Incremental Energy Savings (MWh or mTherms) | Technical Potential | 0 | 0 | 0 | 0 | 0 | 0 | 0 | 0 | 0 | 0 | 0 | 0 | 0 | 0 | 0 | 0 | 0 | 0 | 0 | 0 | 0 | 0 | 0
F5_Industrial_Stone, Clay, and Glass_Existing_Space Heating_Natural Gas_Commissioning_A_Technical Potential | F5 | Industrial | Stone, Clay, and Glass | Existing | Space Heating | Natural Gas | Commissioning | A | Incremental Summer Peak Savings (MW) | Technical Potential | 0 | 0 | 0 | 0 | 0 | 0 | 0 | 0 | 0 | 0 | 0 | 0 | 0 | 0 | 0 | 0 | 0 | 0 | 0 | 0 | 0 | 0 | 0
F6_Industrial_Stone, Clay, and Glass_Existing_Space Heating_Natural Gas_Commissioning_A_Technical Potential | F6 | Industrial | Stone, Clay, and Glass | Existing | Space Heating | Natural Gas | Commissioning | A | Incremental Winter Peak Savings (MW) | Technical Potential | 0 | 0 | 0 | 0 | 0 | 0 | 0 | 0 | 0 | 0 | 0 | 0 | 0 | 0 | 0 | 0 | 0 | 0 | 0 | 0 | 0 | 0 | 0
F7_Industrial_Stone, Clay, and Glass_Existing_Space Heating_Natural Gas_Commissioning_A_Technical Potential | F7 | Industrial | Stone, Clay, and Glass | Existing | Space Heating | Natural Gas | Commissioning | A | Cumulative Energy Savings (MWh or mTherms) | Technical Potential | 0 | 0 | 0 | 0 | 0 | 0 | 0 | 0 | 0 | 0 | 0 | 0 | 0 | 0 | 0 | 0 | 0 | 0 | 0 | 0 | 0 | 0 | 0
F8_Industrial_Stone, Clay, and Glass_Existing_Space Heating_Natural Gas_Commissioning_A_Technical Potential | F8 | Industrial | Stone, Clay, and Glass | Existing | Space Heating | Natural Gas | Commissioning | A | Cumulative Summer Peak Savings (MW) | Technical Potential | 0 | 0 | 0 | 0 | 0 | 0 | 0 | 0 | 0 | 0 | 0 | 0 | 0 | 0 | 0 | 0 | 0 | 0 | 0 | 0 | 0 | 0 | 0
F9_Industrial_Stone, Clay, and Glass_Existing_Space Heating_Natural Gas_Commissioning_A_Technical Potential | F9 | Industrial | Stone, Clay, and Glass | Existing | Space Heating | Natural Gas | Commissioning | A | Cumulative Winter Peak Savings (MW) | Technical Potential | 0 | 0 | 0 | 0 | 0 | 0 | 0 | 0 | 0 | 0 | 0 | 0 | 0 | 0 | 0 | 0 | 0 | 0 | 0 | 0 | 0 | 0 | 0
F10_Industrial_Stone, Clay, and Glass_Existing_Space Heating_Natural Gas_Commissioning_A_Technical Potential | F10 | Industrial | Stone, Clay, and Glass | Existing | Space Heating | Natural Gas | Commissioning | A | Purchases (Incremental) | Technical Potential | 0 | 0 | 0 | 0 | 0 | 0 | 0 | 0 | 0 | 0 | 0 | 0 | 0 | 0 | 0 | 0 | 0 | 0 | 0 | 0 | 0 | 0 | 0
F11_Industrial_Stone, Clay, and Glass_Existing_Space Heating_Natural Gas_Commissioning_A_Technical Potential | F11 | Industrial | Stone, Clay, and Glass | Existing | Space Heating | Natural Gas | Commissioning | A | Purchases (Cumulative) | Technical Potential | 0 | 0 | 0 | 0 | 0 | 0 | 0 | 0 | 0 | 0 | 0 | 0 | 0 | 0 | 0 | 0 | 0 | 0 | 0 | 0 | 0 | 0 | 0
F1_Industrial_Stone, Clay, and Glass_Existing_Process_Natural Gas_Commissioning_A_Technical Potential | F1 | Industrial | Stone, Clay, and Glass | Existing | Process | Natural Gas | Commissioning | A | Integrated Unit Energy Savings (kWh or therms) | Technical Potential | 0 | 0 | 337.8652 | 337.8652 | 337.8652 | 337.8652 | 337.8652 | 337.8652 | 337.8652 | 337.8652 | 337.8652 | 337.8652 | 337.8652 | 337.8652 | 337.8652 | 337.8652 | 337.8652 | 337.8652 | 337.8652 | 337.8652 | 337.8652 | 337.8652 | 0
F2_Industrial_Stone, Clay, and Glass_Existing_Process_Natural Gas_Commissioning_A_Technical Potential | F2 | Industrial | Stone, Clay, and Glass | Existing | Process | Natural Gas | Commissioning | A | Integrated Unit Summer Peak Savings (kW) | Technical Potential | 0 | 0 | 0 | 0 | 0 | 0 | 0 | 0 | 0 | 0 | 0 | 0 | 0 | 0 | 0 | 0 | 0 | 0 | 0 | 0 | 0 | 0 | 0
F3_Industrial_Stone, Clay, and Glass_Existing_Process_Natural Gas_Commissioning_A_Technical Potential | F3 | Industrial | Stone, Clay, and Glass | Existing | Process | Natural Gas | Commissioning | A | Integrated Unit Winter Peak Savings (kW) | Technical Potential | 0 | 0 | 0 | 0 | 0 | 0 | 0 | 0 | 0 | 0 | 0 | 0 | 0 | 0 | 0 | 0 | 0 | 0 | 0 | 0 | 0 | 0 | 0
F4_Industrial_Stone, Clay, and Glass_Existing_Process_Natural Gas_Commissioning_A_Technical Potential | F4 | Industrial | Stone, Clay, and Glass | Existing | Process | Natural Gas | Commissioning | A | Incremental Energy Savings (MWh or mTherms) | Technical Potential | 0 | 0 | 0 | 0 | 0 | 0 | 0 | 0 | 0 | 0 | 0 | 0 | 0 | 0 | 0 | 0 | 0 | 0 | 0 | 0 | 0 | 0 | 0
F5_Industrial_Stone, Clay, and Glass_Existing_Process_Natural Gas_Commissioning_A_Technical Potential | F5 | Industrial | Stone, Clay, and Glass | Existing | Process | Natural Gas | Commissioning | A | Incremental Summer Peak Savings (MW) | Technical Potential | 0 | 0 | 0 | 0 | 0 | 0 | 0 | 0 | 0 | 0 | 0 | 0 | 0 | 0 | 0 | 0 | 0 | 0 | 0 | 0 | 0 | 0 | 0
F6_Industrial_Stone, Clay, and Glass_Existing_Process_Natural Gas_Commissioning_A_Technical Potential | F6 | Industrial | Stone, Clay, and Glass | Existing | Process | Natural Gas | Commissioning | A | Incremental Winter Peak Savings (MW) | Technical Potential | 0 | 0 | 0 | 0 | 0 | 0 | 0 | 0 | 0 | 0 | 0 | 0 | 0 | 0 | 0 | 0 | 0 | 0 | 0 | 0 | 0 | 0 | 0
F7_Industrial_Stone, Clay, and Glass_Existing_Process_Natural Gas_Commissioning_A_Technical Potential | F7 | Industrial | Stone, Clay, and Glass | Existing | Process | Natural Gas | Commissioning | A | Cumulative Energy Savings (MWh or mTherms) | Technical Potential | 0 | 0 | 0 | 0 | 0 | 0 | 0 | 0 | 0 | 0 | 0 | 0 | 0 | 0 | 0 | 0 | 0 | 0 | 0 | 0 | 0 | 0 | 0
F8_Industrial_Stone, Clay, and Glass_Existing_Process_Natural Gas_Commissioning_A_Technical Potential | F8 | Industrial | Stone, Clay, and Glass | Existing | Process | Natural Gas | Commissioning | A | Cumulative Summer Peak Savings (MW) | Technical Potential | 0 | 0 | 0 | 0 | 0 | 0 | 0 | 0 | 0 | 0 | 0 | 0 | 0 | 0 | 0 | 0 | 0 | 0 | 0 | 0 | 0 | 0 | 0
F9_Industrial_Stone, Clay, and Glass_Existing_Process_Natural Gas_Commissioning_A_Technical Potential | F9 | Industrial | Stone, Clay, and Glass | Existing | Process | Natural Gas | Commissioning | A | Cumulative Winter Peak Savings (MW) | Technical Potential | 0 | 0 | 0 | 0 | 0 | 0 | 0 | 0 | 0 | 0 | 0 | 0 | 0 | 0 | 0 | 0 | 0 | 0 | 0 | 0 | 0 | 0 | 0
F10_Industrial_Stone, Clay, and Glass_Existing_Process_Natural Gas_Commissioning_A_Technical Potential | F10 | Industrial | Stone, Clay, and Glass | Existing | Process | Natural Gas | Commissioning | A | Purchases (Incremental) | Technical Potential | 0 | 0 | 0 | 0 | 0 | 0 | 0 | 0 | 0 | 0 | 0 | 0 | 0 | 0 | 0 | 0 | 0 | 0 | 0 | 0 | 0 | 0 | 0
F11_Industrial_Stone, Clay, and Glass_Existing_Process_Natural Gas_Commissioning_A_Technical Potential | F11 | Industrial | Stone, Clay, and Glass | Existing | Process | Natural Gas | Commissioning | A | Purchases (Cumulative) | Technical Potential | 0 | 0 | 0 | 0 | 0 | 0 | 0 | 0 | 0 | 0 | 0 | 0 | 0 | 0 | 0 | 0 | 0 | 0 | 0 | 0 | 0 | 0 | 0
F1_Industrial_Stone, Clay, and Glass_Existing_Space Heating_Natural Gas_Retrocommissioning_A_Technical Potential | F1 | Industrial | Stone, Clay, and Glass | Existing | Space Heating | Natural Gas | Retrocommissioning | A | Integrated Unit Energy Savings (kWh or therms) | Technical Potential | 0 | 0 | 2.3922 | 2.3812 | 2.3695 | 2.3571 | 2.3439 | 2.3298 | 2.3148 | 2.2989 | 2.2821 | 2.2645 | 2.2463 | 2.2276 | 2.2087 | 2.1897 | 2.1705 | 2.1527 | 2.136 | 2.1205 | 2.1059 | 2.0923 | 0
F2_Industrial_Stone, Clay, and Glass_Existing_Space Heating_Natural Gas_Retrocommissioning_A_Technical Potential | F2 | Industrial | Stone, Clay, and Glass | Existing | Space Heating | Natural Gas | Retrocommissioning | A | Integrated Unit Summer Peak Savings (kW) | Technical Potential | 0 | 0 | 0 | 0 | 0 | 0 | 0 | 0 | 0 | 0 | 0 | 0 | 0 | 0 | 0 | 0 | 0 | 0 | 0 | 0 | 0 | 0 | 0
F3_Industrial_Stone, Clay, and Glass_Existing_Space Heating_Natural Gas_Retrocommissioning_A_Technical Potential | F3 | Industrial | Stone, Clay, and Glass | Existing | Space Heating | Natural Gas | Retrocommissioning | A | Integrated Unit Winter Peak Savings (kW) | Technical Potential | 0 | 0 | 0 | 0 | 0 | 0 | 0 | 0 | 0 | 0 | 0 | 0 | 0 | 0 | 0 | 0 | 0 | 0 | 0 | 0 | 0 | 0 | 0
F4_Industrial_Stone, Clay, and Glass_Existing_Space Heating_Natural Gas_Retrocommissioning_A_Technical Potential | F4 | Industrial | Stone, Clay, and Glass | Existing | Space Heating | Natural Gas | Retrocommissioning | A | Incremental Energy Savings (MWh or mTherms) | Technical Potential | 0 | 0 | 0.014271 | 0.01396 | 0.013652 | 0.013347 | 0.013043 | 0.012741 | 0.012441 | 0.012142 | 0.011846 | 0.011552 | 0.011262 | 0.010975 | 0.010694 | 0.010419 | 0.01015 | 0.0098932 | 0.0096475 | 0.0094121 | 0.0091862 | 0.0089694 | 0
F5_Industrial_Stone, Clay, and Glass_Existing_Space Heating_Natural Gas_Retrocommissioning_A_Technical Potential | F5 | Industrial | Stone, Clay, and Glass | Existing | Space Heating | Natural Gas | Retrocommissioning | A | Incremental Summer Peak Savings (MW) | Technical Potential | 0 | 0 | 0 | 0 | 0 | 0 | 0 | 0 | 0 | 0 | 0 | 0 | 0 | 0 | 0 | 0 | 0 | 0 | 0 | 0 | 0 | 0 | 0
F6_Industrial_Stone, Clay, and Glass_Existing_Space Heating_Natural Gas_Retrocommissioning_A_Technical Potential | F6 | Industrial | Stone, Clay, and Glass | Existing | Space Heating | Natural Gas | Retrocommissioning | A | Incremental Winter Peak Savings (MW) | Technical Potential | 0 | 0 | 0 | 0 | 0 | 0 | 0 | 0 | 0 | 0 | 0 | 0 | 0 | 0 | 0 | 0 | 0 | 0 | 0 | 0 | 0 | 0 | 0
F7_Industrial_Stone, Clay, and Glass_Existing_Space Heating_Natural Gas_Retrocommissioning_A_Technical Potential | F7 | Industrial | Stone, Clay, and Glass | Existing | Space Heating | Natural Gas | Retrocommissioning | A | Cumulative Energy Savings (MWh or mTherms) | Technical Potential | 0 | 0 | 0.014271 | 0.028165 | 0.04168 | 0.054808 | 0.067544 | 0.07988 | 0.091806 | 0.10332 | 0.11441 | 0.12508 | 0.13534 | 0.14518 | 0.15465 | 0.16373 | 0.17245 | 0.18093 | 0.18918 | 0.19721 | 0.20504 | 0.21268 | 0
F8_Industrial_Stone, Clay, and Glass_Existing_Space Heating_Natural Gas_Retrocommissioning_A_Technical Potential | F8 | Industrial | Stone, Clay, and Glass | Existing | Space Heating | Natural Gas | Retrocommissioning | A | Cumulative Summer Peak Savings (MW) | Technical Potential | 0 | 0 | 0 | 0 | 0 | 0 | 0 | 0 | 0 | 0 | 0 | 0 | 0 | 0 | 0 | 0 | 0 | 0 | 0 | 0 | 0 | 0 | 0
F9_Industrial_Stone, Clay, and Glass_Existing_Space Heating_Natural Gas_Retrocommissioning_A_Technical Potential | F9 | Industrial | Stone, Clay, and Glass | Existing | Space Heating | Natural Gas | Retrocommissioning | A | Cumulative Winter Peak Savings (MW) | Technical Potential | 0 | 0 | 0 | 0 | 0 | 0 | 0 | 0 | 0 | 0 | 0 | 0 | 0 | 0 | 0 | 0 | 0 | 0 | 0 | 0 | 0 | 0 | 0
F10_Industrial_Stone, Clay, and Glass_Existing_Space Heating_Natural Gas_Retrocommissioning_A_Technical Potential | F10 | Industrial | Stone, Clay, and Glass | Existing | Space Heating | Natural Gas | Retrocommissioning | A | Purchases (Incremental) | Technical Potential | 0 | 0 | 5.9656 | 5.8628 | 5.7617 | 5.6623 | 5.5647 | 5.4688 | 5.3745 | 5.2818 | 5.1907 | 5.1012 | 5.0133 | 4.9269 | 4.8419 | 4.7584 | 4.6764 | 4.5958 | 4.5165 | 4.4387 | 4.3621 | 4.2869 | 0
F11_Industrial_Stone, Clay, and Glass_Existing_Space Heating_Natural Gas_Retrocommissioning_A_Technical Potential | F11 | Industrial | Stone, Clay, and Glass | Existing | Space Heating | Natural Gas | Retrocommissioning | A | Purchases (Cumulative) | Technical Potential | 0 | 0 | 5.9656 | 11.8284 | 17.59 | 23.2524 | 28.8171 | 34.2858 | 39.6603 | 44.9421 | 50.1329 | 55.2341 | 60.2474 | 65.1743 | 70.0162 | 74.7746 | 79.451 | 84.0468 | 88.5633 | 93.0019 | 97.3641 | 101.651 | 0
F1_Industrial_Stone, Clay, and Glass_Existing_Process_Natural Gas_Retrocommissioning_A_Technical Potential | F1 | Industrial | Stone, Clay, and Glass | Existing | Process | Natural Gas | Retrocommissioning | A | Integrated Unit Energy Savings (kWh or therms) | Technical Potential | 0 | 0 | 0 | 0 | 0 | 0 | 0 | 0 | 0 | 0 | 0 | 0 | 0 | 0 | 0 | 0 | 0 | 0 | 0 | 0 | 0 | 0 | 0
F2_Industrial_Stone, Clay, and Glass_Existing_Process_Natural Gas_Retrocommissioning_A_Technical Potential | F2 | Industrial | Stone, Clay, and Glass | Existing | Process | Natural Gas | Retrocommissioning | A | Integrated Unit Summer Peak Savings (kW) | Technical Potential | 0 | 0 | 0 | 0 | 0 | 0 | 0 | 0 | 0 | 0 | 0 | 0 | 0 | 0 | 0 | 0 | 0 | 0 | 0 | 0 | 0 | 0 | 0
F3_Industrial_Stone, Clay, and Glass_Existing_Process_Natural Gas_Retrocommissioning_A_Technical Potential | F3 | Industrial | Stone, Clay, and Glass | Existing | Process | Natural Gas | Retrocommissioning | A | Integrated Unit Winter Peak Savings (kW) | Technical Potential | 0 | 0 | 0 | 0 | 0 | 0 | 0 | 0 | 0 | 0 | 0 | 0 | 0 | 0 | 0 | 0 | 0 | 0 | 0 | 0 | 0 | 0 | 0
F4_Industrial_Stone, Clay, and Glass_Existing_Process_Natural Gas_Retrocommissioning_A_Technical Potential | F4 | Industrial | Stone, Clay, and Glass | Existing | Process | Natural Gas | Retrocommissioning | A | Incremental Energy Savings (MWh or mTherms) | Technical Potential | 0 | 0 | 0 | 0 | 0 | 0 | 0 | 0 | 0 | 0 | 0 | 0 | 0 | 0 | 0 | 0 | 0 | 0 | 0 | 0 | 0 | 0 | 0
F5_Industrial_Stone, Clay, and Glass_Existing_Process_Natural Gas_Retrocommissioning_A_Technical Potential | F5 | Industrial | Stone, Clay, and Glass | Existing | Process | Natural Gas | Retrocommissioning | A | Incremental Summer Peak Savings (MW) | Technical Potential | 0 | 0 | 0 | 0 | 0 | 0 | 0 | 0 | 0 | 0 | 0 | 0 | 0 | 0 | 0 | 0 | 0 | 0 | 0 | 0 | 0 | 0 | 0
F6_Industrial_Stone, Clay, and Glass_Existing_Process_Natural Gas_Retrocommissioning_A_Technical Potential | F6 | Industrial | Stone, Clay, and Glass | Existing | Process | Natural Gas | Retrocommissioning | A | Incremental Winter Peak Savings (MW) | Technical Potential | 0 | 0 | 0 | 0 | 0 | 0 | 0 | 0 | 0 | 0 | 0 | 0 | 0 | 0 | 0 | 0 | 0 | 0 | 0 | 0 | 0 | 0 | 0
F7_Industrial_Stone, Clay, and Glass_Existing_Process_Natural Gas_Retrocommissioning_A_Technical Potential | F7 | Industrial | Stone, Clay, and Glass | Existing | Process | Natural Gas | Retrocommissioning | A | Cumulative Energy Savings (MWh or mTherms) | Technical Potential | 0 | 0 | 0 | 0 | 0 | 0 | 0 | 0 | 0 | 0 | 0 | 0 | 0 | 0 | 0 | 0 | 0 | 0 | 0 | 0 | 0 | 0 | 0
F8_Industrial_Stone, Clay, and Glass_Existing_Process_Natural Gas_Retrocommissioning_A_Technical Potential | F8 | Industrial | Stone, Clay, and Glass | Existing | Process | Natural Gas | Retrocommissioning | A | Cumulative Summer Peak Savings (MW) | Technical Potential | 0 | 0 | 0 | 0 | 0 | 0 | 0 | 0 | 0 | 0 | 0 | 0 | 0 | 0 | 0 | 0 | 0 | 0 | 0 | 0 | 0 | 0 | 0
F9_Industrial_Stone, Clay, and Glass_Existing_Process_Natural Gas_Retrocommissioning_A_Technical Potential | F9 | Industrial | Stone, Clay, and Glass | Existing | Process | Natural Gas | Retrocommissioning | A | Cumulative Winter Peak Savings (MW) | Technical Potential | 0 | 0 | 0 | 0 | 0 | 0 | 0 | 0 | 0 | 0 | 0 | 0 | 0 | 0 | 0 | 0 | 0 | 0 | 0 | 0 | 0 | 0 | 0
F10_Industrial_Stone, Clay, and Glass_Existing_Process_Natural Gas_Retrocommissioning_A_Technical Potential | F10 | Industrial | Stone, Clay, and Glass | Existing | Process | Natural Gas | Retrocommissioning | A | Purchases (Incremental) | Technical Potential | 0 | 0 | 5.9656 | 5.8628 | 5.7617 | 5.6623 | 5.5647 | 5.4688 | 5.3745 | 5.2818 | 5.1907 | 5.1012 | 5.0133 | 4.9269 | 4.8419 | 4.7584 | 4.6764 | 4.5958 | 4.5165 | 4.4387 | 4.3621 | 4.2869 | 0
F11_Industrial_Stone, Clay, and Glass_Existing_Process_Natural Gas_Retrocommissioning_A_Technical Potential | F11 | Industrial | Stone, Clay, and Glass | Existing | Process | Natural Gas | Retrocommissioning | A | Purchases (Cumulative) | Technical Potential | 0 | 0 | 5.9656 | 11.8284 | 17.59 | 23.2524 | 28.8171 | 34.2858 | 39.6603 | 44.9421 | 50.1329 | 55.2341 | 60.2474 | 65.1743 | 70.0162 | 74.7746 | 79.451 | 84.0468 | 88.5633 | 93.0019 | 97.3641 | 101.651 | 0
F1_Industrial_Stone, Clay, and Glass_New_Space Heating_Natural Gas_Insulation - Roof/Ceiling_A_Technical Potential | F1 | Industrial | Stone, Clay, and Glass | New | Space Heating | Natural Gas | Insulation - Roof/Ceiling | A | Integrated Unit Energy Savings (kWh or therms) | Technical Potential | 0 | 0 | 0.078567 | 0.073877 | 0.071983 | 0.070833 | 0.070266 | 0.069749 | 0.06929 | 0.068839 | 0.068418 | 0.067981 | 0.067382 | 0.066852 | 0.066272 | 0.066188 | 0.066077 | 0.065942 | 0.065945 | 0.06591 | 0.065981 | 0.065997 | 0
F2_Industrial_Stone, Clay, and Glass_New_Space Heating_Natural Gas_Insulation - Roof/Ceiling_A_Technical Potential | F2 | Industrial | Stone, Clay, and Glass | New | Space Heating | Natural Gas | Insulation - Roof/Ceiling | A | Integrated Unit Summer Peak Savings (kW) | Technical Potential | 0 | 0 | 0 | 0 | 0 | 0 | 0 | 0 | 0 | 0 | 0 | 0 | 0 | 0 | 0 | 0 | 0 | 0 | 0 | 0 | 0 | 0 | 0
F3_Industrial_Stone, Clay, and Glass_New_Space Heating_Natural Gas_Insulation - Roof/Ceiling_A_Technical Potential | F3 | Industrial | Stone, Clay, and Glass | New | Space Heating | Natural Gas | Insulation - Roof/Ceiling | A | Integrated Unit Winter Peak Savings (kW) | Technical Potential | 0 | 0 | 0 | 0 | 0 | 0 | 0 | 0 | 0 | 0 | 0 | 0 | 0 | 0 | 0 | 0 | 0 | 0 | 0 | 0 | 0 | 0 | 0
F4_Industrial_Stone, Clay, and Glass_New_Space Heating_Natural Gas_Insulation - Roof/Ceiling_A_Technical Potential | F4 | Industrial | Stone, Clay, and Glass | New | Space Heating | Natural Gas | Insulation - Roof/Ceiling | A | Incremental Energy Savings (MWh or mTherms) | Technical Potential | 0 | 0 | 0 | 0 | 0 | 0 | 0 | 0 | 0 | 0 | 0 | 0 | 0 | 0 | 0 | 0 | 0 | 0 | 0 | 0 | 0 | 0 | 0
F5_Industrial_Stone, Clay, and Glass_New_Space Heating_Natural Gas_Insulation - Roof/Ceiling_A_Technical Potential | F5 | Industrial | Stone, Clay, and Glass | New | Space Heating | Natural Gas | Insulation - Roof/Ceiling | A | Incremental Summer Peak Savings (MW) | Technical Potential | 0 | 0 | 0 | 0 | 0 | 0 | 0 | 0 | 0 | 0 | 0 | 0 | 0 | 0 | 0 | 0 | 0 | 0 | 0 | 0 | 0 | 0 | 0
F6_Industrial_Stone, Clay, and Glass_New_Space Heating_Natural Gas_Insulation - Roof/Ceiling_A_Technical Potential | F6 | Industrial | Stone, Clay, and Glass | New | Space Heating | Natural Gas | Insulation - Roof/Ceiling | A | Incremental Winter Peak Savings (MW) | Technical Potential | 0 | 0 | 0 | 0 | 0 | 0 | 0 | 0 | 0 | 0 | 0 | 0 | 0 | 0 | 0 | 0 | 0 | 0 | 0 | 0 | 0 | 0 | 0
F7_Industrial_Stone, Clay, and Glass_New_Space Heating_Natural Gas_Insulation - Roof/Ceiling_A_Technical Potential | F7 | Industrial | Stone, Clay, and Glass | New | Space Heating | Natural Gas | Insulation - Roof/Ceiling | A | Cumulative Energy Savings (MWh or mTherms) | Technical Potential | 0 | 0 | 0 | 0 | 0 | 0 | 0 | 0 | 0 | 0 | 0 | 0 | 0 | 0 | 0 | 0 | 0 | 0 | 0 | 0 | 0 | 0 | 0
F8_Industrial_Stone, Clay, and Glass_New_Space Heating_Natural Gas_Insulation - Roof/Ceiling_A_Technical Potential | F8 | Industrial | Stone, Clay, and Glass | New | Space Heating | Natural Gas | Insulation - Roof/Ceiling | A | Cumulative Summer Peak Savings (MW) | Technical Potential | 0 | 0 | 0 | 0 | 0 | 0 | 0 | 0 | 0 | 0 | 0 | 0 | 0 | 0 | 0 | 0 | 0 | 0 | 0 | 0 | 0 | 0 | 0
F9_Industrial_Stone, Clay, and Glass_New_Space Heating_Natural Gas_Insulation - Roof/Ceiling_A_Technical Potential | F9 | Industrial | Stone, Clay, and Glass | New | Space Heating | Natural Gas | Insulation - Roof/Ceiling | A | Cumulative Winter Peak Savings (MW) | Technical Potential | 0 | 0 | 0 | 0 | 0 | 0 | 0 | 0 | 0 | 0 | 0 | 0 | 0 | 0 | 0 | 0 | 0 | 0 | 0 | 0 | 0 | 0 | 0
F10_Industrial_Stone, Clay, and Glass_New_Space Heating_Natural Gas_Insulation - Roof/Ceiling_A_Technical Potential | F10 | Industrial | Stone, Clay, and Glass | New | Space Heating | Natural Gas | Insulation - Roof/Ceiling | A | Purchases (Incremental) | Technical Potential | 0 | 0 | 0 | 0 | 0 | 0 | 0 | 0 | 0 | 0 | 0 | 0 | 0 | 0 | 0 | 0 | 0 | 0 | 0 | 0 | 0 | 0 | 0
F11_Industrial_Stone, Clay, and Glass_New_Space Heating_Natural Gas_Insulation - Roof/Ceiling_A_Technical Potential | F11 | Industrial | Stone, Clay, and Glass | New | Space Heating | Natural Gas | Insulation - Roof/Ceiling | A | Purchases (Cumulative) | Technical Potential | 0 | 0 | 0 | 0 | 0 | 0 | 0 | 0 | 0 | 0 | 0 | 0 | 0 | 0 | 0 | 0 | 0 | 0 | 0 | 0 | 0 | 0 | 0
F1_Industrial_Stone, Clay, and Glass_New_Space Heating_Natural Gas_Insulation - Wall Cavity_A_Technical Potential | F1 | Industrial | Stone, Clay, and Glass | New | Space Heating | Natural Gas | Insulation - Wall Cavity | A | Integrated Unit Energy Savings (kWh or therms) | Technical Potential | 0 | 0 | 0.017188 | 0.016162 | 0.015748 | 0.015496 | 0.015372 | 0.015259 | 0.015158 | 0.01506 | 0.014968 | 0.014872 | 0.014741 | 0.014625 | 0.014498 | 0.01448 | 0.014455 | 0.014426 | 0.014427 | 0.014419 | 0.014434 | 0.014438 | 0
F2_Industrial_Stone, Clay, and Glass_New_Space Heating_Natural Gas_Insulation - Wall Cavity_A_Technical Potential | F2 | Industrial | Stone, Clay, and Glass | New | Space Heating | Natural Gas | Insulation - Wall Cavity | A | Integrated Unit Summer Peak Savings (kW) | Technical Potential | 0 | 0 | 0 | 0 | 0 | 0 | 0 | 0 | 0 | 0 | 0 | 0 | 0 | 0 | 0 | 0 | 0 | 0 | 0 | 0 | 0 | 0 | 0
F3_Industrial_Stone, Clay, and Glass_New_Space Heating_Natural Gas_Insulation - Wall Cavity_A_Technical Potential | F3 | Industrial | Stone, Clay, and Glass | New | Space Heating | Natural Gas | Insulation - Wall Cavity | A | Integrated Unit Winter Peak Savings (kW) | Technical Potential | 0 | 0 | 0 | 0 | 0 | 0 | 0 | 0 | 0 | 0 | 0 | 0 | 0 | 0 | 0 | 0 | 0 | 0 | 0 | 0 | 0 | 0 | 0
F4_Industrial_Stone, Clay, and Glass_New_Space Heating_Natural Gas_Insulation - Wall Cavity_A_Technical Potential | F4 | Industrial | Stone, Clay, and Glass | New | Space Heating | Natural Gas | Insulation - Wall Cavity | A | Incremental Energy Savings (MWh or mTherms) | Technical Potential | 0 | 0 | 0 | 0 | 0 | 0 | 0 | 0 | 0 | 0 | 0 | 0 | 0 | 0 | 0 | 0 | 0 | 0 | 0 | 0 | 0 | 0 | 0
F5_Industrial_Stone, Clay, and Glass_New_Space Heating_Natural Gas_Insulation - Wall Cavity_A_Technical Potential | F5 | Industrial | Stone, Clay, and Glass | New | Space Heating | Natural Gas | Insulation - Wall Cavity | A | Incremental Summer Peak Savings (MW) | Technical Potential | 0 | 0 | 0 | 0 | 0 | 0 | 0 | 0 | 0 | 0 | 0 | 0 | 0 | 0 | 0 | 0 | 0 | 0 | 0 | 0 | 0 | 0 | 0
F6_Industrial_Stone, Clay, and Glass_New_Space Heating_Natural Gas_Insulation - Wall Cavity_A_Technical Potential | F6 | Industrial | Stone, Clay, and Glass | New | Space Heating | Natural Gas | Insulation - Wall Cavity | A | Incremental Winter Peak Savings (MW) | Technical Potential | 0 | 0 | 0 | 0 | 0 | 0 | 0 | 0 | 0 | 0 | 0 | 0 | 0 | 0 | 0 | 0 | 0 | 0 | 0 | 0 | 0 | 0 | 0
F7_Industrial_Stone, Clay, and Glass_New_Space Heating_Natural Gas_Insulation - Wall Cavity_A_Technical Potential | F7 | Industrial | Stone, Clay, and Glass | New | Space Heating | Natural Gas | Insulation - Wall Cavity | A | Cumulative Energy Savings (MWh or mTherms) | Technical Potential | 0 | 0 | 0 | 0 | 0 | 0 | 0 | 0 | 0 | 0 | 0 | 0 | 0 | 0 | 0 | 0 | 0 | 0 | 0 | 0 | 0 | 0 | 0
F8_Industrial_Stone, Clay, and Glass_New_Space Heating_Natural Gas_Insulation - Wall Cavity_A_Technical Potential | F8 | Industrial | Stone, Clay, and Glass | New | Space Heating | Natural Gas | Insulation - Wall Cavity | A | Cumulative Summer Peak Savings (MW) | Technical Potential | 0 | 0 | 0 | 0 | 0 | 0 | 0 | 0 | 0 | 0 | 0 | 0 | 0 | 0 | 0 | 0 | 0 | 0 | 0 | 0 | 0 | 0 | 0
F9_Industrial_Stone, Clay, and Glass_New_Space Heating_Natural Gas_Insulation - Wall Cavity_A_Technical Potential | F9 | Industrial | Stone, Clay, and Glass | New | Space Heating | Natural Gas | Insulation - Wall Cavity | A | Cumulative Winter Peak Savings (MW) | Technical Potential | 0 | 0 | 0 | 0 | 0 | 0 | 0 | 0 | 0 | 0 | 0 | 0 | 0 | 0 | 0 | 0 | 0 | 0 | 0 | 0 | 0 | 0 | 0
F10_Industrial_Stone, Clay, and Glass_New_Space Heating_Natural Gas_Insulation - Wall Cavity_A_Technical Potential | F10 | Industrial | Stone, Clay, and Glass | New | Space Heating | Natural Gas | Insulation - Wall Cavity | A | Purchases (Incremental) | Technical Potential | 0 | 0 | 0 | 0 | 0 | 0 | 0 | 0 | 0 | 0 | 0 | 0 | 0 | 0 | 0 | 0 | 0 | 0 | 0 | 0 | 0 | 0 | 0
F11_Industrial_Stone, Clay, and Glass_New_Space Heating_Natural Gas_Insulation - Wall Cavity_A_Technical Potential | F11 | Industrial | Stone, Clay, and Glass | New | Space Heating | Natural Gas | Insulation - Wall Cavity | A | Purchases (Cumulative) | Technical Potential | 0 | 0 | 0 | 0 | 0 | 0 | 0 | 0 | 0 | 0 | 0 | 0 | 0 | 0 | 0 | 0 | 0 | 0 | 0 | 0 | 0 | 0 | 0
F1_Industrial_Stone, Clay, and Glass_New_Space Heating_Natural Gas_Insulation - Ducting_A_Technical Potential | F1 | Industrial | Stone, Clay, and Glass | New | Space Heating | Natural Gas | Insulation - Ducting | A | Integrated Unit Energy Savings (kWh or therms) | Technical Potential | 0 | 0 | 0.0012663 | 0.0011903 | 0.0011595 | 0.0011406 | 0.001131 | 0.0011223 | 0.0011145 | 0.0011069 | 0.0010997 | 0.0010923 | 0.0010823 | 0.0010736 | 0.0010639 | 0.0010624 | 0.0010604 | 0.0010581 | 0.001058 | 0.0010573 | 0.0010583 | 0.0010585 | 0
F2_Industrial_Stone, Clay, and Glass_New_Space Heating_Natural Gas_Insulation - Ducting_A_Technical Potential | F2 | Industrial | Stone, Clay, and Glass | New | Space Heating | Natural Gas | Insulation - Ducting | A | Integrated Unit Summer Peak Savings (kW) | Technical Potential | 0 | 0 | 0 | 0 | 0 | 0 | 0 | 0 | 0 | 0 | 0 | 0 | 0 | 0 | 0 | 0 | 0 | 0 | 0 | 0 | 0 | 0 | 0
F3_Industrial_Stone, Clay, and Glass_New_Space Heating_Natural Gas_Insulation - Ducting_A_Technical Potential | F3 | Industrial | Stone, Clay, and Glass | New | Space Heating | Natural Gas | Insulation - Ducting | A | Integrated Unit Winter Peak Savings (kW) | Technical Potential | 0 | 0 | 0 | 0 | 0 | 0 | 0 | 0 | 0 | 0 | 0 | 0 | 0 | 0 | 0 | 0 | 0 | 0 | 0 | 0 | 0 | 0 | 0
F4_Industrial_Stone, Clay, and Glass_New_Space Heating_Natural Gas_Insulation - Ducting_A_Technical Potential | F4 | Industrial | Stone, Clay, and Glass | New | Space Heating | Natural Gas | Insulation - Ducting | A | Incremental Energy Savings (MWh or mTherms) | Technical Potential | 0 | 0 | 0 | 0 | 0 | 0 | 0 | 0 | 0 | 0 | 0 | 0 | 0 | 0 | 0 | 0 | 0 | 0 | 0 | 0 | 0 | 0 | 0
F5_Industrial_Stone, Clay, and Glass_New_Space Heating_Natural Gas_Insulation - Ducting_A_Technical Potential | F5 | Industrial | Stone, Clay, and Glass | New | Space Heating | Natural Gas | Insulation - Ducting | A | Incremental Summer Peak Savings (MW) | Technical Potential | 0 | 0 | 0 | 0 | 0 | 0 | 0 | 0 | 0 | 0 | 0 | 0 | 0 | 0 | 0 | 0 | 0 | 0 | 0 | 0 | 0 | 0 | 0
F6_Industrial_Stone, Clay, and Glass_New_Space Heating_Natural Gas_Insulation - Ducting_A_Technical Potential | F6 | Industrial | Stone, Clay, and Glass | New | Space Heating | Natural Gas | Insulation - Ducting | A | Incremental Winter Peak Savings (MW) | Technical Potential | 0 | 0 | 0 | 0 | 0 | 0 | 0 | 0 | 0 | 0 | 0 | 0 | 0 | 0 | 0 | 0 | 0 | 0 | 0 | 0 | 0 | 0 | 0
F7_Industrial_Stone, Clay, and Glass_New_Space Heating_Natural Gas_Insulation - Ducting_A_Technical Potential | F7 | Industrial | Stone, Clay, and Glass | New | Space Heating | Natural Gas | Insulation - Ducting | A | Cumulative Energy Savings (MWh or mTherms) | Technical Potential | 0 | 0 | 0 | 0 | 0 | 0 | 0 | 0 | 0 | 0 | 0 | 0 | 0 | 0 | 0 | 0 | 0 | 0 | 0 | 0 | 0 | 0 | 0
F8_Industrial_Stone, Clay, and Glass_New_Space Heating_Natural Gas_Insulation - Ducting_A_Technical Potential | F8 | Industrial | Stone, Clay, and Glass | New | Space Heating | Natural Gas | Insulation - Ducting | A | Cumulative Summer Peak Savings (MW) | Technical Potential | 0 | 0 | 0 | 0 | 0 | 0 | 0 | 0 | 0 | 0 | 0 | 0 | 0 | 0 | 0 | 0 | 0 | 0 | 0 | 0 | 0 | 0 | 0
F9_Industrial_Stone, Clay, and Glass_New_Space Heating_Natural Gas_Insulation - Ducting_A_Technical Potential | F9 | Industrial | Stone, Clay, and Glass | New | Space Heating | Natural Gas | Insulation - Ducting | A | Cumulative Winter Peak Savings (MW) | Technical Potential | 0 | 0 | 0 | 0 | 0 | 0 | 0 | 0 | 0 | 0 | 0 | 0 | 0 | 0 | 0 | 0 | 0 | 0 | 0 | 0 | 0 | 0 | 0
F10_Industrial_Stone, Clay, and Glass_New_Space Heating_Natural Gas_Insulation - Ducting_A_Technical Potential | F10 | Industrial | Stone, Clay, and Glass | New | Space Heating | Natural Gas | Insulation - Ducting | A | Purchases (Incremental) | Technical Potential | 0 | 0 | 0 | 0 | 0 | 0 | 0 | 0 | 0 | 0 | 0 | 0 | 0 | 0 | 0 | 0 | 0 | 0 | 0 | 0 | 0 | 0 | 0
F11_Industrial_Stone, Clay, and Glass_New_Space Heating_Natural Gas_Insulation - Ducting_A_Technical Potential | F11 | Industrial | Stone, Clay, and Glass | New | Space Heating | Natural Gas | Insulation - Ducting | A | Purchases (Cumulative) | Technical Potential | 0 | 0 | 0 | 0 | 0 | 0 | 0 | 0 | 0 | 0 | 0 | 0 | 0 | 0 | 0 | 0 | 0 | 0 | 0 | 0 | 0 | 0 | 0
F1_Industrial_Stone, Clay, and Glass_New_Space Heating_Natural Gas_HVAC - Duct Repair and Sealing_A_Technical Potential | F1 | Industrial | Stone, Clay, and Glass | New | Space Heating | Natural Gas | HVAC - Duct Repair and Sealing | A | Integrated Unit Energy Savings (kWh or therms) | Technical Potential | 0 | 0 | 0.0035816 | 0.0033666 | 0.0032793 | 0.003226 | 0.0031988 | 0.0031742 | 0.0031521 | 0.0031306 | 0.0031103 | 0.0030894 | 0.0030611 | 0.0030364 | 0.0030091 | 0.0030046 | 0.0029991 | 0.0029926 | 0.0029923 | 0.0029904 | 0.0029933 | 0.0029938 | 0
F2_Industrial_Stone, Clay, and Glass_New_Space Heating_Natural Gas_HVAC - Duct Repair and Sealing_A_Technical Potential | F2 | Industrial | Stone, Clay, and Glass | New | Space Heating | Natural Gas | HVAC - Duct Repair and Sealing | A | Integrated Unit Summer Peak Savings (kW) | Technical Potential | 0 | 0 | 0 | 0 | 0 | 0 | 0 | 0 | 0 | 0 | 0 | 0 | 0 | 0 | 0 | 0 | 0 | 0 | 0 | 0 | 0 | 0 | 0
F3_Industrial_Stone, Clay, and Glass_New_Space Heating_Natural Gas_HVAC - Duct Repair and Sealing_A_Technical Potential | F3 | Industrial | Stone, Clay, and Glass | New | Space Heating | Natural Gas | HVAC - Duct Repair and Sealing | A | Integrated Unit Winter Peak Savings (kW) | Technical Potential | 0 | 0 | 0 | 0 | 0 | 0 | 0 | 0 | 0 | 0 | 0 | 0 | 0 | 0 | 0 | 0 | 0 | 0 | 0 | 0 | 0 | 0 | 0
F4_Industrial_Stone, Clay, and Glass_New_Space Heating_Natural Gas_HVAC - Duct Repair and Sealing_A_Technical Potential | F4 | Industrial | Stone, Clay, and Glass | New | Space Heating | Natural Gas | HVAC - Duct Repair and Sealing | A | Incremental Energy Savings (MWh or mTherms) | Technical Potential | 0 | 0 | 0 | 0 | 0 | 0 | 0 | 0 | 0 | 0 | 0 | 0 | 0 | 0 | 0 | 0 | 0 | 0 | 0 | 0 | 0 | 0 | 0
F5_Industrial_Stone, Clay, and Glass_New_Space Heating_Natural Gas_HVAC - Duct Repair and Sealing_A_Technical Potential | F5 | Industrial | Stone, Clay, and Glass | New | Space Heating | Natural Gas | HVAC - Duct Repair and Sealing | A | Incremental Summer Peak Savings (MW) | Technical Potential | 0 | 0 | 0 | 0 | 0 | 0 | 0 | 0 | 0 | 0 | 0 | 0 | 0 | 0 | 0 | 0 | 0 | 0 | 0 | 0 | 0 | 0 | 0
F6_Industrial_Stone, Clay, and Glass_New_Space Heating_Natural Gas_HVAC - Duct Repair and Sealing_A_Technical Potential | F6 | Industrial | Stone, Clay, and Glass | New | Space Heating | Natural Gas | HVAC - Duct Repair and Sealing | A | Incremental Winter Peak Savings (MW) | Technical Potential | 0 | 0 | 0 | 0 | 0 | 0 | 0 | 0 | 0 | 0 | 0 | 0 | 0 | 0 | 0 | 0 | 0 | 0 | 0 | 0 | 0 | 0 | 0
F7_Industrial_Stone, Clay, and Glass_New_Space Heating_Natural Gas_HVAC - Duct Repair and Sealing_A_Technical Potential | F7 | Industrial | Stone, Clay, and Glass | New | Space Heating | Natural Gas | HVAC - Duct Repair and Sealing | A | Cumulative Energy Savings (MWh or mTherms) | Technical Potential | 0 | 0 | 0 | 0 | 0 | 0 | 0 | 0 | 0 | 0 | 0 | 0 | 0 | 0 | 0 | 0 | 0 | 0 | 0 | 0 | 0 | 0 | 0
F8_Industrial_Stone, Clay, and Glass_New_Space Heating_Natural Gas_HVAC - Duct Repair and Sealing_A_Technical Potential | F8 | Industrial | Stone, Clay, and Glass | New | Space Heating | Natural Gas | HVAC - Duct Repair and Sealing | A | Cumulative Summer Peak Savings (MW) | Technical Potential | 0 | 0 | 0 | 0 | 0 | 0 | 0 | 0 | 0 | 0 | 0 | 0 | 0 | 0 | 0 | 0 | 0 | 0 | 0 | 0 | 0 | 0 | 0
F9_Industrial_Stone, Clay, and Glass_New_Space Heating_Natural Gas_HVAC - Duct Repair and Sealing_A_Technical Potential | F9 | Industrial | Stone, Clay, and Glass | New | Space Heating | Natural Gas | HVAC - Duct Repair and Sealing | A | Cumulative Winter Peak Savings (MW) | Technical Potential | 0 | 0 | 0 | 0 | 0 | 0 | 0 | 0 | 0 | 0 | 0 | 0 | 0 | 0 | 0 | 0 | 0 | 0 | 0 | 0 | 0 | 0 | 0
F10_Industrial_Stone, Clay, and Glass_New_Space Heating_Natural Gas_HVAC - Duct Repair and Sealing_A_Technical Potential | F10 | Industrial | Stone, Clay, and Glass | New | Space Heating | Natural Gas | HVAC - Duct Repair and Sealing | A | Purchases (Incremental) | Technical Potential | 0 | 0 | 0 | 0 | 0 | 0 | 0 | 0 | 0 | 0 | 0 | 0 | 0 | 0 | 0 | 0 | 0 | 0 | 0 | 0 | 0 | 0 | 0
F11_Industrial_Stone, Clay, and Glass_New_Space Heating_Natural Gas_HVAC - Duct Repair and Sealing_A_Technical Potential | F11 | Industrial | Stone, Clay, and Glass | New | Space Heating | Natural Gas | HVAC - Duct Repair and Sealing | A | Purchases (Cumulative) | Technical Potential | 0 | 0 | 0 | 0 | 0 | 0 | 0 | 0 | 0 | 0 | 0 | 0 | 0 | 0 | 0 | 0 | 0 | 0 | 0 | 0 | 0 | 0 | 0
F1_Industrial_Stone, Clay, and Glass_New_Space Heating_Natural Gas_Windows - High Efficiency_A_Technical Potential | F1 | Industrial | Stone, Clay, and Glass | New | Space Heating | Natural Gas | Windows - High Efficiency | A | Integrated Unit Energy Savings (kWh or therms) | Technical Potential | 0 | 0 | 0.0073476 | 0.0069079 | 0.0067298 | 0.0066213 | 0.006567 | 0.0065175 | 0.0064734 | 0.0064302 | 0.0063896 | 0.0063477 | 0.0062908 | 0.0062405 | 0.0061853 | 0.0061767 | 0.0061657 | 0.0061527 | 0.0061524 | 0.0061488 | 0.0061552 | 0.0061565 | 0
F2_Industrial_Stone, Clay, and Glass_New_Space Heating_Natural Gas_Windows - High Efficiency_A_Technical Potential | F2 | Industrial | Stone, Clay, and Glass | New | Space Heating | Natural Gas | Windows - High Efficiency | A | Integrated Unit Summer Peak Savings (kW) | Technical Potential | 0 | 0 | 0 | 0 | 0 | 0 | 0 | 0 | 0 | 0 | 0 | 0 | 0 | 0 | 0 | 0 | 0 | 0 | 0 | 0 | 0 | 0 | 0
F3_Industrial_Stone, Clay, and Glass_New_Space Heating_Natural Gas_Windows - High Efficiency_A_Technical Potential | F3 | Industrial | Stone, Clay, and Glass | New | Space Heating | Natural Gas | Windows - High Efficiency | A | Integrated Unit Winter Peak Savings (kW) | Technical Potential | 0 | 0 | 0 | 0 | 0 | 0 | 0 | 0 | 0 | 0 | 0 | 0 | 0 | 0 | 0 | 0 | 0 | 0 | 0 | 0 | 0 | 0 | 0
F4_Industrial_Stone, Clay, and Glass_New_Space Heating_Natural Gas_Windows - High Efficiency_A_Technical Potential | F4 | Industrial | Stone, Clay, and Glass | New | Space Heating | Natural Gas | Windows - High Efficiency | A | Incremental Energy Savings (MWh or mTherms) | Technical Potential | 0 | 0 | 0 | 0 | 0 | 0 | 0 | 0 | 0 | 0 | 0 | 0 | 0 | 0 | 0 | 0 | 0 | 0 | 0 | 0 | 0 | 0 | 0
F5_Industrial_Stone, Clay, and Glass_New_Space Heating_Natural Gas_Windows - High Efficiency_A_Technical Potential | F5 | Industrial | Stone, Clay, and Glass | New | Space Heating | Natural Gas | Windows - High Efficiency | A | Incremental Summer Peak Savings (MW) | Technical Potential | 0 | 0 | 0 | 0 | 0 | 0 | 0 | 0 | 0 | 0 | 0 | 0 | 0 | 0 | 0 | 0 | 0 | 0 | 0 | 0 | 0 | 0 | 0
F6_Industrial_Stone, Clay, and Glass_New_Space Heating_Natural Gas_Windows - High Efficiency_A_Technical Potential | F6 | Industrial | Stone, Clay, and Glass | New | Space Heating | Natural Gas | Windows - High Efficiency | A | Incremental Winter Peak Savings (MW) | Technical Potential | 0 | 0 | 0 | 0 | 0 | 0 | 0 | 0 | 0 | 0 | 0 | 0 | 0 | 0 | 0 | 0 | 0 | 0 | 0 | 0 | 0 | 0 | 0
F7_Industrial_Stone, Clay, and Glass_New_Space Heating_Natural Gas_Windows - High Efficiency_A_Technical Potential | F7 | Industrial | Stone, Clay, and Glass | New | Space Heating | Natural Gas | Windows - High Efficiency | A | Cumulative Energy Savings (MWh or mTherms) | Technical Potential | 0 | 0 | 0 | 0 | 0 | 0 | 0 | 0 | 0 | 0 | 0 | 0 | 0 | 0 | 0 | 0 | 0 | 0 | 0 | 0 | 0 | 0 | 0
F8_Industrial_Stone, Clay, and Glass_New_Space Heating_Natural Gas_Windows - High Efficiency_A_Technical Potential | F8 | Industrial | Stone, Clay, and Glass | New | Space Heating | Natural Gas | Windows - High Efficiency | A | Cumulative Summer Peak Savings (MW) | Technical Potential | 0 | 0 | 0 | 0 | 0 | 0 | 0 | 0 | 0 | 0 | 0 | 0 | 0 | 0 | 0 | 0 | 0 | 0 | 0 | 0 | 0 | 0 | 0
F9_Industrial_Stone, Clay, and Glass_New_Space Heating_Natural Gas_Windows - High Efficiency_A_Technical Potential | F9 | Industrial | Stone, Clay, and Glass | New | Space Heating | Natural Gas | Windows - High Efficiency | A | Cumulative Winter Peak Savings (MW) | Technical Potential | 0 | 0 | 0 | 0 | 0 | 0 | 0 | 0 | 0 | 0 | 0 | 0 | 0 | 0 | 0 | 0 | 0 | 0 | 0 | 0 | 0 | 0 | 0
F10_Industrial_Stone, Clay, and Glass_New_Space Heating_Natural Gas_Windows - High Efficiency_A_Technical Potential | F10 | Industrial | Stone, Clay, and Glass | New | Space Heating | Natural Gas | Windows - High Efficiency | A | Purchases (Incremental) | Technical Potential | 0 | 0 | 0 | 0 | 0 | 0 | 0 | 0 | 0 | 0 | 0 | 0 | 0 | 0 | 0 | 0 | 0 | 0 | 0 | 0 | 0 | 0 | 0
F11_Industrial_Stone, Clay, and Glass_New_Space Heating_Natural Gas_Windows - High Efficiency_A_Technical Potential | F11 | Industrial | Stone, Clay, and Glass | New | Space Heating | Natural Gas | Windows - High Efficiency | A | Purchases (Cumulative) | Technical Potential | 0 | 0 | 0 | 0 | 0 | 0 | 0 | 0 | 0 | 0 | 0 | 0 | 0 | 0 | 0 | 0 | 0 | 0 | 0 | 0 | 0 | 0 | 0
F1_Industrial_Stone, Clay, and Glass_New_Space Heating_Natural Gas_Gas Boiler - Maintenance_A_Technical Potential | F1 | Industrial | Stone, Clay, and Glass | New | Space Heating | Natural Gas | Gas Boiler - Maintenance | A | Integrated Unit Energy Savings (kWh or therms) | Technical Potential | 0 | 0 | 6.7605 | 6.3646 | 6.2097 | 6.1195 | 6.0843 | 6.0536 | 6.0304 | 6.01 | 5.9977 | 5.9857 | 5.9615 | 5.9421 | 5.9215 | 5.9397 | 5.9505 | 5.9502 | 5.9614 | 5.9596 | 5.9624 | 5.9568 | 0
F2_Industrial_Stone, Clay, and Glass_New_Space Heating_Natural Gas_Gas Boiler - Maintenance_A_Technical Potential | F2 | Industrial | Stone, Clay, and Glass | New | Space Heating | Natural Gas | Gas Boiler - Maintenance | A | Integrated Unit Summer Peak Savings (kW) | Technical Potential | 0 | 0 | 0 | 0 | 0 | 0 | 0 | 0 | 0 | 0 | 0 | 0 | 0 | 0 | 0 | 0 | 0 | 0 | 0 | 0 | 0 | 0 | 0
F3_Industrial_Stone, Clay, and Glass_New_Space Heating_Natural Gas_Gas Boiler - Maintenance_A_Technical Potential | F3 | Industrial | Stone, Clay, and Glass | New | Space Heating | Natural Gas | Gas Boiler - Maintenance | A | Integrated Unit Winter Peak Savings (kW) | Technical Potential | 0 | 0 | 0 | 0 | 0 | 0 | 0 | 0 | 0 | 0 | 0 | 0 | 0 | 0 | 0 | 0 | 0 | 0 | 0 | 0 | 0 | 0 | 0
F4_Industrial_Stone, Clay, and Glass_New_Space Heating_Natural Gas_Gas Boiler - Maintenance_A_Technical Potential | F4 | Industrial | Stone, Clay, and Glass | New | Space Heating | Natural Gas | Gas Boiler - Maintenance | A | Incremental Energy Savings (MWh or mTherms) | Technical Potential | 0 | 0 | 0.00012717 | 0.00014645 | 0.00014105 | 0.00014449 | 0.00014489 | 0.00014375 | 0.00014239 | 0.00014312 | 0.00014242 | 0.00025393 | 0.00027914 | 0.00027607 | 0.00050242 | 0.00055623 | 0.00055292 | 0.0010097 | 0.0011165 | 0.0011075 | 0.0020522 | 0.0022361 | 0
F5_Industrial_Stone, Clay, and Glass_New_Space Heating_Natural Gas_Gas Boiler - Maintenance_A_Technical Potential | F5 | Industrial | Stone, Clay, and Glass | New | Space Heating | Natural Gas | Gas Boiler - Maintenance | A | Incremental Summer Peak Savings (MW) | Technical Potential | 0 | 0 | 0 | 0 | 0 | 0 | 0 | 0 | 0 | 0 | 0 | 0 | 0 | 0 | 0 | 0 | 0 | 0 | 0 | 0 | 0 | 0 | 0
F6_Industrial_Stone, Clay, and Glass_New_Space Heating_Natural Gas_Gas Boiler - Maintenance_A_Technical Potential | F6 | Industrial | Stone, Clay, and Glass | New | Space Heating | Natural Gas | Gas Boiler - Maintenance | A | Incremental Winter Peak Savings (MW) | Technical Potential | 0 | 0 | 0 | 0 | 0 | 0 | 0 | 0 | 0 | 0 | 0 | 0 | 0 | 0 | 0 | 0 | 0 | 0 | 0 | 0 | 0 | 0 | 0
F7_Industrial_Stone, Clay, and Glass_New_Space Heating_Natural Gas_Gas Boiler - Maintenance_A_Technical Potential | F7 | Industrial | Stone, Clay, and Glass | New | Space Heating | Natural Gas | Gas Boiler - Maintenance | A | Cumulative Energy Savings (MWh or mTherms) | Technical Potential | 0 | 0 | 0.00012717 | 0.00026617 | 0.00040074 | 0.0004243 | 0.00042675 | 0.00043084 | 0.00042919 | 0.00042774 | 0.00042686 | 0.00042601 | 0.00042429 | 0.00042291 | 0.00042144 | 0.00042273 | 0.0004235 | 0.00042348 | 0.00042428 | 0.00042415 | 0.00042435 | 0.00042395 | 0
F8_Industrial_Stone, Clay, and Glass_New_Space Heating_Natural Gas_Gas Boiler - Maintenance_A_Technical Potential | F8 | Industrial | Stone, Clay, and Glass | New | Space Heating | Natural Gas | Gas Boiler - Maintenance | A | Cumulative Summer Peak Savings (MW) | Technical Potential | 0 | 0 | 0 | 0 | 0 | 0 | 0 | 0 | 0 | 0 | 0 | 0 | 0 | 0 | 0 | 0 | 0 | 0 | 0 | 0 | 0 | 0 | 0
F9_Industrial_Stone, Clay, and Glass_New_Space Heating_Natural Gas_Gas Boiler - Maintenance_A_Technical Potential | F9 | Industrial | Stone, Clay, and Glass | New | Space Heating | Natural Gas | Gas Boiler - Maintenance | A | Cumulative Winter Peak Savings (MW) | Technical Potential | 0 | 0 | 0 | 0 | 0 | 0 | 0 | 0 | 0 | 0 | 0 | 0 | 0 | 0 | 0 | 0 | 0 | 0 | 0 | 0 | 0 | 0 | 0
F10_Industrial_Stone, Clay, and Glass_New_Space Heating_Natural Gas_Gas Boiler - Maintenance_A_Technical Potential | F10 | Industrial | Stone, Clay, and Glass | New | Space Heating | Natural Gas | Gas Boiler - Maintenance | A | Purchases (Incremental) | Technical Potential | 0 | 0 | 0.018811 | 0.02301 | 0.022714 | 0.023612 | 0.023813 | 0.023745 | 0.023612 | 0.023813 | 0.023745 | 0.042423 | 0.046823 | 0.046459 | 0.084846 | 0.093646 | 0.092919 | 0.16969 | 0.18729 | 0.18584 | 0.34418 | 0.37539 | 0
F11_Industrial_Stone, Clay, and Glass_New_Space Heating_Natural Gas_Gas Boiler - Maintenance_A_Technical Potential | F11 | Industrial | Stone, Clay, and Glass | New | Space Heating | Natural Gas | Gas Boiler - Maintenance | A | Purchases (Cumulative) | Technical Potential | 0 | 0 | 0.018811 | 0.04182 | 0.064534 | 0.069336 | 0.070139 | 0.071171 | 0.071171 | 0.071171 | 0.071171 | 0.071171 | 0.071171 | 0.071171 | 0.071171 | 0.071171 | 0.071171 | 0.071171 | 0.071171 | 0.071171 | 0.071171 | 0.071171 | 0
F1_Industrial_Stone, Clay, and Glass_New_Process_Natural Gas_Gas Boiler - Maintenance_A_Technical Potential | F1 | Industrial | Stone, Clay, and Glass | New | Process | Natural Gas | Gas Boiler - Maintenance | A | Integrated Unit Energy Savings (kWh or therms) | Technical Potential | 0 | 0 | 6.7831 | 6.7831 | 6.7831 | 6.7831 | 6.7831 | 6.7831 | 6.7831 | 6.7831 | 6.7831 | 6.7831 | 6.7831 | 6.7831 | 6.7831 | 6.7831 | 6.7831 | 6.7831 | 6.7831 | 6.7831 | 6.7831 | 6.7831 | 0
F2_Industrial_Stone, Clay, and Glass_New_Process_Natural Gas_Gas Boiler - Maintenance_A_Technical Potential | F2 | Industrial | Stone, Clay, and Glass | New | Process | Natural Gas | Gas Boiler - Maintenance | A | Integrated Unit Summer Peak Savings (kW) | Technical Potential | 0 | 0 | 0 | 0 | 0 | 0 | 0 | 0 | 0 | 0 | 0 | 0 | 0 | 0 | 0 | 0 | 0 | 0 | 0 | 0 | 0 | 0 | 0
F3_Industrial_Stone, Clay, and Glass_New_Process_Natural Gas_Gas Boiler - Maintenance_A_Technical Potential | F3 | Industrial | Stone, Clay, and Glass | New | Process | Natural Gas | Gas Boiler - Maintenance | A | Integrated Unit Winter Peak Savings (kW) | Technical Potential | 0 | 0 | 0 | 0 | 0 | 0 | 0 | 0 | 0 | 0 | 0 | 0 | 0 | 0 | 0 | 0 | 0 | 0 | 0 | 0 | 0 | 0 | 0
F4_Industrial_Stone, Clay, and Glass_New_Process_Natural Gas_Gas Boiler - Maintenance_A_Technical Potential | F4 | Industrial | Stone, Clay, and Glass | New | Process | Natural Gas | Gas Boiler - Maintenance | A | Incremental Energy Savings (MWh or mTherms) | Technical Potential | 0 | 0 | 0.00012759 | 0.00015608 | 0.00015407 | 0.00016016 | 0.00016153 | 0.00016107 | 0.00016016 | 0.00016153 | 0.00016107 | 0.00028776 | 0.0003176 | 0.00031514 | 0.00057551 | 0.00063521 | 0.00063027 | 0.001151 | 0.0012704 | 0.0012605 | 0.0023346 | 0.0025463 | 0
F5_Industrial_Stone, Clay, and Glass_New_Process_Natural Gas_Gas Boiler - Maintenance_A_Technical Potential | F5 | Industrial | Stone, Clay, and Glass | New | Process | Natural Gas | Gas Boiler - Maintenance | A | Incremental Summer Peak Savings (MW) | Technical Potential | 0 | 0 | 0 | 0 | 0 | 0 | 0 | 0 | 0 | 0 | 0 | 0 | 0 | 0 | 0 | 0 | 0 | 0 | 0 | 0 | 0 | 0 | 0
F6_Industrial_Stone, Clay, and Glass_New_Process_Natural Gas_Gas Boiler - Maintenance_A_Technical Potential | F6 | Industrial | Stone, Clay, and Glass | New | Process | Natural Gas | Gas Boiler - Maintenance | A | Incremental Winter Peak Savings (MW) | Technical Potential | 0 | 0 | 0 | 0 | 0 | 0 | 0 | 0 | 0 | 0 | 0 | 0 | 0 | 0 | 0 | 0 | 0 | 0 | 0 | 0 | 0 | 0 | 0
F7_Industrial_Stone, Clay, and Glass_New_Process_Natural Gas_Gas Boiler - Maintenance_A_Technical Potential | F7 | Industrial | Stone, Clay, and Glass | New | Process | Natural Gas | Gas Boiler - Maintenance | A | Cumulative Energy Savings (MWh or mTherms) | Technical Potential | 0 | 0 | 0.00012759 | 0.00028367 | 0.00043774 | 0.00047031 | 0.00047576 | 0.00048276 | 0.00048276 | 0.00048276 | 0.00048276 | 0.00048276 | 0.00048276 | 0.00048276 | 0.00048276 | 0.00048276 | 0.00048276 | 0.00048276 | 0.00048276 | 0.00048276 | 0.00048276 | 0.00048276 | 0
F8_Industrial_Stone, Clay, and Glass_New_Process_Natural Gas_Gas Boiler - Maintenance_A_Technical Potential | F8 | Industrial | Stone, Clay, and Glass | New | Process | Natural Gas | Gas Boiler - Maintenance | A | Cumulative Summer Peak Savings (MW) | Technical Potential | 0 | 0 | 0 | 0 | 0 | 0 | 0 | 0 | 0 | 0 | 0 | 0 | 0 | 0 | 0 | 0 | 0 | 0 | 0 | 0 | 0 | 0 | 0
F9_Industrial_Stone, Clay, and Glass_New_Process_Natural Gas_Gas Boiler - Maintenance_A_Technical Potential | F9 | Industrial | Stone, Clay, and Glass | New | Process | Natural Gas | Gas Boiler - Maintenance | A | Cumulative Winter Peak Savings (MW) | Technical Potential | 0 | 0 | 0 | 0 | 0 | 0 | 0 | 0 | 0 | 0 | 0 | 0 | 0 | 0 | 0 | 0 | 0 | 0 | 0 | 0 | 0 | 0 | 0
F10_Industrial_Stone, Clay, and Glass_New_Process_Natural Gas_Gas Boiler - Maintenance_A_Technical Potential | F10 | Industrial | Stone, Clay, and Glass | New | Process | Natural Gas | Gas Boiler - Maintenance | A | Purchases (Incremental) | Technical Potential | 0 | 0 | 0.018811 | 0.02301 | 0.022714 | 0.023612 | 0.023813 | 0.023745 | 0.023612 | 0.023813 | 0.023745 | 0.042423 | 0.046823 | 0.046459 | 0.084846 | 0.093646 | 0.092919 | 0.16969 | 0.18729 | 0.18584 | 0.34418 | 0.37539 | 0
F11_Industrial_Stone, Clay, and Glass_New_Process_Natural Gas_Gas Boiler - Maintenance_A_Technical Potential | F11 | Industrial | Stone, Clay, and Glass | New | Process | Natural Gas | Gas Boiler - Maintenance | A | Purchases (Cumulative) | Technical Potential | 0 | 0 | 0.018811 | 0.04182 | 0.064534 | 0.069336 | 0.070139 | 0.071171 | 0.071171 | 0.071171 | 0.071171 | 0.071171 | 0.071171 | 0.071171 | 0.071171 | 0.071171 | 0.071171 | 0.071171 | 0.071171 | 0.071171 | 0.071171 | 0.071171 | 0
F1_Industrial_Stone, Clay, and Glass_New_Space Heating_Natural Gas_Gas Furnace - Maintenance_A_Technical Potential | F1 | Industrial | Stone, Clay, and Glass | New | Space Heating | Natural Gas | Gas Furnace - Maintenance | A | Integrated Unit Energy Savings (kWh or therms) | Technical Potential | 0 | 0 | 0.0082724 | 0.0077812 | 0.0075856 | 0.00747 | 0.0074196 | 0.0073773 | 0.0073449 | 0.0073172 | 0.0072985 | 0.0072811 | 0.007249 | 0.0072235 | 0.0071953 | 0.007215 | 0.0072259 | 0.0072248 | 0.0072372 | 0.007235 | 0.0072384 | 0.0072317 | 0
F2_Industrial_Stone, Clay, and Glass_New_Space Heating_Natural Gas_Gas Furnace - Maintenance_A_Technical Potential | F2 | Industrial | Stone, Clay, and Glass | New | Space Heating | Natural Gas | Gas Furnace - Maintenance | A | Integrated Unit Summer Peak Savings (kW) | Technical Potential | 0 | 0 | 0 | 0 | 0 | 0 | 0 | 0 | 0 | 0 | 0 | 0 | 0 | 0 | 0 | 0 | 0 | 0 | 0 | 0 | 0 | 0 | 0
F3_Industrial_Stone, Clay, and Glass_New_Space Heating_Natural Gas_Gas Furnace - Maintenance_A_Technical Potential | F3 | Industrial | Stone, Clay, and Glass | New | Space Heating | Natural Gas | Gas Furnace - Maintenance | A | Integrated Unit Winter Peak Savings (kW) | Technical Potential | 0 | 0 | 0 | 0 | 0 | 0 | 0 | 0 | 0 | 0 | 0 | 0 | 0 | 0 | 0 | 0 | 0 | 0 | 0 | 0 | 0 | 0 | 0
F4_Industrial_Stone, Clay, and Glass_New_Space Heating_Natural Gas_Gas Furnace - Maintenance_A_Technical Potential | F4 | Industrial | Stone, Clay, and Glass | New | Space Heating | Natural Gas | Gas Furnace - Maintenance | A | Incremental Energy Savings (MWh or mTherms) | Technical Potential | 0 | 0 | 4.9649e-07 | 5.7126e-07 | 5.4974e-07 | 5.6277e-07 | 5.6373e-07 | 5.5892e-07 | 5.5335e-07 | 5.5594e-07 | 5.5296e-07 | 9.8553e-07 | 1.083e-06 | 1.0708e-06 | 1.9478e-06 | 2.1558e-06 | 2.1422e-06 | 3.9116e-06 | 4.3248e-06 | 4.2899e-06 | 7.949e-06 | 8.6615e-06 | 0
F5_Industrial_Stone, Clay, and Glass_New_Space Heating_Natural Gas_Gas Furnace - Maintenance_A_Technical Potential | F5 | Industrial | Stone, Clay, and Glass | New | Space Heating | Natural Gas | Gas Furnace - Maintenance | A | Incremental Summer Peak Savings (MW) | Technical Potential | 0 | 0 | 0 | 0 | 0 | 0 | 0 | 0 | 0 | 0 | 0 | 0 | 0 | 0 | 0 | 0 | 0 | 0 | 0 | 0 | 0 | 0 | 0
F6_Industrial_Stone, Clay, and Glass_New_Space Heating_Natural Gas_Gas Furnace - Maintenance_A_Technical Potential | F6 | Industrial | Stone, Clay, and Glass | New | Space Heating | Natural Gas | Gas Furnace - Maintenance | A | Incremental Winter Peak Savings (MW) | Technical Potential | 0 | 0 | 0 | 0 | 0 | 0 | 0 | 0 | 0 | 0 | 0 | 0 | 0 | 0 | 0 | 0 | 0 | 0 | 0 | 0 | 0 | 0 | 0
F7_Industrial_Stone, Clay, and Glass_New_Space Heating_Natural Gas_Gas Furnace - Maintenance_A_Technical Potential | F7 | Industrial | Stone, Clay, and Glass | New | Space Heating | Natural Gas | Gas Furnace - Maintenance | A | Cumulative Energy Savings (MWh or mTherms) | Technical Potential | 0 | 0 | 4.9649e-07 | 1.0383e-06 | 1.5619e-06 | 1.6526e-06 | 1.6604e-06 | 1.6752e-06 | 1.6679e-06 | 1.6616e-06 | 1.6573e-06 | 1.6534e-06 | 1.6461e-06 | 1.6403e-06 | 1.6339e-06 | 1.6384e-06 | 1.6408e-06 | 1.6406e-06 | 1.6434e-06 | 1.6429e-06 | 1.6437e-06 | 1.6422e-06 | 0
F8_Industrial_Stone, Clay, and Glass_New_Space Heating_Natural Gas_Gas Furnace - Maintenance_A_Technical Potential | F8 | Industrial | Stone, Clay, and Glass | New | Space Heating | Natural Gas | Gas Furnace - Maintenance | A | Cumulative Summer Peak Savings (MW) | Technical Potential | 0 | 0 | 0 | 0 | 0 | 0 | 0 | 0 | 0 | 0 | 0 | 0 | 0 | 0 | 0 | 0 | 0 | 0 | 0 | 0 | 0 | 0 | 0
F9_Industrial_Stone, Clay, and Glass_New_Space Heating_Natural Gas_Gas Furnace - Maintenance_A_Technical Potential | F9 | Industrial | Stone, Clay, and Glass | New | Space Heating | Natural Gas | Gas Furnace - Maintenance | A | Cumulative Winter Peak Savings (MW) | Technical Potential | 0 | 0 | 0 | 0 | 0 | 0 | 0 | 0 | 0 | 0 | 0 | 0 | 0 | 0 | 0 | 0 | 0 | 0 | 0 | 0 | 0 | 0 | 0
F10_Industrial_Stone, Clay, and Glass_New_Space Heating_Natural Gas_Gas Furnace - Maintenance_A_Technical Potential | F10 | Industrial | Stone, Clay, and Glass | New | Space Heating | Natural Gas | Gas Furnace - Maintenance | A | Purchases (Incremental) | Technical Potential | 0 | 0 | 0.060017 | 0.073416 | 0.072471 | 0.075338 | 0.075978 | 0.075763 | 0.075338 | 0.075978 | 0.075763 | 0.13536 | 0.14939 | 0.14823 | 0.27071 | 0.29879 | 0.29647 | 0.54142 | 0.59758 | 0.59294 | 1.0982 | 1.1977 | 0
F11_Industrial_Stone, Clay, and Glass_New_Space Heating_Natural Gas_Gas Furnace - Maintenance_A_Technical Potential | F11 | Industrial | Stone, Clay, and Glass | New | Space Heating | Natural Gas | Gas Furnace - Maintenance | A | Purchases (Cumulative) | Technical Potential | 0 | 0 | 0.060017 | 0.13343 | 0.2059 | 0.22122 | 0.22379 | 0.22708 | 0.22708 | 0.22708 | 0.22708 | 0.22708 | 0.22708 | 0.22708 | 0.22708 | 0.22708 | 0.22708 | 0.22708 | 0.22708 | 0.22708 | 0.22708 | 0.22708 | 0
F1_Industrial_Stone, Clay, and Glass_New_Space Heating_Natural Gas_Gas Boiler - Hot Water Reset_A_Technical Potential | F1 | Industrial | Stone, Clay, and Glass | New | Space Heating | Natural Gas | Gas Boiler - Hot Water Reset | A | Integrated Unit Energy Savings (kWh or therms) | Technical Potential | 0 | 0 | 7.6172 | 7.1652 | 6.9855 | 6.8794 | 6.8334 | 6.7948 | 6.7655 | 6.7403 | 6.7236 | 6.7079 | 6.6786 | 6.6553 | 6.6296 | 6.648 | 6.6582 | 6.6573 | 6.669 | 6.6672 | 6.6706 | 6.6646 | 0
F2_Industrial_Stone, Clay, and Glass_New_Space Heating_Natural Gas_Gas Boiler - Hot Water Reset_A_Technical Potential | F2 | Industrial | Stone, Clay, and Glass | New | Space Heating | Natural Gas | Gas Boiler - Hot Water Reset | A | Integrated Unit Summer Peak Savings (kW) | Technical Potential | 0 | 0 | 0 | 0 | 0 | 0 | 0 | 0 | 0 | 0 | 0 | 0 | 0 | 0 | 0 | 0 | 0 | 0 | 0 | 0 | 0 | 0 | 0
F3_Industrial_Stone, Clay, and Glass_New_Space Heating_Natural Gas_Gas Boiler - Hot Water Reset_A_Technical Potential | F3 | Industrial | Stone, Clay, and Glass | New | Space Heating | Natural Gas | Gas Boiler - Hot Water Reset | A | Integrated Unit Winter Peak Savings (kW) | Technical Potential | 0 | 0 | 0 | 0 | 0 | 0 | 0 | 0 | 0 | 0 | 0 | 0 | 0 | 0 | 0 | 0 | 0 | 0 | 0 | 0 | 0 | 0 | 0
F4_Industrial_Stone, Clay, and Glass_New_Space Heating_Natural Gas_Gas Boiler - Hot Water Reset_A_Technical Potential | F4 | Industrial | Stone, Clay, and Glass | New | Space Heating | Natural Gas | Gas Boiler - Hot Water Reset | A | Incremental Energy Savings (MWh or mTherms) | Technical Potential | 0 | 0 | 0.0015441 | 0.0031123 | 0.0052946 | 0.0080794 | 0.010537 | 0.014115 | 0.017431 | 0.020044 | 0.020456 | 0.019134 | 0.015952 | 0.011446 | 0.0069836 | 0.0035849 | 0.0016093 | 0.00062333 | 0.0013519 | 0.002896 | 0.0050559 | 0.0078272 | 0
F5_Industrial_Stone, Clay, and Glass_New_Space Heating_Natural Gas_Gas Boiler - Hot Water Reset_A_Technical Potential | F5 | Industrial | Stone, Clay, and Glass | New | Space Heating | Natural Gas | Gas Boiler - Hot Water Reset | A | Incremental Summer Peak Savings (MW) | Technical Potential | 0 | 0 | 0 | 0 | 0 | 0 | 0 | 0 | 0 | 0 | 0 | 0 | 0 | 0 | 0 | 0 | 0 | 0 | 0 | 0 | 0 | 0 | 0
F6_Industrial_Stone, Clay, and Glass_New_Space Heating_Natural Gas_Gas Boiler - Hot Water Reset_A_Technical Potential | F6 | Industrial | Stone, Clay, and Glass | New | Space Heating | Natural Gas | Gas Boiler - Hot Water Reset | A | Incremental Winter Peak Savings (MW) | Technical Potential | 0 | 0 | 0 | 0 | 0 | 0 | 0 | 0 | 0 | 0 | 0 | 0 | 0 | 0 | 0 | 0 | 0 | 0 | 0 | 0 | 0 | 0 | 0
F7_Industrial_Stone, Clay, and Glass_New_Space Heating_Natural Gas_Gas Boiler - Hot Water Reset_A_Technical Potential | F7 | Industrial | Stone, Clay, and Glass | New | Space Heating | Natural Gas | Gas Boiler - Hot Water Reset | A | Cumulative Energy Savings (MWh or mTherms) | Technical Potential | 0 | 0 | 0.0015441 | 0.0045648 | 0.0097449 | 0.017676 | 0.028095 | 0.042052 | 0.059301 | 0.079125 | 0.099384 | 0.11829 | 0.13372 | 0.1447 | 0.15113 | 0.15513 | 0.15698 | 0.15758 | 0.15786 | 0.15781 | 0.15789 | 0.15775 | 0
F8_Industrial_Stone, Clay, and Glass_New_Space Heating_Natural Gas_Gas Boiler - Hot Water Reset_A_Technical Potential | F8 | Industrial | Stone, Clay, and Glass | New | Space Heating | Natural Gas | Gas Boiler - Hot Water Reset | A | Cumulative Summer Peak Savings (MW) | Technical Potential | 0 | 0 | 0 | 0 | 0 | 0 | 0 | 0 | 0 | 0 | 0 | 0 | 0 | 0 | 0 | 0 | 0 | 0 | 0 | 0 | 0 | 0 | 0
F9_Industrial_Stone, Clay, and Glass_New_Space Heating_Natural Gas_Gas Boiler - Hot Water Reset_A_Technical Potential | F9 | Industrial | Stone, Clay, and Glass | New | Space Heating | Natural Gas | Gas Boiler - Hot Water Reset | A | Cumulative Winter Peak Savings (MW) | Technical Potential | 0 | 0 | 0 | 0 | 0 | 0 | 0 | 0 | 0 | 0 | 0 | 0 | 0 | 0 | 0 | 0 | 0 | 0 | 0 | 0 | 0 | 0 | 0
F10_Industrial_Stone, Clay, and Glass_New_Space Heating_Natural Gas_Gas Boiler - Hot Water Reset_A_Technical Potential | F10 | Industrial | Stone, Clay, and Glass | New | Space Heating | Natural Gas | Gas Boiler - Hot Water Reset | A | Purchases (Incremental) | Technical Potential | 0 | 0 | 0.20271 | 0.43437 | 0.75795 | 1.1744 | 1.542 | 2.0774 | 2.5764 | 2.9738 | 3.0424 | 2.8524 | 2.3885 | 1.7198 | 1.0534 | 0.53925 | 0.2417 | 0.093631 | 0.20271 | 0.43437 | 0.75795 | 1.1744 | 0
F11_Industrial_Stone, Clay, and Glass_New_Space Heating_Natural Gas_Gas Boiler - Hot Water Reset_A_Technical Potential | F11 | Industrial | Stone, Clay, and Glass | New | Space Heating | Natural Gas | Gas Boiler - Hot Water Reset | A | Purchases (Cumulative) | Technical Potential | 0 | 0 | 0.20271 | 0.63708 | 1.395 | 2.5695 | 4.1114 | 6.1888 | 8.7652 | 11.739 | 14.7815 | 17.6339 | 20.0223 | 21.7421 | 22.7955 | 23.3348 | 23.5765 | 23.6701 | 23.6701 | 23.6701 | 23.6701 | 23.6701 | 0
F1_Industrial_Stone, Clay, and Glass_New_Process_Natural Gas_Gas Boiler - Hot Water Reset_A_Technical Potential | F1 | Industrial | Stone, Clay, and Glass | New | Process | Natural Gas | Gas Boiler - Hot Water Reset | A | Integrated Unit Energy Savings (kWh or therms) | Technical Potential | 0 | 0 | 7.6367 | 7.627 | 7.618 | 7.6101 | 7.5989 | 7.5919 | 7.5874 | 7.5855 | 7.5831 | 7.5824 | 7.5821 | 7.583 | 7.5825 | 7.583 | 7.5838 | 7.5859 | 7.588 | 7.5909 | 7.5936 | 7.596 | 0
F2_Industrial_Stone, Clay, and Glass_New_Process_Natural Gas_Gas Boiler - Hot Water Reset_A_Technical Potential | F2 | Industrial | Stone, Clay, and Glass | New | Process | Natural Gas | Gas Boiler - Hot Water Reset | A | Integrated Unit Summer Peak Savings (kW) | Technical Potential | 0 | 0 | 0 | 0 | 0 | 0 | 0 | 0 | 0 | 0 | 0 | 0 | 0 | 0 | 0 | 0 | 0 | 0 | 0 | 0 | 0 | 0 | 0
F3_Industrial_Stone, Clay, and Glass_New_Process_Natural Gas_Gas Boiler - Hot Water Reset_A_Technical Potential | F3 | Industrial | Stone, Clay, and Glass | New | Process | Natural Gas | Gas Boiler - Hot Water Reset | A | Integrated Unit Winter Peak Savings (kW) | Technical Potential | 0 | 0 | 0 | 0 | 0 | 0 | 0 | 0 | 0 | 0 | 0 | 0 | 0 | 0 | 0 | 0 | 0 | 0 | 0 | 0 | 0 | 0 | 0
F4_Industrial_Stone, Clay, and Glass_New_Process_Natural Gas_Gas Boiler - Hot Water Reset_A_Technical Potential | F4 | Industrial | Stone, Clay, and Glass | New | Process | Natural Gas | Gas Boiler - Hot Water Reset | A | Incremental Energy Savings (MWh or mTherms) | Technical Potential | 0 | 0 | 0.001548 | 0.0033129 | 0.0057741 | 0.0089376 | 0.011717 | 0.015771 | 0.019548 | 0.022558 | 0.023071 | 0.021628 | 0.018109 | 0.013041 | 0.0079873 | 0.0040892 | 0.001833 | 0.00071027 | 0.0015382 | 0.0032973 | 0.0057556 | 0.0089211 | 0
F5_Industrial_Stone, Clay, and Glass_New_Process_Natural Gas_Gas Boiler - Hot Water Reset_A_Technical Potential | F5 | Industrial | Stone, Clay, and Glass | New | Process | Natural Gas | Gas Boiler - Hot Water Reset | A | Incremental Summer Peak Savings (MW) | Technical Potential | 0 | 0 | 0 | 0 | 0 | 0 | 0 | 0 | 0 | 0 | 0 | 0 | 0 | 0 | 0 | 0 | 0 | 0 | 0 | 0 | 0 | 0 | 0
F6_Industrial_Stone, Clay, and Glass_New_Process_Natural Gas_Gas Boiler - Hot Water Reset_A_Technical Potential | F6 | Industrial | Stone, Clay, and Glass | New | Process | Natural Gas | Gas Boiler - Hot Water Reset | A | Incremental Winter Peak Savings (MW) | Technical Potential | 0 | 0 | 0 | 0 | 0 | 0 | 0 | 0 | 0 | 0 | 0 | 0 | 0 | 0 | 0 | 0 | 0 | 0 | 0 | 0 | 0 | 0 | 0
F7_Industrial_Stone, Clay, and Glass_New_Process_Natural Gas_Gas Boiler - Hot Water Reset_A_Technical Potential | F7 | Industrial | Stone, Clay, and Glass | New | Process | Natural Gas | Gas Boiler - Hot Water Reset | A | Cumulative Energy Savings (MWh or mTherms) | Technical Potential | 0 | 0 | 0.001548 | 0.004859 | 0.010627 | 0.019554 | 0.031243 | 0.046985 | 0.066506 | 0.089046 | 0.11209 | 0.13371 | 0.15181 | 0.16487 | 0.17285 | 0.17695 | 0.1788 | 0.17956 | 0.17961 | 0.17968 | 0.17974 | 0.1798 | 0
F8_Industrial_Stone, Clay, and Glass_New_Process_Natural Gas_Gas Boiler - Hot Water Reset_A_Technical Potential | F8 | Industrial | Stone, Clay, and Glass | New | Process | Natural Gas | Gas Boiler - Hot Water Reset | A | Cumulative Summer Peak Savings (MW) | Technical Potential | 0 | 0 | 0 | 0 | 0 | 0 | 0 | 0 | 0 | 0 | 0 | 0 | 0 | 0 | 0 | 0 | 0 | 0 | 0 | 0 | 0 | 0 | 0
F9_Industrial_Stone, Clay, and Glass_New_Process_Natural Gas_Gas Boiler - Hot Water Reset_A_Technical Potential | F9 | Industrial | Stone, Clay, and Glass | New | Process | Natural Gas | Gas Boiler - Hot Water Reset | A | Cumulative Winter Peak Savings (MW) | Technical Potential | 0 | 0 | 0 | 0 | 0 | 0 | 0 | 0 | 0 | 0 | 0 | 0 | 0 | 0 | 0 | 0 | 0 | 0 | 0 | 0 | 0 | 0 | 0
F10_Industrial_Stone, Clay, and Glass_New_Process_Natural Gas_Gas Boiler - Hot Water Reset_A_Technical Potential | F10 | Industrial | Stone, Clay, and Glass | New | Process | Natural Gas | Gas Boiler - Hot Water Reset | A | Purchases (Incremental) | Technical Potential | 0 | 0 | 0.20271 | 0.43437 | 0.75795 | 1.1744 | 1.542 | 2.0774 | 2.5764 | 2.9738 | 3.0424 | 2.8524 | 2.3885 | 1.7198 | 1.0534 | 0.53925 | 0.2417 | 0.093631 | 0.20271 | 0.43437 | 0.75795 | 1.1744 | 0
F11_Industrial_Stone, Clay, and Glass_New_Process_Natural Gas_Gas Boiler - Hot Water Reset_A_Technical Potential | F11 | Industrial | Stone, Clay, and Glass | New | Process | Natural Gas | Gas Boiler - Hot Water Reset | A | Purchases (Cumulative) | Technical Potential | 0 | 0 | 0.20271 | 0.63708 | 1.395 | 2.5695 | 4.1114 | 6.1888 | 8.7652 | 11.739 | 14.7815 | 17.6339 | 20.0223 | 21.7421 | 22.7955 | 23.3348 | 23.5765 | 23.6701 | 23.6701 | 23.6701 | 23.6701 | 23.6701 | 0
F1_Industrial_Stone, Clay, and Glass_New_Space Heating_Natural Gas_Steam Trap Maintenance_A_Technical Potential | F1 | Industrial | Stone, Clay, and Glass | New | Space Heating | Natural Gas | Steam Trap Maintenance | A | Integrated Unit Energy Savings (kWh or therms) | Technical Potential | 0 | 0 | 8.6846 | 8.176 | 7.977 | 7.8612 | 7.816 | 7.7766 | 7.7468 | 7.7207 | 7.7048 | 7.6894 | 7.6584 | 7.6335 | 7.607 | 7.6303 | 7.6443 | 7.6438 | 7.6582 | 7.6559 | 7.6595 | 7.6524 | 0
F2_Industrial_Stone, Clay, and Glass_New_Space Heating_Natural Gas_Steam Trap Maintenance_A_Technical Potential | F2 | Industrial | Stone, Clay, and Glass | New | Space Heating | Natural Gas | Steam Trap Maintenance | A | Integrated Unit Summer Peak Savings (kW) | Technical Potential | 0 | 0 | 0 | 0 | 0 | 0 | 0 | 0 | 0 | 0 | 0 | 0 | 0 | 0 | 0 | 0 | 0 | 0 | 0 | 0 | 0 | 0 | 0
F3_Industrial_Stone, Clay, and Glass_New_Space Heating_Natural Gas_Steam Trap Maintenance_A_Technical Potential | F3 | Industrial | Stone, Clay, and Glass | New | Space Heating | Natural Gas | Steam Trap Maintenance | A | Integrated Unit Winter Peak Savings (kW) | Technical Potential | 0 | 0 | 0 | 0 | 0 | 0 | 0 | 0 | 0 | 0 | 0 | 0 | 0 | 0 | 0 | 0 | 0 | 0 | 0 | 0 | 0 | 0 | 0
F4_Industrial_Stone, Clay, and Glass_New_Space Heating_Natural Gas_Steam Trap Maintenance_A_Technical Potential | F4 | Industrial | Stone, Clay, and Glass | New | Space Heating | Natural Gas | Steam Trap Maintenance | A | Incremental Energy Savings (MWh or mTherms) | Technical Potential | 0 | 0 | 0 | 0 | 0 | 0 | 0 | 0 | 0 | 0 | 0 | 0 | 0 | 0 | 0 | 0 | 0 | 0 | 0 | 0 | 0 | 0 | 0
F5_Industrial_Stone, Clay, and Glass_New_Space Heating_Natural Gas_Steam Trap Maintenance_A_Technical Potential | F5 | Industrial | Stone, Clay, and Glass | New | Space Heating | Natural Gas | Steam Trap Maintenance | A | Incremental Summer Peak Savings (MW) | Technical Potential | 0 | 0 | 0 | 0 | 0 | 0 | 0 | 0 | 0 | 0 | 0 | 0 | 0 | 0 | 0 | 0 | 0 | 0 | 0 | 0 | 0 | 0 | 0
F6_Industrial_Stone, Clay, and Glass_New_Space Heating_Natural Gas_Steam Trap Maintenance_A_Technical Potential | F6 | Industrial | Stone, Clay, and Glass | New | Space Heating | Natural Gas | Steam Trap Maintenance | A | Incremental Winter Peak Savings (MW) | Technical Potential | 0 | 0 | 0 | 0 | 0 | 0 | 0 | 0 | 0 | 0 | 0 | 0 | 0 | 0 | 0 | 0 | 0 | 0 | 0 | 0 | 0 | 0 | 0
F7_Industrial_Stone, Clay, and Glass_New_Space Heating_Natural Gas_Steam Trap Maintenance_A_Technical Potential | F7 | Industrial | Stone, Clay, and Glass | New | Space Heating | Natural Gas | Steam Trap Maintenance | A | Cumulative Energy Savings (MWh or mTherms) | Technical Potential | 0 | 0 | 0 | 0 | 0 | 0 | 0 | 0 | 0 | 0 | 0 | 0 | 0 | 0 | 0 | 0 | 0 | 0 | 0 | 0 | 0 | 0 | 0
F8_Industrial_Stone, Clay, and Glass_New_Space Heating_Natural Gas_Steam Trap Maintenance_A_Technical Potential | F8 | Industrial | Stone, Clay, and Glass | New | Space Heating | Natural Gas | Steam Trap Maintenance | A | Cumulative Summer Peak Savings (MW) | Technical Potential | 0 | 0 | 0 | 0 | 0 | 0 | 0 | 0 | 0 | 0 | 0 | 0 | 0 | 0 | 0 | 0 | 0 | 0 | 0 | 0 | 0 | 0 | 0
F9_Industrial_Stone, Clay, and Glass_New_Space Heating_Natural Gas_Steam Trap Maintenance_A_Technical Potential | F9 | Industrial | Stone, Clay, and Glass | New | Space Heating | Natural Gas | Steam Trap Maintenance | A | Cumulative Winter Peak Savings (MW) | Technical Potential | 0 | 0 | 0 | 0 | 0 | 0 | 0 | 0 | 0 | 0 | 0 | 0 | 0 | 0 | 0 | 0 | 0 | 0 | 0 | 0 | 0 | 0 | 0
F10_Industrial_Stone, Clay, and Glass_New_Space Heating_Natural Gas_Steam Trap Maintenance_A_Technical Potential | F10 | Industrial | Stone, Clay, and Glass | New | Space Heating | Natural Gas | Steam Trap Maintenance | A | Purchases (Incremental) | Technical Potential | 0 | 0 | 0 | 0 | 0 | 0 | 0 | 0 | 0 | 0 | 0 | 0 | 0 | 0 | 0 | 0 | 0 | 0 | 0 | 0 | 0 | 0 | 0
F11_Industrial_Stone, Clay, and Glass_New_Space Heating_Natural Gas_Steam Trap Maintenance_A_Technical Potential | F11 | Industrial | Stone, Clay, and Glass | New | Space Heating | Natural Gas | Steam Trap Maintenance | A | Purchases (Cumulative) | Technical Potential | 0 | 0 | 0 | 0 | 0 | 0 | 0 | 0 | 0 | 0 | 0 | 0 | 0 | 0 | 0 | 0 | 0 | 0 | 0 | 0 | 0 | 0 | 0
F1_Industrial_Stone, Clay, and Glass_New_Process_Natural Gas_Steam Trap Maintenance_A_Technical Potential | F1 | Industrial | Stone, Clay, and Glass | New | Process | Natural Gas | Steam Trap Maintenance | A | Integrated Unit Energy Savings (kWh or therms) | Technical Potential | 0 | 0 | 5.401 | 5.3971 | 5.3935 | 5.3904 | 5.386 | 5.3828 | 5.3809 | 5.3801 | 5.3792 | 5.3791 | 5.3793 | 5.38 | 5.3802 | 5.3808 | 5.3815 | 5.3825 | 5.3835 | 5.3846 | 5.3856 | 5.3865 | 0
F2_Industrial_Stone, Clay, and Glass_New_Process_Natural Gas_Steam Trap Maintenance_A_Technical Potential | F2 | Industrial | Stone, Clay, and Glass | New | Process | Natural Gas | Steam Trap Maintenance | A | Integrated Unit Summer Peak Savings (kW) | Technical Potential | 0 | 0 | 0 | 0 | 0 | 0 | 0 | 0 | 0 | 0 | 0 | 0 | 0 | 0 | 0 | 0 | 0 | 0 | 0 | 0 | 0 | 0 | 0
F3_Industrial_Stone, Clay, and Glass_New_Process_Natural Gas_Steam Trap Maintenance_A_Technical Potential | F3 | Industrial | Stone, Clay, and Glass | New | Process | Natural Gas | Steam Trap Maintenance | A | Integrated Unit Winter Peak Savings (kW) | Technical Potential | 0 | 0 | 0 | 0 | 0 | 0 | 0 | 0 | 0 | 0 | 0 | 0 | 0 | 0 | 0 | 0 | 0 | 0 | 0 | 0 | 0 | 0 | 0
F4_Industrial_Stone, Clay, and Glass_New_Process_Natural Gas_Steam Trap Maintenance_A_Technical Potential | F4 | Industrial | Stone, Clay, and Glass | New | Process | Natural Gas | Steam Trap Maintenance | A | Incremental Energy Savings (MWh or mTherms) | Technical Potential | 0 | 0 | 0 | 0 | 0 | 0 | 0 | 0 | 0 | 0 | 0 | 0 | 0 | 0 | 0 | 0 | 0 | 0 | 0 | 0 | 0 | 0 | 0
F5_Industrial_Stone, Clay, and Glass_New_Process_Natural Gas_Steam Trap Maintenance_A_Technical Potential | F5 | Industrial | Stone, Clay, and Glass | New | Process | Natural Gas | Steam Trap Maintenance | A | Incremental Summer Peak Savings (MW) | Technical Potential | 0 | 0 | 0 | 0 | 0 | 0 | 0 | 0 | 0 | 0 | 0 | 0 | 0 | 0 | 0 | 0 | 0 | 0 | 0 | 0 | 0 | 0 | 0
F6_Industrial_Stone, Clay, and Glass_New_Process_Natural Gas_Steam Trap Maintenance_A_Technical Potential | F6 | Industrial | Stone, Clay, and Glass | New | Process | Natural Gas | Steam Trap Maintenance | A | Incremental Winter Peak Savings (MW) | Technical Potential | 0 | 0 | 0 | 0 | 0 | 0 | 0 | 0 | 0 | 0 | 0 | 0 | 0 | 0 | 0 | 0 | 0 | 0 | 0 | 0 | 0 | 0 | 0
F7_Industrial_Stone, Clay, and Glass_New_Process_Natural Gas_Steam Trap Maintenance_A_Technical Potential | F7 | Industrial | Stone, Clay, and Glass | New | Process | Natural Gas | Steam Trap Maintenance | A | Cumulative Energy Savings (MWh or mTherms) | Technical Potential | 0 | 0 | 0 | 0 | 0 | 0 | 0 | 0 | 0 | 0 | 0 | 0 | 0 | 0 | 0 | 0 | 0 | 0 | 0 | 0 | 0 | 0 | 0
F8_Industrial_Stone, Clay, and Glass_New_Process_Natural Gas_Steam Trap Maintenance_A_Technical Potential | F8 | Industrial | Stone, Clay, and Glass | New | Process | Natural Gas | Steam Trap Maintenance | A | Cumulative Summer Peak Savings (MW) | Technical Potential | 0 | 0 | 0 | 0 | 0 | 0 | 0 | 0 | 0 | 0 | 0 | 0 | 0 | 0 | 0 | 0 | 0 | 0 | 0 | 0 | 0 | 0 | 0
F9_Industrial_Stone, Clay, and Glass_New_Process_Natural Gas_Steam Trap Maintenance_A_Technical Potential | F9 | Industrial | Stone, Clay, and Glass | New | Process | Natural Gas | Steam Trap Maintenance | A | Cumulative Winter Peak Savings (MW) | Technical Potential | 0 | 0 | 0 | 0 | 0 | 0 | 0 | 0 | 0 | 0 | 0 | 0 | 0 | 0 | 0 | 0 | 0 | 0 | 0 | 0 | 0 | 0 | 0
F10_Industrial_Stone, Clay, and Glass_New_Process_Natural Gas_Steam Trap Maintenance_A_Technical Potential | F10 | Industrial | Stone, Clay, and Glass | New | Process | Natural Gas | Steam Trap Maintenance | A | Purchases (Incremental) | Technical Potential | 0 | 0 | 0 | 0 | 0 | 0 | 0 | 0 | 0 | 0 | 0 | 0 | 0 | 0 | 0 | 0 | 0 | 0 | 0 | 0 | 0 | 0 | 0
F11_Industrial_Stone, Clay, and Glass_New_Process_Natural Gas_Steam Trap Maintenance_A_Technical Potential | F11 | Industrial | Stone, Clay, and Glass | New | Process | Natural Gas | Steam Trap Maintenance | A | Purchases (Cumulative) | Technical Potential | 0 | 0 | 0 | 0 | 0 | 0 | 0 | 0 | 0 | 0 | 0 | 0 | 0 | 0 | 0 | 0 | 0 | 0 | 0 | 0 | 0 | 0 | 0
F1_Industrial_Stone, Clay, and Glass_New_Space Heating_Natural Gas_Gas Boiler - High Turndown_A_Technical Potential | F1 | Industrial | Stone, Clay, and Glass | New | Space Heating | Natural Gas | Gas Boiler - High Turndown | A | Integrated Unit Energy Savings (kWh or therms) | Technical Potential | 0 | 0 | 9.2017 | 8.6524 | 8.4306 | 8.2959 | 8.2295 | 8.169 | 8.1152 | 8.0624 | 8.0131 | 7.9619 | 7.8918 | 7.8297 | 7.7617 | 7.7519 | 7.7389 | 7.723 | 7.7235 | 7.7193 | 7.7276 | 7.7295 | 0
F2_Industrial_Stone, Clay, and Glass_New_Space Heating_Natural Gas_Gas Boiler - High Turndown_A_Technical Potential | F2 | Industrial | Stone, Clay, and Glass | New | Space Heating | Natural Gas | Gas Boiler - High Turndown | A | Integrated Unit Summer Peak Savings (kW) | Technical Potential | 0 | 0 | 0 | 0 | 0 | 0 | 0 | 0 | 0 | 0 | 0 | 0 | 0 | 0 | 0 | 0 | 0 | 0 | 0 | 0 | 0 | 0 | 0
F3_Industrial_Stone, Clay, and Glass_New_Space Heating_Natural Gas_Gas Boiler - High Turndown_A_Technical Potential | F3 | Industrial | Stone, Clay, and Glass | New | Space Heating | Natural Gas | Gas Boiler - High Turndown | A | Integrated Unit Winter Peak Savings (kW) | Technical Potential | 0 | 0 | 0 | 0 | 0 | 0 | 0 | 0 | 0 | 0 | 0 | 0 | 0 | 0 | 0 | 0 | 0 | 0 | 0 | 0 | 0 | 0 | 0
F4_Industrial_Stone, Clay, and Glass_New_Space Heating_Natural Gas_Gas Boiler - High Turndown_A_Technical Potential | F4 | Industrial | Stone, Clay, and Glass | New | Space Heating | Natural Gas | Gas Boiler - High Turndown | A | Incremental Energy Savings (MWh or mTherms) | Technical Potential | 0 | 0 | 0.00025676 | 0.00042134 | 0.00058541 | 0.00076893 | 0.000878 | 0.00090388 | 0.00081212 | 0.00072931 | 0.00062952 | 0.00054579 | 0.0004683 | 0.00040439 | 0.0003383 | 0.00028739 | 0.00024317 | 0.0002155 | 0.00037611 | 0.00053602 | 0.00071626 | 0.00082466 | 0
F5_Industrial_Stone, Clay, and Glass_New_Space Heating_Natural Gas_Gas Boiler - High Turndown_A_Technical Potential | F5 | Industrial | Stone, Clay, and Glass | New | Space Heating | Natural Gas | Gas Boiler - High Turndown | A | Incremental Summer Peak Savings (MW) | Technical Potential | 0 | 0 | 0 | 0 | 0 | 0 | 0 | 0 | 0 | 0 | 0 | 0 | 0 | 0 | 0 | 0 | 0 | 0 | 0 | 0 | 0 | 0 | 0
F6_Industrial_Stone, Clay, and Glass_New_Space Heating_Natural Gas_Gas Boiler - High Turndown_A_Technical Potential | F6 | Industrial | Stone, Clay, and Glass | New | Space Heating | Natural Gas | Gas Boiler - High Turndown | A | Incremental Winter Peak Savings (MW) | Technical Potential | 0 | 0 | 0 | 0 | 0 | 0 | 0 | 0 | 0 | 0 | 0 | 0 | 0 | 0 | 0 | 0 | 0 | 0 | 0 | 0 | 0 | 0 | 0
F7_Industrial_Stone, Clay, and Glass_New_Space Heating_Natural Gas_Gas Boiler - High Turndown_A_Technical Potential | F7 | Industrial | Stone, Clay, and Glass | New | Space Heating | Natural Gas | Gas Boiler - High Turndown | A | Cumulative Energy Savings (MWh or mTherms) | Technical Potential | 0 | 0 | 0.00025676 | 0.00066278 | 0.0012312 | 0.0019805 | 0.0028426 | 0.0037256 | 0.0045132 | 0.0052131 | 0.0058107 | 0.0063194 | 0.0067321 | 0.0070835 | 0.0073603 | 0.0076384 | 0.0078687 | 0.0078526 | 0.007853 | 0.0078488 | 0.0078573 | 0.0078592 | 0
F8_Industrial_Stone, Clay, and Glass_New_Space Heating_Natural Gas_Gas Boiler - High Turndown_A_Technical Potential | F8 | Industrial | Stone, Clay, and Glass | New | Space Heating | Natural Gas | Gas Boiler - High Turndown | A | Cumulative Summer Peak Savings (MW) | Technical Potential | 0 | 0 | 0 | 0 | 0 | 0 | 0 | 0 | 0 | 0 | 0 | 0 | 0 | 0 | 0 | 0 | 0 | 0 | 0 | 0 | 0 | 0 | 0
F9_Industrial_Stone, Clay, and Glass_New_Space Heating_Natural Gas_Gas Boiler - High Turndown_A_Technical Potential | F9 | Industrial | Stone, Clay, and Glass | New | Space Heating | Natural Gas | Gas Boiler - High Turndown | A | Cumulative Winter Peak Savings (MW) | Technical Potential | 0 | 0 | 0 | 0 | 0 | 0 | 0 | 0 | 0 | 0 | 0 | 0 | 0 | 0 | 0 | 0 | 0 | 0 | 0 | 0 | 0 | 0 | 0
F10_Industrial_Stone, Clay, and Glass_New_Space Heating_Natural Gas_Gas Boiler - High Turndown_A_Technical Potential | F10 | Industrial | Stone, Clay, and Glass | New | Space Heating | Natural Gas | Gas Boiler - High Turndown | A | Purchases (Incremental) | Technical Potential | 0 | 0 | 0.027903 | 0.048697 | 0.069439 | 0.092688 | 0.10669 | 0.11065 | 0.10007 | 0.090458 | 0.078562 | 0.06855 | 0.05934 | 0.051648 | 0.043586 | 0.037074 | 0.031421 | 0.027903 | 0.048697 | 0.069439 | 0.092688 | 0.10669 | 0
F11_Industrial_Stone, Clay, and Glass_New_Space Heating_Natural Gas_Gas Boiler - High Turndown_A_Technical Potential | F11 | Industrial | Stone, Clay, and Glass | New | Space Heating | Natural Gas | Gas Boiler - High Turndown | A | Purchases (Cumulative) | Technical Potential | 0 | 0 | 0.027903 | 0.0766 | 0.14604 | 0.23873 | 0.34542 | 0.45606 | 0.55614 | 0.6466 | 0.72516 | 0.79371 | 0.85305 | 0.9047 | 0.94828 | 0.98536 | 1.0168 | 1.0168 | 1.0168 | 1.0168 | 1.0168 | 1.0168 | 0
F1_Industrial_Stone, Clay, and Glass_New_Process_Natural Gas_Gas Boiler - High Turndown_A_Technical Potential | F1 | Industrial | Stone, Clay, and Glass | New | Process | Natural Gas | Gas Boiler - High Turndown | A | Integrated Unit Energy Savings (kWh or therms) | Technical Potential | 0 | 0 | 5.7123 | 5.6962 | 5.6814 | 5.6683 | 5.6498 | 5.6374 | 5.6294 | 5.626 | 5.6219 | 5.6209 | 5.621 | 5.6231 | 5.623 | 5.6247 | 5.6267 | 5.6317 | 5.6353 | 5.6398 | 5.6438 | 5.6475 | 0
F2_Industrial_Stone, Clay, and Glass_New_Process_Natural Gas_Gas Boiler - High Turndown_A_Technical Potential | F2 | Industrial | Stone, Clay, and Glass | New | Process | Natural Gas | Gas Boiler - High Turndown | A | Integrated Unit Summer Peak Savings (kW) | Technical Potential | 0 | 0 | 0 | 0 | 0 | 0 | 0 | 0 | 0 | 0 | 0 | 0 | 0 | 0 | 0 | 0 | 0 | 0 | 0 | 0 | 0 | 0 | 0
F3_Industrial_Stone, Clay, and Glass_New_Process_Natural Gas_Gas Boiler - High Turndown_A_Technical Potential | F3 | Industrial | Stone, Clay, and Glass | New | Process | Natural Gas | Gas Boiler - High Turndown | A | Integrated Unit Winter Peak Savings (kW) | Technical Potential | 0 | 0 | 0 | 0 | 0 | 0 | 0 | 0 | 0 | 0 | 0 | 0 | 0 | 0 | 0 | 0 | 0 | 0 | 0 | 0 | 0 | 0 | 0
F4_Industrial_Stone, Clay, and Glass_New_Process_Natural Gas_Gas Boiler - High Turndown_A_Technical Potential | F4 | Industrial | Stone, Clay, and Glass | New | Process | Natural Gas | Gas Boiler - High Turndown | A | Incremental Energy Savings (MWh or mTherms) | Technical Potential | 0 | 0 | 0.0017672 | 0.0030754 | 0.004374 | 0.0058249 | 0.006683 | 0.0069157 | 0.006246 | 0.0056424 | 0.0048968 | 0.004272 | 0.0036981 | 0.0032199 | 0.0027173 | 0.0023119 | 0.0019602 | 0.0017423 | 0.0030425 | 0.0043419 | 0.0057998 | 0.0066802 | 0
F5_Industrial_Stone, Clay, and Glass_New_Process_Natural Gas_Gas Boiler - High Turndown_A_Technical Potential | F5 | Industrial | Stone, Clay, and Glass | New | Process | Natural Gas | Gas Boiler - High Turndown | A | Incremental Summer Peak Savings (MW) | Technical Potential | 0 | 0 | 0 | 0 | 0 | 0 | 0 | 0 | 0 | 0 | 0 | 0 | 0 | 0 | 0 | 0 | 0 | 0 | 0 | 0 | 0 | 0 | 0
F6_Industrial_Stone, Clay, and Glass_New_Process_Natural Gas_Gas Boiler - High Turndown_A_Technical Potential | F6 | Industrial | Stone, Clay, and Glass | New | Process | Natural Gas | Gas Boiler - High Turndown | A | Incremental Winter Peak Savings (MW) | Technical Potential | 0 | 0 | 0 | 0 | 0 | 0 | 0 | 0 | 0 | 0 | 0 | 0 | 0 | 0 | 0 | 0 | 0 | 0 | 0 | 0 | 0 | 0 | 0
F7_Industrial_Stone, Clay, and Glass_New_Process_Natural Gas_Gas Boiler - High Turndown_A_Technical Potential | F7 | Industrial | Stone, Clay, and Glass | New | Process | Natural Gas | Gas Boiler - High Turndown | A | Cumulative Energy Savings (MWh or mTherms) | Technical Potential | 0 | 0 | 0.0017672 | 0.0048376 | 0.009199 | 0.015003 | 0.021637 | 0.028505 | 0.034711 | 0.040332 | 0.0452 | 0.049464 | 0.053162 | 0.056402 | 0.059118 | 0.061448 | 0.06343 | 0.063487 | 0.063527 | 0.063578 | 0.063623 | 0.063664 | 0
F8_Industrial_Stone, Clay, and Glass_New_Process_Natural Gas_Gas Boiler - High Turndown_A_Technical Potential | F8 | Industrial | Stone, Clay, and Glass | New | Process | Natural Gas | Gas Boiler - High Turndown | A | Cumulative Summer Peak Savings (MW) | Technical Potential | 0 | 0 | 0 | 0 | 0 | 0 | 0 | 0 | 0 | 0 | 0 | 0 | 0 | 0 | 0 | 0 | 0 | 0 | 0 | 0 | 0 | 0 | 0
F9_Industrial_Stone, Clay, and Glass_New_Process_Natural Gas_Gas Boiler - High Turndown_A_Technical Potential | F9 | Industrial | Stone, Clay, and Glass | New | Process | Natural Gas | Gas Boiler - High Turndown | A | Cumulative Winter Peak Savings (MW) | Technical Potential | 0 | 0 | 0 | 0 | 0 | 0 | 0 | 0 | 0 | 0 | 0 | 0 | 0 | 0 | 0 | 0 | 0 | 0 | 0 | 0 | 0 | 0 | 0
F10_Industrial_Stone, Clay, and Glass_New_Process_Natural Gas_Gas Boiler - High Turndown_A_Technical Potential | F10 | Industrial | Stone, Clay, and Glass | New | Process | Natural Gas | Gas Boiler - High Turndown | A | Purchases (Incremental) | Technical Potential | 0 | 0 | 0.30937 | 0.5399 | 0.76987 | 1.0276 | 1.1829 | 1.2268 | 1.1095 | 1.0029 | 0.87102 | 0.76002 | 0.65791 | 0.57263 | 0.48324 | 0.41104 | 0.34837 | 0.30937 | 0.5399 | 0.76987 | 1.0276 | 1.1829 | 0
F11_Industrial_Stone, Clay, and Glass_New_Process_Natural Gas_Gas Boiler - High Turndown_A_Technical Potential | F11 | Industrial | Stone, Clay, and Glass | New | Process | Natural Gas | Gas Boiler - High Turndown | A | Purchases (Cumulative) | Technical Potential | 0 | 0 | 0.30937 | 0.84927 | 1.6191 | 2.6468 | 3.8296 | 5.0564 | 6.1659 | 7.1688 | 8.0399 | 8.7999 | 9.4578 | 10.0304 | 10.5137 | 10.9247 | 11.2731 | 11.2731 | 11.2731 | 11.2731 | 11.2731 | 11.2731 | 0
F1_Industrial_Stone, Clay, and Glass_New_Space Heating_Natural Gas_Gas Boiler - Burner Control Optimization_A_Technical Potential | F1 | Industrial | Stone, Clay, and Glass | New | Space Heating | Natural Gas | Gas Boiler - Burner Control Optimization | A | Integrated Unit Energy Savings (kWh or therms) | Technical Potential | 0 | 0 | 2.6684 | 2.509 | 2.4446 | 2.4055 | 2.3862 | 2.3686 | 2.3529 | 2.3376 | 2.3233 | 2.3085 | 2.2881 | 2.2701 | 2.2504 | 2.2476 | 2.2438 | 2.2393 | 2.2394 | 2.2382 | 2.2407 | 2.2412 | 0
F2_Industrial_Stone, Clay, and Glass_New_Space Heating_Natural Gas_Gas Boiler - Burner Control Optimization_A_Technical Potential | F2 | Industrial | Stone, Clay, and Glass | New | Space Heating | Natural Gas | Gas Boiler - Burner Control Optimization | A | Integrated Unit Summer Peak Savings (kW) | Technical Potential | 0 | 0 | 0 | 0 | 0 | 0 | 0 | 0 | 0 | 0 | 0 | 0 | 0 | 0 | 0 | 0 | 0 | 0 | 0 | 0 | 0 | 0 | 0
F3_Industrial_Stone, Clay, and Glass_New_Space Heating_Natural Gas_Gas Boiler - Burner Control Optimization_A_Technical Potential | F3 | Industrial | Stone, Clay, and Glass | New | Space Heating | Natural Gas | Gas Boiler - Burner Control Optimization | A | Integrated Unit Winter Peak Savings (kW) | Technical Potential | 0 | 0 | 0 | 0 | 0 | 0 | 0 | 0 | 0 | 0 | 0 | 0 | 0 | 0 | 0 | 0 | 0 | 0 | 0 | 0 | 0 | 0 | 0
F4_Industrial_Stone, Clay, and Glass_New_Space Heating_Natural Gas_Gas Boiler - Burner Control Optimization_A_Technical Potential | F4 | Industrial | Stone, Clay, and Glass | New | Space Heating | Natural Gas | Gas Boiler - Burner Control Optimization | A | Incremental Energy Savings (MWh or mTherms) | Technical Potential | 0 | 0 | 2.0085e-05 | 5.1808e-05 | 0.00014396 | 0.0003309 | 0.00058772 | 0.00094116 | 0.0013453 | 0.0017618 | 0.0020471 | 0.0022186 | 0.0022208 | 0.0020976 | 0.0018064 | 0.0014919 | 0.0011627 | 0.00086525 | 0.00060023 | 0.00040007 | 0.00025463 | 0.00017978 | 0
F5_Industrial_Stone, Clay, and Glass_New_Space Heating_Natural Gas_Gas Boiler - Burner Control Optimization_A_Technical Potential | F5 | Industrial | Stone, Clay, and Glass | New | Space Heating | Natural Gas | Gas Boiler - Burner Control Optimization | A | Incremental Summer Peak Savings (MW) | Technical Potential | 0 | 0 | 0 | 0 | 0 | 0 | 0 | 0 | 0 | 0 | 0 | 0 | 0 | 0 | 0 | 0 | 0 | 0 | 0 | 0 | 0 | 0 | 0
F6_Industrial_Stone, Clay, and Glass_New_Space Heating_Natural Gas_Gas Boiler - Burner Control Optimization_A_Technical Potential | F6 | Industrial | Stone, Clay, and Glass | New | Space Heating | Natural Gas | Gas Boiler - Burner Control Optimization | A | Incremental Winter Peak Savings (MW) | Technical Potential | 0 | 0 | 0 | 0 | 0 | 0 | 0 | 0 | 0 | 0 | 0 | 0 | 0 | 0 | 0 | 0 | 0 | 0 | 0 | 0 | 0 | 0 | 0
F7_Industrial_Stone, Clay, and Glass_New_Space Heating_Natural Gas_Gas Boiler - Burner Control Optimization_A_Technical Potential | F7 | Industrial | Stone, Clay, and Glass | New | Space Heating | Natural Gas | Gas Boiler - Burner Control Optimization | A | Cumulative Energy Savings (MWh or mTherms) | Technical Potential | 0 | 0 | 2.0085e-05 | 7.0693e-05 | 0.00021284 | 0.00054033 | 0.0011237 | 0.0020566 | 0.0033883 | 0.005128 | 0.0071437 | 0.0093167 | 0.011455 | 0.013463 | 0.015152 | 0.016625 | 0.01776 | 0.018589 | 0.019191 | 0.019581 | 0.01984 | 0.019978 | 0
F8_Industrial_Stone, Clay, and Glass_New_Space Heating_Natural Gas_Gas Boiler - Burner Control Optimization_A_Technical Potential | F8 | Industrial | Stone, Clay, and Glass | New | Space Heating | Natural Gas | Gas Boiler - Burner Control Optimization | A | Cumulative Summer Peak Savings (MW) | Technical Potential | 0 | 0 | 0 | 0 | 0 | 0 | 0 | 0 | 0 | 0 | 0 | 0 | 0 | 0 | 0 | 0 | 0 | 0 | 0 | 0 | 0 | 0 | 0
F9_Industrial_Stone, Clay, and Glass_New_Space Heating_Natural Gas_Gas Boiler - Burner Control Optimization_A_Technical Potential | F9 | Industrial | Stone, Clay, and Glass | New | Space Heating | Natural Gas | Gas Boiler - Burner Control Optimization | A | Cumulative Winter Peak Savings (MW) | Technical Potential | 0 | 0 | 0 | 0 | 0 | 0 | 0 | 0 | 0 | 0 | 0 | 0 | 0 | 0 | 0 | 0 | 0 | 0 | 0 | 0 | 0 | 0 | 0
F10_Industrial_Stone, Clay, and Glass_New_Space Heating_Natural Gas_Gas Boiler - Burner Control Optimization_A_Technical Potential | F10 | Industrial | Stone, Clay, and Glass | New | Space Heating | Natural Gas | Gas Boiler - Burner Control Optimization | A | Purchases (Incremental) | Technical Potential | 0 | 0 | 0.0075271 | 0.020649 | 0.058888 | 0.13756 | 0.2463 | 0.39736 | 0.57174 | 0.75367 | 0.88113 | 0.96106 | 0.97059 | 0.92398 | 0.80268 | 0.66378 | 0.51816 | 0.3864 | 0.26803 | 0.17874 | 0.11364 | 0.080214 | 0
F11_Industrial_Stone, Clay, and Glass_New_Space Heating_Natural Gas_Gas Boiler - Burner Control Optimization_A_Technical Potential | F11 | Industrial | Stone, Clay, and Glass | New | Space Heating | Natural Gas | Gas Boiler - Burner Control Optimization | A | Purchases (Cumulative) | Technical Potential | 0 | 0 | 0.0075271 | 0.028176 | 0.087064 | 0.22462 | 0.47092 | 0.86828 | 1.44 | 2.1937 | 3.0748 | 4.0359 | 5.0065 | 5.9305 | 6.7331 | 7.3969 | 7.9151 | 8.3015 | 8.5695 | 8.7482 | 8.8544 | 8.9139 | 0
F1_Industrial_Stone, Clay, and Glass_New_Process_Natural Gas_Gas Boiler - Burner Control Optimization_A_Technical Potential | F1 | Industrial | Stone, Clay, and Glass | New | Process | Natural Gas | Gas Boiler - Burner Control Optimization | A | Integrated Unit Energy Savings (kWh or therms) | Technical Potential | 0 | 0 | 1.6565 | 1.6519 | 1.6476 | 1.6437 | 1.6384 | 1.6347 | 1.6324 | 1.6314 | 1.6302 | 1.63 | 1.63 | 1.6306 | 1.6306 | 1.631 | 1.6316 | 1.6331 | 1.6341 | 1.6354 | 1.6366 | 1.6377 | 0
F2_Industrial_Stone, Clay, and Glass_New_Process_Natural Gas_Gas Boiler - Burner Control Optimization_A_Technical Potential | F2 | Industrial | Stone, Clay, and Glass | New | Process | Natural Gas | Gas Boiler - Burner Control Optimization | A | Integrated Unit Summer Peak Savings (kW) | Technical Potential | 0 | 0 | 0 | 0 | 0 | 0 | 0 | 0 | 0 | 0 | 0 | 0 | 0 | 0 | 0 | 0 | 0 | 0 | 0 | 0 | 0 | 0 | 0
F3_Industrial_Stone, Clay, and Glass_New_Process_Natural Gas_Gas Boiler - Burner Control Optimization_A_Technical Potential | F3 | Industrial | Stone, Clay, and Glass | New | Process | Natural Gas | Gas Boiler - Burner Control Optimization | A | Integrated Unit Winter Peak Savings (kW) | Technical Potential | 0 | 0 | 0 | 0 | 0 | 0 | 0 | 0 | 0 | 0 | 0 | 0 | 0 | 0 | 0 | 0 | 0 | 0 | 0 | 0 | 0 | 0 | 0
F4_Industrial_Stone, Clay, and Glass_New_Process_Natural Gas_Gas Boiler - Burner Control Optimization_A_Technical Potential | F4 | Industrial | Stone, Clay, and Glass | New | Process | Natural Gas | Gas Boiler - Burner Control Optimization | A | Incremental Energy Savings (MWh or mTherms) | Technical Potential | 0 | 0 | 0.00013824 | 0.00037817 | 0.0010757 | 0.0025069 | 0.004474 | 0.0072018 | 0.010348 | 0.013632 | 0.015926 | 0.017368 | 0.01754 | 0.016704 | 0.014511 | 0.012003 | 0.0093736 | 0.0069963 | 0.0048561 | 0.003241 | 0.0020621 | 0.0014565 | 0
F5_Industrial_Stone, Clay, and Glass_New_Process_Natural Gas_Gas Boiler - Burner Control Optimization_A_Technical Potential | F5 | Industrial | Stone, Clay, and Glass | New | Process | Natural Gas | Gas Boiler - Burner Control Optimization | A | Incremental Summer Peak Savings (MW) | Technical Potential | 0 | 0 | 0 | 0 | 0 | 0 | 0 | 0 | 0 | 0 | 0 | 0 | 0 | 0 | 0 | 0 | 0 | 0 | 0 | 0 | 0 | 0 | 0
F6_Industrial_Stone, Clay, and Glass_New_Process_Natural Gas_Gas Boiler - Burner Control Optimization_A_Technical Potential | F6 | Industrial | Stone, Clay, and Glass | New | Process | Natural Gas | Gas Boiler - Burner Control Optimization | A | Incremental Winter Peak Savings (MW) | Technical Potential | 0 | 0 | 0 | 0 | 0 | 0 | 0 | 0 | 0 | 0 | 0 | 0 | 0 | 0 | 0 | 0 | 0 | 0 | 0 | 0 | 0 | 0 | 0
F7_Industrial_Stone, Clay, and Glass_New_Process_Natural Gas_Gas Boiler - Burner Control Optimization_A_Technical Potential | F7 | Industrial | Stone, Clay, and Glass | New | Process | Natural Gas | Gas Boiler - Burner Control Optimization | A | Cumulative Energy Savings (MWh or mTherms) | Technical Potential | 0 | 0 | 0.00013824 | 0.00051602 | 0.0015904 | 0.0040935 | 0.0085542 | 0.015737 | 0.026063 | 0.039679 | 0.055576 | 0.072934 | 0.090475 | 0.10721 | 0.12172 | 0.13376 | 0.14318 | 0.15031 | 0.15526 | 0.15863 | 0.16066 | 0.16185 | 0
F8_Industrial_Stone, Clay, and Glass_New_Process_Natural Gas_Gas Boiler - Burner Control Optimization_A_Technical Potential | F8 | Industrial | Stone, Clay, and Glass | New | Process | Natural Gas | Gas Boiler - Burner Control Optimization | A | Cumulative Summer Peak Savings (MW) | Technical Potential | 0 | 0 | 0 | 0 | 0 | 0 | 0 | 0 | 0 | 0 | 0 | 0 | 0 | 0 | 0 | 0 | 0 | 0 | 0 | 0 | 0 | 0 | 0
F9_Industrial_Stone, Clay, and Glass_New_Process_Natural Gas_Gas Boiler - Burner Control Optimization_A_Technical Potential | F9 | Industrial | Stone, Clay, and Glass | New | Process | Natural Gas | Gas Boiler - Burner Control Optimization | A | Cumulative Winter Peak Savings (MW) | Technical Potential | 0 | 0 | 0 | 0 | 0 | 0 | 0 | 0 | 0 | 0 | 0 | 0 | 0 | 0 | 0 | 0 | 0 | 0 | 0 | 0 | 0 | 0 | 0
F10_Industrial_Stone, Clay, and Glass_New_Process_Natural Gas_Gas Boiler - Burner Control Optimization_A_Technical Potential | F10 | Industrial | Stone, Clay, and Glass | New | Process | Natural Gas | Gas Boiler - Burner Control Optimization | A | Purchases (Incremental) | Technical Potential | 0 | 0 | 0.083453 | 0.22893 | 0.6529 | 1.5251 | 2.7308 | 4.4055 | 6.339 | 8.356 | 9.7692 | 10.6553 | 10.761 | 10.2442 | 8.8994 | 7.3594 | 5.7449 | 4.284 | 2.9716 | 1.9817 | 1.26 | 0.88934 | 0
F11_Industrial_Stone, Clay, and Glass_New_Process_Natural Gas_Gas Boiler - Burner Control Optimization_A_Technical Potential | F11 | Industrial | Stone, Clay, and Glass | New | Process | Natural Gas | Gas Boiler - Burner Control Optimization | A | Purchases (Cumulative) | Technical Potential | 0 | 0 | 0.083453 | 0.31239 | 0.96528 | 2.4904 | 5.2212 | 9.6267 | 15.9656 | 24.3216 | 34.0908 | 44.7461 | 55.5071 | 65.7513 | 74.6506 | 82.01 | 87.7549 | 92.039 | 95.0106 | 96.9923 | 98.1688 | 98.8292 | 0
F1_Industrial_Stone, Clay, and Glass_New_Space Heating_Natural Gas_HVAC - Demand Controlled Ventilation_A_Technical Potential | F1 | Industrial | Stone, Clay, and Glass | New | Space Heating | Natural Gas | HVAC - Demand Controlled Ventilation | A | Integrated Unit Energy Savings (kWh or therms) | Technical Potential | 0 | 0 | 0.067559 | 0.063603 | 0.062055 | 0.061154 | 0.060802 | 0.060496 | 0.060264 | 0.060061 | 0.059937 | 0.059818 | 0.059576 | 0.059382 | 0.059177 | 0.059358 | 0.059466 | 0.059463 | 0.059575 | 0.059557 | 0.059585 | 0.05953 | 0
F2_Industrial_Stone, Clay, and Glass_New_Space Heating_Natural Gas_HVAC - Demand Controlled Ventilation_A_Technical Potential | F2 | Industrial | Stone, Clay, and Glass | New | Space Heating | Natural Gas | HVAC - Demand Controlled Ventilation | A | Integrated Unit Summer Peak Savings (kW) | Technical Potential | 0 | 0 | 0 | 0 | 0 | 0 | 0 | 0 | 0 | 0 | 0 | 0 | 0 | 0 | 0 | 0 | 0 | 0 | 0 | 0 | 0 | 0 | 0
F3_Industrial_Stone, Clay, and Glass_New_Space Heating_Natural Gas_HVAC - Demand Controlled Ventilation_A_Technical Potential | F3 | Industrial | Stone, Clay, and Glass | New | Space Heating | Natural Gas | HVAC - Demand Controlled Ventilation | A | Integrated Unit Winter Peak Savings (kW) | Technical Potential | 0 | 0 | 0 | 0 | 0 | 0 | 0 | 0 | 0 | 0 | 0 | 0 | 0 | 0 | 0 | 0 | 0 | 0 | 0 | 0 | 0 | 0 | 0
F4_Industrial_Stone, Clay, and Glass_New_Space Heating_Natural Gas_HVAC - Demand Controlled Ventilation_A_Technical Potential | F4 | Industrial | Stone, Clay, and Glass | New | Space Heating | Natural Gas | HVAC - Demand Controlled Ventilation | A | Incremental Energy Savings (MWh or mTherms) | Technical Potential | 0 | 0 | 0.0023952 | 0.0039353 | 0.005475 | 0.0072019 | 0.0082422 | 0.0094501 | 0.010643 | 0.011984 | 0.012984 | 0.014133 | 0.015231 | 0.016517 | 0.017363 | 0.018518 | 0.019654 | 0.020936 | 0.021825 | 0.022864 | 0.023893 | 0.024885 | 0
F5_Industrial_Stone, Clay, and Glass_New_Space Heating_Natural Gas_HVAC - Demand Controlled Ventilation_A_Technical Potential | F5 | Industrial | Stone, Clay, and Glass | New | Space Heating | Natural Gas | HVAC - Demand Controlled Ventilation | A | Incremental Summer Peak Savings (MW) | Technical Potential | 0 | 0 | 0 | 0 | 0 | 0 | 0 | 0 | 0 | 0 | 0 | 0 | 0 | 0 | 0 | 0 | 0 | 0 | 0 | 0 | 0 | 0 | 0
F6_Industrial_Stone, Clay, and Glass_New_Space Heating_Natural Gas_HVAC - Demand Controlled Ventilation_A_Technical Potential | F6 | Industrial | Stone, Clay, and Glass | New | Space Heating | Natural Gas | HVAC - Demand Controlled Ventilation | A | Incremental Winter Peak Savings (MW) | Technical Potential | 0 | 0 | 0 | 0 | 0 | 0 | 0 | 0 | 0 | 0 | 0 | 0 | 0 | 0 | 0 | 0 | 0 | 0 | 0 | 0 | 0 | 0 | 0
F7_Industrial_Stone, Clay, and Glass_New_Space Heating_Natural Gas_HVAC - Demand Controlled Ventilation_A_Technical Potential | F7 | Industrial | Stone, Clay, and Glass | New | Space Heating | Natural Gas | HVAC - Demand Controlled Ventilation | A | Cumulative Energy Savings (MWh or mTherms) | Technical Potential | 0 | 0 | 0.0023952 | 0.0061903 | 0.011515 | 0.018549 | 0.026685 | 0.036001 | 0.046506 | 0.058333 | 0.071197 | 0.085188 | 0.10008 | 0.11627 | 0.13323 | 0.15215 | 0.17208 | 0.1909 | 0.2094 | 0.22695 | 0.24393 | 0.26052 | 0
F8_Industrial_Stone, Clay, and Glass_New_Space Heating_Natural Gas_HVAC - Demand Controlled Ventilation_A_Technical Potential | F8 | Industrial | Stone, Clay, and Glass | New | Space Heating | Natural Gas | HVAC - Demand Controlled Ventilation | A | Cumulative Summer Peak Savings (MW) | Technical Potential | 0 | 0 | 0 | 0 | 0 | 0 | 0 | 0 | 0 | 0 | 0 | 0 | 0 | 0 | 0 | 0 | 0 | 0 | 0 | 0 | 0 | 0 | 0
F9_Industrial_Stone, Clay, and Glass_New_Space Heating_Natural Gas_HVAC - Demand Controlled Ventilation_A_Technical Potential | F9 | Industrial | Stone, Clay, and Glass | New | Space Heating | Natural Gas | HVAC - Demand Controlled Ventilation | A | Cumulative Winter Peak Savings (MW) | Technical Potential | 0 | 0 | 0 | 0 | 0 | 0 | 0 | 0 | 0 | 0 | 0 | 0 | 0 | 0 | 0 | 0 | 0 | 0 | 0 | 0 | 0 | 0 | 0
F10_Industrial_Stone, Clay, and Glass_New_Space Heating_Natural Gas_HVAC - Demand Controlled Ventilation_A_Technical Potential | F10 | Industrial | Stone, Clay, and Glass | New | Space Heating | Natural Gas | HVAC - Demand Controlled Ventilation | A | Purchases (Incremental) | Technical Potential | 0 | 0 | 35.4537 | 61.8735 | 88.2284 | 117.768 | 135.558 | 156.2098 | 176.6014 | 199.5387 | 216.6223 | 236.2708 | 255.6587 | 278.1492 | 293.4136 | 311.9653 | 330.503 | 352.0834 | 366.3379 | 383.9027 | 400.9892 | 418.0253 | 0
F11_Industrial_Stone, Clay, and Glass_New_Space Heating_Natural Gas_HVAC - Demand Controlled Ventilation_A_Technical Potential | F11 | Industrial | Stone, Clay, and Glass | New | Space Heating | Natural Gas | HVAC - Demand Controlled Ventilation | A | Purchases (Cumulative) | Technical Potential | 0 | 0 | 35.4537 | 97.3272 | 185.5556 | 303.3236 | 438.8817 | 595.0915 | 771.6929 | 971.2316 | 1187.8539 | 1424.1248 | 1679.7835 | 1957.9327 | 2251.3462 | 2563.3116 | 2893.8146 | 3210.4442 | 3514.9086 | 3810.583 | 4093.8042 | 4376.2714 | 0
F1_Industrial_Stone, Clay, and Glass_New_Space Heating_Natural Gas_Gas Boiler - Stack Economizer_A_Technical Potential | F1 | Industrial | Stone, Clay, and Glass | New | Space Heating | Natural Gas | Gas Boiler - Stack Economizer | A | Integrated Unit Energy Savings (kWh or therms) | Technical Potential | 0 | 0 | 6.7179 | 6.3172 | 6.1556 | 6.0575 | 6.0094 | 5.9655 | 5.9264 | 5.8879 | 5.852 | 5.8146 | 5.7634 | 5.718 | 5.6683 | 5.6611 | 5.6515 | 5.6398 | 5.6401 | 5.637 | 5.643 | 5.6443 | 0
F2_Industrial_Stone, Clay, and Glass_New_Space Heating_Natural Gas_Gas Boiler - Stack Economizer_A_Technical Potential | F2 | Industrial | Stone, Clay, and Glass | New | Space Heating | Natural Gas | Gas Boiler - Stack Economizer | A | Integrated Unit Summer Peak Savings (kW) | Technical Potential | 0 | 0 | 0 | 0 | 0 | 0 | 0 | 0 | 0 | 0 | 0 | 0 | 0 | 0 | 0 | 0 | 0 | 0 | 0 | 0 | 0 | 0 | 0
F3_Industrial_Stone, Clay, and Glass_New_Space Heating_Natural Gas_Gas Boiler - Stack Economizer_A_Technical Potential | F3 | Industrial | Stone, Clay, and Glass | New | Space Heating | Natural Gas | Gas Boiler - Stack Economizer | A | Integrated Unit Winter Peak Savings (kW) | Technical Potential | 0 | 0 | 0 | 0 | 0 | 0 | 0 | 0 | 0 | 0 | 0 | 0 | 0 | 0 | 0 | 0 | 0 | 0 | 0 | 0 | 0 | 0 | 0
F4_Industrial_Stone, Clay, and Glass_New_Space Heating_Natural Gas_Gas Boiler - Stack Economizer_A_Technical Potential | F4 | Industrial | Stone, Clay, and Glass | New | Space Heating | Natural Gas | Gas Boiler - Stack Economizer | A | Incremental Energy Savings (MWh or mTherms) | Technical Potential | 0 | 0 | 0.00049987 | 0.00082034 | 0.0011398 | 0.0014972 | 0.0017097 | 0.0017602 | 0.0015815 | 0.0014203 | 0.001226 | 0.0010629 | 0.000912 | 0.00078753 | 0.00065882 | 0.00055967 | 0.00047354 | 0.00041965 | 0.00073241 | 0.0010438 | 0.0013948 | 0.0016058 | 0
F5_Industrial_Stone, Clay, and Glass_New_Space Heating_Natural Gas_Gas Boiler - Stack Economizer_A_Technical Potential | F5 | Industrial | Stone, Clay, and Glass | New | Space Heating | Natural Gas | Gas Boiler - Stack Economizer | A | Incremental Summer Peak Savings (MW) | Technical Potential | 0 | 0 | 0 | 0 | 0 | 0 | 0 | 0 | 0 | 0 | 0 | 0 | 0 | 0 | 0 | 0 | 0 | 0 | 0 | 0 | 0 | 0 | 0
F6_Industrial_Stone, Clay, and Glass_New_Space Heating_Natural Gas_Gas Boiler - Stack Economizer_A_Technical Potential | F6 | Industrial | Stone, Clay, and Glass | New | Space Heating | Natural Gas | Gas Boiler - Stack Economizer | A | Incremental Winter Peak Savings (MW) | Technical Potential | 0 | 0 | 0 | 0 | 0 | 0 | 0 | 0 | 0 | 0 | 0 | 0 | 0 | 0 | 0 | 0 | 0 | 0 | 0 | 0 | 0 | 0 | 0
F7_Industrial_Stone, Clay, and Glass_New_Space Heating_Natural Gas_Gas Boiler - Stack Economizer_A_Technical Potential | F7 | Industrial | Stone, Clay, and Glass | New | Space Heating | Natural Gas | Gas Boiler - Stack Economizer | A | Cumulative Energy Savings (MWh or mTherms) | Technical Potential | 0 | 0 | 0.00049987 | 0.0012904 | 0.0023972 | 0.0038562 | 0.0055353 | 0.0072551 | 0.0087891 | 0.010152 | 0.011316 | 0.012307 | 0.01311 | 0.013795 | 0.014334 | 0.014875 | 0.015324 | 0.015292 | 0.015293 | 0.015284 | 0.0153 | 0.015304 | 0
F8_Industrial_Stone, Clay, and Glass_New_Space Heating_Natural Gas_Gas Boiler - Stack Economizer_A_Technical Potential | F8 | Industrial | Stone, Clay, and Glass | New | Space Heating | Natural Gas | Gas Boiler - Stack Economizer | A | Cumulative Summer Peak Savings (MW) | Technical Potential | 0 | 0 | 0 | 0 | 0 | 0 | 0 | 0 | 0 | 0 | 0 | 0 | 0 | 0 | 0 | 0 | 0 | 0 | 0 | 0 | 0 | 0 | 0
F9_Industrial_Stone, Clay, and Glass_New_Space Heating_Natural Gas_Gas Boiler - Stack Economizer_A_Technical Potential | F9 | Industrial | Stone, Clay, and Glass | New | Space Heating | Natural Gas | Gas Boiler - Stack Economizer | A | Cumulative Winter Peak Savings (MW) | Technical Potential | 0 | 0 | 0 | 0 | 0 | 0 | 0 | 0 | 0 | 0 | 0 | 0 | 0 | 0 | 0 | 0 | 0 | 0 | 0 | 0 | 0 | 0 | 0
F10_Industrial_Stone, Clay, and Glass_New_Space Heating_Natural Gas_Gas Boiler - Stack Economizer_A_Technical Potential | F10 | Industrial | Stone, Clay, and Glass | New | Space Heating | Natural Gas | Gas Boiler - Stack Economizer | A | Purchases (Incremental) | Technical Potential | 0 | 0 | 0.074409 | 0.12986 | 0.18517 | 0.24717 | 0.2845 | 0.29506 | 0.26686 | 0.24122 | 0.2095 | 0.1828 | 0.15824 | 0.13773 | 0.11623 | 0.098863 | 0.08379 | 0.074409 | 0.12986 | 0.18517 | 0.24717 | 0.2845 | 0
F11_Industrial_Stone, Clay, and Glass_New_Space Heating_Natural Gas_Gas Boiler - Stack Economizer_A_Technical Potential | F11 | Industrial | Stone, Clay, and Glass | New | Space Heating | Natural Gas | Gas Boiler - Stack Economizer | A | Purchases (Cumulative) | Technical Potential | 0 | 0 | 0.074409 | 0.20427 | 0.38944 | 0.6366 | 0.92111 | 1.2162 | 1.483 | 1.7243 | 1.9338 | 2.1166 | 2.2748 | 2.4125 | 2.5288 | 2.6276 | 2.7114 | 2.7114 | 2.7114 | 2.7114 | 2.7114 | 2.7114 | 0
F1_Industrial_Stone, Clay, and Glass_New_Process_Natural Gas_Gas Boiler - Stack Economizer_A_Technical Potential | F1 | Industrial | Stone, Clay, and Glass | New | Process | Natural Gas | Gas Boiler - Stack Economizer | A | Integrated Unit Energy Savings (kWh or therms) | Technical Potential | 0 | 0 | 5.484 | 5.4687 | 5.4546 | 5.4421 | 5.4246 | 5.4127 | 5.4052 | 5.4019 | 5.398 | 5.3971 | 5.3971 | 5.3991 | 5.399 | 5.4006 | 5.4025 | 5.4073 | 5.4107 | 5.415 | 5.4188 | 5.4223 | 0
F2_Industrial_Stone, Clay, and Glass_New_Process_Natural Gas_Gas Boiler - Stack Economizer_A_Technical Potential | F2 | Industrial | Stone, Clay, and Glass | New | Process | Natural Gas | Gas Boiler - Stack Economizer | A | Integrated Unit Summer Peak Savings (kW) | Technical Potential | 0 | 0 | 0 | 0 | 0 | 0 | 0 | 0 | 0 | 0 | 0 | 0 | 0 | 0 | 0 | 0 | 0 | 0 | 0 | 0 | 0 | 0 | 0
F3_Industrial_Stone, Clay, and Glass_New_Process_Natural Gas_Gas Boiler - Stack Economizer_A_Technical Potential | F3 | Industrial | Stone, Clay, and Glass | New | Process | Natural Gas | Gas Boiler - Stack Economizer | A | Integrated Unit Winter Peak Savings (kW) | Technical Potential | 0 | 0 | 0 | 0 | 0 | 0 | 0 | 0 | 0 | 0 | 0 | 0 | 0 | 0 | 0 | 0 | 0 | 0 | 0 | 0 | 0 | 0 | 0
F4_Industrial_Stone, Clay, and Glass_New_Process_Natural Gas_Gas Boiler - Stack Economizer_A_Technical Potential | F4 | Industrial | Stone, Clay, and Glass | New | Process | Natural Gas | Gas Boiler - Stack Economizer | A | Incremental Energy Savings (MWh or mTherms) | Technical Potential | 0 | 0 | 0.0045242 | 0.0078736 | 0.011198 | 0.014913 | 0.017111 | 0.017707 | 0.015992 | 0.014447 | 0.012538 | 0.010938 | 0.0094688 | 0.0082445 | 0.0069574 | 0.0059196 | 0.0050188 | 0.0044609 | 0.00779 | 0.011117 | 0.014849 | 0.017104 | 0
F5_Industrial_Stone, Clay, and Glass_New_Process_Natural Gas_Gas Boiler - Stack Economizer_A_Technical Potential | F5 | Industrial | Stone, Clay, and Glass | New | Process | Natural Gas | Gas Boiler - Stack Economizer | A | Incremental Summer Peak Savings (MW) | Technical Potential | 0 | 0 | 0 | 0 | 0 | 0 | 0 | 0 | 0 | 0 | 0 | 0 | 0 | 0 | 0 | 0 | 0 | 0 | 0 | 0 | 0 | 0 | 0
F6_Industrial_Stone, Clay, and Glass_New_Process_Natural Gas_Gas Boiler - Stack Economizer_A_Technical Potential | F6 | Industrial | Stone, Clay, and Glass | New | Process | Natural Gas | Gas Boiler - Stack Economizer | A | Incremental Winter Peak Savings (MW) | Technical Potential | 0 | 0 | 0 | 0 | 0 | 0 | 0 | 0 | 0 | 0 | 0 | 0 | 0 | 0 | 0 | 0 | 0 | 0 | 0 | 0 | 0 | 0 | 0
F7_Industrial_Stone, Clay, and Glass_New_Process_Natural Gas_Gas Boiler - Stack Economizer_A_Technical Potential | F7 | Industrial | Stone, Clay, and Glass | New | Process | Natural Gas | Gas Boiler - Stack Economizer | A | Cumulative Energy Savings (MWh or mTherms) | Technical Potential | 0 | 0 | 0.0045242 | 0.012385 | 0.023552 | 0.038411 | 0.055398 | 0.072984 | 0.088875 | 0.10327 | 0.11573 | 0.12665 | 0.13612 | 0.14441 | 0.15137 | 0.15733 | 0.16241 | 0.16255 | 0.16265 | 0.16278 | 0.1629 | 0.163 | 0
F8_Industrial_Stone, Clay, and Glass_New_Process_Natural Gas_Gas Boiler - Stack Economizer_A_Technical Potential | F8 | Industrial | Stone, Clay, and Glass | New | Process | Natural Gas | Gas Boiler - Stack Economizer | A | Cumulative Summer Peak Savings (MW) | Technical Potential | 0 | 0 | 0 | 0 | 0 | 0 | 0 | 0 | 0 | 0 | 0 | 0 | 0 | 0 | 0 | 0 | 0 | 0 | 0 | 0 | 0 | 0 | 0
F9_Industrial_Stone, Clay, and Glass_New_Process_Natural Gas_Gas Boiler - Stack Economizer_A_Technical Potential | F9 | Industrial | Stone, Clay, and Glass | New | Process | Natural Gas | Gas Boiler - Stack Economizer | A | Cumulative Winter Peak Savings (MW) | Technical Potential | 0 | 0 | 0 | 0 | 0 | 0 | 0 | 0 | 0 | 0 | 0 | 0 | 0 | 0 | 0 | 0 | 0 | 0 | 0 | 0 | 0 | 0 | 0
F10_Industrial_Stone, Clay, and Glass_New_Process_Natural Gas_Gas Boiler - Stack Economizer_A_Technical Potential | F10 | Industrial | Stone, Clay, and Glass | New | Process | Natural Gas | Gas Boiler - Stack Economizer | A | Purchases (Incremental) | Technical Potential | 0 | 0 | 0.82498 | 1.4397 | 2.053 | 2.7404 | 3.1543 | 3.2714 | 2.9587 | 2.6744 | 2.3227 | 2.0267 | 1.7544 | 1.527 | 1.2886 | 1.0961 | 0.92898 | 0.82498 | 1.4397 | 2.053 | 2.7404 | 3.1543 | 0
F11_Industrial_Stone, Clay, and Glass_New_Process_Natural Gas_Gas Boiler - Stack Economizer_A_Technical Potential | F11 | Industrial | Stone, Clay, and Glass | New | Process | Natural Gas | Gas Boiler - Stack Economizer | A | Purchases (Cumulative) | Technical Potential | 0 | 0 | 0.82498 | 2.2647 | 4.3177 | 7.0581 | 10.2124 | 13.4838 | 16.4425 | 19.1169 | 21.4396 | 23.4664 | 25.2208 | 26.7478 | 28.0364 | 29.1325 | 30.0615 | 30.0615 | 30.0615 | 30.0615 | 30.0615 | 30.0615 | 0
F1_Industrial_Stone, Clay, and Glass_New_Space Heating_Natural Gas_Gas Furnace Tube Inserts_A_Technical Potential | F1 | Industrial | Stone, Clay, and Glass | New | Space Heating | Natural Gas | Gas Furnace Tube Inserts | A | Integrated Unit Energy Savings (kWh or therms) | Technical Potential | 0 | 0 | 0.077672 | 0.073123 | 0.071343 | 0.070307 | 0.069903 | 0.069551 | 0.069285 | 0.069051 | 0.068909 | 0.068771 | 0.068494 | 0.068271 | 0.068034 | 0.068243 | 0.068367 | 0.068363 | 0.068492 | 0.068472 | 0.068504 | 0.06844 | 0
F2_Industrial_Stone, Clay, and Glass_New_Space Heating_Natural Gas_Gas Furnace Tube Inserts_A_Technical Potential | F2 | Industrial | Stone, Clay, and Glass | New | Space Heating | Natural Gas | Gas Furnace Tube Inserts | A | Integrated Unit Summer Peak Savings (kW) | Technical Potential | 0 | 0 | 0 | 0 | 0 | 0 | 0 | 0 | 0 | 0 | 0 | 0 | 0 | 0 | 0 | 0 | 0 | 0 | 0 | 0 | 0 | 0 | 0
F3_Industrial_Stone, Clay, and Glass_New_Space Heating_Natural Gas_Gas Furnace Tube Inserts_A_Technical Potential | F3 | Industrial | Stone, Clay, and Glass | New | Space Heating | Natural Gas | Gas Furnace Tube Inserts | A | Integrated Unit Winter Peak Savings (kW) | Technical Potential | 0 | 0 | 0 | 0 | 0 | 0 | 0 | 0 | 0 | 0 | 0 | 0 | 0 | 0 | 0 | 0 | 0 | 0 | 0 | 0 | 0 | 0 | 0
F4_Industrial_Stone, Clay, and Glass_New_Space Heating_Natural Gas_Gas Furnace Tube Inserts_A_Technical Potential | F4 | Industrial | Stone, Clay, and Glass | New | Space Heating | Natural Gas | Gas Furnace Tube Inserts | A | Incremental Energy Savings (MWh or mTherms) | Technical Potential | 0 | 0 | 0 | 0 | 0 | 0 | 0 | 0 | 0 | 0 | 0 | 0 | 0 | 0 | 0 | 0 | 0 | 0 | 0 | 0 | 0 | 0 | 0
F5_Industrial_Stone, Clay, and Glass_New_Space Heating_Natural Gas_Gas Furnace Tube Inserts_A_Technical Potential | F5 | Industrial | Stone, Clay, and Glass | New | Space Heating | Natural Gas | Gas Furnace Tube Inserts | A | Incremental Summer Peak Savings (MW) | Technical Potential | 0 | 0 | 0 | 0 | 0 | 0 | 0 | 0 | 0 | 0 | 0 | 0 | 0 | 0 | 0 | 0 | 0 | 0 | 0 | 0 | 0 | 0 | 0
F6_Industrial_Stone, Clay, and Glass_New_Space Heating_Natural Gas_Gas Furnace Tube Inserts_A_Technical Potential | F6 | Industrial | Stone, Clay, and Glass | New | Space Heating | Natural Gas | Gas Furnace Tube Inserts | A | Incremental Winter Peak Savings (MW) | Technical Potential | 0 | 0 | 0 | 0 | 0 | 0 | 0 | 0 | 0 | 0 | 0 | 0 | 0 | 0 | 0 | 0 | 0 | 0 | 0 | 0 | 0 | 0 | 0
F7_Industrial_Stone, Clay, and Glass_New_Space Heating_Natural Gas_Gas Furnace Tube Inserts_A_Technical Potential | F7 | Industrial | Stone, Clay, and Glass | New | Space Heating | Natural Gas | Gas Furnace Tube Inserts | A | Cumulative Energy Savings (MWh or mTherms) | Technical Potential | 0 | 0 | 0 | 0 | 0 | 0 | 0 | 0 | 0 | 0 | 0 | 0 | 0 | 0 | 0 | 0 | 0 | 0 | 0 | 0 | 0 | 0 | 0
F8_Industrial_Stone, Clay, and Glass_New_Space Heating_Natural Gas_Gas Furnace Tube Inserts_A_Technical Potential | F8 | Industrial | Stone, Clay, and Glass | New | Space Heating | Natural Gas | Gas Furnace Tube Inserts | A | Cumulative Summer Peak Savings (MW) | Technical Potential | 0 | 0 | 0 | 0 | 0 | 0 | 0 | 0 | 0 | 0 | 0 | 0 | 0 | 0 | 0 | 0 | 0 | 0 | 0 | 0 | 0 | 0 | 0
F9_Industrial_Stone, Clay, and Glass_New_Space Heating_Natural Gas_Gas Furnace Tube Inserts_A_Technical Potential | F9 | Industrial | Stone, Clay, and Glass | New | Space Heating | Natural Gas | Gas Furnace Tube Inserts | A | Cumulative Winter Peak Savings (MW) | Technical Potential | 0 | 0 | 0 | 0 | 0 | 0 | 0 | 0 | 0 | 0 | 0 | 0 | 0 | 0 | 0 | 0 | 0 | 0 | 0 | 0 | 0 | 0 | 0
F10_Industrial_Stone, Clay, and Glass_New_Space Heating_Natural Gas_Gas Furnace Tube Inserts_A_Technical Potential | F10 | Industrial | Stone, Clay, and Glass | New | Space Heating | Natural Gas | Gas Furnace Tube Inserts | A | Purchases (Incremental) | Technical Potential | 0 | 0 | 0 | 0 | 0 | 0 | 0 | 0 | 0 | 0 | 0 | 0 | 0 | 0 | 0 | 0 | 0 | 0 | 0 | 0 | 0 | 0 | 0
F11_Industrial_Stone, Clay, and Glass_New_Space Heating_Natural Gas_Gas Furnace Tube Inserts_A_Technical Potential | F11 | Industrial | Stone, Clay, and Glass | New | Space Heating | Natural Gas | Gas Furnace Tube Inserts | A | Purchases (Cumulative) | Technical Potential | 0 | 0 | 0 | 0 | 0 | 0 | 0 | 0 | 0 | 0 | 0 | 0 | 0 | 0 | 0 | 0 | 0 | 0 | 0 | 0 | 0 | 0 | 0
F1_Industrial_Stone, Clay, and Glass_New_Space Heating_Natural Gas_Space Heating - Heat Recovery Ventilator_A_Technical Potential | F1 | Industrial | Stone, Clay, and Glass | New | Space Heating | Natural Gas | Space Heating - Heat Recovery Ventilator | A | Integrated Unit Energy Savings (kWh or therms) | Technical Potential | 0 | 0 | 0.012641 | 0.011886 | 0.011581 | 0.011395 | 0.011303 | 0.011219 | 0.011145 | 0.011072 | 0.011003 | 0.010932 | 0.010836 | 0.01075 | 0.010656 | 0.010643 | 0.010625 | 0.010603 | 0.010604 | 0.010599 | 0.01061 | 0.010613 | 0
F2_Industrial_Stone, Clay, and Glass_New_Space Heating_Natural Gas_Space Heating - Heat Recovery Ventilator_A_Technical Potential | F2 | Industrial | Stone, Clay, and Glass | New | Space Heating | Natural Gas | Space Heating - Heat Recovery Ventilator | A | Integrated Unit Summer Peak Savings (kW) | Technical Potential | 0 | 0 | 0 | 0 | 0 | 0 | 0 | 0 | 0 | 0 | 0 | 0 | 0 | 0 | 0 | 0 | 0 | 0 | 0 | 0 | 0 | 0 | 0
F3_Industrial_Stone, Clay, and Glass_New_Space Heating_Natural Gas_Space Heating - Heat Recovery Ventilator_A_Technical Potential | F3 | Industrial | Stone, Clay, and Glass | New | Space Heating | Natural Gas | Space Heating - Heat Recovery Ventilator | A | Integrated Unit Winter Peak Savings (kW) | Technical Potential | 0 | 0 | 0 | 0 | 0 | 0 | 0 | 0 | 0 | 0 | 0 | 0 | 0 | 0 | 0 | 0 | 0 | 0 | 0 | 0 | 0 | 0 | 0
F4_Industrial_Stone, Clay, and Glass_New_Space Heating_Natural Gas_Space Heating - Heat Recovery Ventilator_A_Technical Potential | F4 | Industrial | Stone, Clay, and Glass | New | Space Heating | Natural Gas | Space Heating - Heat Recovery Ventilator | A | Incremental Energy Savings (MWh or mTherms) | Technical Potential | 0 | 0 | 0.001097 | 0.0018001 | 0.002501 | 0.0032848 | 0.0037505 | 0.0042898 | 0.0048176 | 0.0054076 | 0.0058343 | 0.0063225 | 0.0067807 | 0.007319 | 0.0076534 | 0.008127 | 0.0085955 | 0.0091381 | 0.0095087 | 0.0099595 | 0.010414 | 0.010859 | 0
F5_Industrial_Stone, Clay, and Glass_New_Space Heating_Natural Gas_Space Heating - Heat Recovery Ventilator_A_Technical Potential | F5 | Industrial | Stone, Clay, and Glass | New | Space Heating | Natural Gas | Space Heating - Heat Recovery Ventilator | A | Incremental Summer Peak Savings (MW) | Technical Potential | 0 | 0 | 0 | 0 | 0 | 0 | 0 | 0 | 0 | 0 | 0 | 0 | 0 | 0 | 0 | 0 | 0 | 0 | 0 | 0 | 0 | 0 | 0
F6_Industrial_Stone, Clay, and Glass_New_Space Heating_Natural Gas_Space Heating - Heat Recovery Ventilator_A_Technical Potential | F6 | Industrial | Stone, Clay, and Glass | New | Space Heating | Natural Gas | Space Heating - Heat Recovery Ventilator | A | Incremental Winter Peak Savings (MW) | Technical Potential | 0 | 0 | 0 | 0 | 0 | 0 | 0 | 0 | 0 | 0 | 0 | 0 | 0 | 0 | 0 | 0 | 0 | 0 | 0 | 0 | 0 | 0 | 0
F7_Industrial_Stone, Clay, and Glass_New_Space Heating_Natural Gas_Space Heating - Heat Recovery Ventilator_A_Technical Potential | F7 | Industrial | Stone, Clay, and Glass | New | Space Heating | Natural Gas | Space Heating - Heat Recovery Ventilator | A | Cumulative Energy Savings (MWh or mTherms) | Technical Potential | 0 | 0 | 0.001097 | 0.0028316 | 0.0052598 | 0.0084604 | 0.012143 | 0.016342 | 0.021052 | 0.026321 | 0.031992 | 0.038109 | 0.044552 | 0.05152 | 0.058724 | 0.066777 | 0.07526 | 0.083325 | 0.091233 | 0.098857 | 0.10632 | 0.11369 | 0
F8_Industrial_Stone, Clay, and Glass_New_Space Heating_Natural Gas_Space Heating - Heat Recovery Ventilator_A_Technical Potential | F8 | Industrial | Stone, Clay, and Glass | New | Space Heating | Natural Gas | Space Heating - Heat Recovery Ventilator | A | Cumulative Summer Peak Savings (MW) | Technical Potential | 0 | 0 | 0 | 0 | 0 | 0 | 0 | 0 | 0 | 0 | 0 | 0 | 0 | 0 | 0 | 0 | 0 | 0 | 0 | 0 | 0 | 0 | 0
F9_Industrial_Stone, Clay, and Glass_New_Space Heating_Natural Gas_Space Heating - Heat Recovery Ventilator_A_Technical Potential | F9 | Industrial | Stone, Clay, and Glass | New | Space Heating | Natural Gas | Space Heating - Heat Recovery Ventilator | A | Cumulative Winter Peak Savings (MW) | Technical Potential | 0 | 0 | 0 | 0 | 0 | 0 | 0 | 0 | 0 | 0 | 0 | 0 | 0 | 0 | 0 | 0 | 0 | 0 | 0 | 0 | 0 | 0 | 0
F10_Industrial_Stone, Clay, and Glass_New_Space Heating_Natural Gas_Space Heating - Heat Recovery Ventilator_A_Technical Potential | F10 | Industrial | Stone, Clay, and Glass | New | Space Heating | Natural Gas | Space Heating - Heat Recovery Ventilator | A | Purchases (Incremental) | Technical Potential | 0 | 0 | 86.7811 | 151.4494 | 215.9589 | 288.2639 | 331.809 | 382.359 | 432.2719 | 488.4162 | 530.2322 | 578.3264 | 625.7826 | 680.8332 | 718.1962 | 763.6058 | 808.981 | 861.8038 | 896.6949 | 939.6889 | 981.512 | 1023.2115 | 0
F11_Industrial_Stone, Clay, and Glass_New_Space Heating_Natural Gas_Space Heating - Heat Recovery Ventilator_A_Technical Potential | F11 | Industrial | Stone, Clay, and Glass | New | Space Heating | Natural Gas | Space Heating - Heat Recovery Ventilator | A | Purchases (Cumulative) | Technical Potential | 0 | 0 | 86.7811 | 238.2305 | 454.1894 | 742.4533 | 1074.2623 | 1456.6213 | 1888.8932 | 2377.3094 | 2907.5416 | 3485.868 | 4111.6506 | 4792.4838 | 5510.68 | 6274.2858 | 7083.2668 | 7858.2895 | 8603.5351 | 9327.2651 | 10020.5132 | 10711.9157 | 0
F1_Industrial_Stone, Clay, and Glass_New_Space Heating_Natural Gas_Thermostat - Programmable_A_Technical Potential | F1 | Industrial | Stone, Clay, and Glass | New | Space Heating | Natural Gas | Thermostat - Programmable | A | Integrated Unit Energy Savings (kWh or therms) | Technical Potential | 0 | 0 | 0.0061139 | 0.0057481 | 0.0055999 | 0.0055096 | 0.0054644 | 0.0054232 | 0.0053865 | 0.0053506 | 0.0053168 | 0.005282 | 0.0052346 | 0.0051928 | 0.0051468 | 0.0051397 | 0.0051305 | 0.0051197 | 0.0051195 | 0.0051165 | 0.0051218 | 0.0051228 | 0
F2_Industrial_Stone, Clay, and Glass_New_Space Heating_Natural Gas_Thermostat - Programmable_A_Technical Potential | F2 | Industrial | Stone, Clay, and Glass | New | Space Heating | Natural Gas | Thermostat - Programmable | A | Integrated Unit Summer Peak Savings (kW) | Technical Potential | 0 | 0 | 0 | 0 | 0 | 0 | 0 | 0 | 0 | 0 | 0 | 0 | 0 | 0 | 0 | 0 | 0 | 0 | 0 | 0 | 0 | 0 | 0
F3_Industrial_Stone, Clay, and Glass_New_Space Heating_Natural Gas_Thermostat - Programmable_A_Technical Potential | F3 | Industrial | Stone, Clay, and Glass | New | Space Heating | Natural Gas | Thermostat - Programmable | A | Integrated Unit Winter Peak Savings (kW) | Technical Potential | 0 | 0 | 0 | 0 | 0 | 0 | 0 | 0 | 0 | 0 | 0 | 0 | 0 | 0 | 0 | 0 | 0 | 0 | 0 | 0 | 0 | 0 | 0
F4_Industrial_Stone, Clay, and Glass_New_Space Heating_Natural Gas_Thermostat - Programmable_A_Technical Potential | F4 | Industrial | Stone, Clay, and Glass | New | Space Heating | Natural Gas | Thermostat - Programmable | A | Incremental Energy Savings (MWh or mTherms) | Technical Potential | 0 | 0 | 0.0015917 | 0.0026116 | 0.003628 | 0.0047647 | 0.0054394 | 0.0062208 | 0.0069853 | 0.00784 | 0.0084575 | 0.0091641 | 0.0098272 | 0.010606 | 0.011089 | 0.011774 | 0.012451 | 0.013236 | 0.013772 | 0.014424 | 0.015081 | 0.015725 | 0
F5_Industrial_Stone, Clay, and Glass_New_Space Heating_Natural Gas_Thermostat - Programmable_A_Technical Potential | F5 | Industrial | Stone, Clay, and Glass | New | Space Heating | Natural Gas | Thermostat - Programmable | A | Incremental Summer Peak Savings (MW) | Technical Potential | 0 | 0 | 0 | 0 | 0 | 0 | 0 | 0 | 0 | 0 | 0 | 0 | 0 | 0 | 0 | 0 | 0 | 0 | 0 | 0 | 0 | 0 | 0
F6_Industrial_Stone, Clay, and Glass_New_Space Heating_Natural Gas_Thermostat - Programmable_A_Technical Potential | F6 | Industrial | Stone, Clay, and Glass | New | Space Heating | Natural Gas | Thermostat - Programmable | A | Incremental Winter Peak Savings (MW) | Technical Potential | 0 | 0 | 0 | 0 | 0 | 0 | 0 | 0 | 0 | 0 | 0 | 0 | 0 | 0 | 0 | 0 | 0 | 0 | 0 | 0 | 0 | 0 | 0
F7_Industrial_Stone, Clay, and Glass_New_Space Heating_Natural Gas_Thermostat - Programmable_A_Technical Potential | F7 | Industrial | Stone, Clay, and Glass | New | Space Heating | Natural Gas | Thermostat - Programmable | A | Cumulative Energy Savings (MWh or mTherms) | Technical Potential | 0 | 0 | 0.0015917 | 0.0041081 | 0.0076302 | 0.012272 | 0.017611 | 0.023699 | 0.030524 | 0.03816 | 0.046377 | 0.055237 | 0.064568 | 0.073307 | 0.081409 | 0.08974 | 0.097594 | 0.10553 | 0.11342 | 0.12115 | 0.12885 | 0.13645 | 0
F8_Industrial_Stone, Clay, and Glass_New_Space Heating_Natural Gas_Thermostat - Programmable_A_Technical Potential | F8 | Industrial | Stone, Clay, and Glass | New | Space Heating | Natural Gas | Thermostat - Programmable | A | Cumulative Summer Peak Savings (MW) | Technical Potential | 0 | 0 | 0 | 0 | 0 | 0 | 0 | 0 | 0 | 0 | 0 | 0 | 0 | 0 | 0 | 0 | 0 | 0 | 0 | 0 | 0 | 0 | 0
F9_Industrial_Stone, Clay, and Glass_New_Space Heating_Natural Gas_Thermostat - Programmable_A_Technical Potential | F9 | Industrial | Stone, Clay, and Glass | New | Space Heating | Natural Gas | Thermostat - Programmable | A | Cumulative Winter Peak Savings (MW) | Technical Potential | 0 | 0 | 0 | 0 | 0 | 0 | 0 | 0 | 0 | 0 | 0 | 0 | 0 | 0 | 0 | 0 | 0 | 0 | 0 | 0 | 0 | 0 | 0
F10_Industrial_Stone, Clay, and Glass_New_Space Heating_Natural Gas_Thermostat - Programmable_A_Technical Potential | F10 | Industrial | Stone, Clay, and Glass | New | Space Heating | Natural Gas | Thermostat - Programmable | A | Purchases (Incremental) | Technical Potential | 0 | 0 | 260.3432 | 454.3482 | 647.8767 | 864.7918 | 995.427 | 1147.0769 | 1296.8157 | 1465.2487 | 1590.6967 | 1734.9791 | 1877.3478 | 2042.4995 | 2154.5887 | 2290.8174 | 2426.9429 | 2585.4115 | 2690.0847 | 2819.0668 | 2944.536 | 3069.6346 | 0
F11_Industrial_Stone, Clay, and Glass_New_Space Heating_Natural Gas_Thermostat - Programmable_A_Technical Potential | F11 | Industrial | Stone, Clay, and Glass | New | Space Heating | Natural Gas | Thermostat - Programmable | A | Purchases (Cumulative) | Technical Potential | 0 | 0 | 260.3432 | 714.6914 | 1362.5681 | 2227.3599 | 3222.7869 | 4369.8638 | 5666.6795 | 7131.9282 | 8722.6249 | 10457.604 | 12334.9518 | 14117.1081 | 15817.3486 | 17460.2893 | 19022.4404 | 20612.425 | 22155.4328 | 23677.6838 | 25156.9711 | 26635.9091 | 0
F1_Industrial_Stone, Clay, and Glass_New_Space Heating_Natural Gas_ENERGY STAR Connected Thermostat_A_Technical Potential | F1 | Industrial | Stone, Clay, and Glass | New | Space Heating | Natural Gas | ENERGY STAR Connected Thermostat | A | Integrated Unit Energy Savings (kWh or therms) | Technical Potential | 0 | 0 | 0.014775 | 0.013888 | 0.013527 | 0.013307 | 0.013194 | 0.013091 | 0.012998 | 0.012908 | 0.012821 | 0.012732 | 0.012613 | 0.012509 | 0.012395 | 0.012375 | 0.012352 | 0.012327 | 0.012326 | 0.012319 | 0.012332 | 0.012335 | 0
F2_Industrial_Stone, Clay, and Glass_New_Space Heating_Natural Gas_ENERGY STAR Connected Thermostat_A_Technical Potential | F2 | Industrial | Stone, Clay, and Glass | New | Space Heating | Natural Gas | ENERGY STAR Connected Thermostat | A | Integrated Unit Summer Peak Savings (kW) | Technical Potential | 0 | 0 | 0 | 0 | 0 | 0 | 0 | 0 | 0 | 0 | 0 | 0 | 0 | 0 | 0 | 0 | 0 | 0 | 0 | 0 | 0 | 0 | 0
F3_Industrial_Stone, Clay, and Glass_New_Space Heating_Natural Gas_ENERGY STAR Connected Thermostat_A_Technical Potential | F3 | Industrial | Stone, Clay, and Glass | New | Space Heating | Natural Gas | ENERGY STAR Connected Thermostat | A | Integrated Unit Winter Peak Savings (kW) | Technical Potential | 0 | 0 | 0 | 0 | 0 | 0 | 0 | 0 | 0 | 0 | 0 | 0 | 0 | 0 | 0 | 0 | 0 | 0 | 0 | 0 | 0 | 0 | 0
F4_Industrial_Stone, Clay, and Glass_New_Space Heating_Natural Gas_ENERGY STAR Connected Thermostat_A_Technical Potential | F4 | Industrial | Stone, Clay, and Glass | New | Space Heating | Natural Gas | ENERGY STAR Connected Thermostat | A | Incremental Energy Savings (MWh or mTherms) | Technical Potential | 0 | 0 | 0.0038465 | 0.00631 | 0.0087641 | 0.011508 | 0.013134 | 0.015016 | 0.016856 | 0.018913 | 0.020395 | 0.02209 | 0.02368 | 0.02555 | 0.026706 | 0.02835 | 0.029979 | 0.031871 | 0.033159 | 0.034729 | 0.038916 | 0.042215 | 0
F5_Industrial_Stone, Clay, and Glass_New_Space Heating_Natural Gas_ENERGY STAR Connected Thermostat_A_Technical Potential | F5 | Industrial | Stone, Clay, and Glass | New | Space Heating | Natural Gas | ENERGY STAR Connected Thermostat | A | Incremental Summer Peak Savings (MW) | Technical Potential | 0 | 0 | 0 | 0 | 0 | 0 | 0 | 0 | 0 | 0 | 0 | 0 | 0 | 0 | 0 | 0 | 0 | 0 | 0 | 0 | 0 | 0 | 0
F6_Industrial_Stone, Clay, and Glass_New_Space Heating_Natural Gas_ENERGY STAR Connected Thermostat_A_Technical Potential | F6 | Industrial | Stone, Clay, and Glass | New | Space Heating | Natural Gas | ENERGY STAR Connected Thermostat | A | Incremental Winter Peak Savings (MW) | Technical Potential | 0 | 0 | 0 | 0 | 0 | 0 | 0 | 0 | 0 | 0 | 0 | 0 | 0 | 0 | 0 | 0 | 0 | 0 | 0 | 0 | 0 | 0 | 0
F7_Industrial_Stone, Clay, and Glass_New_Space Heating_Natural Gas_ENERGY STAR Connected Thermostat_A_Technical Potential | F7 | Industrial | Stone, Clay, and Glass | New | Space Heating | Natural Gas | ENERGY STAR Connected Thermostat | A | Cumulative Energy Savings (MWh or mTherms) | Technical Potential | 0 | 0 | 0.0038465 | 0.0099256 | 0.018432 | 0.029639 | 0.042521 | 0.053797 | 0.064368 | 0.074469 | 0.083277 | 0.092116 | 0.10047 | 0.10896 | 0.11651 | 0.125 | 0.13331 | 0.13856 | 0.14093 | 0.14105 | 0.1412 | 0.14123 | 0
F8_Industrial_Stone, Clay, and Glass_New_Space Heating_Natural Gas_ENERGY STAR Connected Thermostat_A_Technical Potential | F8 | Industrial | Stone, Clay, and Glass | New | Space Heating | Natural Gas | ENERGY STAR Connected Thermostat | A | Cumulative Summer Peak Savings (MW) | Technical Potential | 0 | 0 | 0 | 0 | 0 | 0 | 0 | 0 | 0 | 0 | 0 | 0 | 0 | 0 | 0 | 0 | 0 | 0 | 0 | 0 | 0 | 0 | 0
F9_Industrial_Stone, Clay, and Glass_New_Space Heating_Natural Gas_ENERGY STAR Connected Thermostat_A_Technical Potential | F9 | Industrial | Stone, Clay, and Glass | New | Space Heating | Natural Gas | ENERGY STAR Connected Thermostat | A | Cumulative Winter Peak Savings (MW) | Technical Potential | 0 | 0 | 0 | 0 | 0 | 0 | 0 | 0 | 0 | 0 | 0 | 0 | 0 | 0 | 0 | 0 | 0 | 0 | 0 | 0 | 0 | 0 | 0
F10_Industrial_Stone, Clay, and Glass_New_Space Heating_Natural Gas_ENERGY STAR Connected Thermostat_A_Technical Potential | F10 | Industrial | Stone, Clay, and Glass | New | Space Heating | Natural Gas | ENERGY STAR Connected Thermostat | A | Purchases (Incremental) | Technical Potential | 0 | 0 | 260.3432 | 454.3482 | 647.8767 | 864.7918 | 995.427 | 1147.0769 | 1296.8157 | 1465.2487 | 1590.6967 | 1734.9791 | 1877.3478 | 2042.4995 | 2154.5887 | 2290.8174 | 2426.9429 | 2585.4115 | 2690.0847 | 2819.0668 | 3155.6092 | 3422.3699 | 0
F11_Industrial_Stone, Clay, and Glass_New_Space Heating_Natural Gas_ENERGY STAR Connected Thermostat_A_Technical Potential | F11 | Industrial | Stone, Clay, and Glass | New | Space Heating | Natural Gas | ENERGY STAR Connected Thermostat | A | Purchases (Cumulative) | Technical Potential | 0 | 0 | 260.3432 | 714.6914 | 1362.5681 | 2227.3599 | 3222.7869 | 4109.5206 | 4951.9881 | 5769.3602 | 6495.265 | 7234.8171 | 7965.088 | 8710.7718 | 9400.1117 | 10100.2324 | 10792.1963 | 11239.9168 | 11433.1539 | 11449.7553 | 11449.7553 | 11449.7553 | 0
F1_Industrial_Stone, Clay, and Glass_New_Space Heating_Natural Gas_Destratification Fans (HVLS)_A_Technical Potential | F1 | Industrial | Stone, Clay, and Glass | New | Space Heating | Natural Gas | Destratification Fans (HVLS) | A | Integrated Unit Energy Savings (kWh or therms) | Technical Potential | 0 | 0 | 0.014764 | 0.013872 | 0.013506 | 0.013281 | 0.013162 | 0.013056 | 0.012961 | 0.01287 | 0.012782 | 0.012693 | 0.012573 | 0.012469 | 0.012354 | 0.012335 | 0.012311 | 0.012287 | 0.012287 | 0.012282 | 0.012296 | 0.0123 | 0
F2_Industrial_Stone, Clay, and Glass_New_Space Heating_Natural Gas_Destratification Fans (HVLS)_A_Technical Potential | F2 | Industrial | Stone, Clay, and Glass | New | Space Heating | Natural Gas | Destratification Fans (HVLS) | A | Integrated Unit Summer Peak Savings (kW) | Technical Potential | 0 | 0 | 0 | 0 | 0 | 0 | 0 | 0 | 0 | 0 | 0 | 0 | 0 | 0 | 0 | 0 | 0 | 0 | 0 | 0 | 0 | 0 | 0
F3_Industrial_Stone, Clay, and Glass_New_Space Heating_Natural Gas_Destratification Fans (HVLS)_A_Technical Potential | F3 | Industrial | Stone, Clay, and Glass | New | Space Heating | Natural Gas | Destratification Fans (HVLS) | A | Integrated Unit Winter Peak Savings (kW) | Technical Potential | 0 | 0 | 0 | 0 | 0 | 0 | 0 | 0 | 0 | 0 | 0 | 0 | 0 | 0 | 0 | 0 | 0 | 0 | 0 | 0 | 0 | 0 | 0
F4_Industrial_Stone, Clay, and Glass_New_Space Heating_Natural Gas_Destratification Fans (HVLS)_A_Technical Potential | F4 | Industrial | Stone, Clay, and Glass | New | Space Heating | Natural Gas | Destratification Fans (HVLS) | A | Incremental Energy Savings (MWh or mTherms) | Technical Potential | 0 | 0 | 0.0038436 | 0.0063025 | 0.0087502 | 0.011485 | 0.013102 | 0.014976 | 0.016808 | 0.018857 | 0.020332 | 0.022021 | 0.023604 | 0.025468 | 0.026618 | 0.028256 | 0.029879 | 0.031767 | 0.033053 | 0.034623 | 0.036207 | 0.037758 | 0
F5_Industrial_Stone, Clay, and Glass_New_Space Heating_Natural Gas_Destratification Fans (HVLS)_A_Technical Potential | F5 | Industrial | Stone, Clay, and Glass | New | Space Heating | Natural Gas | Destratification Fans (HVLS) | A | Incremental Summer Peak Savings (MW) | Technical Potential | 0 | 0 | 0 | 0 | 0 | 0 | 0 | 0 | 0 | 0 | 0 | 0 | 0 | 0 | 0 | 0 | 0 | 0 | 0 | 0 | 0 | 0 | 0
F6_Industrial_Stone, Clay, and Glass_New_Space Heating_Natural Gas_Destratification Fans (HVLS)_A_Technical Potential | F6 | Industrial | Stone, Clay, and Glass | New | Space Heating | Natural Gas | Destratification Fans (HVLS) | A | Incremental Winter Peak Savings (MW) | Technical Potential | 0 | 0 | 0 | 0 | 0 | 0 | 0 | 0 | 0 | 0 | 0 | 0 | 0 | 0 | 0 | 0 | 0 | 0 | 0 | 0 | 0 | 0 | 0
F7_Industrial_Stone, Clay, and Glass_New_Space Heating_Natural Gas_Destratification Fans (HVLS)_A_Technical Potential | F7 | Industrial | Stone, Clay, and Glass | New | Space Heating | Natural Gas | Destratification Fans (HVLS) | A | Cumulative Energy Savings (MWh or mTherms) | Technical Potential | 0 | 0 | 0.0038436 | 0.0099139 | 0.018403 | 0.029582 | 0.042418 | 0.057051 | 0.073446 | 0.091785 | 0.11149 | 0.13273 | 0.15182 | 0.17036 | 0.18741 | 0.2047 | 0.22194 | 0.23917 | 0.25629 | 0.27281 | 0.28978 | 0.30629 | 0
F8_Industrial_Stone, Clay, and Glass_New_Space Heating_Natural Gas_Destratification Fans (HVLS)_A_Technical Potential | F8 | Industrial | Stone, Clay, and Glass | New | Space Heating | Natural Gas | Destratification Fans (HVLS) | A | Cumulative Summer Peak Savings (MW) | Technical Potential | 0 | 0 | 0 | 0 | 0 | 0 | 0 | 0 | 0 | 0 | 0 | 0 | 0 | 0 | 0 | 0 | 0 | 0 | 0 | 0 | 0 | 0 | 0
F9_Industrial_Stone, Clay, and Glass_New_Space Heating_Natural Gas_Destratification Fans (HVLS)_A_Technical Potential | F9 | Industrial | Stone, Clay, and Glass | New | Space Heating | Natural Gas | Destratification Fans (HVLS) | A | Cumulative Winter Peak Savings (MW) | Technical Potential | 0 | 0 | 0 | 0 | 0 | 0 | 0 | 0 | 0 | 0 | 0 | 0 | 0 | 0 | 0 | 0 | 0 | 0 | 0 | 0 | 0 | 0 | 0
F10_Industrial_Stone, Clay, and Glass_New_Space Heating_Natural Gas_Destratification Fans (HVLS)_A_Technical Potential | F10 | Industrial | Stone, Clay, and Glass | New | Space Heating | Natural Gas | Destratification Fans (HVLS) | A | Purchases (Incremental) | Technical Potential | 0 | 0 | 260.3432 | 454.3482 | 647.8767 | 864.7918 | 995.427 | 1147.0769 | 1296.8157 | 1465.2487 | 1590.6967 | 1734.9791 | 1877.3478 | 2042.4995 | 2154.5887 | 2290.8174 | 2426.9429 | 2585.4115 | 2690.0847 | 2819.0668 | 2944.536 | 3069.6346 | 0
F11_Industrial_Stone, Clay, and Glass_New_Space Heating_Natural Gas_Destratification Fans (HVLS)_A_Technical Potential | F11 | Industrial | Stone, Clay, and Glass | New | Space Heating | Natural Gas | Destratification Fans (HVLS) | A | Purchases (Cumulative) | Technical Potential | 0 | 0 | 260.3432 | 714.6914 | 1362.5681 | 2227.3599 | 3222.7869 | 4369.8638 | 5666.6795 | 7131.9282 | 8722.6249 | 10457.604 | 12074.6085 | 13662.7599 | 15169.4719 | 16595.4975 | 18027.0134 | 19465.3481 | 20858.617 | 22212.4351 | 23566.2745 | 24900.93 | 0
F1_Industrial_Stone, Clay, and Glass_New_Space Heating_Natural Gas_Gas Boiler - Insulate Steam Lines/Condensate Tank_A_Technical Potential | F1 | Industrial | Stone, Clay, and Glass | New | Space Heating | Natural Gas | Gas Boiler - Insulate Steam Lines/Condensate Tank | A | Integrated Unit Energy Savings (kWh or therms) | Technical Potential | 0 | 0 | 73.0908 | 68.7337 | 66.9775 | 65.9119 | 65.3912 | 64.9154 | 64.4923 | 64.0756 | 63.6866 | 63.282 | 62.7264 | 62.2343 | 61.6959 | 61.6196 | 61.5175 | 61.3918 | 61.3967 | 61.3649 | 61.4322 | 61.4485 | 0
F2_Industrial_Stone, Clay, and Glass_New_Space Heating_Natural Gas_Gas Boiler - Insulate Steam Lines/Condensate Tank_A_Technical Potential | F2 | Industrial | Stone, Clay, and Glass | New | Space Heating | Natural Gas | Gas Boiler - Insulate Steam Lines/Condensate Tank | A | Integrated Unit Summer Peak Savings (kW) | Technical Potential | 0 | 0 | 0 | 0 | 0 | 0 | 0 | 0 | 0 | 0 | 0 | 0 | 0 | 0 | 0 | 0 | 0 | 0 | 0 | 0 | 0 | 0 | 0
F3_Industrial_Stone, Clay, and Glass_New_Space Heating_Natural Gas_Gas Boiler - Insulate Steam Lines/Condensate Tank_A_Technical Potential | F3 | Industrial | Stone, Clay, and Glass | New | Space Heating | Natural Gas | Gas Boiler - Insulate Steam Lines/Condensate Tank | A | Integrated Unit Winter Peak Savings (kW) | Technical Potential | 0 | 0 | 0 | 0 | 0 | 0 | 0 | 0 | 0 | 0 | 0 | 0 | 0 | 0 | 0 | 0 | 0 | 0 | 0 | 0 | 0 | 0 | 0
F4_Industrial_Stone, Clay, and Glass_New_Space Heating_Natural Gas_Gas Boiler - Insulate Steam Lines/Condensate Tank_A_Technical Potential | F4 | Industrial | Stone, Clay, and Glass | New | Space Heating | Natural Gas | Gas Boiler - Insulate Steam Lines/Condensate Tank | A | Incremental Energy Savings (MWh or mTherms) | Technical Potential | 0 | 0 | 0.00031078 | 0.00051004 | 0.0007087 | 0.00093093 | 0.0010631 | 0.0012161 | 0.0013659 | 0.0015334 | 0.0016545 | 0.0017932 | 0.0019233 | 0.002076 | 0.002171 | 0.0023054 | 0.0024384 | 0.0025923 | 0.0026975 | 0.0028253 | 0.0029543 | 0.0030806 | 0
F5_Industrial_Stone, Clay, and Glass_New_Space Heating_Natural Gas_Gas Boiler - Insulate Steam Lines/Condensate Tank_A_Technical Potential | F5 | Industrial | Stone, Clay, and Glass | New | Space Heating | Natural Gas | Gas Boiler - Insulate Steam Lines/Condensate Tank | A | Incremental Summer Peak Savings (MW) | Technical Potential | 0 | 0 | 0 | 0 | 0 | 0 | 0 | 0 | 0 | 0 | 0 | 0 | 0 | 0 | 0 | 0 | 0 | 0 | 0 | 0 | 0 | 0 | 0
F6_Industrial_Stone, Clay, and Glass_New_Space Heating_Natural Gas_Gas Boiler - Insulate Steam Lines/Condensate Tank_A_Technical Potential | F6 | Industrial | Stone, Clay, and Glass | New | Space Heating | Natural Gas | Gas Boiler - Insulate Steam Lines/Condensate Tank | A | Incremental Winter Peak Savings (MW) | Technical Potential | 0 | 0 | 0 | 0 | 0 | 0 | 0 | 0 | 0 | 0 | 0 | 0 | 0 | 0 | 0 | 0 | 0 | 0 | 0 | 0 | 0 | 0 | 0
F7_Industrial_Stone, Clay, and Glass_New_Space Heating_Natural Gas_Gas Boiler - Insulate Steam Lines/Condensate Tank_A_Technical Potential | F7 | Industrial | Stone, Clay, and Glass | New | Space Heating | Natural Gas | Gas Boiler - Insulate Steam Lines/Condensate Tank | A | Cumulative Energy Savings (MWh or mTherms) | Technical Potential | 0 | 0 | 0.00031078 | 0.00080229 | 0.0014905 | 0.0023977 | 0.0034419 | 0.004633 | 0.0059687 | 0.0074635 | 0.0090727 | 0.010808 | 0.012637 | 0.014614 | 0.016658 | 0.018943 | 0.02135 | 0.023899 | 0.026598 | 0.02941 | 0.032396 | 0.035485 | 0
F8_Industrial_Stone, Clay, and Glass_New_Space Heating_Natural Gas_Gas Boiler - Insulate Steam Lines/Condensate Tank_A_Technical Potential | F8 | Industrial | Stone, Clay, and Glass | New | Space Heating | Natural Gas | Gas Boiler - Insulate Steam Lines/Condensate Tank | A | Cumulative Summer Peak Savings (MW) | Technical Potential | 0 | 0 | 0 | 0 | 0 | 0 | 0 | 0 | 0 | 0 | 0 | 0 | 0 | 0 | 0 | 0 | 0 | 0 | 0 | 0 | 0 | 0 | 0
F9_Industrial_Stone, Clay, and Glass_New_Space Heating_Natural Gas_Gas Boiler - Insulate Steam Lines/Condensate Tank_A_Technical Potential | F9 | Industrial | Stone, Clay, and Glass | New | Space Heating | Natural Gas | Gas Boiler - Insulate Steam Lines/Condensate Tank | A | Cumulative Winter Peak Savings (MW) | Technical Potential | 0 | 0 | 0 | 0 | 0 | 0 | 0 | 0 | 0 | 0 | 0 | 0 | 0 | 0 | 0 | 0 | 0 | 0 | 0 | 0 | 0 | 0 | 0
F10_Industrial_Stone, Clay, and Glass_New_Space Heating_Natural Gas_Gas Boiler - Insulate Steam Lines/Condensate Tank_A_Technical Potential | F10 | Industrial | Stone, Clay, and Glass | New | Space Heating | Natural Gas | Gas Boiler - Insulate Steam Lines/Condensate Tank | A | Purchases (Incremental) | Technical Potential | 0 | 0 | 0.004252 | 0.0074205 | 0.010581 | 0.014124 | 0.016257 | 0.018734 | 0.02118 | 0.023931 | 0.025979 | 0.028336 | 0.030661 | 0.033358 | 0.035189 | 0.037414 | 0.039637 | 0.042225 | 0.043935 | 0.046041 | 0.048091 | 0.050134 | 0
F11_Industrial_Stone, Clay, and Glass_New_Space Heating_Natural Gas_Gas Boiler - Insulate Steam Lines/Condensate Tank_A_Technical Potential | F11 | Industrial | Stone, Clay, and Glass | New | Space Heating | Natural Gas | Gas Boiler - Insulate Steam Lines/Condensate Tank | A | Purchases (Cumulative) | Technical Potential | 0 | 0 | 0.004252 | 0.011672 | 0.022254 | 0.036378 | 0.052635 | 0.071369 | 0.092549 | 0.11648 | 0.14246 | 0.1708 | 0.20146 | 0.23481 | 0.27 | 0.30742 | 0.34705 | 0.38928 | 0.43321 | 0.47926 | 0.52735 | 0.57748 | 0
F1_Industrial_Stone, Clay, and Glass_New_Process_Natural Gas_Gas Boiler - Insulate Steam Lines/Condensate Tank_A_Technical Potential | F1 | Industrial | Stone, Clay, and Glass | New | Process | Natural Gas | Gas Boiler - Insulate Steam Lines/Condensate Tank | A | Integrated Unit Energy Savings (kWh or therms) | Technical Potential | 0 | 0 | 45.4858 | 45.4267 | 45.372 | 45.3236 | 45.2556 | 45.2122 | 45.1838 | 45.1705 | 45.1548 | 45.1489 | 45.1464 | 45.151 | 45.1476 | 45.1507 | 45.1548 | 45.1672 | 45.1794 | 45.1968 | 45.2125 | 45.2267 | 0
F2_Industrial_Stone, Clay, and Glass_New_Process_Natural Gas_Gas Boiler - Insulate Steam Lines/Condensate Tank_A_Technical Potential | F2 | Industrial | Stone, Clay, and Glass | New | Process | Natural Gas | Gas Boiler - Insulate Steam Lines/Condensate Tank | A | Integrated Unit Summer Peak Savings (kW) | Technical Potential | 0 | 0 | 0 | 0 | 0 | 0 | 0 | 0 | 0 | 0 | 0 | 0 | 0 | 0 | 0 | 0 | 0 | 0 | 0 | 0 | 0 | 0 | 0
F3_Industrial_Stone, Clay, and Glass_New_Process_Natural Gas_Gas Boiler - Insulate Steam Lines/Condensate Tank_A_Technical Potential | F3 | Industrial | Stone, Clay, and Glass | New | Process | Natural Gas | Gas Boiler - Insulate Steam Lines/Condensate Tank | A | Integrated Unit Winter Peak Savings (kW) | Technical Potential | 0 | 0 | 0 | 0 | 0 | 0 | 0 | 0 | 0 | 0 | 0 | 0 | 0 | 0 | 0 | 0 | 0 | 0 | 0 | 0 | 0 | 0 | 0
F4_Industrial_Stone, Clay, and Glass_New_Process_Natural Gas_Gas Boiler - Insulate Steam Lines/Condensate Tank_A_Technical Potential | F4 | Industrial | Stone, Clay, and Glass | New | Process | Natural Gas | Gas Boiler - Insulate Steam Lines/Condensate Tank | A | Incremental Energy Savings (MWh or mTherms) | Technical Potential | 0 | 0 | 0.0021443 | 0.0037373 | 0.0053228 | 0.0070973 | 0.0081572 | 0.0093909 | 0.01061 | 0.011985 | 0.013006 | 0.014184 | 0.015347 | 0.016699 | 0.017614 | 0.018729 | 0.019844 | 0.021145 | 0.022007 | 0.023071 | 0.024107 | 0.025139 | 0
F5_Industrial_Stone, Clay, and Glass_New_Process_Natural Gas_Gas Boiler - Insulate Steam Lines/Condensate Tank_A_Technical Potential | F5 | Industrial | Stone, Clay, and Glass | New | Process | Natural Gas | Gas Boiler - Insulate Steam Lines/Condensate Tank | A | Incremental Summer Peak Savings (MW) | Technical Potential | 0 | 0 | 0 | 0 | 0 | 0 | 0 | 0 | 0 | 0 | 0 | 0 | 0 | 0 | 0 | 0 | 0 | 0 | 0 | 0 | 0 | 0 | 0
F6_Industrial_Stone, Clay, and Glass_New_Process_Natural Gas_Gas Boiler - Insulate Steam Lines/Condensate Tank_A_Technical Potential | F6 | Industrial | Stone, Clay, and Glass | New | Process | Natural Gas | Gas Boiler - Insulate Steam Lines/Condensate Tank | A | Incremental Winter Peak Savings (MW) | Technical Potential | 0 | 0 | 0 | 0 | 0 | 0 | 0 | 0 | 0 | 0 | 0 | 0 | 0 | 0 | 0 | 0 | 0 | 0 | 0 | 0 | 0 | 0 | 0
F7_Industrial_Stone, Clay, and Glass_New_Process_Natural Gas_Gas Boiler - Insulate Steam Lines/Condensate Tank_A_Technical Potential | F7 | Industrial | Stone, Clay, and Glass | New | Process | Natural Gas | Gas Boiler - Insulate Steam Lines/Condensate Tank | A | Cumulative Energy Savings (MWh or mTherms) | Technical Potential | 0 | 0 | 0.0021443 | 0.0058788 | 0.011195 | 0.01828 | 0.02641 | 0.035775 | 0.046363 | 0.058334 | 0.07132 | 0.085495 | 0.10084 | 0.11755 | 0.13515 | 0.15389 | 0.17375 | 0.19494 | 0.217 | 0.24016 | 0.26434 | 0.28957 | 0
F8_Industrial_Stone, Clay, and Glass_New_Process_Natural Gas_Gas Boiler - Insulate Steam Lines/Condensate Tank_A_Technical Potential | F8 | Industrial | Stone, Clay, and Glass | New | Process | Natural Gas | Gas Boiler - Insulate Steam Lines/Condensate Tank | A | Cumulative Summer Peak Savings (MW) | Technical Potential | 0 | 0 | 0 | 0 | 0 | 0 | 0 | 0 | 0 | 0 | 0 | 0 | 0 | 0 | 0 | 0 | 0 | 0 | 0 | 0 | 0 | 0 | 0
F9_Industrial_Stone, Clay, and Glass_New_Process_Natural Gas_Gas Boiler - Insulate Steam Lines/Condensate Tank_A_Technical Potential | F9 | Industrial | Stone, Clay, and Glass | New | Process | Natural Gas | Gas Boiler - Insulate Steam Lines/Condensate Tank | A | Cumulative Winter Peak Savings (MW) | Technical Potential | 0 | 0 | 0 | 0 | 0 | 0 | 0 | 0 | 0 | 0 | 0 | 0 | 0 | 0 | 0 | 0 | 0 | 0 | 0 | 0 | 0 | 0 | 0
F10_Industrial_Stone, Clay, and Glass_New_Process_Natural Gas_Gas Boiler - Insulate Steam Lines/Condensate Tank_A_Technical Potential | F10 | Industrial | Stone, Clay, and Glass | New | Process | Natural Gas | Gas Boiler - Insulate Steam Lines/Condensate Tank | A | Purchases (Incremental) | Technical Potential | 0 | 0 | 0.047142 | 0.082271 | 0.11731 | 0.15659 | 0.18025 | 0.20771 | 0.23482 | 0.26532 | 0.28804 | 0.31416 | 0.33994 | 0.36985 | 0.39014 | 0.41481 | 0.43946 | 0.46815 | 0.48711 | 0.51046 | 0.53318 | 0.55584 | 0
F11_Industrial_Stone, Clay, and Glass_New_Process_Natural Gas_Gas Boiler - Insulate Steam Lines/Condensate Tank_A_Technical Potential | F11 | Industrial | Stone, Clay, and Glass | New | Process | Natural Gas | Gas Boiler - Insulate Steam Lines/Condensate Tank | A | Purchases (Cumulative) | Technical Potential | 0 | 0 | 0.047142 | 0.12941 | 0.24673 | 0.40332 | 0.58357 | 0.79127 | 1.0261 | 1.2914 | 1.5795 | 1.8936 | 2.2336 | 2.6034 | 2.9935 | 3.4084 | 3.8478 | 4.316 | 4.8031 | 5.3135 | 5.8467 | 6.4026 | 0
F1_Industrial_Stone, Clay, and Glass_New_Space Heating_Natural Gas_Gas Boiler - Insulate Hot Water Lines_A_Technical Potential | F1 | Industrial | Stone, Clay, and Glass | New | Space Heating | Natural Gas | Gas Boiler - Insulate Hot Water Lines | A | Integrated Unit Energy Savings (kWh or therms) | Technical Potential | 0 | 0 | 82.634 | 77.7298 | 75.7789 | 74.6266 | 74.1259 | 73.7062 | 73.3861 | 73.111 | 72.9277 | 72.7562 | 72.4386 | 72.1856 | 71.9072 | 72.1067 | 72.2181 | 72.2093 | 72.3366 | 72.3174 | 72.3547 | 72.29 | 0
F2_Industrial_Stone, Clay, and Glass_New_Space Heating_Natural Gas_Gas Boiler - Insulate Hot Water Lines_A_Technical Potential | F2 | Industrial | Stone, Clay, and Glass | New | Space Heating | Natural Gas | Gas Boiler - Insulate Hot Water Lines | A | Integrated Unit Summer Peak Savings (kW) | Technical Potential | 0 | 0 | 0 | 0 | 0 | 0 | 0 | 0 | 0 | 0 | 0 | 0 | 0 | 0 | 0 | 0 | 0 | 0 | 0 | 0 | 0 | 0 | 0
F3_Industrial_Stone, Clay, and Glass_New_Space Heating_Natural Gas_Gas Boiler - Insulate Hot Water Lines_A_Technical Potential | F3 | Industrial | Stone, Clay, and Glass | New | Space Heating | Natural Gas | Gas Boiler - Insulate Hot Water Lines | A | Integrated Unit Winter Peak Savings (kW) | Technical Potential | 0 | 0 | 0 | 0 | 0 | 0 | 0 | 0 | 0 | 0 | 0 | 0 | 0 | 0 | 0 | 0 | 0 | 0 | 0 | 0 | 0 | 0 | 0
F4_Industrial_Stone, Clay, and Glass_New_Space Heating_Natural Gas_Gas Boiler - Insulate Hot Water Lines_A_Technical Potential | F4 | Industrial | Stone, Clay, and Glass | New | Space Heating | Natural Gas | Gas Boiler - Insulate Hot Water Lines | A | Incremental Energy Savings (MWh or mTherms) | Technical Potential | 0 | 0 | 0.00035136 | 0.00057679 | 0.00080183 | 0.001054 | 0.0012051 | 0.0013808 | 0.0015543 | 0.0017496 | 0.0018946 | 0.0020616 | 0.002221 | 0.002408 | 0.0025303 | 0.0026978 | 0.0028625 | 0.0030491 | 0.0031781 | 0.0033296 | 0.0034796 | 0.0036242 | 0
F5_Industrial_Stone, Clay, and Glass_New_Space Heating_Natural Gas_Gas Boiler - Insulate Hot Water Lines_A_Technical Potential | F5 | Industrial | Stone, Clay, and Glass | New | Space Heating | Natural Gas | Gas Boiler - Insulate Hot Water Lines | A | Incremental Summer Peak Savings (MW) | Technical Potential | 0 | 0 | 0 | 0 | 0 | 0 | 0 | 0 | 0 | 0 | 0 | 0 | 0 | 0 | 0 | 0 | 0 | 0 | 0 | 0 | 0 | 0 | 0
F6_Industrial_Stone, Clay, and Glass_New_Space Heating_Natural Gas_Gas Boiler - Insulate Hot Water Lines_A_Technical Potential | F6 | Industrial | Stone, Clay, and Glass | New | Space Heating | Natural Gas | Gas Boiler - Insulate Hot Water Lines | A | Incremental Winter Peak Savings (MW) | Technical Potential | 0 | 0 | 0 | 0 | 0 | 0 | 0 | 0 | 0 | 0 | 0 | 0 | 0 | 0 | 0 | 0 | 0 | 0 | 0 | 0 | 0 | 0 | 0
F7_Industrial_Stone, Clay, and Glass_New_Space Heating_Natural Gas_Gas Boiler - Insulate Hot Water Lines_A_Technical Potential | F7 | Industrial | Stone, Clay, and Glass | New | Space Heating | Natural Gas | Gas Boiler - Insulate Hot Water Lines | A | Cumulative Energy Savings (MWh or mTherms) | Technical Potential | 0 | 0 | 0.00035136 | 0.0009073 | 0.0016864 | 0.0027147 | 0.0039016 | 0.0052604 | 0.0067918 | 0.008516 | 0.010389 | 0.012426 | 0.014593 | 0.01695 | 0.019415 | 0.022167 | 0.025064 | 0.02811 | 0.031337 | 0.034659 | 0.038156 | 0.041746 | 0
F8_Industrial_Stone, Clay, and Glass_New_Space Heating_Natural Gas_Gas Boiler - Insulate Hot Water Lines_A_Technical Potential | F8 | Industrial | Stone, Clay, and Glass | New | Space Heating | Natural Gas | Gas Boiler - Insulate Hot Water Lines | A | Cumulative Summer Peak Savings (MW) | Technical Potential | 0 | 0 | 0 | 0 | 0 | 0 | 0 | 0 | 0 | 0 | 0 | 0 | 0 | 0 | 0 | 0 | 0 | 0 | 0 | 0 | 0 | 0 | 0
F9_Industrial_Stone, Clay, and Glass_New_Space Heating_Natural Gas_Gas Boiler - Insulate Hot Water Lines_A_Technical Potential | F9 | Industrial | Stone, Clay, and Glass | New | Space Heating | Natural Gas | Gas Boiler - Insulate Hot Water Lines | A | Cumulative Winter Peak Savings (MW) | Technical Potential | 0 | 0 | 0 | 0 | 0 | 0 | 0 | 0 | 0 | 0 | 0 | 0 | 0 | 0 | 0 | 0 | 0 | 0 | 0 | 0 | 0 | 0 | 0
F10_Industrial_Stone, Clay, and Glass_New_Space Heating_Natural Gas_Gas Boiler - Insulate Hot Water Lines_A_Technical Potential | F10 | Industrial | Stone, Clay, and Glass | New | Space Heating | Natural Gas | Gas Boiler - Insulate Hot Water Lines | A | Purchases (Incremental) | Technical Potential | 0 | 0 | 0.004252 | 0.0074205 | 0.010581 | 0.014124 | 0.016257 | 0.018734 | 0.02118 | 0.023931 | 0.025979 | 0.028336 | 0.030661 | 0.033358 | 0.035189 | 0.037414 | 0.039637 | 0.042225 | 0.043935 | 0.046041 | 0.048091 | 0.050134 | 0
F11_Industrial_Stone, Clay, and Glass_New_Space Heating_Natural Gas_Gas Boiler - Insulate Hot Water Lines_A_Technical Potential | F11 | Industrial | Stone, Clay, and Glass | New | Space Heating | Natural Gas | Gas Boiler - Insulate Hot Water Lines | A | Purchases (Cumulative) | Technical Potential | 0 | 0 | 0.004252 | 0.011672 | 0.022254 | 0.036378 | 0.052635 | 0.071369 | 0.092549 | 0.11648 | 0.14246 | 0.1708 | 0.20146 | 0.23481 | 0.27 | 0.30742 | 0.34705 | 0.38928 | 0.43321 | 0.47926 | 0.52735 | 0.57748 | 0
F1_Industrial_Stone, Clay, and Glass_New_Process_Natural Gas_Gas Boiler - Insulate Hot Water Lines_A_Technical Potential | F1 | Industrial | Stone, Clay, and Glass | New | Process | Natural Gas | Gas Boiler - Insulate Hot Water Lines | A | Integrated Unit Energy Savings (kWh or therms) | Technical Potential | 0 | 0 | 51.4144 | 51.3483 | 51.2871 | 51.233 | 51.1568 | 51.1085 | 51.077 | 51.0626 | 51.0455 | 51.0395 | 51.0373 | 51.0431 | 51.04 | 51.0441 | 51.0493 | 51.0639 | 51.0784 | 51.0988 | 51.1171 | 51.1339 | 0
F2_Industrial_Stone, Clay, and Glass_New_Process_Natural Gas_Gas Boiler - Insulate Hot Water Lines_A_Technical Potential | F2 | Industrial | Stone, Clay, and Glass | New | Process | Natural Gas | Gas Boiler - Insulate Hot Water Lines | A | Integrated Unit Summer Peak Savings (kW) | Technical Potential | 0 | 0 | 0 | 0 | 0 | 0 | 0 | 0 | 0 | 0 | 0 | 0 | 0 | 0 | 0 | 0 | 0 | 0 | 0 | 0 | 0 | 0 | 0
F3_Industrial_Stone, Clay, and Glass_New_Process_Natural Gas_Gas Boiler - Insulate Hot Water Lines_A_Technical Potential | F3 | Industrial | Stone, Clay, and Glass | New | Process | Natural Gas | Gas Boiler - Insulate Hot Water Lines | A | Integrated Unit Winter Peak Savings (kW) | Technical Potential | 0 | 0 | 0 | 0 | 0 | 0 | 0 | 0 | 0 | 0 | 0 | 0 | 0 | 0 | 0 | 0 | 0 | 0 | 0 | 0 | 0 | 0 | 0
F4_Industrial_Stone, Clay, and Glass_New_Process_Natural Gas_Gas Boiler - Insulate Hot Water Lines_A_Technical Potential | F4 | Industrial | Stone, Clay, and Glass | New | Process | Natural Gas | Gas Boiler - Insulate Hot Water Lines | A | Incremental Energy Savings (MWh or mTherms) | Technical Potential | 0 | 0 | 0.0024238 | 0.0042245 | 0.0060167 | 0.0080227 | 0.0092209 | 0.010616 | 0.011994 | 0.013548 | 0.014703 | 0.016035 | 0.01735 | 0.018878 | 0.019913 | 0.021174 | 0.022434 | 0.023906 | 0.024881 | 0.026084 | 0.027255 | 0.028422 | 0
F5_Industrial_Stone, Clay, and Glass_New_Process_Natural Gas_Gas Boiler - Insulate Hot Water Lines_A_Technical Potential | F5 | Industrial | Stone, Clay, and Glass | New | Process | Natural Gas | Gas Boiler - Insulate Hot Water Lines | A | Incremental Summer Peak Savings (MW) | Technical Potential | 0 | 0 | 0 | 0 | 0 | 0 | 0 | 0 | 0 | 0 | 0 | 0 | 0 | 0 | 0 | 0 | 0 | 0 | 0 | 0 | 0 | 0 | 0
F6_Industrial_Stone, Clay, and Glass_New_Process_Natural Gas_Gas Boiler - Insulate Hot Water Lines_A_Technical Potential | F6 | Industrial | Stone, Clay, and Glass | New | Process | Natural Gas | Gas Boiler - Insulate Hot Water Lines | A | Incremental Winter Peak Savings (MW) | Technical Potential | 0 | 0 | 0 | 0 | 0 | 0 | 0 | 0 | 0 | 0 | 0 | 0 | 0 | 0 | 0 | 0 | 0 | 0 | 0 | 0 | 0 | 0 | 0
F7_Industrial_Stone, Clay, and Glass_New_Process_Natural Gas_Gas Boiler - Insulate Hot Water Lines_A_Technical Potential | F7 | Industrial | Stone, Clay, and Glass | New | Process | Natural Gas | Gas Boiler - Insulate Hot Water Lines | A | Cumulative Energy Savings (MWh or mTherms) | Technical Potential | 0 | 0 | 0.0024238 | 0.0066451 | 0.012654 | 0.020663 | 0.029853 | 0.040441 | 0.05241 | 0.065943 | 0.080624 | 0.096649 | 0.11399 | 0.13289 | 0.15279 | 0.17398 | 0.19643 | 0.22039 | 0.24533 | 0.27152 | 0.29887 | 0.32739 | 0
F8_Industrial_Stone, Clay, and Glass_New_Process_Natural Gas_Gas Boiler - Insulate Hot Water Lines_A_Technical Potential | F8 | Industrial | Stone, Clay, and Glass | New | Process | Natural Gas | Gas Boiler - Insulate Hot Water Lines | A | Cumulative Summer Peak Savings (MW) | Technical Potential | 0 | 0 | 0 | 0 | 0 | 0 | 0 | 0 | 0 | 0 | 0 | 0 | 0 | 0 | 0 | 0 | 0 | 0 | 0 | 0 | 0 | 0 | 0
F9_Industrial_Stone, Clay, and Glass_New_Process_Natural Gas_Gas Boiler - Insulate Hot Water Lines_A_Technical Potential | F9 | Industrial | Stone, Clay, and Glass | New | Process | Natural Gas | Gas Boiler - Insulate Hot Water Lines | A | Cumulative Winter Peak Savings (MW) | Technical Potential | 0 | 0 | 0 | 0 | 0 | 0 | 0 | 0 | 0 | 0 | 0 | 0 | 0 | 0 | 0 | 0 | 0 | 0 | 0 | 0 | 0 | 0 | 0
F10_Industrial_Stone, Clay, and Glass_New_Process_Natural Gas_Gas Boiler - Insulate Hot Water Lines_A_Technical Potential | F10 | Industrial | Stone, Clay, and Glass | New | Process | Natural Gas | Gas Boiler - Insulate Hot Water Lines | A | Purchases (Incremental) | Technical Potential | 0 | 0 | 0.047142 | 0.082271 | 0.11731 | 0.15659 | 0.18025 | 0.20771 | 0.23482 | 0.26532 | 0.28804 | 0.31416 | 0.33994 | 0.36985 | 0.39014 | 0.41481 | 0.43946 | 0.46815 | 0.48711 | 0.51046 | 0.53318 | 0.55584 | 0
F11_Industrial_Stone, Clay, and Glass_New_Process_Natural Gas_Gas Boiler - Insulate Hot Water Lines_A_Technical Potential | F11 | Industrial | Stone, Clay, and Glass | New | Process | Natural Gas | Gas Boiler - Insulate Hot Water Lines | A | Purchases (Cumulative) | Technical Potential | 0 | 0 | 0.047142 | 0.12941 | 0.24673 | 0.40332 | 0.58357 | 0.79127 | 1.0261 | 1.2914 | 1.5795 | 1.8936 | 2.2336 | 2.6034 | 2.9935 | 3.4084 | 3.8478 | 4.316 | 4.8031 | 5.3135 | 5.8467 | 6.4026 | 0
F1_Industrial_Stone, Clay, and Glass_New_Process_Natural Gas_Process - Insulate Heated Process Fluids_A_Technical Potential | F1 | Industrial | Stone, Clay, and Glass | New | Process | Natural Gas | Process - Insulate Heated Process Fluids | A | Integrated Unit Energy Savings (kWh or therms) | Technical Potential | 0 | 0 | 1280.8813 | 1280.8726 | 1280.8693 | 1280.8778 | 1280.8821 | 1280.8858 | 1280.8889 | 1280.8917 | 1280.8934 | 1280.895 | 1280.8963 | 1280.8977 | 1280.8985 | 1280.8994 | 1280.9001 | 1280.9009 | 1280.9014 | 1280.9019 | 1280.9024 | 1280.9028 | 0
F2_Industrial_Stone, Clay, and Glass_New_Process_Natural Gas_Process - Insulate Heated Process Fluids_A_Technical Potential | F2 | Industrial | Stone, Clay, and Glass | New | Process | Natural Gas | Process - Insulate Heated Process Fluids | A | Integrated Unit Summer Peak Savings (kW) | Technical Potential | 0 | 0 | 0 | 0 | 0 | 0 | 0 | 0 | 0 | 0 | 0 | 0 | 0 | 0 | 0 | 0 | 0 | 0 | 0 | 0 | 0 | 0 | 0
F3_Industrial_Stone, Clay, and Glass_New_Process_Natural Gas_Process - Insulate Heated Process Fluids_A_Technical Potential | F3 | Industrial | Stone, Clay, and Glass | New | Process | Natural Gas | Process - Insulate Heated Process Fluids | A | Integrated Unit Winter Peak Savings (kW) | Technical Potential | 0 | 0 | 0 | 0 | 0 | 0 | 0 | 0 | 0 | 0 | 0 | 0 | 0 | 0 | 0 | 0 | 0 | 0 | 0 | 0 | 0 | 0 | 0
F4_Industrial_Stone, Clay, and Glass_New_Process_Natural Gas_Process - Insulate Heated Process Fluids_A_Technical Potential | F4 | Industrial | Stone, Clay, and Glass | New | Process | Natural Gas | Process - Insulate Heated Process Fluids | A | Incremental Energy Savings (MWh or mTherms) | Technical Potential | 0 | 0 | 0.13209 | 0.23052 | 0.3287 | 0.43876 | 0.50504 | 0.52378 | 0.47373 | 0.42821 | 0.37189 | 0.3245 | 0.2809 | 0.24449 | 0.20633 | 0.1755 | 0.14874 | 0.12676 | 0.00089963 | 0.0003367 | 0.00011989 | 4.0757e-05 | 0
F5_Industrial_Stone, Clay, and Glass_New_Process_Natural Gas_Process - Insulate Heated Process Fluids_A_Technical Potential | F5 | Industrial | Stone, Clay, and Glass | New | Process | Natural Gas | Process - Insulate Heated Process Fluids | A | Incremental Summer Peak Savings (MW) | Technical Potential | 0 | 0 | 0 | 0 | 0 | 0 | 0 | 0 | 0 | 0 | 0 | 0 | 0 | 0 | 0 | 0 | 0 | 0 | 0 | 0 | 0 | 0 | 0
F6_Industrial_Stone, Clay, and Glass_New_Process_Natural Gas_Process - Insulate Heated Process Fluids_A_Technical Potential | F6 | Industrial | Stone, Clay, and Glass | New | Process | Natural Gas | Process - Insulate Heated Process Fluids | A | Incremental Winter Peak Savings (MW) | Technical Potential | 0 | 0 | 0 | 0 | 0 | 0 | 0 | 0 | 0 | 0 | 0 | 0 | 0 | 0 | 0 | 0 | 0 | 0 | 0 | 0 | 0 | 0 | 0
F7_Industrial_Stone, Clay, and Glass_New_Process_Natural Gas_Process - Insulate Heated Process Fluids_A_Technical Potential | F7 | Industrial | Stone, Clay, and Glass | New | Process | Natural Gas | Process - Insulate Heated Process Fluids | A | Cumulative Energy Savings (MWh or mTherms) | Technical Potential | 0 | 0 | 0.13209 | 0.3626 | 0.6913 | 1.1301 | 1.6351 | 2.1589 | 2.6326 | 3.0608 | 3.4327 | 3.7572 | 4.0382 | 4.2826 | 4.489 | 4.6645 | 4.8132 | 4.94 | 4.9409 | 4.9412 | 4.9414 | 4.9414 | 0
F8_Industrial_Stone, Clay, and Glass_New_Process_Natural Gas_Process - Insulate Heated Process Fluids_A_Technical Potential | F8 | Industrial | Stone, Clay, and Glass | New | Process | Natural Gas | Process - Insulate Heated Process Fluids | A | Cumulative Summer Peak Savings (MW) | Technical Potential | 0 | 0 | 0 | 0 | 0 | 0 | 0 | 0 | 0 | 0 | 0 | 0 | 0 | 0 | 0 | 0 | 0 | 0 | 0 | 0 | 0 | 0 | 0
F9_Industrial_Stone, Clay, and Glass_New_Process_Natural Gas_Process - Insulate Heated Process Fluids_A_Technical Potential | F9 | Industrial | Stone, Clay, and Glass | New | Process | Natural Gas | Process - Insulate Heated Process Fluids | A | Cumulative Winter Peak Savings (MW) | Technical Potential | 0 | 0 | 0 | 0 | 0 | 0 | 0 | 0 | 0 | 0 | 0 | 0 | 0 | 0 | 0 | 0 | 0 | 0 | 0 | 0 | 0 | 0 | 0
F10_Industrial_Stone, Clay, and Glass_New_Process_Natural Gas_Process - Insulate Heated Process Fluids_A_Technical Potential | F10 | Industrial | Stone, Clay, and Glass | New | Process | Natural Gas | Process - Insulate Heated Process Fluids | A | Purchases (Incremental) | Technical Potential | 0 | 0 | 0.10312 | 0.17997 | 0.25662 | 0.34254 | 0.39429 | 0.40892 | 0.36984 | 0.3343 | 0.29034 | 0.25334 | 0.2193 | 0.19088 | 0.16108 | 0.13701 | 0.11612 | 0.098964 | 0.00070234 | 0.00026286 | 9.3601e-05 | 3.1819e-05 | 0
F11_Industrial_Stone, Clay, and Glass_New_Process_Natural Gas_Process - Insulate Heated Process Fluids_A_Technical Potential | F11 | Industrial | Stone, Clay, and Glass | New | Process | Natural Gas | Process - Insulate Heated Process Fluids | A | Purchases (Cumulative) | Technical Potential | 0 | 0 | 0.10312 | 0.28309 | 0.53971 | 0.88226 | 1.2765 | 1.6855 | 2.0553 | 2.3896 | 2.68 | 2.9333 | 3.1526 | 3.3435 | 3.5046 | 3.6416 | 3.7577 | 3.8567 | 3.8574 | 3.8576 | 3.8577 | 3.8577 | 0
F1_Industrial_Stone, Clay, and Glass_New_Process_Natural Gas_Process Heat Recovery_A_Technical Potential | F1 | Industrial | Stone, Clay, and Glass | New | Process | Natural Gas | Process Heat Recovery | A | Integrated Unit Energy Savings (kWh or therms) | Technical Potential | 0 | 0 | 73.2217 | 73.1257 | 73.037 | 72.9584 | 72.8479 | 72.7773 | 72.7306 | 72.7086 | 72.6823 | 72.672 | 72.6672 | 72.674 | 72.6676 | 72.6717 | 72.6775 | 72.6969 | 72.7155 | 72.7427 | 72.7671 | 72.7893 | 0
F2_Industrial_Stone, Clay, and Glass_New_Process_Natural Gas_Process Heat Recovery_A_Technical Potential | F2 | Industrial | Stone, Clay, and Glass | New | Process | Natural Gas | Process Heat Recovery | A | Integrated Unit Summer Peak Savings (kW) | Technical Potential | 0 | 0 | 0 | 0 | 0 | 0 | 0 | 0 | 0 | 0 | 0 | 0 | 0 | 0 | 0 | 0 | 0 | 0 | 0 | 0 | 0 | 0 | 0
F3_Industrial_Stone, Clay, and Glass_New_Process_Natural Gas_Process Heat Recovery_A_Technical Potential | F3 | Industrial | Stone, Clay, and Glass | New | Process | Natural Gas | Process Heat Recovery | A | Integrated Unit Winter Peak Savings (kW) | Technical Potential | 0 | 0 | 0 | 0 | 0 | 0 | 0 | 0 | 0 | 0 | 0 | 0 | 0 | 0 | 0 | 0 | 0 | 0 | 0 | 0 | 0 | 0 | 0
F4_Industrial_Stone, Clay, and Glass_New_Process_Natural Gas_Process Heat Recovery_A_Technical Potential | F4 | Industrial | Stone, Clay, and Glass | New | Process | Natural Gas | Process Heat Recovery | A | Incremental Energy Savings (MWh or mTherms) | Technical Potential | 0 | 0 | 0.27183 | 0.47377 | 0.67475 | 0.89969 | 1.034 | 1.0714 | 0.96836 | 0.87504 | 0.75969 | 0.66278 | 0.5737 | 0.49938 | 0.42139 | 0.35845 | 0.30382 | 0.26988 | 0.47111 | 0.67203 | 0.89734 | 1.0332 | 0
F5_Industrial_Stone, Clay, and Glass_New_Process_Natural Gas_Process Heat Recovery_A_Technical Potential | F5 | Industrial | Stone, Clay, and Glass | New | Process | Natural Gas | Process Heat Recovery | A | Incremental Summer Peak Savings (MW) | Technical Potential | 0 | 0 | 0 | 0 | 0 | 0 | 0 | 0 | 0 | 0 | 0 | 0 | 0 | 0 | 0 | 0 | 0 | 0 | 0 | 0 | 0 | 0 | 0
F6_Industrial_Stone, Clay, and Glass_New_Process_Natural Gas_Process Heat Recovery_A_Technical Potential | F6 | Industrial | Stone, Clay, and Glass | New | Process | Natural Gas | Process Heat Recovery | A | Incremental Winter Peak Savings (MW) | Technical Potential | 0 | 0 | 0 | 0 | 0 | 0 | 0 | 0 | 0 | 0 | 0 | 0 | 0 | 0 | 0 | 0 | 0 | 0 | 0 | 0 | 0 | 0 | 0
F7_Industrial_Stone, Clay, and Glass_New_Process_Natural Gas_Process Heat Recovery_A_Technical Potential | F7 | Industrial | Stone, Clay, and Glass | New | Process | Natural Gas | Process Heat Recovery | A | Cumulative Energy Savings (MWh or mTherms) | Technical Potential | 0 | 0 | 0.27183 | 0.74524 | 1.4191 | 2.3173 | 3.3478 | 4.4159 | 5.3814 | 6.2548 | 7.0123 | 7.6741 | 8.2473 | 8.7474 | 9.168 | 9.527 | 9.8316 | 9.8342 | 9.8367 | 9.8404 | 9.8437 | 9.8467 | 0
F8_Industrial_Stone, Clay, and Glass_New_Process_Natural Gas_Process Heat Recovery_A_Technical Potential | F8 | Industrial | Stone, Clay, and Glass | New | Process | Natural Gas | Process Heat Recovery | A | Cumulative Summer Peak Savings (MW) | Technical Potential | 0 | 0 | 0 | 0 | 0 | 0 | 0 | 0 | 0 | 0 | 0 | 0 | 0 | 0 | 0 | 0 | 0 | 0 | 0 | 0 | 0 | 0 | 0
F9_Industrial_Stone, Clay, and Glass_New_Process_Natural Gas_Process Heat Recovery_A_Technical Potential | F9 | Industrial | Stone, Clay, and Glass | New | Process | Natural Gas | Process Heat Recovery | A | Cumulative Winter Peak Savings (MW) | Technical Potential | 0 | 0 | 0 | 0 | 0 | 0 | 0 | 0 | 0 | 0 | 0 | 0 | 0 | 0 | 0 | 0 | 0 | 0 | 0 | 0 | 0 | 0 | 0
F10_Industrial_Stone, Clay, and Glass_New_Process_Natural Gas_Process Heat Recovery_A_Technical Potential | F10 | Industrial | Stone, Clay, and Glass | New | Process | Natural Gas | Process Heat Recovery | A | Purchases (Incremental) | Technical Potential | 0 | 0 | 3.7124 | 6.4788 | 9.2385 | 12.3316 | 14.1944 | 14.7212 | 13.3143 | 12.0349 | 10.4522 | 9.1202 | 7.8949 | 6.8715 | 5.7989 | 4.9324 | 4.1804 | 3.7124 | 6.4788 | 9.2385 | 12.3316 | 14.1944 | 0
F11_Industrial_Stone, Clay, and Glass_New_Process_Natural Gas_Process Heat Recovery_A_Technical Potential | F11 | Industrial | Stone, Clay, and Glass | New | Process | Natural Gas | Process Heat Recovery | A | Purchases (Cumulative) | Technical Potential | 0 | 0 | 3.7124 | 10.1912 | 19.4297 | 31.7613 | 45.9558 | 60.677 | 73.9913 | 86.0262 | 96.4784 | 105.5986 | 113.4935 | 120.365 | 126.1639 | 131.0964 | 135.2768 | 135.2768 | 135.2768 | 135.2768 | 135.2768 | 135.2768 | 0
F1_Industrial_Stone, Clay, and Glass_New_Space Heating_Natural Gas_Building Automation System_A_Technical Potential | F1 | Industrial | Stone, Clay, and Glass | New | Space Heating | Natural Gas | Building Automation System | A | Integrated Unit Energy Savings (kWh or therms) | Technical Potential | 0 | 0 | 0.014788 | 0.01391 | 0.01356 | 0.013354 | 0.013264 | 0.013188 | 0.01313 | 0.01308 | 0.013047 | 0.013016 | 0.012959 | 0.012913 | 0.012863 | 0.012898 | 0.012917 | 0.012915 | 0.012937 | 0.012934 | 0.01294 | 0.012928 | 0
F2_Industrial_Stone, Clay, and Glass_New_Space Heating_Natural Gas_Building Automation System_A_Technical Potential | F2 | Industrial | Stone, Clay, and Glass | New | Space Heating | Natural Gas | Building Automation System | A | Integrated Unit Summer Peak Savings (kW) | Technical Potential | 0 | 0 | 0 | 0 | 0 | 0 | 0 | 0 | 0 | 0 | 0 | 0 | 0 | 0 | 0 | 0 | 0 | 0 | 0 | 0 | 0 | 0 | 0
F3_Industrial_Stone, Clay, and Glass_New_Space Heating_Natural Gas_Building Automation System_A_Technical Potential | F3 | Industrial | Stone, Clay, and Glass | New | Space Heating | Natural Gas | Building Automation System | A | Integrated Unit Winter Peak Savings (kW) | Technical Potential | 0 | 0 | 0 | 0 | 0 | 0 | 0 | 0 | 0 | 0 | 0 | 0 | 0 | 0 | 0 | 0 | 0 | 0 | 0 | 0 | 0 | 0 | 0
F4_Industrial_Stone, Clay, and Glass_New_Space Heating_Natural Gas_Building Automation System_A_Technical Potential | F4 | Industrial | Stone, Clay, and Glass | New | Space Heating | Natural Gas | Building Automation System | A | Incremental Energy Savings (MWh or mTherms) | Technical Potential | 0 | 0 | 0.00078983 | 0.0025917 | 0.0063969 | 0.013678 | 0.023735 | 0.03895 | 0.059636 | 0.087021 | 0.11655 | 0.14954 | 0.18075 | 0.20846 | 0.21996 | 0.22106 | 0.20622 | 0.18165 | 0.14478 | 0.10501 | 0.070107 | 0.04762 | 0
F5_Industrial_Stone, Clay, and Glass_New_Space Heating_Natural Gas_Building Automation System_A_Technical Potential | F5 | Industrial | Stone, Clay, and Glass | New | Space Heating | Natural Gas | Building Automation System | A | Incremental Summer Peak Savings (MW) | Technical Potential | 0 | 0 | 0 | 0 | 0 | 0 | 0 | 0 | 0 | 0 | 0 | 0 | 0 | 0 | 0 | 0 | 0 | 0 | 0 | 0 | 0 | 0 | 0
F6_Industrial_Stone, Clay, and Glass_New_Space Heating_Natural Gas_Building Automation System_A_Technical Potential | F6 | Industrial | Stone, Clay, and Glass | New | Space Heating | Natural Gas | Building Automation System | A | Incremental Winter Peak Savings (MW) | Technical Potential | 0 | 0 | 0 | 0 | 0 | 0 | 0 | 0 | 0 | 0 | 0 | 0 | 0 | 0 | 0 | 0 | 0 | 0 | 0 | 0 | 0 | 0 | 0
F7_Industrial_Stone, Clay, and Glass_New_Space Heating_Natural Gas_Building Automation System_A_Technical Potential | F7 | Industrial | Stone, Clay, and Glass | New | Space Heating | Natural Gas | Building Automation System | A | Cumulative Energy Savings (MWh or mTherms) | Technical Potential | 0 | 0 | 0.00078983 | 0.0033346 | 0.0096477 | 0.023178 | 0.046757 | 0.08544 | 0.1447 | 0.23118 | 0.34713 | 0.49585 | 0.67441 | 0.88049 | 1.097 | 1.3211 | 1.5293 | 1.71 | 1.8553 | 1.9537 | 2.0114 | 2.0341 | 0
F8_Industrial_Stone, Clay, and Glass_New_Space Heating_Natural Gas_Building Automation System_A_Technical Potential | F8 | Industrial | Stone, Clay, and Glass | New | Space Heating | Natural Gas | Building Automation System | A | Cumulative Summer Peak Savings (MW) | Technical Potential | 0 | 0 | 0 | 0 | 0 | 0 | 0 | 0 | 0 | 0 | 0 | 0 | 0 | 0 | 0 | 0 | 0 | 0 | 0 | 0 | 0 | 0 | 0
F9_Industrial_Stone, Clay, and Glass_New_Space Heating_Natural Gas_Building Automation System_A_Technical Potential | F9 | Industrial | Stone, Clay, and Glass | New | Space Heating | Natural Gas | Building Automation System | A | Cumulative Winter Peak Savings (MW) | Technical Potential | 0 | 0 | 0 | 0 | 0 | 0 | 0 | 0 | 0 | 0 | 0 | 0 | 0 | 0 | 0 | 0 | 0 | 0 | 0 | 0 | 0 | 0 | 0
F10_Industrial_Stone, Clay, and Glass_New_Space Heating_Natural Gas_Building Automation System_A_Technical Potential | F10 | Industrial | Stone, Clay, and Glass | New | Space Heating | Natural Gas | Building Automation System | A | Purchases (Incremental) | Technical Potential | 0 | 0 | 53.4099 | 186.3213 | 471.7348 | 1024.2543 | 1789.5236 | 2953.4416 | 4541.9329 | 6652.7286 | 8932.7467 | 11489.2897 | 13947.9822 | 16143.3397 | 17100.3553 | 17139.1902 | 15964.6264 | 14064.6388 | 11190.7524 | 8118.9124 | 5417.9463 | 3683.5616 | 0
F11_Industrial_Stone, Clay, and Glass_New_Space Heating_Natural Gas_Building Automation System_A_Technical Potential | F11 | Industrial | Stone, Clay, and Glass | New | Space Heating | Natural Gas | Building Automation System | A | Purchases (Cumulative) | Technical Potential | 0 | 0 | 53.4099 | 239.7312 | 711.466 | 1735.7203 | 3525.2439 | 6478.6856 | 11020.6184 | 17673.347 | 26606.0937 | 38095.3834 | 52043.3657 | 68186.7054 | 85287.0607 | 102426.2509 | 118390.8772 | 132402.1062 | 143406.5373 | 151053.7148 | 155447.4068 | 157341.4448 | 0
F1_Industrial_Stone, Clay, and Glass_New_Space Heating_Natural Gas_Steam System Efficiency Improvements_A_Technical Potential | F1 | Industrial | Stone, Clay, and Glass | New | Space Heating | Natural Gas | Steam System Efficiency Improvements | A | Integrated Unit Energy Savings (kWh or therms) | Technical Potential | 0 | 0 | 0.13246 | 0.12451 | 0.12128 | 0.1193 | 0.1183 | 0.11739 | 0.11657 | 0.11578 | 0.11503 | 0.11425 | 0.11321 | 0.11229 | 0.11128 | 0.11112 | 0.11091 | 0.11068 | 0.11066 | 0.11059 | 0.1107 | 0.11072 | 0
F2_Industrial_Stone, Clay, and Glass_New_Space Heating_Natural Gas_Steam System Efficiency Improvements_A_Technical Potential | F2 | Industrial | Stone, Clay, and Glass | New | Space Heating | Natural Gas | Steam System Efficiency Improvements | A | Integrated Unit Summer Peak Savings (kW) | Technical Potential | 0 | 0 | 0 | 0 | 0 | 0 | 0 | 0 | 0 | 0 | 0 | 0 | 0 | 0 | 0 | 0 | 0 | 0 | 0 | 0 | 0 | 0 | 0
F3_Industrial_Stone, Clay, and Glass_New_Space Heating_Natural Gas_Steam System Efficiency Improvements_A_Technical Potential | F3 | Industrial | Stone, Clay, and Glass | New | Space Heating | Natural Gas | Steam System Efficiency Improvements | A | Integrated Unit Winter Peak Savings (kW) | Technical Potential | 0 | 0 | 0 | 0 | 0 | 0 | 0 | 0 | 0 | 0 | 0 | 0 | 0 | 0 | 0 | 0 | 0 | 0 | 0 | 0 | 0 | 0 | 0
F4_Industrial_Stone, Clay, and Glass_New_Space Heating_Natural Gas_Steam System Efficiency Improvements_A_Technical Potential | F4 | Industrial | Stone, Clay, and Glass | New | Space Heating | Natural Gas | Steam System Efficiency Improvements | A | Incremental Energy Savings (MWh or mTherms) | Technical Potential | 0 | 0 | 5.0138e-05 | 0.00016441 | 0.00040546 | 0.00086604 | 0.0015004 | 0.0024571 | 0.0037525 | 0.0054589 | 0.007282 | 0.0093032 | 0.011191 | 0.012847 | 0.013487 | 0.013497 | 0.012549 | 0.011032 | 0.012807 | 0.013773 | 0.01425 | 0.013931 | 0
F5_Industrial_Stone, Clay, and Glass_New_Space Heating_Natural Gas_Steam System Efficiency Improvements_A_Technical Potential | F5 | Industrial | Stone, Clay, and Glass | New | Space Heating | Natural Gas | Steam System Efficiency Improvements | A | Incremental Summer Peak Savings (MW) | Technical Potential | 0 | 0 | 0 | 0 | 0 | 0 | 0 | 0 | 0 | 0 | 0 | 0 | 0 | 0 | 0 | 0 | 0 | 0 | 0 | 0 | 0 | 0 | 0
F6_Industrial_Stone, Clay, and Glass_New_Space Heating_Natural Gas_Steam System Efficiency Improvements_A_Technical Potential | F6 | Industrial | Stone, Clay, and Glass | New | Space Heating | Natural Gas | Steam System Efficiency Improvements | A | Incremental Winter Peak Savings (MW) | Technical Potential | 0 | 0 | 0 | 0 | 0 | 0 | 0 | 0 | 0 | 0 | 0 | 0 | 0 | 0 | 0 | 0 | 0 | 0 | 0 | 0 | 0 | 0 | 0
F7_Industrial_Stone, Clay, and Glass_New_Space Heating_Natural Gas_Steam System Efficiency Improvements_A_Technical Potential | F7 | Industrial | Stone, Clay, and Glass | New | Space Heating | Natural Gas | Steam System Efficiency Improvements | A | Cumulative Energy Savings (MWh or mTherms) | Technical Potential | 0 | 0 | 5.0138e-05 | 0.00021154 | 0.00061151 | 0.0014676 | 0.0029556 | 0.0053455 | 0.008907 | 0.013918 | 0.020274 | 0.027992 | 0.036558 | 0.045495 | 0.053326 | 0.05971 | 0.063117 | 0.063031 | 0.063023 | 0.062983 | 0.063046 | 0.063056 | 0
F8_Industrial_Stone, Clay, and Glass_New_Space Heating_Natural Gas_Steam System Efficiency Improvements_A_Technical Potential | F8 | Industrial | Stone, Clay, and Glass | New | Space Heating | Natural Gas | Steam System Efficiency Improvements | A | Cumulative Summer Peak Savings (MW) | Technical Potential | 0 | 0 | 0 | 0 | 0 | 0 | 0 | 0 | 0 | 0 | 0 | 0 | 0 | 0 | 0 | 0 | 0 | 0 | 0 | 0 | 0 | 0 | 0
F9_Industrial_Stone, Clay, and Glass_New_Space Heating_Natural Gas_Steam System Efficiency Improvements_A_Technical Potential | F9 | Industrial | Stone, Clay, and Glass | New | Space Heating | Natural Gas | Steam System Efficiency Improvements | A | Cumulative Winter Peak Savings (MW) | Technical Potential | 0 | 0 | 0 | 0 | 0 | 0 | 0 | 0 | 0 | 0 | 0 | 0 | 0 | 0 | 0 | 0 | 0 | 0 | 0 | 0 | 0 | 0 | 0
F10_Industrial_Stone, Clay, and Glass_New_Space Heating_Natural Gas_Steam System Efficiency Improvements_A_Technical Potential | F10 | Industrial | Stone, Clay, and Glass | New | Space Heating | Natural Gas | Steam System Efficiency Improvements | A | Purchases (Incremental) | Technical Potential | 0 | 0 | 0.37852 | 1.3205 | 3.3432 | 7.259 | 12.6826 | 20.9314 | 32.1892 | 47.1487 | 63.3075 | 81.426 | 98.8511 | 114.4098 | 121.1923 | 121.4675 | 113.1433 | 99.6778 | 115.7303 | 124.5356 | 128.7266 | 125.8258 | 0
F11_Industrial_Stone, Clay, and Glass_New_Space Heating_Natural Gas_Steam System Efficiency Improvements_A_Technical Potential | F11 | Industrial | Stone, Clay, and Glass | New | Space Heating | Natural Gas | Steam System Efficiency Improvements | A | Purchases (Cumulative) | Technical Potential | 0 | 0 | 0.37852 | 1.699 | 5.0422 | 12.3013 | 24.9838 | 45.5367 | 76.4055 | 120.2109 | 176.2594 | 245.0028 | 322.9225 | 405.1431 | 479.1867 | 537.3467 | 569.064 | 569.5122 | 569.5122 | 569.5122 | 569.5122 | 569.5122 | 0
F1_Industrial_Stone, Clay, and Glass_New_Process_Natural Gas_Steam System Efficiency Improvements_A_Technical Potential | F1 | Industrial | Stone, Clay, and Glass | New | Process | Natural Gas | Steam System Efficiency Improvements | A | Integrated Unit Energy Savings (kWh or therms) | Technical Potential | 0 | 0 | 0.082272 | 0.08204 | 0.081826 | 0.081636 | 0.081369 | 0.081187 | 0.081071 | 0.08102 | 0.08096 | 0.080944 | 0.080944 | 0.080973 | 0.080971 | 0.080995 | 0.081024 | 0.081097 | 0.081149 | 0.081214 | 0.081272 | 0.081326 | 0
F2_Industrial_Stone, Clay, and Glass_New_Process_Natural Gas_Steam System Efficiency Improvements_A_Technical Potential | F2 | Industrial | Stone, Clay, and Glass | New | Process | Natural Gas | Steam System Efficiency Improvements | A | Integrated Unit Summer Peak Savings (kW) | Technical Potential | 0 | 0 | 0 | 0 | 0 | 0 | 0 | 0 | 0 | 0 | 0 | 0 | 0 | 0 | 0 | 0 | 0 | 0 | 0 | 0 | 0 | 0 | 0
F3_Industrial_Stone, Clay, and Glass_New_Process_Natural Gas_Steam System Efficiency Improvements_A_Technical Potential | F3 | Industrial | Stone, Clay, and Glass | New | Process | Natural Gas | Steam System Efficiency Improvements | A | Integrated Unit Winter Peak Savings (kW) | Technical Potential | 0 | 0 | 0 | 0 | 0 | 0 | 0 | 0 | 0 | 0 | 0 | 0 | 0 | 0 | 0 | 0 | 0 | 0 | 0 | 0 | 0 | 0 | 0
F4_Industrial_Stone, Clay, and Glass_New_Process_Natural Gas_Steam System Efficiency Improvements_A_Technical Potential | F4 | Industrial | Stone, Clay, and Glass | New | Process | Natural Gas | Steam System Efficiency Improvements | A | Incremental Energy Savings (MWh or mTherms) | Technical Potential | 0 | 0 | 1.1935e-06 | 4.1518e-06 | 1.0484e-05 | 2.2711e-05 | 3.955e-05 | 6.5128e-05 | 0.00010001 | 0.0001464 | 0.00019643 | 0.0002526 | 0.00030665 | 0.00035505 | 0.00037608 | 0.00037705 | 0.00035134 | 0.0003098 | 0.00035992 | 0.00038762 | 0.00040095 | 0.00039217 | 0
F5_Industrial_Stone, Clay, and Glass_New_Process_Natural Gas_Steam System Efficiency Improvements_A_Technical Potential | F5 | Industrial | Stone, Clay, and Glass | New | Process | Natural Gas | Steam System Efficiency Improvements | A | Incremental Summer Peak Savings (MW) | Technical Potential | 0 | 0 | 0 | 0 | 0 | 0 | 0 | 0 | 0 | 0 | 0 | 0 | 0 | 0 | 0 | 0 | 0 | 0 | 0 | 0 | 0 | 0 | 0
F6_Industrial_Stone, Clay, and Glass_New_Process_Natural Gas_Steam System Efficiency Improvements_A_Technical Potential | F6 | Industrial | Stone, Clay, and Glass | New | Process | Natural Gas | Steam System Efficiency Improvements | A | Incremental Winter Peak Savings (MW) | Technical Potential | 0 | 0 | 0 | 0 | 0 | 0 | 0 | 0 | 0 | 0 | 0 | 0 | 0 | 0 | 0 | 0 | 0 | 0 | 0 | 0 | 0 | 0 | 0
F7_Industrial_Stone, Clay, and Glass_New_Process_Natural Gas_Steam System Efficiency Improvements_A_Technical Potential | F7 | Industrial | Stone, Clay, and Glass | New | Process | Natural Gas | Steam System Efficiency Improvements | A | Cumulative Energy Savings (MWh or mTherms) | Technical Potential | 0 | 0 | 1.1935e-06 | 5.342e-06 | 1.5812e-05 | 3.8487e-05 | 7.7911e-05 | 0.00014169 | 0.00023739 | 0.00037327 | 0.00054689 | 0.00076004 | 0.0010018 | 0.0012573 | 0.001487 | 0.001668 | 0.0017671 | 0.0017701 | 0.0017712 | 0.0017726 | 0.0017739 | 0.0017751 | 0
F8_Industrial_Stone, Clay, and Glass_New_Process_Natural Gas_Steam System Efficiency Improvements_A_Technical Potential | F8 | Industrial | Stone, Clay, and Glass | New | Process | Natural Gas | Steam System Efficiency Improvements | A | Cumulative Summer Peak Savings (MW) | Technical Potential | 0 | 0 | 0 | 0 | 0 | 0 | 0 | 0 | 0 | 0 | 0 | 0 | 0 | 0 | 0 | 0 | 0 | 0 | 0 | 0 | 0 | 0 | 0
F9_Industrial_Stone, Clay, and Glass_New_Process_Natural Gas_Steam System Efficiency Improvements_A_Technical Potential | F9 | Industrial | Stone, Clay, and Glass | New | Process | Natural Gas | Steam System Efficiency Improvements | A | Cumulative Winter Peak Savings (MW) | Technical Potential | 0 | 0 | 0 | 0 | 0 | 0 | 0 | 0 | 0 | 0 | 0 | 0 | 0 | 0 | 0 | 0 | 0 | 0 | 0 | 0 | 0 | 0 | 0
F10_Industrial_Stone, Clay, and Glass_New_Process_Natural Gas_Steam System Efficiency Improvements_A_Technical Potential | F10 | Industrial | Stone, Clay, and Glass | New | Process | Natural Gas | Steam System Efficiency Improvements | A | Purchases (Incremental) | Technical Potential | 0 | 0 | 0.014507 | 0.050607 | 0.12813 | 0.2782 | 0.48606 | 0.80219 | 1.2336 | 1.807 | 2.4263 | 3.1206 | 3.7885 | 4.3847 | 4.6447 | 4.6552 | 4.3362 | 3.8201 | 4.4354 | 4.7728 | 4.9334 | 4.8223 | 0
F11_Industrial_Stone, Clay, and Glass_New_Process_Natural Gas_Steam System Efficiency Improvements_A_Technical Potential | F11 | Industrial | Stone, Clay, and Glass | New | Process | Natural Gas | Steam System Efficiency Improvements | A | Purchases (Cumulative) | Technical Potential | 0 | 0 | 0.014507 | 0.065114 | 0.19324 | 0.47144 | 0.9575 | 1.7452 | 2.9282 | 4.6071 | 6.7551 | 9.3897 | 12.376 | 15.5271 | 18.3648 | 20.5937 | 21.8093 | 21.8265 | 21.8265 | 21.8265 | 21.8265 | 21.8265 | 0
F1_Industrial_Stone, Clay, and Glass_New_Space Heating_Natural Gas_Strategic Energy Management_A_Technical Potential | F1 | Industrial | Stone, Clay, and Glass | New | Space Heating | Natural Gas | Strategic Energy Management | A | Integrated Unit Energy Savings (kWh or therms) | Technical Potential | 0 | 0 | 18.5996 | 17.5057 | 17.0753 | 16.8236 | 16.7218 | 16.6331 | 16.5651 | 16.5053 | 16.4667 | 16.4296 | 16.3592 | 16.3024 | 16.241 | 16.2867 | 16.3123 | 16.3086 | 16.3357 | 16.3282 | 16.3338 | 16.3166 | 0
F2_Industrial_Stone, Clay, and Glass_New_Space Heating_Natural Gas_Strategic Energy Management_A_Technical Potential | F2 | Industrial | Stone, Clay, and Glass | New | Space Heating | Natural Gas | Strategic Energy Management | A | Integrated Unit Summer Peak Savings (kW) | Technical Potential | 0 | 0 | 0 | 0 | 0 | 0 | 0 | 0 | 0 | 0 | 0 | 0 | 0 | 0 | 0 | 0 | 0 | 0 | 0 | 0 | 0 | 0 | 0
F3_Industrial_Stone, Clay, and Glass_New_Space Heating_Natural Gas_Strategic Energy Management_A_Technical Potential | F3 | Industrial | Stone, Clay, and Glass | New | Space Heating | Natural Gas | Strategic Energy Management | A | Integrated Unit Winter Peak Savings (kW) | Technical Potential | 0 | 0 | 0 | 0 | 0 | 0 | 0 | 0 | 0 | 0 | 0 | 0 | 0 | 0 | 0 | 0 | 0 | 0 | 0 | 0 | 0 | 0 | 0
F4_Industrial_Stone, Clay, and Glass_New_Space Heating_Natural Gas_Strategic Energy Management_A_Technical Potential | F4 | Industrial | Stone, Clay, and Glass | New | Space Heating | Natural Gas | Strategic Energy Management | A | Incremental Energy Savings (MWh or mTherms) | Technical Potential | 0 | 0 | 0.0049717 | 0.0081663 | 0.011358 | 0.014938 | 0.01709 | 0.019589 | 0.022056 | 0.024831 | 0.026894 | 0.029267 | 0.031533 | 0.034188 | 0.035928 | 0.038307 | 0.040647 | 0.043291 | 0.045119 | 0.047261 | 0.052921 | 0.057334 | 0
F5_Industrial_Stone, Clay, and Glass_New_Space Heating_Natural Gas_Strategic Energy Management_A_Technical Potential | F5 | Industrial | Stone, Clay, and Glass | New | Space Heating | Natural Gas | Strategic Energy Management | A | Incremental Summer Peak Savings (MW) | Technical Potential | 0 | 0 | 0 | 0 | 0 | 0 | 0 | 0 | 0 | 0 | 0 | 0 | 0 | 0 | 0 | 0 | 0 | 0 | 0 | 0 | 0 | 0 | 0
F6_Industrial_Stone, Clay, and Glass_New_Space Heating_Natural Gas_Strategic Energy Management_A_Technical Potential | F6 | Industrial | Stone, Clay, and Glass | New | Space Heating | Natural Gas | Strategic Energy Management | A | Incremental Winter Peak Savings (MW) | Technical Potential | 0 | 0 | 0 | 0 | 0 | 0 | 0 | 0 | 0 | 0 | 0 | 0 | 0 | 0 | 0 | 0 | 0 | 0 | 0 | 0 | 0 | 0 | 0
F7_Industrial_Stone, Clay, and Glass_New_Space Heating_Natural Gas_Strategic Energy Management_A_Technical Potential | F7 | Industrial | Stone, Clay, and Glass | New | Space Heating | Natural Gas | Strategic Energy Management | A | Cumulative Energy Savings (MWh or mTherms) | Technical Potential | 0 | 0 | 0.0049717 | 0.012846 | 0.023888 | 0.038474 | 0.055331 | 0.070181 | 0.084223 | 0.09777 | 0.10981 | 0.12204 | 0.13379 | 0.1458 | 0.15675 | 0.1689 | 0.18075 | 0.18821 | 0.19176 | 0.19195 | 0.19202 | 0.19181 | 0
F8_Industrial_Stone, Clay, and Glass_New_Space Heating_Natural Gas_Strategic Energy Management_A_Technical Potential | F8 | Industrial | Stone, Clay, and Glass | New | Space Heating | Natural Gas | Strategic Energy Management | A | Cumulative Summer Peak Savings (MW) | Technical Potential | 0 | 0 | 0 | 0 | 0 | 0 | 0 | 0 | 0 | 0 | 0 | 0 | 0 | 0 | 0 | 0 | 0 | 0 | 0 | 0 | 0 | 0 | 0
F9_Industrial_Stone, Clay, and Glass_New_Space Heating_Natural Gas_Strategic Energy Management_A_Technical Potential | F9 | Industrial | Stone, Clay, and Glass | New | Space Heating | Natural Gas | Strategic Energy Management | A | Cumulative Winter Peak Savings (MW) | Technical Potential | 0 | 0 | 0 | 0 | 0 | 0 | 0 | 0 | 0 | 0 | 0 | 0 | 0 | 0 | 0 | 0 | 0 | 0 | 0 | 0 | 0 | 0 | 0
F10_Industrial_Stone, Clay, and Glass_New_Space Heating_Natural Gas_Strategic Energy Management_A_Technical Potential | F10 | Industrial | Stone, Clay, and Glass | New | Space Heating | Natural Gas | Strategic Energy Management | A | Purchases (Incremental) | Technical Potential | 0 | 0 | 0.2673 | 0.46649 | 0.66519 | 0.88791 | 1.022 | 1.1777 | 1.3315 | 1.5044 | 1.6332 | 1.7814 | 1.9275 | 2.0971 | 2.2122 | 2.3521 | 2.4918 | 2.6545 | 2.762 | 2.8944 | 3.24 | 3.5138 | 0
F11_Industrial_Stone, Clay, and Glass_New_Space Heating_Natural Gas_Strategic Energy Management_A_Technical Potential | F11 | Industrial | Stone, Clay, and Glass | New | Space Heating | Natural Gas | Strategic Energy Management | A | Purchases (Cumulative) | Technical Potential | 0 | 0 | 0.2673 | 0.73379 | 1.399 | 2.2869 | 3.3089 | 4.2194 | 5.0844 | 5.9236 | 6.6689 | 7.4282 | 8.178 | 8.9436 | 9.6514 | 10.3702 | 11.0807 | 11.5404 | 11.7388 | 11.7558 | 11.7558 | 11.7558 | 0
F1_Industrial_Stone, Clay, and Glass_New_Process_Natural Gas_Strategic Energy Management_A_Technical Potential | F1 | Industrial | Stone, Clay, and Glass | New | Process | Natural Gas | Strategic Energy Management | A | Integrated Unit Energy Savings (kWh or therms) | Technical Potential | 0 | 0 | 60.4574 | 60.4138 | 60.3737 | 60.3386 | 60.2889 | 60.2536 | 60.2317 | 60.2231 | 60.213 | 60.2119 | 60.2141 | 60.2223 | 60.2243 | 60.2313 | 60.2392 | 60.25 | 60.261 | 60.2735 | 60.2846 | 60.2948 | 0
F2_Industrial_Stone, Clay, and Glass_New_Process_Natural Gas_Strategic Energy Management_A_Technical Potential | F2 | Industrial | Stone, Clay, and Glass | New | Process | Natural Gas | Strategic Energy Management | A | Integrated Unit Summer Peak Savings (kW) | Technical Potential | 0 | 0 | 0 | 0 | 0 | 0 | 0 | 0 | 0 | 0 | 0 | 0 | 0 | 0 | 0 | 0 | 0 | 0 | 0 | 0 | 0 | 0 | 0
F3_Industrial_Stone, Clay, and Glass_New_Process_Natural Gas_Strategic Energy Management_A_Technical Potential | F3 | Industrial | Stone, Clay, and Glass | New | Process | Natural Gas | Strategic Energy Management | A | Integrated Unit Winter Peak Savings (kW) | Technical Potential | 0 | 0 | 0 | 0 | 0 | 0 | 0 | 0 | 0 | 0 | 0 | 0 | 0 | 0 | 0 | 0 | 0 | 0 | 0 | 0 | 0 | 0 | 0
F4_Industrial_Stone, Clay, and Glass_New_Process_Natural Gas_Strategic Energy Management_A_Technical Potential | F4 | Industrial | Stone, Clay, and Glass | New | Process | Natural Gas | Strategic Energy Management | A | Incremental Energy Savings (MWh or mTherms) | Technical Potential | 0 | 0 | 0.1026 | 0.17893 | 0.25498 | 0.34015 | 0.39121 | 0.45054 | 0.50917 | 0.57522 | 0.62437 | 0.68099 | 0.73689 | 0.80183 | 0.84586 | 0.89945 | 0.95302 | 1.0154 | 1.0567 | 1.1076 | 1.2401 | 1.3451 | 0
F5_Industrial_Stone, Clay, and Glass_New_Process_Natural Gas_Strategic Energy Management_A_Technical Potential | F5 | Industrial | Stone, Clay, and Glass | New | Process | Natural Gas | Strategic Energy Management | A | Incremental Summer Peak Savings (MW) | Technical Potential | 0 | 0 | 0 | 0 | 0 | 0 | 0 | 0 | 0 | 0 | 0 | 0 | 0 | 0 | 0 | 0 | 0 | 0 | 0 | 0 | 0 | 0 | 0
F6_Industrial_Stone, Clay, and Glass_New_Process_Natural Gas_Strategic Energy Management_A_Technical Potential | F6 | Industrial | Stone, Clay, and Glass | New | Process | Natural Gas | Strategic Energy Management | A | Incremental Winter Peak Savings (MW) | Technical Potential | 0 | 0 | 0 | 0 | 0 | 0 | 0 | 0 | 0 | 0 | 0 | 0 | 0 | 0 | 0 | 0 | 0 | 0 | 0 | 0 | 0 | 0 | 0
F7_Industrial_Stone, Clay, and Glass_New_Process_Natural Gas_Strategic Energy Management_A_Technical Potential | F7 | Industrial | Stone, Clay, and Glass | New | Process | Natural Gas | Strategic Energy Management | A | Cumulative Energy Savings (MWh or mTherms) | Technical Potential | 0 | 0 | 0.1026 | 0.28146 | 0.53625 | 0.87609 | 1.2666 | 1.6141 | 1.9443 | 2.2649 | 2.5495 | 2.8397 | 3.1264 | 3.4196 | 3.6903 | 3.9657 | 4.2379 | 4.4145 | 4.4912 | 4.4987 | 4.4995 | 4.5003 | 0
F8_Industrial_Stone, Clay, and Glass_New_Process_Natural Gas_Strategic Energy Management_A_Technical Potential | F8 | Industrial | Stone, Clay, and Glass | New | Process | Natural Gas | Strategic Energy Management | A | Cumulative Summer Peak Savings (MW) | Technical Potential | 0 | 0 | 0 | 0 | 0 | 0 | 0 | 0 | 0 | 0 | 0 | 0 | 0 | 0 | 0 | 0 | 0 | 0 | 0 | 0 | 0 | 0 | 0
F9_Industrial_Stone, Clay, and Glass_New_Process_Natural Gas_Strategic Energy Management_A_Technical Potential | F9 | Industrial | Stone, Clay, and Glass | New | Process | Natural Gas | Strategic Energy Management | A | Cumulative Winter Peak Savings (MW) | Technical Potential | 0 | 0 | 0 | 0 | 0 | 0 | 0 | 0 | 0 | 0 | 0 | 0 | 0 | 0 | 0 | 0 | 0 | 0 | 0 | 0 | 0 | 0 | 0
F10_Industrial_Stone, Clay, and Glass_New_Process_Natural Gas_Strategic Energy Management_A_Technical Potential | F10 | Industrial | Stone, Clay, and Glass | New | Process | Natural Gas | Strategic Energy Management | A | Purchases (Incremental) | Technical Potential | 0 | 0 | 1.6971 | 2.9618 | 4.2233 | 5.6373 | 6.4889 | 7.4775 | 8.4536 | 9.5515 | 10.3693 | 11.3098 | 12.2379 | 13.3145 | 14.0451 | 14.9332 | 15.8205 | 16.8536 | 17.5359 | 18.3767 | 20.5705 | 22.3095 | 0
F11_Industrial_Stone, Clay, and Glass_New_Process_Natural Gas_Strategic Energy Management_A_Technical Potential | F11 | Industrial | Stone, Clay, and Glass | New | Process | Natural Gas | Strategic Energy Management | A | Purchases (Cumulative) | Technical Potential | 0 | 0 | 1.6971 | 4.6589 | 8.8822 | 14.5195 | 21.0084 | 26.7888 | 32.2806 | 37.6088 | 42.3408 | 47.1617 | 51.9221 | 56.783 | 61.2766 | 65.8405 | 70.3513 | 73.2698 | 74.5295 | 74.6377 | 74.6377 | 74.6377 | 0
F1_Industrial_Stone, Clay, and Glass_New_Miscellaneous_Natural Gas_Strategic Energy Management_A_Technical Potential | F1 | Industrial | Stone, Clay, and Glass | New | Miscellaneous | Natural Gas | Strategic Energy Management | A | Integrated Unit Energy Savings (kWh or therms) | Technical Potential | 0 | 0 | 16.2609 | 16.2609 | 16.2609 | 16.2609 | 16.2609 | 16.2609 | 16.2609 | 16.2609 | 16.2609 | 16.2609 | 16.2609 | 16.2609 | 16.2609 | 16.2609 | 16.2609 | 16.2609 | 16.2609 | 16.2609 | 16.2609 | 16.2609 | 0
F2_Industrial_Stone, Clay, and Glass_New_Miscellaneous_Natural Gas_Strategic Energy Management_A_Technical Potential | F2 | Industrial | Stone, Clay, and Glass | New | Miscellaneous | Natural Gas | Strategic Energy Management | A | Integrated Unit Summer Peak Savings (kW) | Technical Potential | 0 | 0 | 0 | 0 | 0 | 0 | 0 | 0 | 0 | 0 | 0 | 0 | 0 | 0 | 0 | 0 | 0 | 0 | 0 | 0 | 0 | 0 | 0
F3_Industrial_Stone, Clay, and Glass_New_Miscellaneous_Natural Gas_Strategic Energy Management_A_Technical Potential | F3 | Industrial | Stone, Clay, and Glass | New | Miscellaneous | Natural Gas | Strategic Energy Management | A | Integrated Unit Winter Peak Savings (kW) | Technical Potential | 0 | 0 | 0 | 0 | 0 | 0 | 0 | 0 | 0 | 0 | 0 | 0 | 0 | 0 | 0 | 0 | 0 | 0 | 0 | 0 | 0 | 0 | 0
F4_Industrial_Stone, Clay, and Glass_New_Miscellaneous_Natural Gas_Strategic Energy Management_A_Technical Potential | F4 | Industrial | Stone, Clay, and Glass | New | Miscellaneous | Natural Gas | Strategic Energy Management | A | Incremental Energy Savings (MWh or mTherms) | Technical Potential | 0 | 0 | 0.0068991 | 0.01204 | 0.017169 | 0.022917 | 0.026379 | 0.030398 | 0.034366 | 0.038829 | 0.042154 | 0.045977 | 0.04975 | 0.054126 | 0.057097 | 0.060707 | 0.064314 | 0.068514 | 0.071287 | 0.074705 | 0.083624 | 0.090693 | 0
F5_Industrial_Stone, Clay, and Glass_New_Miscellaneous_Natural Gas_Strategic Energy Management_A_Technical Potential | F5 | Industrial | Stone, Clay, and Glass | New | Miscellaneous | Natural Gas | Strategic Energy Management | A | Incremental Summer Peak Savings (MW) | Technical Potential | 0 | 0 | 0 | 0 | 0 | 0 | 0 | 0 | 0 | 0 | 0 | 0 | 0 | 0 | 0 | 0 | 0 | 0 | 0 | 0 | 0 | 0 | 0
F6_Industrial_Stone, Clay, and Glass_New_Miscellaneous_Natural Gas_Strategic Energy Management_A_Technical Potential | F6 | Industrial | Stone, Clay, and Glass | New | Miscellaneous | Natural Gas | Strategic Energy Management | A | Incremental Winter Peak Savings (MW) | Technical Potential | 0 | 0 | 0 | 0 | 0 | 0 | 0 | 0 | 0 | 0 | 0 | 0 | 0 | 0 | 0 | 0 | 0 | 0 | 0 | 0 | 0 | 0 | 0
F7_Industrial_Stone, Clay, and Glass_New_Miscellaneous_Natural Gas_Strategic Energy Management_A_Technical Potential | F7 | Industrial | Stone, Clay, and Glass | New | Miscellaneous | Natural Gas | Strategic Energy Management | A | Cumulative Energy Savings (MWh or mTherms) | Technical Potential | 0 | 0 | 0.0068991 | 0.018939 | 0.036108 | 0.059025 | 0.085404 | 0.1089 | 0.13123 | 0.15289 | 0.17212 | 0.19172 | 0.21108 | 0.23084 | 0.2491 | 0.26766 | 0.28599 | 0.29786 | 0.30298 | 0.30342 | 0.30342 | 0.30342 | 0
F8_Industrial_Stone, Clay, and Glass_New_Miscellaneous_Natural Gas_Strategic Energy Management_A_Technical Potential | F8 | Industrial | Stone, Clay, and Glass | New | Miscellaneous | Natural Gas | Strategic Energy Management | A | Cumulative Summer Peak Savings (MW) | Technical Potential | 0 | 0 | 0 | 0 | 0 | 0 | 0 | 0 | 0 | 0 | 0 | 0 | 0 | 0 | 0 | 0 | 0 | 0 | 0 | 0 | 0 | 0 | 0
F9_Industrial_Stone, Clay, and Glass_New_Miscellaneous_Natural Gas_Strategic Energy Management_A_Technical Potential | F9 | Industrial | Stone, Clay, and Glass | New | Miscellaneous | Natural Gas | Strategic Energy Management | A | Cumulative Winter Peak Savings (MW) | Technical Potential | 0 | 0 | 0 | 0 | 0 | 0 | 0 | 0 | 0 | 0 | 0 | 0 | 0 | 0 | 0 | 0 | 0 | 0 | 0 | 0 | 0 | 0 | 0
F10_Industrial_Stone, Clay, and Glass_New_Miscellaneous_Natural Gas_Strategic Energy Management_A_Technical Potential | F10 | Industrial | Stone, Clay, and Glass | New | Miscellaneous | Natural Gas | Strategic Energy Management | A | Purchases (Incremental) | Technical Potential | 0 | 0 | 0.42428 | 0.74044 | 1.0558 | 1.4093 | 1.6222 | 1.8694 | 2.1134 | 2.3879 | 2.5923 | 2.8275 | 3.0595 | 3.3286 | 3.5113 | 3.7333 | 3.9551 | 4.2134 | 4.384 | 4.5942 | 5.1426 | 5.5774 | 0
F11_Industrial_Stone, Clay, and Glass_New_Miscellaneous_Natural Gas_Strategic Energy Management_A_Technical Potential | F11 | Industrial | Stone, Clay, and Glass | New | Miscellaneous | Natural Gas | Strategic Energy Management | A | Purchases (Cumulative) | Technical Potential | 0 | 0 | 0.42428 | 1.1647 | 2.2205 | 3.6299 | 5.2521 | 6.6972 | 8.0701 | 9.4022 | 10.5852 | 11.7904 | 12.9805 | 14.1958 | 15.3192 | 16.4601 | 17.5878 | 18.3175 | 18.6324 | 18.6594 | 18.6594 | 18.6594 | 0
F1_Industrial_Stone, Clay, and Glass_New_Space Heating_Natural Gas_Commissioning_A_Technical Potential | F1 | Industrial | Stone, Clay, and Glass | New | Space Heating | Natural Gas | Commissioning | A | Integrated Unit Energy Savings (kWh or therms) | Technical Potential | 0 | 0 | 16.3589 | 15.401 | 15.0261 | 14.8078 | 14.7227 | 14.6485 | 14.5923 | 14.543 | 14.5131 | 14.4841 | 14.4257 | 14.3787 | 14.3288 | 14.3728 | 14.399 | 14.3981 | 14.4253 | 14.4209 | 14.4277 | 14.4143 | 0
F2_Industrial_Stone, Clay, and Glass_New_Space Heating_Natural Gas_Commissioning_A_Technical Potential | F2 | Industrial | Stone, Clay, and Glass | New | Space Heating | Natural Gas | Commissioning | A | Integrated Unit Summer Peak Savings (kW) | Technical Potential | 0 | 0 | 0 | 0 | 0 | 0 | 0 | 0 | 0 | 0 | 0 | 0 | 0 | 0 | 0 | 0 | 0 | 0 | 0 | 0 | 0 | 0 | 0
F3_Industrial_Stone, Clay, and Glass_New_Space Heating_Natural Gas_Commissioning_A_Technical Potential | F3 | Industrial | Stone, Clay, and Glass | New | Space Heating | Natural Gas | Commissioning | A | Integrated Unit Winter Peak Savings (kW) | Technical Potential | 0 | 0 | 0 | 0 | 0 | 0 | 0 | 0 | 0 | 0 | 0 | 0 | 0 | 0 | 0 | 0 | 0 | 0 | 0 | 0 | 0 | 0 | 0
F4_Industrial_Stone, Clay, and Glass_New_Space Heating_Natural Gas_Commissioning_A_Technical Potential | F4 | Industrial | Stone, Clay, and Glass | New | Space Heating | Natural Gas | Commissioning | A | Incremental Energy Savings (MWh or mTherms) | Technical Potential | 0 | 0 | 0 | 0 | 0 | 0 | 0 | 0 | 0 | 0 | 0 | 0 | 0 | 0 | 0 | 0 | 0 | 0 | 0 | 0 | 0 | 0 | 0
F5_Industrial_Stone, Clay, and Glass_New_Space Heating_Natural Gas_Commissioning_A_Technical Potential | F5 | Industrial | Stone, Clay, and Glass | New | Space Heating | Natural Gas | Commissioning | A | Incremental Summer Peak Savings (MW) | Technical Potential | 0 | 0 | 0 | 0 | 0 | 0 | 0 | 0 | 0 | 0 | 0 | 0 | 0 | 0 | 0 | 0 | 0 | 0 | 0 | 0 | 0 | 0 | 0
F6_Industrial_Stone, Clay, and Glass_New_Space Heating_Natural Gas_Commissioning_A_Technical Potential | F6 | Industrial | Stone, Clay, and Glass | New | Space Heating | Natural Gas | Commissioning | A | Incremental Winter Peak Savings (MW) | Technical Potential | 0 | 0 | 0 | 0 | 0 | 0 | 0 | 0 | 0 | 0 | 0 | 0 | 0 | 0 | 0 | 0 | 0 | 0 | 0 | 0 | 0 | 0 | 0
F7_Industrial_Stone, Clay, and Glass_New_Space Heating_Natural Gas_Commissioning_A_Technical Potential | F7 | Industrial | Stone, Clay, and Glass | New | Space Heating | Natural Gas | Commissioning | A | Cumulative Energy Savings (MWh or mTherms) | Technical Potential | 0 | 0 | 0 | 0 | 0 | 0 | 0 | 0 | 0 | 0 | 0 | 0 | 0 | 0 | 0 | 0 | 0 | 0 | 0 | 0 | 0 | 0 | 0
F8_Industrial_Stone, Clay, and Glass_New_Space Heating_Natural Gas_Commissioning_A_Technical Potential | F8 | Industrial | Stone, Clay, and Glass | New | Space Heating | Natural Gas | Commissioning | A | Cumulative Summer Peak Savings (MW) | Technical Potential | 0 | 0 | 0 | 0 | 0 | 0 | 0 | 0 | 0 | 0 | 0 | 0 | 0 | 0 | 0 | 0 | 0 | 0 | 0 | 0 | 0 | 0 | 0
F9_Industrial_Stone, Clay, and Glass_New_Space Heating_Natural Gas_Commissioning_A_Technical Potential | F9 | Industrial | Stone, Clay, and Glass | New | Space Heating | Natural Gas | Commissioning | A | Cumulative Winter Peak Savings (MW) | Technical Potential | 0 | 0 | 0 | 0 | 0 | 0 | 0 | 0 | 0 | 0 | 0 | 0 | 0 | 0 | 0 | 0 | 0 | 0 | 0 | 0 | 0 | 0 | 0
F10_Industrial_Stone, Clay, and Glass_New_Space Heating_Natural Gas_Commissioning_A_Technical Potential | F10 | Industrial | Stone, Clay, and Glass | New | Space Heating | Natural Gas | Commissioning | A | Purchases (Incremental) | Technical Potential | 0 | 0 | 0 | 0 | 0 | 0 | 0 | 0 | 0 | 0 | 0 | 0 | 0 | 0 | 0 | 0 | 0 | 0 | 0 | 0 | 0 | 0 | 0
F11_Industrial_Stone, Clay, and Glass_New_Space Heating_Natural Gas_Commissioning_A_Technical Potential | F11 | Industrial | Stone, Clay, and Glass | New | Space Heating | Natural Gas | Commissioning | A | Purchases (Cumulative) | Technical Potential | 0 | 0 | 0 | 0 | 0 | 0 | 0 | 0 | 0 | 0 | 0 | 0 | 0 | 0 | 0 | 0 | 0 | 0 | 0 | 0 | 0 | 0 | 0
F1_Industrial_Stone, Clay, and Glass_New_Process_Natural Gas_Commissioning_A_Technical Potential | F1 | Industrial | Stone, Clay, and Glass | New | Process | Natural Gas | Commissioning | A | Integrated Unit Energy Savings (kWh or therms) | Technical Potential | 0 | 0 | 337.8652 | 337.8652 | 337.8652 | 337.8652 | 337.8652 | 337.8652 | 337.8652 | 337.8652 | 337.8652 | 337.8652 | 337.8652 | 337.8652 | 337.8652 | 337.8652 | 337.8652 | 337.8652 | 337.8652 | 337.8652 | 337.8652 | 337.8652 | 0
F2_Industrial_Stone, Clay, and Glass_New_Process_Natural Gas_Commissioning_A_Technical Potential | F2 | Industrial | Stone, Clay, and Glass | New | Process | Natural Gas | Commissioning | A | Integrated Unit Summer Peak Savings (kW) | Technical Potential | 0 | 0 | 0 | 0 | 0 | 0 | 0 | 0 | 0 | 0 | 0 | 0 | 0 | 0 | 0 | 0 | 0 | 0 | 0 | 0 | 0 | 0 | 0
F3_Industrial_Stone, Clay, and Glass_New_Process_Natural Gas_Commissioning_A_Technical Potential | F3 | Industrial | Stone, Clay, and Glass | New | Process | Natural Gas | Commissioning | A | Integrated Unit Winter Peak Savings (kW) | Technical Potential | 0 | 0 | 0 | 0 | 0 | 0 | 0 | 0 | 0 | 0 | 0 | 0 | 0 | 0 | 0 | 0 | 0 | 0 | 0 | 0 | 0 | 0 | 0
F4_Industrial_Stone, Clay, and Glass_New_Process_Natural Gas_Commissioning_A_Technical Potential | F4 | Industrial | Stone, Clay, and Glass | New | Process | Natural Gas | Commissioning | A | Incremental Energy Savings (MWh or mTherms) | Technical Potential | 0 | 0 | 0 | 0 | 0 | 0 | 0 | 0 | 0 | 0 | 0 | 0 | 0 | 0 | 0 | 0 | 0 | 0 | 0 | 0 | 0 | 0 | 0
F5_Industrial_Stone, Clay, and Glass_New_Process_Natural Gas_Commissioning_A_Technical Potential | F5 | Industrial | Stone, Clay, and Glass | New | Process | Natural Gas | Commissioning | A | Incremental Summer Peak Savings (MW) | Technical Potential | 0 | 0 | 0 | 0 | 0 | 0 | 0 | 0 | 0 | 0 | 0 | 0 | 0 | 0 | 0 | 0 | 0 | 0 | 0 | 0 | 0 | 0 | 0
F6_Industrial_Stone, Clay, and Glass_New_Process_Natural Gas_Commissioning_A_Technical Potential | F6 | Industrial | Stone, Clay, and Glass | New | Process | Natural Gas | Commissioning | A | Incremental Winter Peak Savings (MW) | Technical Potential | 0 | 0 | 0 | 0 | 0 | 0 | 0 | 0 | 0 | 0 | 0 | 0 | 0 | 0 | 0 | 0 | 0 | 0 | 0 | 0 | 0 | 0 | 0
F7_Industrial_Stone, Clay, and Glass_New_Process_Natural Gas_Commissioning_A_Technical Potential | F7 | Industrial | Stone, Clay, and Glass | New | Process | Natural Gas | Commissioning | A | Cumulative Energy Savings (MWh or mTherms) | Technical Potential | 0 | 0 | 0 | 0 | 0 | 0 | 0 | 0 | 0 | 0 | 0 | 0 | 0 | 0 | 0 | 0 | 0 | 0 | 0 | 0 | 0 | 0 | 0
F8_Industrial_Stone, Clay, and Glass_New_Process_Natural Gas_Commissioning_A_Technical Potential | F8 | Industrial | Stone, Clay, and Glass | New | Process | Natural Gas | Commissioning | A | Cumulative Summer Peak Savings (MW) | Technical Potential | 0 | 0 | 0 | 0 | 0 | 0 | 0 | 0 | 0 | 0 | 0 | 0 | 0 | 0 | 0 | 0 | 0 | 0 | 0 | 0 | 0 | 0 | 0
F9_Industrial_Stone, Clay, and Glass_New_Process_Natural Gas_Commissioning_A_Technical Potential | F9 | Industrial | Stone, Clay, and Glass | New | Process | Natural Gas | Commissioning | A | Cumulative Winter Peak Savings (MW) | Technical Potential | 0 | 0 | 0 | 0 | 0 | 0 | 0 | 0 | 0 | 0 | 0 | 0 | 0 | 0 | 0 | 0 | 0 | 0 | 0 | 0 | 0 | 0 | 0
F10_Industrial_Stone, Clay, and Glass_New_Process_Natural Gas_Commissioning_A_Technical Potential | F10 | Industrial | Stone, Clay, and Glass | New | Process | Natural Gas | Commissioning | A | Purchases (Incremental) | Technical Potential | 0 | 0 | 0 | 0 | 0 | 0 | 0 | 0 | 0 | 0 | 0 | 0 | 0 | 0 | 0 | 0 | 0 | 0 | 0 | 0 | 0 | 0 | 0
F11_Industrial_Stone, Clay, and Glass_New_Process_Natural Gas_Commissioning_A_Technical Potential | F11 | Industrial | Stone, Clay, and Glass | New | Process | Natural Gas | Commissioning | A | Purchases (Cumulative) | Technical Potential | 0 | 0 | 0 | 0 | 0 | 0 | 0 | 0 | 0 | 0 | 0 | 0 | 0 | 0 | 0 | 0 | 0 | 0 | 0 | 0 | 0 | 0 | 0
F1_Industrial_Stone, Clay, and Glass_New_Space Heating_Natural Gas_Retrocommissioning_A_Technical Potential | F1 | Industrial | Stone, Clay, and Glass | New | Space Heating | Natural Gas | Retrocommissioning | A | Integrated Unit Energy Savings (kWh or therms) | Technical Potential | 0 | 0 | 0 | 0 | 0 | 0 | 0 | 0 | 0 | 0 | 0 | 0 | 0 | 0 | 0 | 0 | 0 | 0 | 0 | 0 | 0 | 0 | 0
F2_Industrial_Stone, Clay, and Glass_New_Space Heating_Natural Gas_Retrocommissioning_A_Technical Potential | F2 | Industrial | Stone, Clay, and Glass | New | Space Heating | Natural Gas | Retrocommissioning | A | Integrated Unit Summer Peak Savings (kW) | Technical Potential | 0 | 0 | 0 | 0 | 0 | 0 | 0 | 0 | 0 | 0 | 0 | 0 | 0 | 0 | 0 | 0 | 0 | 0 | 0 | 0 | 0 | 0 | 0
F3_Industrial_Stone, Clay, and Glass_New_Space Heating_Natural Gas_Retrocommissioning_A_Technical Potential | F3 | Industrial | Stone, Clay, and Glass | New | Space Heating | Natural Gas | Retrocommissioning | A | Integrated Unit Winter Peak Savings (kW) | Technical Potential | 0 | 0 | 0 | 0 | 0 | 0 | 0 | 0 | 0 | 0 | 0 | 0 | 0 | 0 | 0 | 0 | 0 | 0 | 0 | 0 | 0 | 0 | 0
F4_Industrial_Stone, Clay, and Glass_New_Space Heating_Natural Gas_Retrocommissioning_A_Technical Potential | F4 | Industrial | Stone, Clay, and Glass | New | Space Heating | Natural Gas | Retrocommissioning | A | Incremental Energy Savings (MWh or mTherms) | Technical Potential | 0 | 0 | 0 | 0 | 0 | 0 | 0 | 0 | 0 | 0 | 0 | 0 | 0 | 0 | 0 | 0 | 0 | 0 | 0 | 0 | 0 | 0 | 0
F5_Industrial_Stone, Clay, and Glass_New_Space Heating_Natural Gas_Retrocommissioning_A_Technical Potential | F5 | Industrial | Stone, Clay, and Glass | New | Space Heating | Natural Gas | Retrocommissioning | A | Incremental Summer Peak Savings (MW) | Technical Potential | 0 | 0 | 0 | 0 | 0 | 0 | 0 | 0 | 0 | 0 | 0 | 0 | 0 | 0 | 0 | 0 | 0 | 0 | 0 | 0 | 0 | 0 | 0
F6_Industrial_Stone, Clay, and Glass_New_Space Heating_Natural Gas_Retrocommissioning_A_Technical Potential | F6 | Industrial | Stone, Clay, and Glass | New | Space Heating | Natural Gas | Retrocommissioning | A | Incremental Winter Peak Savings (MW) | Technical Potential | 0 | 0 | 0 | 0 | 0 | 0 | 0 | 0 | 0 | 0 | 0 | 0 | 0 | 0 | 0 | 0 | 0 | 0 | 0 | 0 | 0 | 0 | 0
F7_Industrial_Stone, Clay, and Glass_New_Space Heating_Natural Gas_Retrocommissioning_A_Technical Potential | F7 | Industrial | Stone, Clay, and Glass | New | Space Heating | Natural Gas | Retrocommissioning | A | Cumulative Energy Savings (MWh or mTherms) | Technical Potential | 0 | 0 | 0 | 0 | 0 | 0 | 0 | 0 | 0 | 0 | 0 | 0 | 0 | 0 | 0 | 0 | 0 | 0 | 0 | 0 | 0 | 0 | 0
F8_Industrial_Stone, Clay, and Glass_New_Space Heating_Natural Gas_Retrocommissioning_A_Technical Potential | F8 | Industrial | Stone, Clay, and Glass | New | Space Heating | Natural Gas | Retrocommissioning | A | Cumulative Summer Peak Savings (MW) | Technical Potential | 0 | 0 | 0 | 0 | 0 | 0 | 0 | 0 | 0 | 0 | 0 | 0 | 0 | 0 | 0 | 0 | 0 | 0 | 0 | 0 | 0 | 0 | 0
F9_Industrial_Stone, Clay, and Glass_New_Space Heating_Natural Gas_Retrocommissioning_A_Technical Potential | F9 | Industrial | Stone, Clay, and Glass | New | Space Heating | Natural Gas | Retrocommissioning | A | Cumulative Winter Peak Savings (MW) | Technical Potential | 0 | 0 | 0 | 0 | 0 | 0 | 0 | 0 | 0 | 0 | 0 | 0 | 0 | 0 | 0 | 0 | 0 | 0 | 0 | 0 | 0 | 0 | 0
F10_Industrial_Stone, Clay, and Glass_New_Space Heating_Natural Gas_Retrocommissioning_A_Technical Potential | F10 | Industrial | Stone, Clay, and Glass | New | Space Heating | Natural Gas | Retrocommissioning | A | Purchases (Incremental) | Technical Potential | 0 | 0 | 0 | 0 | 0 | 0 | 0 | 0 | 0 | 0 | 0 | 0 | 0 | 0 | 0 | 0 | 0 | 0 | 0 | 0 | 0 | 0 | 0
F11_Industrial_Stone, Clay, and Glass_New_Space Heating_Natural Gas_Retrocommissioning_A_Technical Potential | F11 | Industrial | Stone, Clay, and Glass | New | Space Heating | Natural Gas | Retrocommissioning | A | Purchases (Cumulative) | Technical Potential | 0 | 0 | 0 | 0 | 0 | 0 | 0 | 0 | 0 | 0 | 0 | 0 | 0 | 0 | 0 | 0 | 0 | 0 | 0 | 0 | 0 | 0 | 0
F1_Industrial_Stone, Clay, and Glass_New_Process_Natural Gas_Retrocommissioning_A_Technical Potential | F1 | Industrial | Stone, Clay, and Glass | New | Process | Natural Gas | Retrocommissioning | A | Integrated Unit Energy Savings (kWh or therms) | Technical Potential | 0 | 0 | 0 | 0 | 0 | 0 | 0 | 0 | 0 | 0 | 0 | 0 | 0 | 0 | 0 | 0 | 0 | 0 | 0 | 0 | 0 | 0 | 0
F2_Industrial_Stone, Clay, and Glass_New_Process_Natural Gas_Retrocommissioning_A_Technical Potential | F2 | Industrial | Stone, Clay, and Glass | New | Process | Natural Gas | Retrocommissioning | A | Integrated Unit Summer Peak Savings (kW) | Technical Potential | 0 | 0 | 0 | 0 | 0 | 0 | 0 | 0 | 0 | 0 | 0 | 0 | 0 | 0 | 0 | 0 | 0 | 0 | 0 | 0 | 0 | 0 | 0
F3_Industrial_Stone, Clay, and Glass_New_Process_Natural Gas_Retrocommissioning_A_Technical Potential | F3 | Industrial | Stone, Clay, and Glass | New | Process | Natural Gas | Retrocommissioning | A | Integrated Unit Winter Peak Savings (kW) | Technical Potential | 0 | 0 | 0 | 0 | 0 | 0 | 0 | 0 | 0 | 0 | 0 | 0 | 0 | 0 | 0 | 0 | 0 | 0 | 0 | 0 | 0 | 0 | 0
F4_Industrial_Stone, Clay, and Glass_New_Process_Natural Gas_Retrocommissioning_A_Technical Potential | F4 | Industrial | Stone, Clay, and Glass | New | Process | Natural Gas | Retrocommissioning | A | Incremental Energy Savings (MWh or mTherms) | Technical Potential | 0 | 0 | 0 | 0 | 0 | 0 | 0 | 0 | 0 | 0 | 0 | 0 | 0 | 0 | 0 | 0 | 0 | 0 | 0 | 0 | 0 | 0 | 0
F5_Industrial_Stone, Clay, and Glass_New_Process_Natural Gas_Retrocommissioning_A_Technical Potential | F5 | Industrial | Stone, Clay, and Glass | New | Process | Natural Gas | Retrocommissioning | A | Incremental Summer Peak Savings (MW) | Technical Potential | 0 | 0 | 0 | 0 | 0 | 0 | 0 | 0 | 0 | 0 | 0 | 0 | 0 | 0 | 0 | 0 | 0 | 0 | 0 | 0 | 0 | 0 | 0
F6_Industrial_Stone, Clay, and Glass_New_Process_Natural Gas_Retrocommissioning_A_Technical Potential | F6 | Industrial | Stone, Clay, and Glass | New | Process | Natural Gas | Retrocommissioning | A | Incremental Winter Peak Savings (MW) | Technical Potential | 0 | 0 | 0 | 0 | 0 | 0 | 0 | 0 | 0 | 0 | 0 | 0 | 0 | 0 | 0 | 0 | 0 | 0 | 0 | 0 | 0 | 0 | 0
F7_Industrial_Stone, Clay, and Glass_New_Process_Natural Gas_Retrocommissioning_A_Technical Potential | F7 | Industrial | Stone, Clay, and Glass | New | Process | Natural Gas | Retrocommissioning | A | Cumulative Energy Savings (MWh or mTherms) | Technical Potential | 0 | 0 | 0 | 0 | 0 | 0 | 0 | 0 | 0 | 0 | 0 | 0 | 0 | 0 | 0 | 0 | 0 | 0 | 0 | 0 | 0 | 0 | 0
F8_Industrial_Stone, Clay, and Glass_New_Process_Natural Gas_Retrocommissioning_A_Technical Potential | F8 | Industrial | Stone, Clay, and Glass | New | Process | Natural Gas | Retrocommissioning | A | Cumulative Summer Peak Savings (MW) | Technical Potential | 0 | 0 | 0 | 0 | 0 | 0 | 0 | 0 | 0 | 0 | 0 | 0 | 0 | 0 | 0 | 0 | 0 | 0 | 0 | 0 | 0 | 0 | 0
F9_Industrial_Stone, Clay, and Glass_New_Process_Natural Gas_Retrocommissioning_A_Technical Potential | F9 | Industrial | Stone, Clay, and Glass | New | Process | Natural Gas | Retrocommissioning | A | Cumulative Winter Peak Savings (MW) | Technical Potential | 0 | 0 | 0 | 0 | 0 | 0 | 0 | 0 | 0 | 0 | 0 | 0 | 0 | 0 | 0 | 0 | 0 | 0 | 0 | 0 | 0 | 0 | 0
F10_Industrial_Stone, Clay, and Glass_New_Process_Natural Gas_Retrocommissioning_A_Technical Potential | F10 | Industrial | Stone, Clay, and Glass | New | Process | Natural Gas | Retrocommissioning | A | Purchases (Incremental) | Technical Potential | 0 | 0 | 0 | 0 | 0 | 0 | 0 | 0 | 0 | 0 | 0 | 0 | 0 | 0 | 0 | 0 | 0 | 0 | 0 | 0 | 0 | 0 | 0
F11_Industrial_Stone, Clay, and Glass_New_Process_Natural Gas_Retrocommissioning_A_Technical Potential | F11 | Industrial | Stone, Clay, and Glass | New | Process | Natural Gas | Retrocommissioning | A | Purchases (Cumulative) | Technical Potential | 0 | 0 | 0 | 0 | 0 | 0 | 0 | 0 | 0 | 0 | 0 | 0 | 0 | 0 | 0 | 0 | 0 | 0 | 0 | 0 | 0 | 0 | 0
F1_Industrial_Petroleum_Existing_Space Heating_Natural Gas_Insulation - Roof/Ceiling_A_Technical Potential | F1 | Industrial | Petroleum | Existing | Space Heating | Natural Gas | Insulation - Roof/Ceiling | A | Integrated Unit Energy Savings (kWh or therms) | Technical Potential | 0 | 0 | 0.082064 | 0.081074 | 0.080053 | 0.078998 | 0.077903 | 0.07676 | 0.07557 | 0.07433 | 0.073045 | 0.071724 | 0.070387 | 0.069053 | 0.067743 | 0.066478 | 0.065278 | 0.064152 | 0.063106 | 0.062129 | 0.06121 | 0.060326 | 0
F2_Industrial_Petroleum_Existing_Space Heating_Natural Gas_Insulation - Roof/Ceiling_A_Technical Potential | F2 | Industrial | Petroleum | Existing | Space Heating | Natural Gas | Insulation - Roof/Ceiling | A | Integrated Unit Summer Peak Savings (kW) | Technical Potential | 0 | 0 | 0 | 0 | 0 | 0 | 0 | 0 | 0 | 0 | 0 | 0 | 0 | 0 | 0 | 0 | 0 | 0 | 0 | 0 | 0 | 0 | 0
F3_Industrial_Petroleum_Existing_Space Heating_Natural Gas_Insulation - Roof/Ceiling_A_Technical Potential | F3 | Industrial | Petroleum | Existing | Space Heating | Natural Gas | Insulation - Roof/Ceiling | A | Integrated Unit Winter Peak Savings (kW) | Technical Potential | 0 | 0 | 0 | 0 | 0 | 0 | 0 | 0 | 0 | 0 | 0 | 0 | 0 | 0 | 0 | 0 | 0 | 0 | 0 | 0 | 0 | 0 | 0
F4_Industrial_Petroleum_Existing_Space Heating_Natural Gas_Insulation - Roof/Ceiling_A_Technical Potential | F4 | Industrial | Petroleum | Existing | Space Heating | Natural Gas | Insulation - Roof/Ceiling | A | Incremental Energy Savings (MWh or mTherms) | Technical Potential | 0 | 0 | 0.01994 | 0.033879 | 0.05114 | 0.069435 | 0.085643 | 0.096754 | 0.10081 | 0.097449 | 0.087839 | 0.074167 | 0.058907 | 0.044174 | 0.031381 | 0.021185 | 0.013629 | 0.0083766 | 0.0049291 | 0.0032291 | 0 | 0 | 0
F5_Industrial_Petroleum_Existing_Space Heating_Natural Gas_Insulation - Roof/Ceiling_A_Technical Potential | F5 | Industrial | Petroleum | Existing | Space Heating | Natural Gas | Insulation - Roof/Ceiling | A | Incremental Summer Peak Savings (MW) | Technical Potential | 0 | 0 | 0 | 0 | 0 | 0 | 0 | 0 | 0 | 0 | 0 | 0 | 0 | 0 | 0 | 0 | 0 | 0 | 0 | 0 | 0 | 0 | 0
F6_Industrial_Petroleum_Existing_Space Heating_Natural Gas_Insulation - Roof/Ceiling_A_Technical Potential | F6 | Industrial | Petroleum | Existing | Space Heating | Natural Gas | Insulation - Roof/Ceiling | A | Incremental Winter Peak Savings (MW) | Technical Potential | 0 | 0 | 0 | 0 | 0 | 0 | 0 | 0 | 0 | 0 | 0 | 0 | 0 | 0 | 0 | 0 | 0 | 0 | 0 | 0 | 0 | 0 | 0
F7_Industrial_Petroleum_Existing_Space Heating_Natural Gas_Insulation - Roof/Ceiling_A_Technical Potential | F7 | Industrial | Petroleum | Existing | Space Heating | Natural Gas | Insulation - Roof/Ceiling | A | Cumulative Energy Savings (MWh or mTherms) | Technical Potential | 0 | 0 | 0.01994 | 0.053578 | 0.10404 | 0.17211 | 0.25536 | 0.34837 | 0.44378 | 0.53395 | 0.61256 | 0.67564 | 0.72196 | 0.75245 | 0.76955 | 0.77637 | 0.77599 | 0.77098 | 0.76333 | 0.75475 | 0.74358 | 0.73285 | 0
F8_Industrial_Petroleum_Existing_Space Heating_Natural Gas_Insulation - Roof/Ceiling_A_Technical Potential | F8 | Industrial | Petroleum | Existing | Space Heating | Natural Gas | Insulation - Roof/Ceiling | A | Cumulative Summer Peak Savings (MW) | Technical Potential | 0 | 0 | 0 | 0 | 0 | 0 | 0 | 0 | 0 | 0 | 0 | 0 | 0 | 0 | 0 | 0 | 0 | 0 | 0 | 0 | 0 | 0 | 0
F9_Industrial_Petroleum_Existing_Space Heating_Natural Gas_Insulation - Roof/Ceiling_A_Technical Potential | F9 | Industrial | Petroleum | Existing | Space Heating | Natural Gas | Insulation - Roof/Ceiling | A | Cumulative Winter Peak Savings (MW) | Technical Potential | 0 | 0 | 0 | 0 | 0 | 0 | 0 | 0 | 0 | 0 | 0 | 0 | 0 | 0 | 0 | 0 | 0 | 0 | 0 | 0 | 0 | 0 | 0
F10_Industrial_Petroleum_Existing_Space Heating_Natural Gas_Insulation - Roof/Ceiling_A_Technical Potential | F10 | Industrial | Petroleum | Existing | Space Heating | Natural Gas | Insulation - Roof/Ceiling | A | Purchases (Incremental) | Technical Potential | 0 | 0 | 242.9771 | 417.8788 | 638.8261 | 878.9367 | 1099.3596 | 1260.4727 | 1334.0281 | 1311.0276 | 1202.5288 | 1034.0711 | 836.9054 | 639.7036 | 463.2336 | 318.6728 | 208.7856 | 130.5728 | 78.1088 | 51.9744 | 0 | 0 | 0
F11_Industrial_Petroleum_Existing_Space Heating_Natural Gas_Insulation - Roof/Ceiling_A_Technical Potential | F11 | Industrial | Petroleum | Existing | Space Heating | Natural Gas | Insulation - Roof/Ceiling | A | Purchases (Cumulative) | Technical Potential | 0 | 0 | 242.9771 | 660.8559 | 1299.682 | 2178.6187 | 3277.9783 | 4538.451 | 5872.4792 | 7183.5068 | 8386.0356 | 9420.1067 | 10257.0121 | 10896.7157 | 11359.9493 | 11678.6221 | 11887.4077 | 12017.9806 | 12096.0893 | 12148.0637 | 12148.0637 | 12148.0637 | 0
F1_Industrial_Petroleum_Existing_Space Heating_Natural Gas_Insulation - Wall Cavity_A_Technical Potential | F1 | Industrial | Petroleum | Existing | Space Heating | Natural Gas | Insulation - Wall Cavity | A | Integrated Unit Energy Savings (kWh or therms) | Technical Potential | 0 | 0 | 0.017883 | 0.017547 | 0.017143 | 0.016663 | 0.016112 | 0.015504 | 0.014865 | 0.014223 | 0.013602 | 0.013023 | 0.012499 | 0.012032 | 0.01162 | 0.011258 | 0.010939 | 0.010655 | 0.0104 | 0.010165 | 0.0099547 | 0.0097509 | 0
F2_Industrial_Petroleum_Existing_Space Heating_Natural Gas_Insulation - Wall Cavity_A_Technical Potential | F2 | Industrial | Petroleum | Existing | Space Heating | Natural Gas | Insulation - Wall Cavity | A | Integrated Unit Summer Peak Savings (kW) | Technical Potential | 0 | 0 | 0 | 0 | 0 | 0 | 0 | 0 | 0 | 0 | 0 | 0 | 0 | 0 | 0 | 0 | 0 | 0 | 0 | 0 | 0 | 0 | 0
F3_Industrial_Petroleum_Existing_Space Heating_Natural Gas_Insulation - Wall Cavity_A_Technical Potential | F3 | Industrial | Petroleum | Existing | Space Heating | Natural Gas | Insulation - Wall Cavity | A | Integrated Unit Winter Peak Savings (kW) | Technical Potential | 0 | 0 | 0 | 0 | 0 | 0 | 0 | 0 | 0 | 0 | 0 | 0 | 0 | 0 | 0 | 0 | 0 | 0 | 0 | 0 | 0 | 0 | 0
F4_Industrial_Petroleum_Existing_Space Heating_Natural Gas_Insulation - Wall Cavity_A_Technical Potential | F4 | Industrial | Petroleum | Existing | Space Heating | Natural Gas | Insulation - Wall Cavity | A | Incremental Energy Savings (MWh or mTherms) | Technical Potential | 0 | 0 | 0.0043451 | 0.0073327 | 0.010952 | 0.014646 | 0.017713 | 0.019543 | 0.019831 | 0.018646 | 0.016357 | 0.013467 | 0.01046 | 0.0076968 | 0.0053827 | 0.0035875 | 0.0022838 | 0.0013913 | 0.00081235 | 0.00052833 | 0 | 0 | 0
F5_Industrial_Petroleum_Existing_Space Heating_Natural Gas_Insulation - Wall Cavity_A_Technical Potential | F5 | Industrial | Petroleum | Existing | Space Heating | Natural Gas | Insulation - Wall Cavity | A | Incremental Summer Peak Savings (MW) | Technical Potential | 0 | 0 | 0 | 0 | 0 | 0 | 0 | 0 | 0 | 0 | 0 | 0 | 0 | 0 | 0 | 0 | 0 | 0 | 0 | 0 | 0 | 0 | 0
F6_Industrial_Petroleum_Existing_Space Heating_Natural Gas_Insulation - Wall Cavity_A_Technical Potential | F6 | Industrial | Petroleum | Existing | Space Heating | Natural Gas | Insulation - Wall Cavity | A | Incremental Winter Peak Savings (MW) | Technical Potential | 0 | 0 | 0 | 0 | 0 | 0 | 0 | 0 | 0 | 0 | 0 | 0 | 0 | 0 | 0 | 0 | 0 | 0 | 0 | 0 | 0 | 0 | 0
F7_Industrial_Petroleum_Existing_Space Heating_Natural Gas_Insulation - Wall Cavity_A_Technical Potential | F7 | Industrial | Petroleum | Existing | Space Heating | Natural Gas | Insulation - Wall Cavity | A | Cumulative Energy Savings (MWh or mTherms) | Technical Potential | 0 | 0 | 0.0043451 | 0.011596 | 0.022281 | 0.036303 | 0.052814 | 0.070365 | 0.087296 | 0.10217 | 0.11407 | 0.12268 | 0.1282 | 0.13111 | 0.132 | 0.13147 | 0.13003 | 0.12805 | 0.1258 | 0.12349 | 0.12093 | 0.11845 | 0
F8_Industrial_Petroleum_Existing_Space Heating_Natural Gas_Insulation - Wall Cavity_A_Technical Potential | F8 | Industrial | Petroleum | Existing | Space Heating | Natural Gas | Insulation - Wall Cavity | A | Cumulative Summer Peak Savings (MW) | Technical Potential | 0 | 0 | 0 | 0 | 0 | 0 | 0 | 0 | 0 | 0 | 0 | 0 | 0 | 0 | 0 | 0 | 0 | 0 | 0 | 0 | 0 | 0 | 0
F9_Industrial_Petroleum_Existing_Space Heating_Natural Gas_Insulation - Wall Cavity_A_Technical Potential | F9 | Industrial | Petroleum | Existing | Space Heating | Natural Gas | Insulation - Wall Cavity | A | Cumulative Winter Peak Savings (MW) | Technical Potential | 0 | 0 | 0 | 0 | 0 | 0 | 0 | 0 | 0 | 0 | 0 | 0 | 0 | 0 | 0 | 0 | 0 | 0 | 0 | 0 | 0 | 0 | 0
F10_Industrial_Petroleum_Existing_Space Heating_Natural Gas_Insulation - Wall Cavity_A_Technical Potential | F10 | Industrial | Petroleum | Existing | Space Heating | Natural Gas | Insulation - Wall Cavity | A | Purchases (Incremental) | Technical Potential | 0 | 0 | 242.9771 | 417.8788 | 638.8261 | 878.9367 | 1099.3596 | 1260.4727 | 1334.0281 | 1311.0276 | 1202.5288 | 1034.0711 | 836.9054 | 639.7036 | 463.2336 | 318.6728 | 208.7856 | 130.5728 | 78.1088 | 51.9744 | 0 | 0 | 0
F11_Industrial_Petroleum_Existing_Space Heating_Natural Gas_Insulation - Wall Cavity_A_Technical Potential | F11 | Industrial | Petroleum | Existing | Space Heating | Natural Gas | Insulation - Wall Cavity | A | Purchases (Cumulative) | Technical Potential | 0 | 0 | 242.9771 | 660.8559 | 1299.682 | 2178.6187 | 3277.9783 | 4538.451 | 5872.4792 | 7183.5068 | 8386.0356 | 9420.1067 | 10257.0121 | 10896.7157 | 11359.9493 | 11678.6221 | 11887.4077 | 12017.9806 | 12096.0893 | 12148.0637 | 12148.0637 | 12148.0637 | 0
F1_Industrial_Petroleum_Existing_Space Heating_Natural Gas_Insulation - Ducting_A_Technical Potential | F1 | Industrial | Petroleum | Existing | Space Heating | Natural Gas | Insulation - Ducting | A | Integrated Unit Energy Savings (kWh or therms) | Technical Potential | 0 | 0 | 0.0014229 | 0.0013929 | 0.0013562 | 0.0013124 | 0.0012618 | 0.0012062 | 0.0011479 | 0.0010896 | 0.0010337 | 0.0009819 | 0.00093519 | 0.00089385 | 0.00085762 | 0.00082602 | 0.00079846 | 0.00077424 | 0.00075278 | 0.00073328 | 0.00071608 | 0.00069958 | 0
F2_Industrial_Petroleum_Existing_Space Heating_Natural Gas_Insulation - Ducting_A_Technical Potential | F2 | Industrial | Petroleum | Existing | Space Heating | Natural Gas | Insulation - Ducting | A | Integrated Unit Summer Peak Savings (kW) | Technical Potential | 0 | 0 | 0 | 0 | 0 | 0 | 0 | 0 | 0 | 0 | 0 | 0 | 0 | 0 | 0 | 0 | 0 | 0 | 0 | 0 | 0 | 0 | 0
F3_Industrial_Petroleum_Existing_Space Heating_Natural Gas_Insulation - Ducting_A_Technical Potential | F3 | Industrial | Petroleum | Existing | Space Heating | Natural Gas | Insulation - Ducting | A | Integrated Unit Winter Peak Savings (kW) | Technical Potential | 0 | 0 | 0 | 0 | 0 | 0 | 0 | 0 | 0 | 0 | 0 | 0 | 0 | 0 | 0 | 0 | 0 | 0 | 0 | 0 | 0 | 0 | 0
F4_Industrial_Petroleum_Existing_Space Heating_Natural Gas_Insulation - Ducting_A_Technical Potential | F4 | Industrial | Petroleum | Existing | Space Heating | Natural Gas | Insulation - Ducting | A | Incremental Energy Savings (MWh or mTherms) | Technical Potential | 0 | 0 | 8.9524e-05 | 0.00010574 | 0.00012382 | 0.00013669 | 0.00014733 | 0.00016181 | 0.00016602 | 0.00015821 | 0.00013901 | 0.00011154 | 8.0793e-05 | 5.0225e-05 | 2.7498e-05 | 1.2532e-05 | 5.0369e-06 | 1.7454e-06 | 5.2094e-07 | 1.0869e-07 | 1.7146e-08 | 1.976e-09 | 0
F5_Industrial_Petroleum_Existing_Space Heating_Natural Gas_Insulation - Ducting_A_Technical Potential | F5 | Industrial | Petroleum | Existing | Space Heating | Natural Gas | Insulation - Ducting | A | Incremental Summer Peak Savings (MW) | Technical Potential | 0 | 0 | 0 | 0 | 0 | 0 | 0 | 0 | 0 | 0 | 0 | 0 | 0 | 0 | 0 | 0 | 0 | 0 | 0 | 0 | 0 | 0 | 0
F6_Industrial_Petroleum_Existing_Space Heating_Natural Gas_Insulation - Ducting_A_Technical Potential | F6 | Industrial | Petroleum | Existing | Space Heating | Natural Gas | Insulation - Ducting | A | Incremental Winter Peak Savings (MW) | Technical Potential | 0 | 0 | 0 | 0 | 0 | 0 | 0 | 0 | 0 | 0 | 0 | 0 | 0 | 0 | 0 | 0 | 0 | 0 | 0 | 0 | 0 | 0 | 0
F7_Industrial_Petroleum_Existing_Space Heating_Natural Gas_Insulation - Ducting_A_Technical Potential | F7 | Industrial | Petroleum | Existing | Space Heating | Natural Gas | Insulation - Ducting | A | Cumulative Energy Savings (MWh or mTherms) | Technical Potential | 0 | 0 | 8.9524e-05 | 0.00019338 | 0.00031211 | 0.00043871 | 0.00056914 | 0.00070586 | 0.00083778 | 0.00095345 | 0.0010435 | 0.0011028 | 0.0011311 | 0.0011313 | 0.001113 | 0.0010845 | 0.0010533 | 0.0010231 | 0.0009953 | 0.00096963 | 0.0009469 | 0.00092508 | 0
F8_Industrial_Petroleum_Existing_Space Heating_Natural Gas_Insulation - Ducting_A_Technical Potential | F8 | Industrial | Petroleum | Existing | Space Heating | Natural Gas | Insulation - Ducting | A | Cumulative Summer Peak Savings (MW) | Technical Potential | 0 | 0 | 0 | 0 | 0 | 0 | 0 | 0 | 0 | 0 | 0 | 0 | 0 | 0 | 0 | 0 | 0 | 0 | 0 | 0 | 0 | 0 | 0
F9_Industrial_Petroleum_Existing_Space Heating_Natural Gas_Insulation - Ducting_A_Technical Potential | F9 | Industrial | Petroleum | Existing | Space Heating | Natural Gas | Insulation - Ducting | A | Cumulative Winter Peak Savings (MW) | Technical Potential | 0 | 0 | 0 | 0 | 0 | 0 | 0 | 0 | 0 | 0 | 0 | 0 | 0 | 0 | 0 | 0 | 0 | 0 | 0 | 0 | 0 | 0 | 0
F10_Industrial_Petroleum_Existing_Space Heating_Natural Gas_Insulation - Ducting_A_Technical Potential | F10 | Industrial | Petroleum | Existing | Space Heating | Natural Gas | Insulation - Ducting | A | Purchases (Incremental) | Technical Potential | 0 | 0 | 62.9155 | 75.9183 | 91.3 | 104.1576 | 116.7565 | 134.1489 | 144.6262 | 145.1985 | 134.473 | 113.598 | 86.3913 | 56.1898 | 32.0638 | 15.172 | 6.3082 | 2.2544 | 0.69202 | 0.14823 | 0.023944 | 0.0028246 | 0
F11_Industrial_Petroleum_Existing_Space Heating_Natural Gas_Insulation - Ducting_A_Technical Potential | F11 | Industrial | Petroleum | Existing | Space Heating | Natural Gas | Insulation - Ducting | A | Purchases (Cumulative) | Technical Potential | 0 | 0 | 62.9155 | 138.8337 | 230.1337 | 334.2913 | 451.0479 | 585.1968 | 729.823 | 875.0215 | 1009.4945 | 1123.0925 | 1209.4838 | 1265.6736 | 1297.7374 | 1312.9093 | 1319.2176 | 1321.4719 | 1322.1639 | 1322.3122 | 1322.3361 | 1322.3389 | 0
F1_Industrial_Petroleum_Existing_Space Heating_Natural Gas_HVAC - Duct Repair and Sealing_A_Technical Potential | F1 | Industrial | Petroleum | Existing | Space Heating | Natural Gas | HVAC - Duct Repair and Sealing | A | Integrated Unit Energy Savings (kWh or therms) | Technical Potential | 0 | 0 | 0.0040293 | 0.0039516 | 0.0038586 | 0.0037487 | 0.0036229 | 0.0034847 | 0.0033397 | 0.0031943 | 0.003054 | 0.0029233 | 0.0028049 | 0.0026995 | 0.0026066 | 0.0025249 | 0.0024528 | 0.0023888 | 0.0023312 | 0.0022782 | 0.0022306 | 0.0021846 | 0
F2_Industrial_Petroleum_Existing_Space Heating_Natural Gas_HVAC - Duct Repair and Sealing_A_Technical Potential | F2 | Industrial | Petroleum | Existing | Space Heating | Natural Gas | HVAC - Duct Repair and Sealing | A | Integrated Unit Summer Peak Savings (kW) | Technical Potential | 0 | 0 | 0 | 0 | 0 | 0 | 0 | 0 | 0 | 0 | 0 | 0 | 0 | 0 | 0 | 0 | 0 | 0 | 0 | 0 | 0 | 0 | 0
F3_Industrial_Petroleum_Existing_Space Heating_Natural Gas_HVAC - Duct Repair and Sealing_A_Technical Potential | F3 | Industrial | Petroleum | Existing | Space Heating | Natural Gas | HVAC - Duct Repair and Sealing | A | Integrated Unit Winter Peak Savings (kW) | Technical Potential | 0 | 0 | 0 | 0 | 0 | 0 | 0 | 0 | 0 | 0 | 0 | 0 | 0 | 0 | 0 | 0 | 0 | 0 | 0 | 0 | 0 | 0 | 0
F4_Industrial_Petroleum_Existing_Space Heating_Natural Gas_HVAC - Duct Repair and Sealing_A_Technical Potential | F4 | Industrial | Petroleum | Existing | Space Heating | Natural Gas | HVAC - Duct Repair and Sealing | A | Incremental Energy Savings (MWh or mTherms) | Technical Potential | 0 | 0 | 0.00051585 | 0.00049719 | 0.00047711 | 0.00045553 | 0.00043265 | 0.00040897 | 0.00038521 | 0.00036207 | 0.00034021 | 0.00032003 | 0.00030178 | 0.00028543 | 0.00027085 | 0.00025784 | 0.00024616 | 0.0002356 | 0.00022596 | 0.00021701 | 0.00020882 | 0.00020098 | 0
F5_Industrial_Petroleum_Existing_Space Heating_Natural Gas_HVAC - Duct Repair and Sealing_A_Technical Potential | F5 | Industrial | Petroleum | Existing | Space Heating | Natural Gas | HVAC - Duct Repair and Sealing | A | Incremental Summer Peak Savings (MW) | Technical Potential | 0 | 0 | 0 | 0 | 0 | 0 | 0 | 0 | 0 | 0 | 0 | 0 | 0 | 0 | 0 | 0 | 0 | 0 | 0 | 0 | 0 | 0 | 0
F6_Industrial_Petroleum_Existing_Space Heating_Natural Gas_HVAC - Duct Repair and Sealing_A_Technical Potential | F6 | Industrial | Petroleum | Existing | Space Heating | Natural Gas | HVAC - Duct Repair and Sealing | A | Incremental Winter Peak Savings (MW) | Technical Potential | 0 | 0 | 0 | 0 | 0 | 0 | 0 | 0 | 0 | 0 | 0 | 0 | 0 | 0 | 0 | 0 | 0 | 0 | 0 | 0 | 0 | 0 | 0
F7_Industrial_Petroleum_Existing_Space Heating_Natural Gas_HVAC - Duct Repair and Sealing_A_Technical Potential | F7 | Industrial | Petroleum | Existing | Space Heating | Natural Gas | HVAC - Duct Repair and Sealing | A | Cumulative Energy Savings (MWh or mTherms) | Technical Potential | 0 | 0 | 0.00051585 | 0.0010031 | 0.0014566 | 0.0018706 | 0.0022405 | 0.002564 | 0.0028426 | 0.0030808 | 0.0032858 | 0.0034652 | 0.0036266 | 0.0037758 | 0.0039166 | 0.0040517 | 0.0041822 | 0.0043086 | 0.0044308 | 0.0045469 | 0.0046609 | 0.0047657 | 0
F8_Industrial_Petroleum_Existing_Space Heating_Natural Gas_HVAC - Duct Repair and Sealing_A_Technical Potential | F8 | Industrial | Petroleum | Existing | Space Heating | Natural Gas | HVAC - Duct Repair and Sealing | A | Cumulative Summer Peak Savings (MW) | Technical Potential | 0 | 0 | 0 | 0 | 0 | 0 | 0 | 0 | 0 | 0 | 0 | 0 | 0 | 0 | 0 | 0 | 0 | 0 | 0 | 0 | 0 | 0 | 0
F9_Industrial_Petroleum_Existing_Space Heating_Natural Gas_HVAC - Duct Repair and Sealing_A_Technical Potential | F9 | Industrial | Petroleum | Existing | Space Heating | Natural Gas | HVAC - Duct Repair and Sealing | A | Cumulative Winter Peak Savings (MW) | Technical Potential | 0 | 0 | 0 | 0 | 0 | 0 | 0 | 0 | 0 | 0 | 0 | 0 | 0 | 0 | 0 | 0 | 0 | 0 | 0 | 0 | 0 | 0 | 0
F10_Industrial_Petroleum_Existing_Space Heating_Natural Gas_HVAC - Duct Repair and Sealing_A_Technical Potential | F10 | Industrial | Petroleum | Existing | Space Heating | Natural Gas | HVAC - Duct Repair and Sealing | A | Purchases (Incremental) | Technical Potential | 0 | 0 | 128.0257 | 125.8183 | 123.6491 | 121.5172 | 119.4221 | 117.3631 | 115.3395 | 113.3509 | 111.3966 | 109.476 | 107.5885 | 105.7335 | 103.9105 | 102.1189 | 100.3583 | 98.628 | 96.9275 | 95.2563 | 93.614 | 91.9999 | 0
F11_Industrial_Petroleum_Existing_Space Heating_Natural Gas_HVAC - Duct Repair and Sealing_A_Technical Potential | F11 | Industrial | Petroleum | Existing | Space Heating | Natural Gas | HVAC - Duct Repair and Sealing | A | Purchases (Cumulative) | Technical Potential | 0 | 0 | 128.0257 | 253.844 | 377.4931 | 499.0102 | 618.4323 | 735.7953 | 851.1349 | 964.4858 | 1075.8824 | 1185.3584 | 1292.9469 | 1398.6804 | 1502.5909 | 1604.7098 | 1705.0681 | 1803.696 | 1900.6235 | 1995.8798 | 2089.4937 | 2181.4937 | 0
F1_Industrial_Petroleum_Existing_Space Heating_Natural Gas_Windows - High Efficiency_A_Technical Potential | F1 | Industrial | Petroleum | Existing | Space Heating | Natural Gas | Windows - High Efficiency | A | Integrated Unit Energy Savings (kWh or therms) | Technical Potential | 0 | 0 | 0.0076389 | 0.0074832 | 0.0072928 | 0.0070647 | 0.0068013 | 0.0065116 | 0.0062086 | 0.0059066 | 0.0056181 | 0.0053522 | 0.0051142 | 0.0049049 | 0.0047225 | 0.0045638 | 0.0044251 | 0.0043026 | 0.004193 | 0.004092 | 0.0040021 | 0.0039149 | 0
F2_Industrial_Petroleum_Existing_Space Heating_Natural Gas_Windows - High Efficiency_A_Technical Potential | F2 | Industrial | Petroleum | Existing | Space Heating | Natural Gas | Windows - High Efficiency | A | Integrated Unit Summer Peak Savings (kW) | Technical Potential | 0 | 0 | 0 | 0 | 0 | 0 | 0 | 0 | 0 | 0 | 0 | 0 | 0 | 0 | 0 | 0 | 0 | 0 | 0 | 0 | 0 | 0 | 0
F3_Industrial_Petroleum_Existing_Space Heating_Natural Gas_Windows - High Efficiency_A_Technical Potential | F3 | Industrial | Petroleum | Existing | Space Heating | Natural Gas | Windows - High Efficiency | A | Integrated Unit Winter Peak Savings (kW) | Technical Potential | 0 | 0 | 0 | 0 | 0 | 0 | 0 | 0 | 0 | 0 | 0 | 0 | 0 | 0 | 0 | 0 | 0 | 0 | 0 | 0 | 0 | 0 | 0
F4_Industrial_Petroleum_Existing_Space Heating_Natural Gas_Windows - High Efficiency_A_Technical Potential | F4 | Industrial | Petroleum | Existing | Space Heating | Natural Gas | Windows - High Efficiency | A | Incremental Energy Savings (MWh or mTherms) | Technical Potential | 0 | 0 | 0.0003763 | 0.00072418 | 0.0012315 | 0.0019071 | 0.0027387 | 0.0036906 | 0.0047041 | 0.0057015 | 0.0065917 | 0.0072776 | 0.0076674 | 0.007688 | 0.0073049 | 0.0065399 | 0.0054792 | 0.0043298 | 0.003171 | 0.0021055 | 0.0012929 | 0.00081064 | 0
F5_Industrial_Petroleum_Existing_Space Heating_Natural Gas_Windows - High Efficiency_A_Technical Potential | F5 | Industrial | Petroleum | Existing | Space Heating | Natural Gas | Windows - High Efficiency | A | Incremental Summer Peak Savings (MW) | Technical Potential | 0 | 0 | 0 | 0 | 0 | 0 | 0 | 0 | 0 | 0 | 0 | 0 | 0 | 0 | 0 | 0 | 0 | 0 | 0 | 0 | 0 | 0 | 0
F6_Industrial_Petroleum_Existing_Space Heating_Natural Gas_Windows - High Efficiency_A_Technical Potential | F6 | Industrial | Petroleum | Existing | Space Heating | Natural Gas | Windows - High Efficiency | A | Incremental Winter Peak Savings (MW) | Technical Potential | 0 | 0 | 0 | 0 | 0 | 0 | 0 | 0 | 0 | 0 | 0 | 0 | 0 | 0 | 0 | 0 | 0 | 0 | 0 | 0 | 0 | 0 | 0
F7_Industrial_Petroleum_Existing_Space Heating_Natural Gas_Windows - High Efficiency_A_Technical Potential | F7 | Industrial | Petroleum | Existing | Space Heating | Natural Gas | Windows - High Efficiency | A | Cumulative Energy Savings (MWh or mTherms) | Technical Potential | 0 | 0 | 0.0003763 | 0.0010928 | 0.0022965 | 0.0041317 | 0.0067164 | 0.010121 | 0.014354 | 0.019357 | 0.025003 | 0.031098 | 0.037382 | 0.043541 | 0.049226 | 0.054112 | 0.057947 | 0.060672 | 0.062297 | 0.062902 | 0.062813 | 0.062256 | 0
F8_Industrial_Petroleum_Existing_Space Heating_Natural Gas_Windows - High Efficiency_A_Technical Potential | F8 | Industrial | Petroleum | Existing | Space Heating | Natural Gas | Windows - High Efficiency | A | Cumulative Summer Peak Savings (MW) | Technical Potential | 0 | 0 | 0 | 0 | 0 | 0 | 0 | 0 | 0 | 0 | 0 | 0 | 0 | 0 | 0 | 0 | 0 | 0 | 0 | 0 | 0 | 0 | 0
F9_Industrial_Petroleum_Existing_Space Heating_Natural Gas_Windows - High Efficiency_A_Technical Potential | F9 | Industrial | Petroleum | Existing | Space Heating | Natural Gas | Windows - High Efficiency | A | Cumulative Winter Peak Savings (MW) | Technical Potential | 0 | 0 | 0 | 0 | 0 | 0 | 0 | 0 | 0 | 0 | 0 | 0 | 0 | 0 | 0 | 0 | 0 | 0 | 0 | 0 | 0 | 0 | 0
F10_Industrial_Petroleum_Existing_Space Heating_Natural Gas_Windows - High Efficiency_A_Technical Potential | F10 | Industrial | Petroleum | Existing | Space Heating | Natural Gas | Windows - High Efficiency | A | Purchases (Incremental) | Technical Potential | 0 | 0 | 49.2618 | 96.7734 | 168.863 | 269.9429 | 402.6712 | 566.768 | 757.6676 | 965.2762 | 1173.2962 | 1359.7399 | 1499.2374 | 1567.4079 | 1546.8145 | 1432.9933 | 1238.1988 | 1006.322 | 756.2724 | 514.5461 | 323.0699 | 207.065 | 0
F11_Industrial_Petroleum_Existing_Space Heating_Natural Gas_Windows - High Efficiency_A_Technical Potential | F11 | Industrial | Petroleum | Existing | Space Heating | Natural Gas | Windows - High Efficiency | A | Purchases (Cumulative) | Technical Potential | 0 | 0 | 49.2618 | 146.0352 | 314.8981 | 584.841 | 987.5123 | 1554.2802 | 2311.9479 | 3277.2241 | 4450.5203 | 5810.2602 | 7309.4975 | 8876.9054 | 10423.7199 | 11856.7132 | 13094.9121 | 14101.2341 | 14857.5065 | 15372.0525 | 15695.1224 | 15902.1874 | 0
F1_Industrial_Petroleum_Existing_Space Heating_Natural Gas_Gas Boiler - Maintenance_A_Technical Potential | F1 | Industrial | Petroleum | Existing | Space Heating | Natural Gas | Gas Boiler - Maintenance | A | Integrated Unit Energy Savings (kWh or therms) | Technical Potential | 0 | 0 | 106.1968 | 105.5308 | 104.8543 | 104.168 | 103.4728 | 102.7695 | 102.0588 | 101.3414 | 100.6182 | 99.8899 | 99.1691 | 98.4558 | 97.7499 | 97.0513 | 96.3598 | 95.6754 | 94.9977 | 94.3193 | 93.6401 | 92.9598 | 0
F2_Industrial_Petroleum_Existing_Space Heating_Natural Gas_Gas Boiler - Maintenance_A_Technical Potential | F2 | Industrial | Petroleum | Existing | Space Heating | Natural Gas | Gas Boiler - Maintenance | A | Integrated Unit Summer Peak Savings (kW) | Technical Potential | 0 | 0 | 0 | 0 | 0 | 0 | 0 | 0 | 0 | 0 | 0 | 0 | 0 | 0 | 0 | 0 | 0 | 0 | 0 | 0 | 0 | 0 | 0
F3_Industrial_Petroleum_Existing_Space Heating_Natural Gas_Gas Boiler - Maintenance_A_Technical Potential | F3 | Industrial | Petroleum | Existing | Space Heating | Natural Gas | Gas Boiler - Maintenance | A | Integrated Unit Winter Peak Savings (kW) | Technical Potential | 0 | 0 | 0 | 0 | 0 | 0 | 0 | 0 | 0 | 0 | 0 | 0 | 0 | 0 | 0 | 0 | 0 | 0 | 0 | 0 | 0 | 0 | 0
F4_Industrial_Petroleum_Existing_Space Heating_Natural Gas_Gas Boiler - Maintenance_A_Technical Potential | F4 | Industrial | Petroleum | Existing | Space Heating | Natural Gas | Gas Boiler - Maintenance | A | Incremental Energy Savings (MWh or mTherms) | Technical Potential | 0 | 0 | 0.0005495 | 0.00037614 | 0.00025426 | 0.00019333 | 0.00016536 | 0.00013967 | 0.00011677 | 9.6814e-05 | 7.9701e-05 | 6.5218e-05 | 5.3096e-05 | 4.0346e-05 | 3.0658e-05 | 2.3297e-05 | 1.7704e-05 | 1.5862e-05 | 1.2114e-05 | 1.0178e-05 | 8.3288e-06 | 6.5631e-06 | 0
F5_Industrial_Petroleum_Existing_Space Heating_Natural Gas_Gas Boiler - Maintenance_A_Technical Potential | F5 | Industrial | Petroleum | Existing | Space Heating | Natural Gas | Gas Boiler - Maintenance | A | Incremental Summer Peak Savings (MW) | Technical Potential | 0 | 0 | 0 | 0 | 0 | 0 | 0 | 0 | 0 | 0 | 0 | 0 | 0 | 0 | 0 | 0 | 0 | 0 | 0 | 0 | 0 | 0 | 0
F6_Industrial_Petroleum_Existing_Space Heating_Natural Gas_Gas Boiler - Maintenance_A_Technical Potential | F6 | Industrial | Petroleum | Existing | Space Heating | Natural Gas | Gas Boiler - Maintenance | A | Incremental Winter Peak Savings (MW) | Technical Potential | 0 | 0 | 0 | 0 | 0 | 0 | 0 | 0 | 0 | 0 | 0 | 0 | 0 | 0 | 0 | 0 | 0 | 0 | 0 | 0 | 0 | 0 | 0
F7_Industrial_Petroleum_Existing_Space Heating_Natural Gas_Gas Boiler - Maintenance_A_Technical Potential | F7 | Industrial | Petroleum | Existing | Space Heating | Natural Gas | Gas Boiler - Maintenance | A | Cumulative Energy Savings (MWh or mTherms) | Technical Potential | 0 | 0 | 0.0005495 | 0.0009222 | 0.0011706 | 0.0013562 | 0.0015125 | 0.0016419 | 0.0017473 | 0.0018319 | 0.0018985 | 0.00195 | 0.001989 | 0.002015 | 0.0020312 | 0.00204 | 0.0020432 | 0.0020445 | 0.0020422 | 0.0020378 | 0.0020314 | 0.0020232 | 0
F8_Industrial_Petroleum_Existing_Space Heating_Natural Gas_Gas Boiler - Maintenance_A_Technical Potential | F8 | Industrial | Petroleum | Existing | Space Heating | Natural Gas | Gas Boiler - Maintenance | A | Cumulative Summer Peak Savings (MW) | Technical Potential | 0 | 0 | 0 | 0 | 0 | 0 | 0 | 0 | 0 | 0 | 0 | 0 | 0 | 0 | 0 | 0 | 0 | 0 | 0 | 0 | 0 | 0 | 0
F9_Industrial_Petroleum_Existing_Space Heating_Natural Gas_Gas Boiler - Maintenance_A_Technical Potential | F9 | Industrial | Petroleum | Existing | Space Heating | Natural Gas | Gas Boiler - Maintenance | A | Cumulative Winter Peak Savings (MW) | Technical Potential | 0 | 0 | 0 | 0 | 0 | 0 | 0 | 0 | 0 | 0 | 0 | 0 | 0 | 0 | 0 | 0 | 0 | 0 | 0 | 0 | 0 | 0 | 0
F10_Industrial_Petroleum_Existing_Space Heating_Natural Gas_Gas Boiler - Maintenance_A_Technical Potential | F10 | Industrial | Petroleum | Existing | Space Heating | Natural Gas | Gas Boiler - Maintenance | A | Purchases (Incremental) | Technical Potential | 0 | 0 | 0.0051744 | 0.0035643 | 0.0024249 | 0.001856 | 0.0015981 | 0.001359 | 0.0011442 | 0.00095533 | 0.00079212 | 0.0006529 | 0.00053541 | 0.00040979 | 0.00031364 | 0.00024005 | 0.00018373 | 0.00016579 | 0.00012751 | 0.00010791 | 8.8945e-05 | 7.0602e-05 | 0
F11_Industrial_Petroleum_Existing_Space Heating_Natural Gas_Gas Boiler - Maintenance_A_Technical Potential | F11 | Industrial | Petroleum | Existing | Space Heating | Natural Gas | Gas Boiler - Maintenance | A | Purchases (Cumulative) | Technical Potential | 0 | 0 | 0.0051744 | 0.0087387 | 0.011164 | 0.01302 | 0.014618 | 0.015977 | 0.017121 | 0.018076 | 0.018868 | 0.019521 | 0.020057 | 0.020466 | 0.02078 | 0.02102 | 0.021204 | 0.02137 | 0.021497 | 0.021605 | 0.021694 | 0.021765 | 0
F1_Industrial_Petroleum_Existing_Process_Natural Gas_Gas Boiler - Maintenance_A_Technical Potential | F1 | Industrial | Petroleum | Existing | Process | Natural Gas | Gas Boiler - Maintenance | A | Integrated Unit Energy Savings (kWh or therms) | Technical Potential | 0 | 0 | 536.7637 | 536.7637 | 536.7637 | 536.7637 | 536.7637 | 536.7637 | 536.7637 | 536.7637 | 536.7637 | 536.7637 | 536.7637 | 536.7637 | 536.7637 | 536.7637 | 536.7637 | 536.7637 | 536.7637 | 536.7637 | 536.7637 | 536.7637 | 0
F2_Industrial_Petroleum_Existing_Process_Natural Gas_Gas Boiler - Maintenance_A_Technical Potential | F2 | Industrial | Petroleum | Existing | Process | Natural Gas | Gas Boiler - Maintenance | A | Integrated Unit Summer Peak Savings (kW) | Technical Potential | 0 | 0 | 0 | 0 | 0 | 0 | 0 | 0 | 0 | 0 | 0 | 0 | 0 | 0 | 0 | 0 | 0 | 0 | 0 | 0 | 0 | 0 | 0
F3_Industrial_Petroleum_Existing_Process_Natural Gas_Gas Boiler - Maintenance_A_Technical Potential | F3 | Industrial | Petroleum | Existing | Process | Natural Gas | Gas Boiler - Maintenance | A | Integrated Unit Winter Peak Savings (kW) | Technical Potential | 0 | 0 | 0 | 0 | 0 | 0 | 0 | 0 | 0 | 0 | 0 | 0 | 0 | 0 | 0 | 0 | 0 | 0 | 0 | 0 | 0 | 0 | 0
F4_Industrial_Petroleum_Existing_Process_Natural Gas_Gas Boiler - Maintenance_A_Technical Potential | F4 | Industrial | Petroleum | Existing | Process | Natural Gas | Gas Boiler - Maintenance | A | Incremental Energy Savings (MWh or mTherms) | Technical Potential | 0 | 0 | 0.22056 | 0.15193 | 0.10336 | 0.079112 | 0.068119 | 0.05793 | 0.048771 | 0.040722 | 0.033765 | 0.02783 | 0.022822 | 0.017467 | 0.013369 | 0.010232 | 0.0078316 | 0.0070671 | 0.0054354 | 0.0045998 | 0.0037914 | 0.0030095 | 0
F5_Industrial_Petroleum_Existing_Process_Natural Gas_Gas Boiler - Maintenance_A_Technical Potential | F5 | Industrial | Petroleum | Existing | Process | Natural Gas | Gas Boiler - Maintenance | A | Incremental Summer Peak Savings (MW) | Technical Potential | 0 | 0 | 0 | 0 | 0 | 0 | 0 | 0 | 0 | 0 | 0 | 0 | 0 | 0 | 0 | 0 | 0 | 0 | 0 | 0 | 0 | 0 | 0
F6_Industrial_Petroleum_Existing_Process_Natural Gas_Gas Boiler - Maintenance_A_Technical Potential | F6 | Industrial | Petroleum | Existing | Process | Natural Gas | Gas Boiler - Maintenance | A | Incremental Winter Peak Savings (MW) | Technical Potential | 0 | 0 | 0 | 0 | 0 | 0 | 0 | 0 | 0 | 0 | 0 | 0 | 0 | 0 | 0 | 0 | 0 | 0 | 0 | 0 | 0 | 0 | 0
F7_Industrial_Petroleum_Existing_Process_Natural Gas_Gas Boiler - Maintenance_A_Technical Potential | F7 | Industrial | Petroleum | Existing | Process | Natural Gas | Gas Boiler - Maintenance | A | Cumulative Energy Savings (MWh or mTherms) | Technical Potential | 0 | 0 | 0.22056 | 0.3725 | 0.47586 | 0.55497 | 0.62309 | 0.68102 | 0.72979 | 0.77051 | 0.80428 | 0.83211 | 0.85493 | 0.8724 | 0.88577 | 0.896 | 0.90383 | 0.9109 | 0.91633 | 0.92093 | 0.92473 | 0.92774 | 0
F8_Industrial_Petroleum_Existing_Process_Natural Gas_Gas Boiler - Maintenance_A_Technical Potential | F8 | Industrial | Petroleum | Existing | Process | Natural Gas | Gas Boiler - Maintenance | A | Cumulative Summer Peak Savings (MW) | Technical Potential | 0 | 0 | 0 | 0 | 0 | 0 | 0 | 0 | 0 | 0 | 0 | 0 | 0 | 0 | 0 | 0 | 0 | 0 | 0 | 0 | 0 | 0 | 0
F9_Industrial_Petroleum_Existing_Process_Natural Gas_Gas Boiler - Maintenance_A_Technical Potential | F9 | Industrial | Petroleum | Existing | Process | Natural Gas | Gas Boiler - Maintenance | A | Cumulative Winter Peak Savings (MW) | Technical Potential | 0 | 0 | 0 | 0 | 0 | 0 | 0 | 0 | 0 | 0 | 0 | 0 | 0 | 0 | 0 | 0 | 0 | 0 | 0 | 0 | 0 | 0 | 0
F10_Industrial_Petroleum_Existing_Process_Natural Gas_Gas Boiler - Maintenance_A_Technical Potential | F10 | Industrial | Petroleum | Existing | Process | Natural Gas | Gas Boiler - Maintenance | A | Purchases (Incremental) | Technical Potential | 0 | 0 | 0.41091 | 0.28305 | 0.19257 | 0.14739 | 0.12691 | 0.10792 | 0.090862 | 0.075866 | 0.062904 | 0.051849 | 0.042518 | 0.032542 | 0.024907 | 0.019063 | 0.01459 | 0.013166 | 0.010126 | 0.0085695 | 0.0070634 | 0.0056067 | 0
F11_Industrial_Petroleum_Existing_Process_Natural Gas_Gas Boiler - Maintenance_A_Technical Potential | F11 | Industrial | Petroleum | Existing | Process | Natural Gas | Gas Boiler - Maintenance | A | Purchases (Cumulative) | Technical Potential | 0 | 0 | 0.41091 | 0.69397 | 0.88654 | 1.0339 | 1.1608 | 1.2688 | 1.3596 | 1.4355 | 1.4984 | 1.5502 | 1.5928 | 1.6253 | 1.6502 | 1.6693 | 1.6839 | 1.697 | 1.7071 | 1.7157 | 1.7228 | 1.7284 | 0
F1_Industrial_Petroleum_Existing_Space Heating_Natural Gas_Gas Furnace - Maintenance_A_Technical Potential | F1 | Industrial | Petroleum | Existing | Space Heating | Natural Gas | Gas Furnace - Maintenance | A | Integrated Unit Energy Savings (kWh or therms) | Technical Potential | 0 | 0 | 0.0092871 | 0.0090909 | 0.0088516 | 0.0085655 | 0.0082356 | 0.0078726 | 0.0074922 | 0.0071118 | 0.0067468 | 0.0064086 | 0.0061038 | 0.0058339 | 0.0055975 | 0.0053912 | 0.0052113 | 0.0050533 | 0.0049132 | 0.004786 | 0.0046737 | 0.004566 | 0
F2_Industrial_Petroleum_Existing_Space Heating_Natural Gas_Gas Furnace - Maintenance_A_Technical Potential | F2 | Industrial | Petroleum | Existing | Space Heating | Natural Gas | Gas Furnace - Maintenance | A | Integrated Unit Summer Peak Savings (kW) | Technical Potential | 0 | 0 | 0 | 0 | 0 | 0 | 0 | 0 | 0 | 0 | 0 | 0 | 0 | 0 | 0 | 0 | 0 | 0 | 0 | 0 | 0 | 0 | 0
F3_Industrial_Petroleum_Existing_Space Heating_Natural Gas_Gas Furnace - Maintenance_A_Technical Potential | F3 | Industrial | Petroleum | Existing | Space Heating | Natural Gas | Gas Furnace - Maintenance | A | Integrated Unit Winter Peak Savings (kW) | Technical Potential | 0 | 0 | 0 | 0 | 0 | 0 | 0 | 0 | 0 | 0 | 0 | 0 | 0 | 0 | 0 | 0 | 0 | 0 | 0 | 0 | 0 | 0 | 0
F4_Industrial_Petroleum_Existing_Space Heating_Natural Gas_Gas Furnace - Maintenance_A_Technical Potential | F4 | Industrial | Petroleum | Existing | Space Heating | Natural Gas | Gas Furnace - Maintenance | A | Incremental Energy Savings (MWh or mTherms) | Technical Potential | 0 | 0 | 1.089e-08 | 7.343e-09 | 4.8642e-09 | 3.6026e-09 | 2.9825e-09 | 2.4246e-09 | 1.9426e-09 | 1.5397e-09 | 1.2111e-09 | 9.4821e-10 | 7.4059e-10 | 5.4177e-10 | 3.9785e-10 | 2.9328e-10 | 2.1698e-10 | 1.8986e-10 | 1.4198e-10 | 1.1704e-10 | 9.4206e-11 | 7.3054e-11 | 0
F5_Industrial_Petroleum_Existing_Space Heating_Natural Gas_Gas Furnace - Maintenance_A_Technical Potential | F5 | Industrial | Petroleum | Existing | Space Heating | Natural Gas | Gas Furnace - Maintenance | A | Incremental Summer Peak Savings (MW) | Technical Potential | 0 | 0 | 0 | 0 | 0 | 0 | 0 | 0 | 0 | 0 | 0 | 0 | 0 | 0 | 0 | 0 | 0 | 0 | 0 | 0 | 0 | 0 | 0
F6_Industrial_Petroleum_Existing_Space Heating_Natural Gas_Gas Furnace - Maintenance_A_Technical Potential | F6 | Industrial | Petroleum | Existing | Space Heating | Natural Gas | Gas Furnace - Maintenance | A | Incremental Winter Peak Savings (MW) | Technical Potential | 0 | 0 | 0 | 0 | 0 | 0 | 0 | 0 | 0 | 0 | 0 | 0 | 0 | 0 | 0 | 0 | 0 | 0 | 0 | 0 | 0 | 0 | 0
F7_Industrial_Petroleum_Existing_Space Heating_Natural Gas_Gas Furnace - Maintenance_A_Technical Potential | F7 | Industrial | Petroleum | Existing | Space Heating | Natural Gas | Gas Furnace - Maintenance | A | Cumulative Energy Savings (MWh or mTherms) | Technical Potential | 0 | 0 | 1.089e-08 | 1.8003e-08 | 2.2393e-08 | 2.5272e-08 | 2.7281e-08 | 2.8503e-08 | 2.9069e-08 | 2.9133e-08 | 2.8849e-08 | 2.8351e-08 | 2.7743e-08 | 2.7058e-08 | 2.6359e-08 | 2.5681e-08 | 2.5041e-08 | 2.4472e-08 | 2.3935e-08 | 2.3432e-08 | 2.2977e-08 | 2.252e-08 | 0
F8_Industrial_Petroleum_Existing_Space Heating_Natural Gas_Gas Furnace - Maintenance_A_Technical Potential | F8 | Industrial | Petroleum | Existing | Space Heating | Natural Gas | Gas Furnace - Maintenance | A | Cumulative Summer Peak Savings (MW) | Technical Potential | 0 | 0 | 0 | 0 | 0 | 0 | 0 | 0 | 0 | 0 | 0 | 0 | 0 | 0 | 0 | 0 | 0 | 0 | 0 | 0 | 0 | 0 | 0
F9_Industrial_Petroleum_Existing_Space Heating_Natural Gas_Gas Furnace - Maintenance_A_Technical Potential | F9 | Industrial | Petroleum | Existing | Space Heating | Natural Gas | Gas Furnace - Maintenance | A | Cumulative Winter Peak Savings (MW) | Technical Potential | 0 | 0 | 0 | 0 | 0 | 0 | 0 | 0 | 0 | 0 | 0 | 0 | 0 | 0 | 0 | 0 | 0 | 0 | 0 | 0 | 0 | 0 | 0
F10_Industrial_Petroleum_Existing_Space Heating_Natural Gas_Gas Furnace - Maintenance_A_Technical Potential | F10 | Industrial | Petroleum | Existing | Space Heating | Natural Gas | Gas Furnace - Maintenance | A | Purchases (Incremental) | Technical Potential | 0 | 0 | 0.0011726 | 0.00080774 | 0.00054953 | 0.00042059 | 0.00036215 | 0.00030798 | 0.00025929 | 0.00021649 | 0.00017951 | 0.00014796 | 0.00012133 | 9.2865e-05 | 7.1076e-05 | 5.44e-05 | 4.1636e-05 | 3.7572e-05 | 2.8897e-05 | 2.4454e-05 | 2.0157e-05 | 1.6e-05 | 0
F11_Industrial_Petroleum_Existing_Space Heating_Natural Gas_Gas Furnace - Maintenance_A_Technical Potential | F11 | Industrial | Petroleum | Existing | Space Heating | Natural Gas | Gas Furnace - Maintenance | A | Purchases (Cumulative) | Technical Potential | 0 | 0 | 0.0011726 | 0.0019803 | 0.0025299 | 0.0029505 | 0.0033126 | 0.0036206 | 0.0038799 | 0.0040964 | 0.0042759 | 0.0044238 | 0.0045452 | 0.004638 | 0.0047091 | 0.0047635 | 0.0048052 | 0.0048427 | 0.0048716 | 0.0048961 | 0.0049162 | 0.0049322 | 0
F1_Industrial_Petroleum_Existing_Space Heating_Natural Gas_Gas Boiler - Hot Water Reset_A_Technical Potential | F1 | Industrial | Petroleum | Existing | Space Heating | Natural Gas | Gas Boiler - Hot Water Reset | A | Integrated Unit Energy Savings (kWh or therms) | Technical Potential | 0 | 0 | 385.6624 | 382.7427 | 379.7911 | 376.8068 | 373.7904 | 370.745 | 367.6732 | 364.5778 | 361.4614 | 358.3267 | 355.2188 | 352.1376 | 349.0825 | 346.0528 | 343.0479 | 340.0667 | 337.1087 | 334.1471 | 331.1813 | 328.2107 | 0
F2_Industrial_Petroleum_Existing_Space Heating_Natural Gas_Gas Boiler - Hot Water Reset_A_Technical Potential | F2 | Industrial | Petroleum | Existing | Space Heating | Natural Gas | Gas Boiler - Hot Water Reset | A | Integrated Unit Summer Peak Savings (kW) | Technical Potential | 0 | 0 | 0 | 0 | 0 | 0 | 0 | 0 | 0 | 0 | 0 | 0 | 0 | 0 | 0 | 0 | 0 | 0 | 0 | 0 | 0 | 0 | 0
F3_Industrial_Petroleum_Existing_Space Heating_Natural Gas_Gas Boiler - Hot Water Reset_A_Technical Potential | F3 | Industrial | Petroleum | Existing | Space Heating | Natural Gas | Gas Boiler - Hot Water Reset | A | Integrated Unit Winter Peak Savings (kW) | Technical Potential | 0 | 0 | 0 | 0 | 0 | 0 | 0 | 0 | 0 | 0 | 0 | 0 | 0 | 0 | 0 | 0 | 0 | 0 | 0 | 0 | 0 | 0 | 0
F4_Industrial_Petroleum_Existing_Space Heating_Natural Gas_Gas Boiler - Hot Water Reset_A_Technical Potential | F4 | Industrial | Petroleum | Existing | Space Heating | Natural Gas | Gas Boiler - Hot Water Reset | A | Incremental Energy Savings (MWh or mTherms) | Technical Potential | 0 | 0 | 0.00096982 | 0.0011614 | 0.0013859 | 0.0015687 | 0.0017444 | 0.0019879 | 0.0021254 | 0.0021158 | 0.0019428 | 0.001627 | 0.0012266 | 0.00079085 | 0.00044737 | 0.00020985 | 8.6495e-05 | 3.0642e-05 | 9.3242e-06 | 1.9797e-06 | 3.1695e-07 | 3.7054e-08 | 0
F5_Industrial_Petroleum_Existing_Space Heating_Natural Gas_Gas Boiler - Hot Water Reset_A_Technical Potential | F5 | Industrial | Petroleum | Existing | Space Heating | Natural Gas | Gas Boiler - Hot Water Reset | A | Incremental Summer Peak Savings (MW) | Technical Potential | 0 | 0 | 0 | 0 | 0 | 0 | 0 | 0 | 0 | 0 | 0 | 0 | 0 | 0 | 0 | 0 | 0 | 0 | 0 | 0 | 0 | 0 | 0
F6_Industrial_Petroleum_Existing_Space Heating_Natural Gas_Gas Boiler - Hot Water Reset_A_Technical Potential | F6 | Industrial | Petroleum | Existing | Space Heating | Natural Gas | Gas Boiler - Hot Water Reset | A | Incremental Winter Peak Savings (MW) | Technical Potential | 0 | 0 | 0 | 0 | 0 | 0 | 0 | 0 | 0 | 0 | 0 | 0 | 0 | 0 | 0 | 0 | 0 | 0 | 0 | 0 | 0 | 0 | 0
F7_Industrial_Petroleum_Existing_Space Heating_Natural Gas_Gas Boiler - Hot Water Reset_A_Technical Potential | F7 | Industrial | Petroleum | Existing | Space Heating | Natural Gas | Gas Boiler - Hot Water Reset | A | Cumulative Energy Savings (MWh or mTherms) | Technical Potential | 0 | 0 | 0.00096982 | 0.0021239 | 0.0034934 | 0.0050347 | 0.0067387 | 0.0086717 | 0.010725 | 0.012751 | 0.014585 | 0.016085 | 0.017172 | 0.017814 | 0.018107 | 0.018159 | 0.018088 | 0.017962 | 0.017815 | 0.01766 | 0.017504 | 0.017347 | 0
F8_Industrial_Petroleum_Existing_Space Heating_Natural Gas_Gas Boiler - Hot Water Reset_A_Technical Potential | F8 | Industrial | Petroleum | Existing | Space Heating | Natural Gas | Gas Boiler - Hot Water Reset | A | Cumulative Summer Peak Savings (MW) | Technical Potential | 0 | 0 | 0 | 0 | 0 | 0 | 0 | 0 | 0 | 0 | 0 | 0 | 0 | 0 | 0 | 0 | 0 | 0 | 0 | 0 | 0 | 0 | 0
F9_Industrial_Petroleum_Existing_Space Heating_Natural Gas_Gas Boiler - Hot Water Reset_A_Technical Potential | F9 | Industrial | Petroleum | Existing | Space Heating | Natural Gas | Gas Boiler - Hot Water Reset | A | Cumulative Winter Peak Savings (MW) | Technical Potential | 0 | 0 | 0 | 0 | 0 | 0 | 0 | 0 | 0 | 0 | 0 | 0 | 0 | 0 | 0 | 0 | 0 | 0 | 0 | 0 | 0 | 0 | 0
F10_Industrial_Petroleum_Existing_Space Heating_Natural Gas_Gas Boiler - Hot Water Reset_A_Technical Potential | F10 | Industrial | Petroleum | Existing | Space Heating | Natural Gas | Gas Boiler - Hot Water Reset | A | Purchases (Incremental) | Technical Potential | 0 | 0 | 0.0025147 | 0.0030344 | 0.0036492 | 0.0041631 | 0.0046667 | 0.0053618 | 0.0057806 | 0.0058035 | 0.0053748 | 0.0045404 | 0.003453 | 0.0022459 | 0.0012816 | 0.00060641 | 0.00025214 | 9.0105e-05 | 2.7659e-05 | 5.9246e-06 | 9.5704e-07 | 1.129e-07 | 0
F11_Industrial_Petroleum_Existing_Space Heating_Natural Gas_Gas Boiler - Hot Water Reset_A_Technical Potential | F11 | Industrial | Petroleum | Existing | Space Heating | Natural Gas | Gas Boiler - Hot Water Reset | A | Purchases (Cumulative) | Technical Potential | 0 | 0 | 0.0025147 | 0.0055491 | 0.0091983 | 0.013361 | 0.018028 | 0.02339 | 0.029171 | 0.034974 | 0.040349 | 0.044889 | 0.048342 | 0.050588 | 0.05187 | 0.052476 | 0.052728 | 0.052818 | 0.052846 | 0.052852 | 0.052853 | 0.052853 | 0
F1_Industrial_Petroleum_Existing_Process_Natural Gas_Gas Boiler - Hot Water Reset_A_Technical Potential | F1 | Industrial | Petroleum | Existing | Process | Natural Gas | Gas Boiler - Hot Water Reset | A | Integrated Unit Energy Savings (kWh or therms) | Technical Potential | 0 | 0 | 974.8906 | 973.8778 | 972.8823 | 971.8869 | 970.8819 | 969.949 | 969.155 | 968.4719 | 967.877 | 967.3524 | 966.8833 | 966.459 | 966.0696 | 965.7072 | 965.3654 | 965.0382 | 964.7858 | 964.53 | 964.2706 | 964.0075 | 0
F2_Industrial_Petroleum_Existing_Process_Natural Gas_Gas Boiler - Hot Water Reset_A_Technical Potential | F2 | Industrial | Petroleum | Existing | Process | Natural Gas | Gas Boiler - Hot Water Reset | A | Integrated Unit Summer Peak Savings (kW) | Technical Potential | 0 | 0 | 0 | 0 | 0 | 0 | 0 | 0 | 0 | 0 | 0 | 0 | 0 | 0 | 0 | 0 | 0 | 0 | 0 | 0 | 0 | 0 | 0
F3_Industrial_Petroleum_Existing_Process_Natural Gas_Gas Boiler - Hot Water Reset_A_Technical Potential | F3 | Industrial | Petroleum | Existing | Process | Natural Gas | Gas Boiler - Hot Water Reset | A | Integrated Unit Winter Peak Savings (kW) | Technical Potential | 0 | 0 | 0 | 0 | 0 | 0 | 0 | 0 | 0 | 0 | 0 | 0 | 0 | 0 | 0 | 0 | 0 | 0 | 0 | 0 | 0 | 0 | 0
F4_Industrial_Petroleum_Existing_Process_Natural Gas_Gas Boiler - Hot Water Reset_A_Technical Potential | F4 | Industrial | Petroleum | Existing | Process | Natural Gas | Gas Boiler - Hot Water Reset | A | Incremental Energy Savings (MWh or mTherms) | Technical Potential | 0 | 0 | 0.19468 | 0.23468 | 0.28194 | 0.32131 | 0.3598 | 0.413 | 0.4449 | 0.44634 | 0.41312 | 0.3488 | 0.26513 | 0.17237 | 0.09832 | 0.046506 | 0.019329 | 0.0069053 | 0.0021192 | 0.0004538 | 7.3286e-05 | 8.6428e-06 | 0
F5_Industrial_Petroleum_Existing_Process_Natural Gas_Gas Boiler - Hot Water Reset_A_Technical Potential | F5 | Industrial | Petroleum | Existing | Process | Natural Gas | Gas Boiler - Hot Water Reset | A | Incremental Summer Peak Savings (MW) | Technical Potential | 0 | 0 | 0 | 0 | 0 | 0 | 0 | 0 | 0 | 0 | 0 | 0 | 0 | 0 | 0 | 0 | 0 | 0 | 0 | 0 | 0 | 0 | 0
F6_Industrial_Petroleum_Existing_Process_Natural Gas_Gas Boiler - Hot Water Reset_A_Technical Potential | F6 | Industrial | Petroleum | Existing | Process | Natural Gas | Gas Boiler - Hot Water Reset | A | Incremental Winter Peak Savings (MW) | Technical Potential | 0 | 0 | 0 | 0 | 0 | 0 | 0 | 0 | 0 | 0 | 0 | 0 | 0 | 0 | 0 | 0 | 0 | 0 | 0 | 0 | 0 | 0 | 0
F7_Industrial_Petroleum_Existing_Process_Natural Gas_Gas Boiler - Hot Water Reset_A_Technical Potential | F7 | Industrial | Petroleum | Existing | Process | Natural Gas | Gas Boiler - Hot Water Reset | A | Cumulative Energy Savings (MWh or mTherms) | Technical Potential | 0 | 0 | 0.19468 | 0.42916 | 0.71065 | 1.0312 | 1.39 | 1.8016 | 2.2451 | 2.6898 | 3.1013 | 3.4484 | 3.7119 | 3.8826 | 3.9794 | 4.0244 | 4.0423 | 4.0478 | 4.0489 | 4.0483 | 4.0472 | 4.0461 | 0
F8_Industrial_Petroleum_Existing_Process_Natural Gas_Gas Boiler - Hot Water Reset_A_Technical Potential | F8 | Industrial | Petroleum | Existing | Process | Natural Gas | Gas Boiler - Hot Water Reset | A | Cumulative Summer Peak Savings (MW) | Technical Potential | 0 | 0 | 0 | 0 | 0 | 0 | 0 | 0 | 0 | 0 | 0 | 0 | 0 | 0 | 0 | 0 | 0 | 0 | 0 | 0 | 0 | 0 | 0
F9_Industrial_Petroleum_Existing_Process_Natural Gas_Gas Boiler - Hot Water Reset_A_Technical Potential | F9 | Industrial | Petroleum | Existing | Process | Natural Gas | Gas Boiler - Hot Water Reset | A | Cumulative Winter Peak Savings (MW) | Technical Potential | 0 | 0 | 0 | 0 | 0 | 0 | 0 | 0 | 0 | 0 | 0 | 0 | 0 | 0 | 0 | 0 | 0 | 0 | 0 | 0 | 0 | 0 | 0
F10_Industrial_Petroleum_Existing_Process_Natural Gas_Gas Boiler - Hot Water Reset_A_Technical Potential | F10 | Industrial | Petroleum | Existing | Process | Natural Gas | Gas Boiler - Hot Water Reset | A | Purchases (Incremental) | Technical Potential | 0 | 0 | 0.1997 | 0.24097 | 0.28979 | 0.3306 | 0.37059 | 0.4258 | 0.45906 | 0.46087 | 0.42683 | 0.36057 | 0.27421 | 0.17835 | 0.10177 | 0.048157 | 0.020023 | 0.0071555 | 0.0021965 | 0.00047049 | 7.6002e-05 | 8.9655e-06 | 0
F11_Industrial_Petroleum_Existing_Process_Natural Gas_Gas Boiler - Hot Water Reset_A_Technical Potential | F11 | Industrial | Petroleum | Existing | Process | Natural Gas | Gas Boiler - Hot Water Reset | A | Purchases (Cumulative) | Technical Potential | 0 | 0 | 0.1997 | 0.44067 | 0.73046 | 1.0611 | 1.4317 | 1.8575 | 2.3165 | 2.7774 | 3.2042 | 3.5648 | 3.839 | 4.0174 | 4.1191 | 4.1673 | 4.1873 | 4.1945 | 4.1967 | 4.1971 | 4.1972 | 4.1972 | 0
F1_Industrial_Petroleum_Existing_Space Heating_Natural Gas_Steam Trap Maintenance_A_Technical Potential | F1 | Industrial | Petroleum | Existing | Space Heating | Natural Gas | Steam Trap Maintenance | A | Integrated Unit Energy Savings (kWh or therms) | Technical Potential | 0 | 0 | 136.3921 | 135.5067 | 134.6105 | 133.7032 | 132.7848 | 131.8565 | 130.9192 | 129.9738 | 129.0212 | 128.0624 | 127.1135 | 126.1744 | 125.2451 | 124.3252 | 123.4145 | 122.5128 | 121.6198 | 120.726 | 119.831 | 118.9346 | 0
F2_Industrial_Petroleum_Existing_Space Heating_Natural Gas_Steam Trap Maintenance_A_Technical Potential | F2 | Industrial | Petroleum | Existing | Space Heating | Natural Gas | Steam Trap Maintenance | A | Integrated Unit Summer Peak Savings (kW) | Technical Potential | 0 | 0 | 0 | 0 | 0 | 0 | 0 | 0 | 0 | 0 | 0 | 0 | 0 | 0 | 0 | 0 | 0 | 0 | 0 | 0 | 0 | 0 | 0
F3_Industrial_Petroleum_Existing_Space Heating_Natural Gas_Steam Trap Maintenance_A_Technical Potential | F3 | Industrial | Petroleum | Existing | Space Heating | Natural Gas | Steam Trap Maintenance | A | Integrated Unit Winter Peak Savings (kW) | Technical Potential | 0 | 0 | 0 | 0 | 0 | 0 | 0 | 0 | 0 | 0 | 0 | 0 | 0 | 0 | 0 | 0 | 0 | 0 | 0 | 0 | 0 | 0 | 0
F4_Industrial_Petroleum_Existing_Space Heating_Natural Gas_Steam Trap Maintenance_A_Technical Potential | F4 | Industrial | Petroleum | Existing | Space Heating | Natural Gas | Steam Trap Maintenance | A | Incremental Energy Savings (MWh or mTherms) | Technical Potential | 0 | 0 | 0.00019143 | 0.00018691 | 0.00018247 | 0.00017812 | 0.00017385 | 0.00016965 | 0.00016554 | 0.00016151 | 0.00015757 | 0.0001537 | 0.00014993 | 0.00014626 | 0.00014268 | 0.00013919 | 0.00013578 | 0.00013247 | 0.00012924 | 0.00012607 | 0.00012298 | 0.00011996 | 0
F5_Industrial_Petroleum_Existing_Space Heating_Natural Gas_Steam Trap Maintenance_A_Technical Potential | F5 | Industrial | Petroleum | Existing | Space Heating | Natural Gas | Steam Trap Maintenance | A | Incremental Summer Peak Savings (MW) | Technical Potential | 0 | 0 | 0 | 0 | 0 | 0 | 0 | 0 | 0 | 0 | 0 | 0 | 0 | 0 | 0 | 0 | 0 | 0 | 0 | 0 | 0 | 0 | 0
F6_Industrial_Petroleum_Existing_Space Heating_Natural Gas_Steam Trap Maintenance_A_Technical Potential | F6 | Industrial | Petroleum | Existing | Space Heating | Natural Gas | Steam Trap Maintenance | A | Incremental Winter Peak Savings (MW) | Technical Potential | 0 | 0 | 0 | 0 | 0 | 0 | 0 | 0 | 0 | 0 | 0 | 0 | 0 | 0 | 0 | 0 | 0 | 0 | 0 | 0 | 0 | 0 | 0
F7_Industrial_Petroleum_Existing_Space Heating_Natural Gas_Steam Trap Maintenance_A_Technical Potential | F7 | Industrial | Petroleum | Existing | Space Heating | Natural Gas | Steam Trap Maintenance | A | Cumulative Energy Savings (MWh or mTherms) | Technical Potential | 0 | 0 | 0.00019143 | 0.0003771 | 0.00055708 | 0.00073144 | 0.00090027 | 0.0010636 | 0.0012216 | 0.0013743 | 0.0015218 | 0.0016642 | 0.0018018 | 0.0019347 | 0.0020632 | 0.0021872 | 0.0023069 | 0.0024226 | 0.0025341 | 0.0026416 | 0.002745 | 0.0028444 | 0
F8_Industrial_Petroleum_Existing_Space Heating_Natural Gas_Steam Trap Maintenance_A_Technical Potential | F8 | Industrial | Petroleum | Existing | Space Heating | Natural Gas | Steam Trap Maintenance | A | Cumulative Summer Peak Savings (MW) | Technical Potential | 0 | 0 | 0 | 0 | 0 | 0 | 0 | 0 | 0 | 0 | 0 | 0 | 0 | 0 | 0 | 0 | 0 | 0 | 0 | 0 | 0 | 0 | 0
F9_Industrial_Petroleum_Existing_Space Heating_Natural Gas_Steam Trap Maintenance_A_Technical Potential | F9 | Industrial | Petroleum | Existing | Space Heating | Natural Gas | Steam Trap Maintenance | A | Cumulative Winter Peak Savings (MW) | Technical Potential | 0 | 0 | 0 | 0 | 0 | 0 | 0 | 0 | 0 | 0 | 0 | 0 | 0 | 0 | 0 | 0 | 0 | 0 | 0 | 0 | 0 | 0 | 0
F10_Industrial_Petroleum_Existing_Space Heating_Natural Gas_Steam Trap Maintenance_A_Technical Potential | F10 | Industrial | Petroleum | Existing | Space Heating | Natural Gas | Steam Trap Maintenance | A | Purchases (Incremental) | Technical Potential | 0 | 0 | 0.0014035 | 0.0013793 | 0.0013556 | 0.0013322 | 0.0013092 | 0.0012867 | 0.0012645 | 0.0012427 | 0.0012212 | 0.0012002 | 0.0011795 | 0.0011592 | 0.0011392 | 0.0011195 | 0.0011002 | 0.0010813 | 0.0010626 | 0.0010443 | 0.0010263 | 0.0010086 | 0
F11_Industrial_Petroleum_Existing_Space Heating_Natural Gas_Steam Trap Maintenance_A_Technical Potential | F11 | Industrial | Petroleum | Existing | Space Heating | Natural Gas | Steam Trap Maintenance | A | Purchases (Cumulative) | Technical Potential | 0 | 0 | 0.0014035 | 0.0027829 | 0.0041385 | 0.0054707 | 0.0067799 | 0.0080665 | 0.009331 | 0.010574 | 0.011795 | 0.012995 | 0.014175 | 0.015334 | 0.016473 | 0.017592 | 0.018693 | 0.019774 | 0.020837 | 0.021881 | 0.022907 | 0.023916 | 0
F1_Industrial_Petroleum_Existing_Process_Natural Gas_Steam Trap Maintenance_A_Technical Potential | F1 | Industrial | Petroleum | Existing | Process | Natural Gas | Steam Trap Maintenance | A | Integrated Unit Energy Savings (kWh or therms) | Technical Potential | 0 | 0 | 689.4395 | 689.3573 | 689.2983 | 689.2506 | 689.2074 | 689.1685 | 689.1336 | 689.1024 | 689.0743 | 689.049 | 689.0261 | 689.0059 | 688.9877 | 688.9711 | 688.9557 | 688.9404 | 688.926 | 688.9117 | 688.8978 | 688.8841 | 0
F2_Industrial_Petroleum_Existing_Process_Natural Gas_Steam Trap Maintenance_A_Technical Potential | F2 | Industrial | Petroleum | Existing | Process | Natural Gas | Steam Trap Maintenance | A | Integrated Unit Summer Peak Savings (kW) | Technical Potential | 0 | 0 | 0 | 0 | 0 | 0 | 0 | 0 | 0 | 0 | 0 | 0 | 0 | 0 | 0 | 0 | 0 | 0 | 0 | 0 | 0 | 0 | 0
F3_Industrial_Petroleum_Existing_Process_Natural Gas_Steam Trap Maintenance_A_Technical Potential | F3 | Industrial | Petroleum | Existing | Process | Natural Gas | Steam Trap Maintenance | A | Integrated Unit Winter Peak Savings (kW) | Technical Potential | 0 | 0 | 0 | 0 | 0 | 0 | 0 | 0 | 0 | 0 | 0 | 0 | 0 | 0 | 0 | 0 | 0 | 0 | 0 | 0 | 0 | 0 | 0
F4_Industrial_Petroleum_Existing_Process_Natural Gas_Steam Trap Maintenance_A_Technical Potential | F4 | Industrial | Petroleum | Existing | Process | Natural Gas | Steam Trap Maintenance | A | Incremental Energy Savings (MWh or mTherms) | Technical Potential | 0 | 0 | 0.076845 | 0.075511 | 0.074203 | 0.072918 | 0.071657 | 0.070417 | 0.069199 | 0.068003 | 0.066828 | 0.065673 | 0.064539 | 0.063424 | 0.062329 | 0.061253 | 0.060196 | 0.059157 | 0.058135 | 0.057132 | 0.056146 | 0.055177 | 0
F5_Industrial_Petroleum_Existing_Process_Natural Gas_Steam Trap Maintenance_A_Technical Potential | F5 | Industrial | Petroleum | Existing | Process | Natural Gas | Steam Trap Maintenance | A | Incremental Summer Peak Savings (MW) | Technical Potential | 0 | 0 | 0 | 0 | 0 | 0 | 0 | 0 | 0 | 0 | 0 | 0 | 0 | 0 | 0 | 0 | 0 | 0 | 0 | 0 | 0 | 0 | 0
F6_Industrial_Petroleum_Existing_Process_Natural Gas_Steam Trap Maintenance_A_Technical Potential | F6 | Industrial | Petroleum | Existing | Process | Natural Gas | Steam Trap Maintenance | A | Incremental Winter Peak Savings (MW) | Technical Potential | 0 | 0 | 0 | 0 | 0 | 0 | 0 | 0 | 0 | 0 | 0 | 0 | 0 | 0 | 0 | 0 | 0 | 0 | 0 | 0 | 0 | 0 | 0
F7_Industrial_Petroleum_Existing_Process_Natural Gas_Steam Trap Maintenance_A_Technical Potential | F7 | Industrial | Petroleum | Existing | Process | Natural Gas | Steam Trap Maintenance | A | Cumulative Energy Savings (MWh or mTherms) | Technical Potential | 0 | 0 | 0.076845 | 0.15235 | 0.22654 | 0.29944 | 0.37108 | 0.44147 | 0.51065 | 0.57863 | 0.64543 | 0.71108 | 0.7756 | 0.839 | 0.90131 | 0.96254 | 1.0227 | 1.0818 | 1.14 | 1.1971 | 1.2532 | 1.3083 | 0
F8_Industrial_Petroleum_Existing_Process_Natural Gas_Steam Trap Maintenance_A_Technical Potential | F8 | Industrial | Petroleum | Existing | Process | Natural Gas | Steam Trap Maintenance | A | Cumulative Summer Peak Savings (MW) | Technical Potential | 0 | 0 | 0 | 0 | 0 | 0 | 0 | 0 | 0 | 0 | 0 | 0 | 0 | 0 | 0 | 0 | 0 | 0 | 0 | 0 | 0 | 0 | 0
F9_Industrial_Petroleum_Existing_Process_Natural Gas_Steam Trap Maintenance_A_Technical Potential | F9 | Industrial | Petroleum | Existing | Process | Natural Gas | Steam Trap Maintenance | A | Cumulative Winter Peak Savings (MW) | Technical Potential | 0 | 0 | 0 | 0 | 0 | 0 | 0 | 0 | 0 | 0 | 0 | 0 | 0 | 0 | 0 | 0 | 0 | 0 | 0 | 0 | 0 | 0 | 0
F10_Industrial_Petroleum_Existing_Process_Natural Gas_Steam Trap Maintenance_A_Technical Potential | F10 | Industrial | Petroleum | Existing | Process | Natural Gas | Steam Trap Maintenance | A | Purchases (Incremental) | Technical Potential | 0 | 0 | 0.11146 | 0.10954 | 0.10765 | 0.10579 | 0.10397 | 0.10218 | 0.10042 | 0.098684 | 0.096982 | 0.09531 | 0.093667 | 0.092052 | 0.090465 | 0.088905 | 0.087372 | 0.085866 | 0.084386 | 0.082931 | 0.081501 | 0.080096 | 0
F11_Industrial_Petroleum_Existing_Process_Natural Gas_Steam Trap Maintenance_A_Technical Potential | F11 | Industrial | Petroleum | Existing | Process | Natural Gas | Steam Trap Maintenance | A | Purchases (Cumulative) | Technical Potential | 0 | 0 | 0.11146 | 0.221 | 0.32865 | 0.43444 | 0.53841 | 0.64059 | 0.741 | 0.83969 | 0.93667 | 1.032 | 1.1256 | 1.2177 | 1.3082 | 1.3971 | 1.4844 | 1.5703 | 1.6547 | 1.7376 | 1.8191 | 1.8992 | 0
F1_Industrial_Petroleum_Existing_Space Heating_Natural Gas_Gas Boiler - High Turndown_A_Technical Potential | F1 | Industrial | Petroleum | Existing | Space Heating | Natural Gas | Gas Boiler - High Turndown | A | Integrated Unit Energy Savings (kWh or therms) | Technical Potential | 0 | 0 | 143.8142 | 141.4862 | 138.5991 | 135.0883 | 130.9763 | 126.3812 | 121.4974 | 116.5476 | 111.741 | 107.2372 | 103.1437 | 99.4935 | 96.2728 | 93.4416 | 90.9485 | 88.733 | 86.7436 | 84.9083 | 83.2684 | 81.6757 | 0
F2_Industrial_Petroleum_Existing_Space Heating_Natural Gas_Gas Boiler - High Turndown_A_Technical Potential | F2 | Industrial | Petroleum | Existing | Space Heating | Natural Gas | Gas Boiler - High Turndown | A | Integrated Unit Summer Peak Savings (kW) | Technical Potential | 0 | 0 | 0 | 0 | 0 | 0 | 0 | 0 | 0 | 0 | 0 | 0 | 0 | 0 | 0 | 0 | 0 | 0 | 0 | 0 | 0 | 0 | 0
F3_Industrial_Petroleum_Existing_Space Heating_Natural Gas_Gas Boiler - High Turndown_A_Technical Potential | F3 | Industrial | Petroleum | Existing | Space Heating | Natural Gas | Gas Boiler - High Turndown | A | Integrated Unit Winter Peak Savings (kW) | Technical Potential | 0 | 0 | 0 | 0 | 0 | 0 | 0 | 0 | 0 | 0 | 0 | 0 | 0 | 0 | 0 | 0 | 0 | 0 | 0 | 0 | 0 | 0 | 0
F4_Industrial_Petroleum_Existing_Space Heating_Natural Gas_Gas Boiler - High Turndown_A_Technical Potential | F4 | Industrial | Petroleum | Existing | Space Heating | Natural Gas | Gas Boiler - High Turndown | A | Incremental Energy Savings (MWh or mTherms) | Technical Potential | 0 | 0 | 0.00055193 | 0.00053364 | 0.00051373 | 0.00049209 | 0.00046888 | 0.00040017 | 0.00030246 | 0.00022811 | 0.00017194 | 0.00012973 | 9.8104e-05 | 7.4401e-05 | 5.6601e-05 | 4.3191e-05 | 3.3051e-05 | 2.5352e-05 | 1.6613e-07 | 5.7075e-08 | 1.8753e-08 | 5.8946e-09 | 0
F5_Industrial_Petroleum_Existing_Space Heating_Natural Gas_Gas Boiler - High Turndown_A_Technical Potential | F5 | Industrial | Petroleum | Existing | Space Heating | Natural Gas | Gas Boiler - High Turndown | A | Incremental Summer Peak Savings (MW) | Technical Potential | 0 | 0 | 0 | 0 | 0 | 0 | 0 | 0 | 0 | 0 | 0 | 0 | 0 | 0 | 0 | 0 | 0 | 0 | 0 | 0 | 0 | 0 | 0
F6_Industrial_Petroleum_Existing_Space Heating_Natural Gas_Gas Boiler - High Turndown_A_Technical Potential | F6 | Industrial | Petroleum | Existing | Space Heating | Natural Gas | Gas Boiler - High Turndown | A | Incremental Winter Peak Savings (MW) | Technical Potential | 0 | 0 | 0 | 0 | 0 | 0 | 0 | 0 | 0 | 0 | 0 | 0 | 0 | 0 | 0 | 0 | 0 | 0 | 0 | 0 | 0 | 0 | 0
F7_Industrial_Petroleum_Existing_Space Heating_Natural Gas_Gas Boiler - High Turndown_A_Technical Potential | F7 | Industrial | Petroleum | Existing | Space Heating | Natural Gas | Gas Boiler - High Turndown | A | Cumulative Energy Savings (MWh or mTherms) | Technical Potential | 0 | 0 | 0.00055193 | 0.0010766 | 0.0015684 | 0.0020208 | 0.0024281 | 0.0027431 | 0.0029396 | 0.0030479 | 0.0030942 | 0.0030992 | 0.003079 | 0.0030444 | 0.0030025 | 0.0029574 | 0.0029115 | 0.0028659 | 0.0028018 | 0.0027426 | 0.0026897 | 0.0026382 | 0
F8_Industrial_Petroleum_Existing_Space Heating_Natural Gas_Gas Boiler - High Turndown_A_Technical Potential | F8 | Industrial | Petroleum | Existing | Space Heating | Natural Gas | Gas Boiler - High Turndown | A | Cumulative Summer Peak Savings (MW) | Technical Potential | 0 | 0 | 0 | 0 | 0 | 0 | 0 | 0 | 0 | 0 | 0 | 0 | 0 | 0 | 0 | 0 | 0 | 0 | 0 | 0 | 0 | 0 | 0
F9_Industrial_Petroleum_Existing_Space Heating_Natural Gas_Gas Boiler - High Turndown_A_Technical Potential | F9 | Industrial | Petroleum | Existing | Space Heating | Natural Gas | Gas Boiler - High Turndown | A | Cumulative Winter Peak Savings (MW) | Technical Potential | 0 | 0 | 0 | 0 | 0 | 0 | 0 | 0 | 0 | 0 | 0 | 0 | 0 | 0 | 0 | 0 | 0 | 0 | 0 | 0 | 0 | 0 | 0
F10_Industrial_Petroleum_Existing_Space Heating_Natural Gas_Gas Boiler - High Turndown_A_Technical Potential | F10 | Industrial | Petroleum | Existing | Space Heating | Natural Gas | Gas Boiler - High Turndown | A | Purchases (Incremental) | Technical Potential | 0 | 0 | 0.0038378 | 0.0037716 | 0.0037066 | 0.0036427 | 0.0035799 | 0.0031664 | 0.0024894 | 0.0019572 | 0.0015388 | 0.0012098 | 0.00095114 | 0.00074779 | 0.00058792 | 0.00046223 | 0.00036341 | 0.00028571 | 1.9152e-06 | 6.722e-07 | 2.2521e-07 | 7.2171e-08 | 0
F11_Industrial_Petroleum_Existing_Space Heating_Natural Gas_Gas Boiler - High Turndown_A_Technical Potential | F11 | Industrial | Petroleum | Existing | Space Heating | Natural Gas | Gas Boiler - High Turndown | A | Purchases (Cumulative) | Technical Potential | 0 | 0 | 0.0038378 | 0.0076094 | 0.011316 | 0.014959 | 0.018539 | 0.021705 | 0.024194 | 0.026152 | 0.02769 | 0.0289 | 0.029851 | 0.030599 | 0.031187 | 0.031649 | 0.032013 | 0.032298 | 0.0323 | 0.032301 | 0.032301 | 0.032301 | 0
F1_Industrial_Petroleum_Existing_Process_Natural Gas_Gas Boiler - High Turndown_A_Technical Potential | F1 | Industrial | Petroleum | Existing | Process | Natural Gas | Gas Boiler - High Turndown | A | Integrated Unit Energy Savings (kWh or therms) | Technical Potential | 0 | 0 | 729.5561 | 727.138 | 724.6807 | 722.1745 | 719.611 | 717.0718 | 714.6414 | 712.3053 | 710.059 | 707.9019 | 705.8315 | 703.8433 | 701.9163 | 700.029 | 698.1588 | 696.2898 | 694.4816 | 692.6471 | 690.7846 | 688.8935 | 0
F2_Industrial_Petroleum_Existing_Process_Natural Gas_Gas Boiler - High Turndown_A_Technical Potential | F2 | Industrial | Petroleum | Existing | Process | Natural Gas | Gas Boiler - High Turndown | A | Integrated Unit Summer Peak Savings (kW) | Technical Potential | 0 | 0 | 0 | 0 | 0 | 0 | 0 | 0 | 0 | 0 | 0 | 0 | 0 | 0 | 0 | 0 | 0 | 0 | 0 | 0 | 0 | 0 | 0
F3_Industrial_Petroleum_Existing_Process_Natural Gas_Gas Boiler - High Turndown_A_Technical Potential | F3 | Industrial | Petroleum | Existing | Process | Natural Gas | Gas Boiler - High Turndown | A | Integrated Unit Winter Peak Savings (kW) | Technical Potential | 0 | 0 | 0 | 0 | 0 | 0 | 0 | 0 | 0 | 0 | 0 | 0 | 0 | 0 | 0 | 0 | 0 | 0 | 0 | 0 | 0 | 0 | 0
F4_Industrial_Petroleum_Existing_Process_Natural Gas_Gas Boiler - High Turndown_A_Technical Potential | F4 | Industrial | Petroleum | Existing | Process | Natural Gas | Gas Boiler - High Turndown | A | Incremental Energy Savings (MWh or mTherms) | Technical Potential | 0 | 0 | 0.22235 | 0.21779 | 0.21331 | 0.20891 | 0.20458 | 0.18031 | 0.14128 | 0.11071 | 0.086767 | 0.06801 | 0.053313 | 0.041797 | 0.032771 | 0.025696 | 0.020148 | 0.015798 | 0.00010562 | 3.6974e-05 | 1.2354e-05 | 3.9483e-06 | 0
F5_Industrial_Petroleum_Existing_Process_Natural Gas_Gas Boiler - High Turndown_A_Technical Potential | F5 | Industrial | Petroleum | Existing | Process | Natural Gas | Gas Boiler - High Turndown | A | Incremental Summer Peak Savings (MW) | Technical Potential | 0 | 0 | 0 | 0 | 0 | 0 | 0 | 0 | 0 | 0 | 0 | 0 | 0 | 0 | 0 | 0 | 0 | 0 | 0 | 0 | 0 | 0 | 0
F6_Industrial_Petroleum_Existing_Process_Natural Gas_Gas Boiler - High Turndown_A_Technical Potential | F6 | Industrial | Petroleum | Existing | Process | Natural Gas | Gas Boiler - High Turndown | A | Incremental Winter Peak Savings (MW) | Technical Potential | 0 | 0 | 0 | 0 | 0 | 0 | 0 | 0 | 0 | 0 | 0 | 0 | 0 | 0 | 0 | 0 | 0 | 0 | 0 | 0 | 0 | 0 | 0
F7_Industrial_Petroleum_Existing_Process_Natural Gas_Gas Boiler - High Turndown_A_Technical Potential | F7 | Industrial | Petroleum | Existing | Process | Natural Gas | Gas Boiler - High Turndown | A | Cumulative Energy Savings (MWh or mTherms) | Technical Potential | 0 | 0 | 0.22235 | 0.4394 | 0.65123 | 0.85789 | 1.0594 | 1.236 | 1.3731 | 1.4793 | 1.5614 | 1.6247 | 1.6732 | 1.7103 | 1.7384 | 1.7594 | 1.7749 | 1.7859 | 1.7814 | 1.7767 | 1.772 | 1.7671 | 0
F8_Industrial_Petroleum_Existing_Process_Natural Gas_Gas Boiler - High Turndown_A_Technical Potential | F8 | Industrial | Petroleum | Existing | Process | Natural Gas | Gas Boiler - High Turndown | A | Cumulative Summer Peak Savings (MW) | Technical Potential | 0 | 0 | 0 | 0 | 0 | 0 | 0 | 0 | 0 | 0 | 0 | 0 | 0 | 0 | 0 | 0 | 0 | 0 | 0 | 0 | 0 | 0 | 0
F9_Industrial_Petroleum_Existing_Process_Natural Gas_Gas Boiler - High Turndown_A_Technical Potential | F9 | Industrial | Petroleum | Existing | Process | Natural Gas | Gas Boiler - High Turndown | A | Cumulative Winter Peak Savings (MW) | Technical Potential | 0 | 0 | 0 | 0 | 0 | 0 | 0 | 0 | 0 | 0 | 0 | 0 | 0 | 0 | 0 | 0 | 0 | 0 | 0 | 0 | 0 | 0 | 0
F10_Industrial_Petroleum_Existing_Process_Natural Gas_Gas Boiler - High Turndown_A_Technical Potential | F10 | Industrial | Petroleum | Existing | Process | Natural Gas | Gas Boiler - High Turndown | A | Purchases (Incremental) | Technical Potential | 0 | 0 | 0.30477 | 0.29952 | 0.29435 | 0.28928 | 0.28429 | 0.25145 | 0.19769 | 0.15543 | 0.1222 | 0.096072 | 0.075533 | 0.059384 | 0.046688 | 0.036707 | 0.028859 | 0.022689 | 0.00015209 | 5.3381e-05 | 1.7884e-05 | 5.7313e-06 | 0
F11_Industrial_Petroleum_Existing_Process_Natural Gas_Gas Boiler - High Turndown_A_Technical Potential | F11 | Industrial | Petroleum | Existing | Process | Natural Gas | Gas Boiler - High Turndown | A | Purchases (Cumulative) | Technical Potential | 0 | 0 | 0.30477 | 0.60429 | 0.89864 | 1.1879 | 1.4722 | 1.7237 | 1.9214 | 2.0768 | 2.199 | 2.295 | 2.3706 | 2.43 | 2.4767 | 2.5134 | 2.5422 | 2.5649 | 2.5651 | 2.5651 | 2.5651 | 2.5651 | 0
F1_Industrial_Petroleum_Existing_Space Heating_Natural Gas_Gas Boiler - Burner Control Optimization_A_Technical Potential | F1 | Industrial | Petroleum | Existing | Space Heating | Natural Gas | Gas Boiler - Burner Control Optimization | A | Integrated Unit Energy Savings (kWh or therms) | Technical Potential | 0 | 0 | 41.6978 | 41.0145 | 40.1693 | 39.1435 | 37.9439 | 36.6051 | 35.1837 | 33.7442 | 32.3469 | 31.0379 | 29.8483 | 28.7874 | 27.8512 | 27.028 | 26.3027 | 25.658 | 25.0791 | 24.5448 | 24.0671 | 23.6031 | 0
F2_Industrial_Petroleum_Existing_Space Heating_Natural Gas_Gas Boiler - Burner Control Optimization_A_Technical Potential | F2 | Industrial | Petroleum | Existing | Space Heating | Natural Gas | Gas Boiler - Burner Control Optimization | A | Integrated Unit Summer Peak Savings (kW) | Technical Potential | 0 | 0 | 0 | 0 | 0 | 0 | 0 | 0 | 0 | 0 | 0 | 0 | 0 | 0 | 0 | 0 | 0 | 0 | 0 | 0 | 0 | 0 | 0
F3_Industrial_Petroleum_Existing_Space Heating_Natural Gas_Gas Boiler - Burner Control Optimization_A_Technical Potential | F3 | Industrial | Petroleum | Existing | Space Heating | Natural Gas | Gas Boiler - Burner Control Optimization | A | Integrated Unit Winter Peak Savings (kW) | Technical Potential | 0 | 0 | 0 | 0 | 0 | 0 | 0 | 0 | 0 | 0 | 0 | 0 | 0 | 0 | 0 | 0 | 0 | 0 | 0 | 0 | 0 | 0 | 0
F4_Industrial_Petroleum_Existing_Space Heating_Natural Gas_Gas Boiler - Burner Control Optimization_A_Technical Potential | F4 | Industrial | Petroleum | Existing | Space Heating | Natural Gas | Gas Boiler - Burner Control Optimization | A | Incremental Energy Savings (MWh or mTherms) | Technical Potential | 0 | 0 | 4.3168e-05 | 6.5594e-05 | 0.00012627 | 0.00021162 | 0.00031359 | 0.00041623 | 0.0005004 | 0.00055026 | 0.00055826 | 0.00052643 | 0.00046436 | 0.00038511 | 0.00030155 | 0.00022368 | 0.00015763 | 0.00010578 | 6.7741e-05 | 4.1462e-05 | 2.432e-05 | 1.5871e-05 | 0
F5_Industrial_Petroleum_Existing_Space Heating_Natural Gas_Gas Boiler - Burner Control Optimization_A_Technical Potential | F5 | Industrial | Petroleum | Existing | Space Heating | Natural Gas | Gas Boiler - Burner Control Optimization | A | Incremental Summer Peak Savings (MW) | Technical Potential | 0 | 0 | 0 | 0 | 0 | 0 | 0 | 0 | 0 | 0 | 0 | 0 | 0 | 0 | 0 | 0 | 0 | 0 | 0 | 0 | 0 | 0 | 0
F6_Industrial_Petroleum_Existing_Space Heating_Natural Gas_Gas Boiler - Burner Control Optimization_A_Technical Potential | F6 | Industrial | Petroleum | Existing | Space Heating | Natural Gas | Gas Boiler - Burner Control Optimization | A | Incremental Winter Peak Savings (MW) | Technical Potential | 0 | 0 | 0 | 0 | 0 | 0 | 0 | 0 | 0 | 0 | 0 | 0 | 0 | 0 | 0 | 0 | 0 | 0 | 0 | 0 | 0 | 0 | 0
F7_Industrial_Petroleum_Existing_Space Heating_Natural Gas_Gas Boiler - Burner Control Optimization_A_Technical Potential | F7 | Industrial | Petroleum | Existing | Space Heating | Natural Gas | Gas Boiler - Burner Control Optimization | A | Cumulative Energy Savings (MWh or mTherms) | Technical Potential | 0 | 0 | 4.3168e-05 | 0.00010805 | 0.0002321 | 0.00043779 | 0.00073796 | 0.0011282 | 0.0015847 | 0.0020702 | 0.0025427 | 0.0029662 | 0.0033169 | 0.0035841 | 0.0037691 | 0.0038814 | 0.0039349 | 0.0039442 | 0.003923 | 0.0038808 | 0.0038296 | 0.0037717 | 0
F8_Industrial_Petroleum_Existing_Space Heating_Natural Gas_Gas Boiler - Burner Control Optimization_A_Technical Potential | F8 | Industrial | Petroleum | Existing | Space Heating | Natural Gas | Gas Boiler - Burner Control Optimization | A | Cumulative Summer Peak Savings (MW) | Technical Potential | 0 | 0 | 0 | 0 | 0 | 0 | 0 | 0 | 0 | 0 | 0 | 0 | 0 | 0 | 0 | 0 | 0 | 0 | 0 | 0 | 0 | 0 | 0
F9_Industrial_Petroleum_Existing_Space Heating_Natural Gas_Gas Boiler - Burner Control Optimization_A_Technical Potential | F9 | Industrial | Petroleum | Existing | Space Heating | Natural Gas | Gas Boiler - Burner Control Optimization | A | Cumulative Winter Peak Savings (MW) | Technical Potential | 0 | 0 | 0 | 0 | 0 | 0 | 0 | 0 | 0 | 0 | 0 | 0 | 0 | 0 | 0 | 0 | 0 | 0 | 0 | 0 | 0 | 0 | 0
F10_Industrial_Petroleum_Existing_Space Heating_Natural Gas_Gas Boiler - Burner Control Optimization_A_Technical Potential | F10 | Industrial | Petroleum | Existing | Space Heating | Natural Gas | Gas Boiler - Burner Control Optimization | A | Purchases (Incremental) | Technical Potential | 0 | 0 | 0.0010353 | 0.0015993 | 0.0031434 | 0.0054061 | 0.0082646 | 0.011371 | 0.014223 | 0.016307 | 0.017258 | 0.016961 | 0.015557 | 0.013378 | 0.010827 | 0.0082759 | 0.0059929 | 0.0041227 | 0.0027011 | 0.0016892 | 0.0010105 | 0.0006724 | 0
F11_Industrial_Petroleum_Existing_Space Heating_Natural Gas_Gas Boiler - Burner Control Optimization_A_Technical Potential | F11 | Industrial | Petroleum | Existing | Space Heating | Natural Gas | Gas Boiler - Burner Control Optimization | A | Purchases (Cumulative) | Technical Potential | 0 | 0 | 0.0010353 | 0.0026345 | 0.005778 | 0.011184 | 0.019449 | 0.03082 | 0.045042 | 0.061349 | 0.078607 | 0.095568 | 0.11113 | 0.1245 | 0.13533 | 0.14361 | 0.1496 | 0.15372 | 0.15642 | 0.15811 | 0.15912 | 0.1598 | 0
F1_Industrial_Petroleum_Existing_Process_Natural Gas_Gas Boiler - Burner Control Optimization_A_Technical Potential | F1 | Industrial | Petroleum | Existing | Process | Natural Gas | Gas Boiler - Burner Control Optimization | A | Integrated Unit Energy Savings (kWh or therms) | Technical Potential | 0 | 0 | 211.5358 | 210.7986 | 210.0497 | 209.2862 | 208.5058 | 207.7355 | 207.0026 | 206.3017 | 205.6305 | 204.9881 | 204.3731 | 203.7838 | 203.2136 | 202.6561 | 202.1044 | 201.5538 | 201.0239 | 200.4862 | 199.9405 | 199.3863 | 0
F2_Industrial_Petroleum_Existing_Process_Natural Gas_Gas Boiler - Burner Control Optimization_A_Technical Potential | F2 | Industrial | Petroleum | Existing | Process | Natural Gas | Gas Boiler - Burner Control Optimization | A | Integrated Unit Summer Peak Savings (kW) | Technical Potential | 0 | 0 | 0 | 0 | 0 | 0 | 0 | 0 | 0 | 0 | 0 | 0 | 0 | 0 | 0 | 0 | 0 | 0 | 0 | 0 | 0 | 0 | 0
F3_Industrial_Petroleum_Existing_Process_Natural Gas_Gas Boiler - Burner Control Optimization_A_Technical Potential | F3 | Industrial | Petroleum | Existing | Process | Natural Gas | Gas Boiler - Burner Control Optimization | A | Integrated Unit Winter Peak Savings (kW) | Technical Potential | 0 | 0 | 0 | 0 | 0 | 0 | 0 | 0 | 0 | 0 | 0 | 0 | 0 | 0 | 0 | 0 | 0 | 0 | 0 | 0 | 0 | 0 | 0
F4_Industrial_Petroleum_Existing_Process_Natural Gas_Gas Boiler - Burner Control Optimization_A_Technical Potential | F4 | Industrial | Petroleum | Existing | Process | Natural Gas | Gas Boiler - Burner Control Optimization | A | Incremental Energy Savings (MWh or mTherms) | Technical Potential | 0 | 0 | 0.017391 | 0.026772 | 0.052434 | 0.08985 | 0.13685 | 0.18758 | 0.2338 | 0.26716 | 0.28183 | 0.2761 | 0.25249 | 0.2165 | 0.17473 | 0.13319 | 0.096184 | 0.065988 | 0.04312 | 0.026895 | 0.016045 | 0.010647 | 0
F5_Industrial_Petroleum_Existing_Process_Natural Gas_Gas Boiler - Burner Control Optimization_A_Technical Potential | F5 | Industrial | Petroleum | Existing | Process | Natural Gas | Gas Boiler - Burner Control Optimization | A | Incremental Summer Peak Savings (MW) | Technical Potential | 0 | 0 | 0 | 0 | 0 | 0 | 0 | 0 | 0 | 0 | 0 | 0 | 0 | 0 | 0 | 0 | 0 | 0 | 0 | 0 | 0 | 0 | 0
F6_Industrial_Petroleum_Existing_Process_Natural Gas_Gas Boiler - Burner Control Optimization_A_Technical Potential | F6 | Industrial | Petroleum | Existing | Process | Natural Gas | Gas Boiler - Burner Control Optimization | A | Incremental Winter Peak Savings (MW) | Technical Potential | 0 | 0 | 0 | 0 | 0 | 0 | 0 | 0 | 0 | 0 | 0 | 0 | 0 | 0 | 0 | 0 | 0 | 0 | 0 | 0 | 0 | 0 | 0
F7_Industrial_Petroleum_Existing_Process_Natural Gas_Gas Boiler - Burner Control Optimization_A_Technical Potential | F7 | Industrial | Petroleum | Existing | Process | Natural Gas | Gas Boiler - Burner Control Optimization | A | Cumulative Energy Savings (MWh or mTherms) | Technical Potential | 0 | 0 | 0.017391 | 0.044103 | 0.09638 | 0.18588 | 0.32203 | 0.50843 | 0.74043 | 1.0051 | 1.2836 | 1.5557 | 1.8036 | 2.0148 | 2.1839 | 2.3111 | 2.401 | 2.4605 | 2.4971 | 2.5173 | 2.5265 | 2.5302 | 0
F8_Industrial_Petroleum_Existing_Process_Natural Gas_Gas Boiler - Burner Control Optimization_A_Technical Potential | F8 | Industrial | Petroleum | Existing | Process | Natural Gas | Gas Boiler - Burner Control Optimization | A | Cumulative Summer Peak Savings (MW) | Technical Potential | 0 | 0 | 0 | 0 | 0 | 0 | 0 | 0 | 0 | 0 | 0 | 0 | 0 | 0 | 0 | 0 | 0 | 0 | 0 | 0 | 0 | 0 | 0
F9_Industrial_Petroleum_Existing_Process_Natural Gas_Gas Boiler - Burner Control Optimization_A_Technical Potential | F9 | Industrial | Petroleum | Existing | Process | Natural Gas | Gas Boiler - Burner Control Optimization | A | Cumulative Winter Peak Savings (MW) | Technical Potential | 0 | 0 | 0 | 0 | 0 | 0 | 0 | 0 | 0 | 0 | 0 | 0 | 0 | 0 | 0 | 0 | 0 | 0 | 0 | 0 | 0 | 0 | 0
F10_Industrial_Petroleum_Existing_Process_Natural Gas_Gas Boiler - Burner Control Optimization_A_Technical Potential | F10 | Industrial | Petroleum | Existing | Process | Natural Gas | Gas Boiler - Burner Control Optimization | A | Purchases (Incremental) | Technical Potential | 0 | 0 | 0.082213 | 0.127 | 0.24963 | 0.42932 | 0.65631 | 0.903 | 1.1295 | 1.295 | 1.3705 | 1.3469 | 1.2354 | 1.0624 | 0.85981 | 0.65721 | 0.47591 | 0.3274 | 0.2145 | 0.13415 | 0.080247 | 0.053397 | 0
F11_Industrial_Petroleum_Existing_Process_Natural Gas_Gas Boiler - Burner Control Optimization_A_Technical Potential | F11 | Industrial | Petroleum | Existing | Process | Natural Gas | Gas Boiler - Burner Control Optimization | A | Purchases (Cumulative) | Technical Potential | 0 | 0 | 0.082213 | 0.20922 | 0.45885 | 0.88816 | 1.5445 | 2.4475 | 3.5769 | 4.8719 | 6.2424 | 7.5894 | 8.8248 | 9.8872 | 10.747 | 11.4042 | 11.8801 | 12.2075 | 12.422 | 12.5562 | 12.6364 | 12.6898 | 0
F1_Industrial_Petroleum_Existing_Space Heating_Natural Gas_HVAC - Demand Controlled Ventilation_A_Technical Potential | F1 | Industrial | Petroleum | Existing | Space Heating | Natural Gas | HVAC - Demand Controlled Ventilation | A | Integrated Unit Energy Savings (kWh or therms) | Technical Potential | 0 | 0 | 0.076335 | 0.075607 | 0.074872 | 0.074132 | 0.073391 | 0.072652 | 0.071917 | 0.07119 | 0.070474 | 0.069769 | 0.069085 | 0.068419 | 0.067771 | 0.067137 | 0.066518 | 0.065912 | 0.065318 | 0.06473 | 0.064147 | 0.063568 | 0
F2_Industrial_Petroleum_Existing_Space Heating_Natural Gas_HVAC - Demand Controlled Ventilation_A_Technical Potential | F2 | Industrial | Petroleum | Existing | Space Heating | Natural Gas | HVAC - Demand Controlled Ventilation | A | Integrated Unit Summer Peak Savings (kW) | Technical Potential | 0 | 0 | 0 | 0 | 0 | 0 | 0 | 0 | 0 | 0 | 0 | 0 | 0 | 0 | 0 | 0 | 0 | 0 | 0 | 0 | 0 | 0 | 0
F3_Industrial_Petroleum_Existing_Space Heating_Natural Gas_HVAC - Demand Controlled Ventilation_A_Technical Potential | F3 | Industrial | Petroleum | Existing | Space Heating | Natural Gas | HVAC - Demand Controlled Ventilation | A | Integrated Unit Winter Peak Savings (kW) | Technical Potential | 0 | 0 | 0 | 0 | 0 | 0 | 0 | 0 | 0 | 0 | 0 | 0 | 0 | 0 | 0 | 0 | 0 | 0 | 0 | 0 | 0 | 0 | 0
F4_Industrial_Petroleum_Existing_Space Heating_Natural Gas_HVAC - Demand Controlled Ventilation_A_Technical Potential | F4 | Industrial | Petroleum | Existing | Space Heating | Natural Gas | HVAC - Demand Controlled Ventilation | A | Incremental Energy Savings (MWh or mTherms) | Technical Potential | 0 | 0 | 0.0055845 | 0.0054359 | 0.0052902 | 0.0051476 | 0.0050083 | 0.0048724 | 0.00474 | 0.0046111 | 0.004486 | 0.0043646 | 0.0042473 | 0.0041338 | 0.004024 | 0.0039177 | 0.0038147 | 0.0037147 | 0.0036178 | 0.0035234 | 0.0034315 | 0.0033418 | 0
F5_Industrial_Petroleum_Existing_Space Heating_Natural Gas_HVAC - Demand Controlled Ventilation_A_Technical Potential | F5 | Industrial | Petroleum | Existing | Space Heating | Natural Gas | HVAC - Demand Controlled Ventilation | A | Incremental Summer Peak Savings (MW) | Technical Potential | 0 | 0 | 0 | 0 | 0 | 0 | 0 | 0 | 0 | 0 | 0 | 0 | 0 | 0 | 0 | 0 | 0 | 0 | 0 | 0 | 0 | 0 | 0
F6_Industrial_Petroleum_Existing_Space Heating_Natural Gas_HVAC - Demand Controlled Ventilation_A_Technical Potential | F6 | Industrial | Petroleum | Existing | Space Heating | Natural Gas | HVAC - Demand Controlled Ventilation | A | Incremental Winter Peak Savings (MW) | Technical Potential | 0 | 0 | 0 | 0 | 0 | 0 | 0 | 0 | 0 | 0 | 0 | 0 | 0 | 0 | 0 | 0 | 0 | 0 | 0 | 0 | 0 | 0 | 0
F7_Industrial_Petroleum_Existing_Space Heating_Natural Gas_HVAC - Demand Controlled Ventilation_A_Technical Potential | F7 | Industrial | Petroleum | Existing | Space Heating | Natural Gas | HVAC - Demand Controlled Ventilation | A | Cumulative Energy Savings (MWh or mTherms) | Technical Potential | 0 | 0 | 0.0055845 | 0.010967 | 0.016151 | 0.021139 | 0.025936 | 0.030547 | 0.034978 | 0.039236 | 0.043326 | 0.047258 | 0.051042 | 0.054684 | 0.058189 | 0.061563 | 0.06481 | 0.067935 | 0.07094 | 0.073825 | 0.076591 | 0.079242 | 0
F8_Industrial_Petroleum_Existing_Space Heating_Natural Gas_HVAC - Demand Controlled Ventilation_A_Technical Potential | F8 | Industrial | Petroleum | Existing | Space Heating | Natural Gas | HVAC - Demand Controlled Ventilation | A | Cumulative Summer Peak Savings (MW) | Technical Potential | 0 | 0 | 0 | 0 | 0 | 0 | 0 | 0 | 0 | 0 | 0 | 0 | 0 | 0 | 0 | 0 | 0 | 0 | 0 | 0 | 0 | 0 | 0
F9_Industrial_Petroleum_Existing_Space Heating_Natural Gas_HVAC - Demand Controlled Ventilation_A_Technical Potential | F9 | Industrial | Petroleum | Existing | Space Heating | Natural Gas | HVAC - Demand Controlled Ventilation | A | Cumulative Winter Peak Savings (MW) | Technical Potential | 0 | 0 | 0 | 0 | 0 | 0 | 0 | 0 | 0 | 0 | 0 | 0 | 0 | 0 | 0 | 0 | 0 | 0 | 0 | 0 | 0 | 0 | 0
F10_Industrial_Petroleum_Existing_Space Heating_Natural Gas_HVAC - Demand Controlled Ventilation_A_Technical Potential | F10 | Industrial | Petroleum | Existing | Space Heating | Natural Gas | HVAC - Demand Controlled Ventilation | A | Purchases (Incremental) | Technical Potential | 0 | 0 | 73.1575 | 71.8962 | 70.6566 | 69.4384 | 68.2412 | 67.0646 | 65.9083 | 64.772 | 63.6552 | 62.5577 | 61.4791 | 60.4191 | 59.3774 | 58.3537 | 57.3476 | 56.3588 | 55.3871 | 54.4322 | 53.4937 | 52.5714 | 0
F11_Industrial_Petroleum_Existing_Space Heating_Natural Gas_HVAC - Demand Controlled Ventilation_A_Technical Potential | F11 | Industrial | Petroleum | Existing | Space Heating | Natural Gas | HVAC - Demand Controlled Ventilation | A | Purchases (Cumulative) | Technical Potential | 0 | 0 | 73.1575 | 145.0537 | 215.7103 | 285.1487 | 353.3899 | 420.4545 | 486.3628 | 551.1348 | 614.79 | 677.3477 | 738.8268 | 799.2459 | 858.6234 | 916.977 | 974.3246 | 1030.6834 | 1086.0706 | 1140.5027 | 1193.9964 | 1246.5678 | 0
F1_Industrial_Petroleum_Existing_Space Heating_Natural Gas_Gas Boiler - Stack Economizer_A_Technical Potential | F1 | Industrial | Petroleum | Existing | Space Heating | Natural Gas | Gas Boiler - Stack Economizer | A | Integrated Unit Energy Savings (kWh or therms) | Technical Potential | 0 | 0 | 105.395 | 104.3949 | 103.3558 | 102.2678 | 101.1198 | 99.8992 | 98.5986 | 97.2148 | 95.7508 | 94.2171 | 92.6432 | 91.0545 | 89.4803 | 87.9519 | 86.4969 | 85.1284 | 83.8539 | 82.6652 | 81.5451 | 80.4665 | 0
F2_Industrial_Petroleum_Existing_Space Heating_Natural Gas_Gas Boiler - Stack Economizer_A_Technical Potential | F2 | Industrial | Petroleum | Existing | Space Heating | Natural Gas | Gas Boiler - Stack Economizer | A | Integrated Unit Summer Peak Savings (kW) | Technical Potential | 0 | 0 | 0 | 0 | 0 | 0 | 0 | 0 | 0 | 0 | 0 | 0 | 0 | 0 | 0 | 0 | 0 | 0 | 0 | 0 | 0 | 0 | 0
F3_Industrial_Petroleum_Existing_Space Heating_Natural Gas_Gas Boiler - Stack Economizer_A_Technical Potential | F3 | Industrial | Petroleum | Existing | Space Heating | Natural Gas | Gas Boiler - Stack Economizer | A | Integrated Unit Winter Peak Savings (kW) | Technical Potential | 0 | 0 | 0 | 0 | 0 | 0 | 0 | 0 | 0 | 0 | 0 | 0 | 0 | 0 | 0 | 0 | 0 | 0 | 0 | 0 | 0 | 0 | 0
F4_Industrial_Petroleum_Existing_Space Heating_Natural Gas_Gas Boiler - Stack Economizer_A_Technical Potential | F4 | Industrial | Petroleum | Existing | Space Heating | Natural Gas | Gas Boiler - Stack Economizer | A | Incremental Energy Savings (MWh or mTherms) | Technical Potential | 0 | 0 | 0.0010786 | 0.00105 | 0.0010216 | 0.00099342 | 0.00096533 | 0.00084351 | 0.00065454 | 0.00050738 | 0.0003929 | 0.00030395 | 0.00023498 | 0.00018157 | 0.00014029 | 0.00010841 | 8.3823e-05 | 6.4859e-05 | 4.2825e-07 | 1.4818e-07 | 4.8972e-08 | 1.5486e-08 | 0
F5_Industrial_Petroleum_Existing_Space Heating_Natural Gas_Gas Boiler - Stack Economizer_A_Technical Potential | F5 | Industrial | Petroleum | Existing | Space Heating | Natural Gas | Gas Boiler - Stack Economizer | A | Incremental Summer Peak Savings (MW) | Technical Potential | 0 | 0 | 0 | 0 | 0 | 0 | 0 | 0 | 0 | 0 | 0 | 0 | 0 | 0 | 0 | 0 | 0 | 0 | 0 | 0 | 0 | 0 | 0
F6_Industrial_Petroleum_Existing_Space Heating_Natural Gas_Gas Boiler - Stack Economizer_A_Technical Potential | F6 | Industrial | Petroleum | Existing | Space Heating | Natural Gas | Gas Boiler - Stack Economizer | A | Incremental Winter Peak Savings (MW) | Technical Potential | 0 | 0 | 0 | 0 | 0 | 0 | 0 | 0 | 0 | 0 | 0 | 0 | 0 | 0 | 0 | 0 | 0 | 0 | 0 | 0 | 0 | 0 | 0
F7_Industrial_Petroleum_Existing_Space Heating_Natural Gas_Gas Boiler - Stack Economizer_A_Technical Potential | F7 | Industrial | Petroleum | Existing | Space Heating | Natural Gas | Gas Boiler - Stack Economizer | A | Cumulative Energy Savings (MWh or mTherms) | Technical Potential | 0 | 0 | 0.0010786 | 0.0021184 | 0.0031189 | 0.0040795 | 0.004999 | 0.0057822 | 0.0063614 | 0.0067795 | 0.0070703 | 0.007261 | 0.0073747 | 0.0074298 | 0.0074417 | 0.007423 | 0.007384 | 0.007332 | 0.0072227 | 0.0071204 | 0.007024 | 0.0069311 | 0
F8_Industrial_Petroleum_Existing_Space Heating_Natural Gas_Gas Boiler - Stack Economizer_A_Technical Potential | F8 | Industrial | Petroleum | Existing | Space Heating | Natural Gas | Gas Boiler - Stack Economizer | A | Cumulative Summer Peak Savings (MW) | Technical Potential | 0 | 0 | 0 | 0 | 0 | 0 | 0 | 0 | 0 | 0 | 0 | 0 | 0 | 0 | 0 | 0 | 0 | 0 | 0 | 0 | 0 | 0 | 0
F9_Industrial_Petroleum_Existing_Space Heating_Natural Gas_Gas Boiler - Stack Economizer_A_Technical Potential | F9 | Industrial | Petroleum | Existing | Space Heating | Natural Gas | Gas Boiler - Stack Economizer | A | Cumulative Winter Peak Savings (MW) | Technical Potential | 0 | 0 | 0 | 0 | 0 | 0 | 0 | 0 | 0 | 0 | 0 | 0 | 0 | 0 | 0 | 0 | 0 | 0 | 0 | 0 | 0 | 0 | 0
F10_Industrial_Petroleum_Existing_Space Heating_Natural Gas_Gas Boiler - Stack Economizer_A_Technical Potential | F10 | Industrial | Petroleum | Existing | Space Heating | Natural Gas | Gas Boiler - Stack Economizer | A | Purchases (Incremental) | Technical Potential | 0 | 0 | 0.010234 | 0.010058 | 0.0098843 | 0.0097139 | 0.0095464 | 0.0084436 | 0.0066384 | 0.0052192 | 0.0041034 | 0.0032261 | 0.0025364 | 0.0019941 | 0.0015678 | 0.0012326 | 0.00096908 | 0.0007619 | 5.1071e-06 | 1.7925e-06 | 6.0055e-07 | 1.9246e-07 | 0
F11_Industrial_Petroleum_Existing_Space Heating_Natural Gas_Gas Boiler - Stack Economizer_A_Technical Potential | F11 | Industrial | Petroleum | Existing | Space Heating | Natural Gas | Gas Boiler - Stack Economizer | A | Purchases (Cumulative) | Technical Potential | 0 | 0 | 0.010234 | 0.020292 | 0.030176 | 0.03989 | 0.049436 | 0.05788 | 0.064519 | 0.069738 | 0.073841 | 0.077067 | 0.079604 | 0.081598 | 0.083165 | 0.084398 | 0.085367 | 0.086129 | 0.086134 | 0.086136 | 0.086136 | 0.086137 | 0
F1_Industrial_Petroleum_Existing_Process_Natural Gas_Gas Boiler - Stack Economizer_A_Technical Potential | F1 | Industrial | Petroleum | Existing | Process | Natural Gas | Gas Boiler - Stack Economizer | A | Integrated Unit Energy Savings (kWh or therms) | Technical Potential | 0 | 0 | 700.675 | 698.6582 | 696.6074 | 694.5131 | 692.3673 | 690.2188 | 688.125 | 686.0822 | 684.0943 | 682.1673 | 680.3041 | 678.5043 | 676.7514 | 675.0269 | 673.3113 | 671.591 | 669.9025 | 668.1892 | 666.4496 | 664.6832 | 0
F2_Industrial_Petroleum_Existing_Process_Natural Gas_Gas Boiler - Stack Economizer_A_Technical Potential | F2 | Industrial | Petroleum | Existing | Process | Natural Gas | Gas Boiler - Stack Economizer | A | Integrated Unit Summer Peak Savings (kW) | Technical Potential | 0 | 0 | 0 | 0 | 0 | 0 | 0 | 0 | 0 | 0 | 0 | 0 | 0 | 0 | 0 | 0 | 0 | 0 | 0 | 0 | 0 | 0 | 0
F3_Industrial_Petroleum_Existing_Process_Natural Gas_Gas Boiler - Stack Economizer_A_Technical Potential | F3 | Industrial | Petroleum | Existing | Process | Natural Gas | Gas Boiler - Stack Economizer | A | Integrated Unit Winter Peak Savings (kW) | Technical Potential | 0 | 0 | 0 | 0 | 0 | 0 | 0 | 0 | 0 | 0 | 0 | 0 | 0 | 0 | 0 | 0 | 0 | 0 | 0 | 0 | 0 | 0 | 0
F4_Industrial_Petroleum_Existing_Process_Natural Gas_Gas Boiler - Stack Economizer_A_Technical Potential | F4 | Industrial | Petroleum | Existing | Process | Natural Gas | Gas Boiler - Stack Economizer | A | Incremental Energy Savings (MWh or mTherms) | Technical Potential | 0 | 0 | 0.56946 | 0.55803 | 0.5468 | 0.53575 | 0.52489 | 0.46281 | 0.36276 | 0.28436 | 0.22292 | 0.17477 | 0.13703 | 0.10745 | 0.084257 | 0.066075 | 0.051816 | 0.040634 | 0.00027169 | 9.5117e-05 | 3.1784e-05 | 1.0159e-05 | 0
F5_Industrial_Petroleum_Existing_Process_Natural Gas_Gas Boiler - Stack Economizer_A_Technical Potential | F5 | Industrial | Petroleum | Existing | Process | Natural Gas | Gas Boiler - Stack Economizer | A | Incremental Summer Peak Savings (MW) | Technical Potential | 0 | 0 | 0 | 0 | 0 | 0 | 0 | 0 | 0 | 0 | 0 | 0 | 0 | 0 | 0 | 0 | 0 | 0 | 0 | 0 | 0 | 0 | 0
F6_Industrial_Petroleum_Existing_Process_Natural Gas_Gas Boiler - Stack Economizer_A_Technical Potential | F6 | Industrial | Petroleum | Existing | Process | Natural Gas | Gas Boiler - Stack Economizer | A | Incremental Winter Peak Savings (MW) | Technical Potential | 0 | 0 | 0 | 0 | 0 | 0 | 0 | 0 | 0 | 0 | 0 | 0 | 0 | 0 | 0 | 0 | 0 | 0 | 0 | 0 | 0 | 0 | 0
F7_Industrial_Petroleum_Existing_Process_Natural Gas_Gas Boiler - Stack Economizer_A_Technical Potential | F7 | Industrial | Petroleum | Existing | Process | Natural Gas | Gas Boiler - Stack Economizer | A | Cumulative Energy Savings (MWh or mTherms) | Technical Potential | 0 | 0 | 0.56946 | 1.1258 | 1.6693 | 2.2001 | 2.7182 | 3.1725 | 3.5257 | 3.7996 | 4.0115 | 4.175 | 4.3006 | 4.3966 | 4.4695 | 4.5242 | 4.5645 | 4.5935 | 4.5822 | 4.5706 | 4.5588 | 4.5467 | 0
F8_Industrial_Petroleum_Existing_Process_Natural Gas_Gas Boiler - Stack Economizer_A_Technical Potential | F8 | Industrial | Petroleum | Existing | Process | Natural Gas | Gas Boiler - Stack Economizer | A | Cumulative Summer Peak Savings (MW) | Technical Potential | 0 | 0 | 0 | 0 | 0 | 0 | 0 | 0 | 0 | 0 | 0 | 0 | 0 | 0 | 0 | 0 | 0 | 0 | 0 | 0 | 0 | 0 | 0
F9_Industrial_Petroleum_Existing_Process_Natural Gas_Gas Boiler - Stack Economizer_A_Technical Potential | F9 | Industrial | Petroleum | Existing | Process | Natural Gas | Gas Boiler - Stack Economizer | A | Cumulative Winter Peak Savings (MW) | Technical Potential | 0 | 0 | 0 | 0 | 0 | 0 | 0 | 0 | 0 | 0 | 0 | 0 | 0 | 0 | 0 | 0 | 0 | 0 | 0 | 0 | 0 | 0 | 0
F10_Industrial_Petroleum_Existing_Process_Natural Gas_Gas Boiler - Stack Economizer_A_Technical Potential | F10 | Industrial | Petroleum | Existing | Process | Natural Gas | Gas Boiler - Stack Economizer | A | Purchases (Incremental) | Technical Potential | 0 | 0 | 0.81272 | 0.79871 | 0.78494 | 0.77141 | 0.75811 | 0.67053 | 0.52718 | 0.41447 | 0.32586 | 0.25619 | 0.20142 | 0.15836 | 0.1245 | 0.097885 | 0.076958 | 0.060505 | 0.00040557 | 0.00014235 | 4.7692e-05 | 1.5284e-05 | 0
F11_Industrial_Petroleum_Existing_Process_Natural Gas_Gas Boiler - Stack Economizer_A_Technical Potential | F11 | Industrial | Petroleum | Existing | Process | Natural Gas | Gas Boiler - Stack Economizer | A | Purchases (Cumulative) | Technical Potential | 0 | 0 | 0.81272 | 1.6114 | 2.3964 | 3.1678 | 3.9259 | 4.5964 | 5.1236 | 5.5381 | 5.8639 | 6.1201 | 6.3215 | 6.4799 | 6.6044 | 6.7023 | 6.7793 | 6.8398 | 6.8402 | 6.8403 | 6.8404 | 6.8404 | 0
F1_Industrial_Petroleum_Existing_Space Heating_Natural Gas_Gas Furnace Tube Inserts_A_Technical Potential | F1 | Industrial | Petroleum | Existing | Space Heating | Natural Gas | Gas Furnace Tube Inserts | A | Integrated Unit Energy Savings (kWh or therms) | Technical Potential | 0 | 0 | 0.087777 | 0.086956 | 0.086127 | 0.085292 | 0.084456 | 0.083622 | 0.082793 | 0.081973 | 0.081165 | 0.080371 | 0.0796 | 0.07885 | 0.07812 | 0.077408 | 0.076712 | 0.076032 | 0.075365 | 0.074704 | 0.07405 | 0.0734 | 0
F2_Industrial_Petroleum_Existing_Space Heating_Natural Gas_Gas Furnace Tube Inserts_A_Technical Potential | F2 | Industrial | Petroleum | Existing | Space Heating | Natural Gas | Gas Furnace Tube Inserts | A | Integrated Unit Summer Peak Savings (kW) | Technical Potential | 0 | 0 | 0 | 0 | 0 | 0 | 0 | 0 | 0 | 0 | 0 | 0 | 0 | 0 | 0 | 0 | 0 | 0 | 0 | 0 | 0 | 0 | 0
F3_Industrial_Petroleum_Existing_Space Heating_Natural Gas_Gas Furnace Tube Inserts_A_Technical Potential | F3 | Industrial | Petroleum | Existing | Space Heating | Natural Gas | Gas Furnace Tube Inserts | A | Integrated Unit Winter Peak Savings (kW) | Technical Potential | 0 | 0 | 0 | 0 | 0 | 0 | 0 | 0 | 0 | 0 | 0 | 0 | 0 | 0 | 0 | 0 | 0 | 0 | 0 | 0 | 0 | 0 | 0
F4_Industrial_Petroleum_Existing_Space Heating_Natural Gas_Gas Furnace Tube Inserts_A_Technical Potential | F4 | Industrial | Petroleum | Existing | Space Heating | Natural Gas | Gas Furnace Tube Inserts | A | Incremental Energy Savings (MWh or mTherms) | Technical Potential | 0 | 0 | 0 | 0 | 0 | 0 | 0 | 0 | 0 | 0 | 0 | 0 | 0 | 0 | 0 | 0 | 0 | 0 | 0 | 0 | 0 | 0 | 0
F5_Industrial_Petroleum_Existing_Space Heating_Natural Gas_Gas Furnace Tube Inserts_A_Technical Potential | F5 | Industrial | Petroleum | Existing | Space Heating | Natural Gas | Gas Furnace Tube Inserts | A | Incremental Summer Peak Savings (MW) | Technical Potential | 0 | 0 | 0 | 0 | 0 | 0 | 0 | 0 | 0 | 0 | 0 | 0 | 0 | 0 | 0 | 0 | 0 | 0 | 0 | 0 | 0 | 0 | 0
F6_Industrial_Petroleum_Existing_Space Heating_Natural Gas_Gas Furnace Tube Inserts_A_Technical Potential | F6 | Industrial | Petroleum | Existing | Space Heating | Natural Gas | Gas Furnace Tube Inserts | A | Incremental Winter Peak Savings (MW) | Technical Potential | 0 | 0 | 0 | 0 | 0 | 0 | 0 | 0 | 0 | 0 | 0 | 0 | 0 | 0 | 0 | 0 | 0 | 0 | 0 | 0 | 0 | 0 | 0
F7_Industrial_Petroleum_Existing_Space Heating_Natural Gas_Gas Furnace Tube Inserts_A_Technical Potential | F7 | Industrial | Petroleum | Existing | Space Heating | Natural Gas | Gas Furnace Tube Inserts | A | Cumulative Energy Savings (MWh or mTherms) | Technical Potential | 0 | 0 | 0 | 0 | 0 | 0 | 0 | 0 | 0 | 0 | 0 | 0 | 0 | 0 | 0 | 0 | 0 | 0 | 0 | 0 | 0 | 0 | 0
F8_Industrial_Petroleum_Existing_Space Heating_Natural Gas_Gas Furnace Tube Inserts_A_Technical Potential | F8 | Industrial | Petroleum | Existing | Space Heating | Natural Gas | Gas Furnace Tube Inserts | A | Cumulative Summer Peak Savings (MW) | Technical Potential | 0 | 0 | 0 | 0 | 0 | 0 | 0 | 0 | 0 | 0 | 0 | 0 | 0 | 0 | 0 | 0 | 0 | 0 | 0 | 0 | 0 | 0 | 0
F9_Industrial_Petroleum_Existing_Space Heating_Natural Gas_Gas Furnace Tube Inserts_A_Technical Potential | F9 | Industrial | Petroleum | Existing | Space Heating | Natural Gas | Gas Furnace Tube Inserts | A | Cumulative Winter Peak Savings (MW) | Technical Potential | 0 | 0 | 0 | 0 | 0 | 0 | 0 | 0 | 0 | 0 | 0 | 0 | 0 | 0 | 0 | 0 | 0 | 0 | 0 | 0 | 0 | 0 | 0
F10_Industrial_Petroleum_Existing_Space Heating_Natural Gas_Gas Furnace Tube Inserts_A_Technical Potential | F10 | Industrial | Petroleum | Existing | Space Heating | Natural Gas | Gas Furnace Tube Inserts | A | Purchases (Incremental) | Technical Potential | 0 | 0 | 0 | 0 | 0 | 0 | 0 | 0 | 0 | 0 | 0 | 0 | 0 | 0 | 0 | 0 | 0 | 0 | 0 | 0 | 0 | 0 | 0
F11_Industrial_Petroleum_Existing_Space Heating_Natural Gas_Gas Furnace Tube Inserts_A_Technical Potential | F11 | Industrial | Petroleum | Existing | Space Heating | Natural Gas | Gas Furnace Tube Inserts | A | Purchases (Cumulative) | Technical Potential | 0 | 0 | 0 | 0 | 0 | 0 | 0 | 0 | 0 | 0 | 0 | 0 | 0 | 0 | 0 | 0 | 0 | 0 | 0 | 0 | 0 | 0 | 0
F1_Industrial_Petroleum_Existing_Space Heating_Natural Gas_Space Heating - Heat Recovery Ventilator_A_Technical Potential | F1 | Industrial | Petroleum | Existing | Space Heating | Natural Gas | Space Heating - Heat Recovery Ventilator | A | Integrated Unit Energy Savings (kWh or therms) | Technical Potential | 0 | 0 | 0.013142 | 0.012877 | 0.012552 | 0.012162 | 0.011712 | 0.011215 | 0.010696 | 0.010178 | 0.0096833 | 0.0092274 | 0.0088193 | 0.0084606 | 0.0081481 | 0.0078764 | 0.0076392 | 0.0074297 | 0.0072424 | 0.0070701 | 0.0069167 | 0.0067681 | 0
F2_Industrial_Petroleum_Existing_Space Heating_Natural Gas_Space Heating - Heat Recovery Ventilator_A_Technical Potential | F2 | Industrial | Petroleum | Existing | Space Heating | Natural Gas | Space Heating - Heat Recovery Ventilator | A | Integrated Unit Summer Peak Savings (kW) | Technical Potential | 0 | 0 | 0 | 0 | 0 | 0 | 0 | 0 | 0 | 0 | 0 | 0 | 0 | 0 | 0 | 0 | 0 | 0 | 0 | 0 | 0 | 0 | 0
F3_Industrial_Petroleum_Existing_Space Heating_Natural Gas_Space Heating - Heat Recovery Ventilator_A_Technical Potential | F3 | Industrial | Petroleum | Existing | Space Heating | Natural Gas | Space Heating - Heat Recovery Ventilator | A | Integrated Unit Winter Peak Savings (kW) | Technical Potential | 0 | 0 | 0 | 0 | 0 | 0 | 0 | 0 | 0 | 0 | 0 | 0 | 0 | 0 | 0 | 0 | 0 | 0 | 0 | 0 | 0 | 0 | 0
F4_Industrial_Petroleum_Existing_Space Heating_Natural Gas_Space Heating - Heat Recovery Ventilator_A_Technical Potential | F4 | Industrial | Petroleum | Existing | Space Heating | Natural Gas | Space Heating - Heat Recovery Ventilator | A | Incremental Energy Savings (MWh or mTherms) | Technical Potential | 0 | 0 | 0.0011475 | 0.001105 | 0.0010586 | 0.001008 | 0.0009539 | 0.00089773 | 0.0008414 | 0.00078686 | 0.0007357 | 0.00068897 | 0.00064715 | 0.00061013 | 0.00057746 | 0.00054858 | 0.00052288 | 0.00049978 | 0.00047878 | 0.00045933 | 0.00044162 | 0.00042468 | 0
F5_Industrial_Petroleum_Existing_Space Heating_Natural Gas_Space Heating - Heat Recovery Ventilator_A_Technical Potential | F5 | Industrial | Petroleum | Existing | Space Heating | Natural Gas | Space Heating - Heat Recovery Ventilator | A | Incremental Summer Peak Savings (MW) | Technical Potential | 0 | 0 | 0 | 0 | 0 | 0 | 0 | 0 | 0 | 0 | 0 | 0 | 0 | 0 | 0 | 0 | 0 | 0 | 0 | 0 | 0 | 0 | 0
F6_Industrial_Petroleum_Existing_Space Heating_Natural Gas_Space Heating - Heat Recovery Ventilator_A_Technical Potential | F6 | Industrial | Petroleum | Existing | Space Heating | Natural Gas | Space Heating - Heat Recovery Ventilator | A | Incremental Winter Peak Savings (MW) | Technical Potential | 0 | 0 | 0 | 0 | 0 | 0 | 0 | 0 | 0 | 0 | 0 | 0 | 0 | 0 | 0 | 0 | 0 | 0 | 0 | 0 | 0 | 0 | 0
F7_Industrial_Petroleum_Existing_Space Heating_Natural Gas_Space Heating - Heat Recovery Ventilator_A_Technical Potential | F7 | Industrial | Petroleum | Existing | Space Heating | Natural Gas | Space Heating - Heat Recovery Ventilator | A | Cumulative Energy Savings (MWh or mTherms) | Technical Potential | 0 | 0 | 0.0011475 | 0.0022294 | 0.0032317 | 0.0041393 | 0.0049398 | 0.0056282 | 0.006209 | 0.0066952 | 0.0071055 | 0.0074599 | 0.0077772 | 0.008071 | 0.0083503 | 0.0086205 | 0.0088837 | 0.0091399 | 0.0093882 | 0.0096242 | 0.009857 | 0.01007 | 0
F8_Industrial_Petroleum_Existing_Space Heating_Natural Gas_Space Heating - Heat Recovery Ventilator_A_Technical Potential | F8 | Industrial | Petroleum | Existing | Space Heating | Natural Gas | Space Heating - Heat Recovery Ventilator | A | Cumulative Summer Peak Savings (MW) | Technical Potential | 0 | 0 | 0 | 0 | 0 | 0 | 0 | 0 | 0 | 0 | 0 | 0 | 0 | 0 | 0 | 0 | 0 | 0 | 0 | 0 | 0 | 0 | 0
F9_Industrial_Petroleum_Existing_Space Heating_Natural Gas_Space Heating - Heat Recovery Ventilator_A_Technical Potential | F9 | Industrial | Petroleum | Existing | Space Heating | Natural Gas | Space Heating - Heat Recovery Ventilator | A | Cumulative Winter Peak Savings (MW) | Technical Potential | 0 | 0 | 0 | 0 | 0 | 0 | 0 | 0 | 0 | 0 | 0 | 0 | 0 | 0 | 0 | 0 | 0 | 0 | 0 | 0 | 0 | 0 | 0
F10_Industrial_Petroleum_Existing_Space Heating_Natural Gas_Space Heating - Heat Recovery Ventilator_A_Technical Potential | F10 | Industrial | Petroleum | Existing | Space Heating | Natural Gas | Space Heating - Heat Recovery Ventilator | A | Purchases (Incremental) | Technical Potential | 0 | 0 | 87.3177 | 85.8123 | 84.3327 | 82.8787 | 81.4498 | 80.0455 | 78.6654 | 77.3091 | 75.9762 | 74.6662 | 73.3789 | 72.1137 | 70.8704 | 69.6485 | 68.4476 | 67.2675 | 66.1077 | 64.9679 | 63.8478 | 62.747 | 0
F11_Industrial_Petroleum_Existing_Space Heating_Natural Gas_Space Heating - Heat Recovery Ventilator_A_Technical Potential | F11 | Industrial | Petroleum | Existing | Space Heating | Natural Gas | Space Heating - Heat Recovery Ventilator | A | Purchases (Cumulative) | Technical Potential | 0 | 0 | 87.3177 | 173.13 | 257.4627 | 340.3414 | 421.7912 | 501.8367 | 580.502 | 657.8111 | 733.7873 | 808.4535 | 881.8324 | 953.9461 | 1024.8165 | 1094.465 | 1162.9126 | 1230.1801 | 1296.2878 | 1361.2558 | 1425.1036 | 1487.8506 | 0
F1_Industrial_Petroleum_Existing_Space Heating_Natural Gas_Thermostat - Programmable_A_Technical Potential | F1 | Industrial | Petroleum | Existing | Space Heating | Natural Gas | Thermostat - Programmable | A | Integrated Unit Energy Savings (kWh or therms) | Technical Potential | 0 | 0 | 0.0063509 | 0.0062155 | 0.0060505 | 0.0058533 | 0.0056258 | 0.0053752 | 0.0051124 | 0.0048491 | 0.004596 | 0.0043608 | 0.0041483 | 0.0039596 | 0.0037939 | 0.003649 | 0.0035224 | 0.0034111 | 0.0033125 | 0.0032231 | 0.0031441 | 0.0030685 | 0
F2_Industrial_Petroleum_Existing_Space Heating_Natural Gas_Thermostat - Programmable_A_Technical Potential | F2 | Industrial | Petroleum | Existing | Space Heating | Natural Gas | Thermostat - Programmable | A | Integrated Unit Summer Peak Savings (kW) | Technical Potential | 0 | 0 | 0 | 0 | 0 | 0 | 0 | 0 | 0 | 0 | 0 | 0 | 0 | 0 | 0 | 0 | 0 | 0 | 0 | 0 | 0 | 0 | 0
F3_Industrial_Petroleum_Existing_Space Heating_Natural Gas_Thermostat - Programmable_A_Technical Potential | F3 | Industrial | Petroleum | Existing | Space Heating | Natural Gas | Thermostat - Programmable | A | Integrated Unit Winter Peak Savings (kW) | Technical Potential | 0 | 0 | 0 | 0 | 0 | 0 | 0 | 0 | 0 | 0 | 0 | 0 | 0 | 0 | 0 | 0 | 0 | 0 | 0 | 0 | 0 | 0 | 0
F4_Industrial_Petroleum_Existing_Space Heating_Natural Gas_Thermostat - Programmable_A_Technical Potential | F4 | Industrial | Petroleum | Existing | Space Heating | Natural Gas | Thermostat - Programmable | A | Incremental Energy Savings (MWh or mTherms) | Technical Potential | 0 | 0 | 0.0016636 | 0.0016001 | 0.0015308 | 0.0014553 | 0.0013747 | 0.0012908 | 0.0012065 | 0.0011246 | 0.0010476 | 0.00097682 | 0.0009132 | 0.00085663 | 0.00080662 | 0.00076243 | 0.0007233 | 0.00068837 | 0.00065695 | 0.00062819 | 0.00060224 | 0.00057761 | 0
F5_Industrial_Petroleum_Existing_Space Heating_Natural Gas_Thermostat - Programmable_A_Technical Potential | F5 | Industrial | Petroleum | Existing | Space Heating | Natural Gas | Thermostat - Programmable | A | Incremental Summer Peak Savings (MW) | Technical Potential | 0 | 0 | 0 | 0 | 0 | 0 | 0 | 0 | 0 | 0 | 0 | 0 | 0 | 0 | 0 | 0 | 0 | 0 | 0 | 0 | 0 | 0 | 0
F6_Industrial_Petroleum_Existing_Space Heating_Natural Gas_Thermostat - Programmable_A_Technical Potential | F6 | Industrial | Petroleum | Existing | Space Heating | Natural Gas | Thermostat - Programmable | A | Incremental Winter Peak Savings (MW) | Technical Potential | 0 | 0 | 0 | 0 | 0 | 0 | 0 | 0 | 0 | 0 | 0 | 0 | 0 | 0 | 0 | 0 | 0 | 0 | 0 | 0 | 0 | 0 | 0
F7_Industrial_Petroleum_Existing_Space Heating_Natural Gas_Thermostat - Programmable_A_Technical Potential | F7 | Industrial | Petroleum | Existing | Space Heating | Natural Gas | Thermostat - Programmable | A | Cumulative Energy Savings (MWh or mTherms) | Technical Potential | 0 | 0 | 0.0016636 | 0.0032283 | 0.0046733 | 0.0059763 | 0.0071187 | 0.0080924 | 0.0089032 | 0.0095693 | 0.010117 | 0.010577 | 0.010974 | 0.011332 | 0.011664 | 0.011981 | 0.012289 | 0.012589 | 0.012882 | 0.013162 | 0.013442 | 0.013696 | 0
F8_Industrial_Petroleum_Existing_Space Heating_Natural Gas_Thermostat - Programmable_A_Technical Potential | F8 | Industrial | Petroleum | Existing | Space Heating | Natural Gas | Thermostat - Programmable | A | Cumulative Summer Peak Savings (MW) | Technical Potential | 0 | 0 | 0 | 0 | 0 | 0 | 0 | 0 | 0 | 0 | 0 | 0 | 0 | 0 | 0 | 0 | 0 | 0 | 0 | 0 | 0 | 0 | 0
F9_Industrial_Petroleum_Existing_Space Heating_Natural Gas_Thermostat - Programmable_A_Technical Potential | F9 | Industrial | Petroleum | Existing | Space Heating | Natural Gas | Thermostat - Programmable | A | Cumulative Winter Peak Savings (MW) | Technical Potential | 0 | 0 | 0 | 0 | 0 | 0 | 0 | 0 | 0 | 0 | 0 | 0 | 0 | 0 | 0 | 0 | 0 | 0 | 0 | 0 | 0 | 0 | 0
F10_Industrial_Petroleum_Existing_Space Heating_Natural Gas_Thermostat - Programmable_A_Technical Potential | F10 | Industrial | Petroleum | Existing | Space Heating | Natural Gas | Thermostat - Programmable | A | Purchases (Incremental) | Technical Potential | 0 | 0 | 261.9532 | 257.4368 | 252.9982 | 248.6362 | 244.3493 | 240.1364 | 235.9961 | 231.9272 | 227.9285 | 223.9987 | 220.1366 | 216.3412 | 212.6111 | 208.9454 | 205.3429 | 201.8025 | 198.3232 | 194.9038 | 191.5434 | 188.2409 | 0
F11_Industrial_Petroleum_Existing_Space Heating_Natural Gas_Thermostat - Programmable_A_Technical Potential | F11 | Industrial | Petroleum | Existing | Space Heating | Natural Gas | Thermostat - Programmable | A | Purchases (Cumulative) | Technical Potential | 0 | 0 | 261.9532 | 519.3899 | 772.3881 | 1021.0243 | 1265.3736 | 1505.51 | 1741.5061 | 1973.4333 | 2201.3618 | 2425.3605 | 2645.4971 | 2861.8383 | 3074.4494 | 3283.3949 | 3488.7378 | 3690.5403 | 3888.8635 | 4083.7673 | 4275.3107 | 4463.5517 | 0
F1_Industrial_Petroleum_Existing_Space Heating_Natural Gas_ENERGY STAR Connected Thermostat_A_Technical Potential | F1 | Industrial | Petroleum | Existing | Space Heating | Natural Gas | ENERGY STAR Connected Thermostat | A | Integrated Unit Energy Savings (kWh or therms) | Technical Potential | 0 | 0 | 0.015348 | 0.015016 | 0.014612 | 0.014131 | 0.013578 | 0.012968 | 0.01233 | 0.011691 | 0.011077 | 0.010506 | 0.0099906 | 0.0095326 | 0.00913 | 0.0087778 | 0.00847 | 0.0081991 | 0.0079589 | 0.0077407 | 0.0075478 | 0.007363 | 0
F2_Industrial_Petroleum_Existing_Space Heating_Natural Gas_ENERGY STAR Connected Thermostat_A_Technical Potential | F2 | Industrial | Petroleum | Existing | Space Heating | Natural Gas | ENERGY STAR Connected Thermostat | A | Integrated Unit Summer Peak Savings (kW) | Technical Potential | 0 | 0 | 0 | 0 | 0 | 0 | 0 | 0 | 0 | 0 | 0 | 0 | 0 | 0 | 0 | 0 | 0 | 0 | 0 | 0 | 0 | 0 | 0
F3_Industrial_Petroleum_Existing_Space Heating_Natural Gas_ENERGY STAR Connected Thermostat_A_Technical Potential | F3 | Industrial | Petroleum | Existing | Space Heating | Natural Gas | ENERGY STAR Connected Thermostat | A | Integrated Unit Winter Peak Savings (kW) | Technical Potential | 0 | 0 | 0 | 0 | 0 | 0 | 0 | 0 | 0 | 0 | 0 | 0 | 0 | 0 | 0 | 0 | 0 | 0 | 0 | 0 | 0 | 0 | 0
F4_Industrial_Petroleum_Existing_Space Heating_Natural Gas_ENERGY STAR Connected Thermostat_A_Technical Potential | F4 | Industrial | Petroleum | Existing | Space Heating | Natural Gas | ENERGY STAR Connected Thermostat | A | Incremental Energy Savings (MWh or mTherms) | Technical Potential | 0 | 0 | 0.0040203 | 0.0038656 | 0.0036969 | 0.0035136 | 0.0033177 | 0.0031142 | 0.0029098 | 0.0027115 | 0.0025247 | 0.0023534 | 0.0021993 | 0.0020623 | 0.0019411 | 0.0018341 | 0.0017393 | 0.0016546 | 0.0015784 | 0.0015087 | 0.0014457 | 0.001386 | 0
F5_Industrial_Petroleum_Existing_Space Heating_Natural Gas_ENERGY STAR Connected Thermostat_A_Technical Potential | F5 | Industrial | Petroleum | Existing | Space Heating | Natural Gas | ENERGY STAR Connected Thermostat | A | Incremental Summer Peak Savings (MW) | Technical Potential | 0 | 0 | 0 | 0 | 0 | 0 | 0 | 0 | 0 | 0 | 0 | 0 | 0 | 0 | 0 | 0 | 0 | 0 | 0 | 0 | 0 | 0 | 0
F6_Industrial_Petroleum_Existing_Space Heating_Natural Gas_ENERGY STAR Connected Thermostat_A_Technical Potential | F6 | Industrial | Petroleum | Existing | Space Heating | Natural Gas | ENERGY STAR Connected Thermostat | A | Incremental Winter Peak Savings (MW) | Technical Potential | 0 | 0 | 0 | 0 | 0 | 0 | 0 | 0 | 0 | 0 | 0 | 0 | 0 | 0 | 0 | 0 | 0 | 0 | 0 | 0 | 0 | 0 | 0
F7_Industrial_Petroleum_Existing_Space Heating_Natural Gas_ENERGY STAR Connected Thermostat_A_Technical Potential | F7 | Industrial | Petroleum | Existing | Space Heating | Natural Gas | ENERGY STAR Connected Thermostat | A | Cumulative Energy Savings (MWh or mTherms) | Technical Potential | 0 | 0 | 0.0040203 | 0.0077989 | 0.011286 | 0.014428 | 0.017181 | 0.019524 | 0.021473 | 0.023071 | 0.024384 | 0.025481 | 0.02643 | 0.027281 | 0.02807 | 0.028821 | 0.02955 | 0.030259 | 0.030951 | 0.031611 | 0.032269 | 0.032865 | 0
F8_Industrial_Petroleum_Existing_Space Heating_Natural Gas_ENERGY STAR Connected Thermostat_A_Technical Potential | F8 | Industrial | Petroleum | Existing | Space Heating | Natural Gas | ENERGY STAR Connected Thermostat | A | Cumulative Summer Peak Savings (MW) | Technical Potential | 0 | 0 | 0 | 0 | 0 | 0 | 0 | 0 | 0 | 0 | 0 | 0 | 0 | 0 | 0 | 0 | 0 | 0 | 0 | 0 | 0 | 0 | 0
F9_Industrial_Petroleum_Existing_Space Heating_Natural Gas_ENERGY STAR Connected Thermostat_A_Technical Potential | F9 | Industrial | Petroleum | Existing | Space Heating | Natural Gas | ENERGY STAR Connected Thermostat | A | Cumulative Winter Peak Savings (MW) | Technical Potential | 0 | 0 | 0 | 0 | 0 | 0 | 0 | 0 | 0 | 0 | 0 | 0 | 0 | 0 | 0 | 0 | 0 | 0 | 0 | 0 | 0 | 0 | 0
F10_Industrial_Petroleum_Existing_Space Heating_Natural Gas_ENERGY STAR Connected Thermostat_A_Technical Potential | F10 | Industrial | Petroleum | Existing | Space Heating | Natural Gas | ENERGY STAR Connected Thermostat | A | Purchases (Incremental) | Technical Potential | 0 | 0 | 261.9532 | 257.4368 | 252.9982 | 248.6362 | 244.3493 | 240.1364 | 235.9961 | 231.9272 | 227.9285 | 223.9987 | 220.1366 | 216.3412 | 212.6111 | 208.9454 | 205.3429 | 201.8025 | 198.3232 | 194.9038 | 191.5434 | 188.2409 | 0
F11_Industrial_Petroleum_Existing_Space Heating_Natural Gas_ENERGY STAR Connected Thermostat_A_Technical Potential | F11 | Industrial | Petroleum | Existing | Space Heating | Natural Gas | ENERGY STAR Connected Thermostat | A | Purchases (Cumulative) | Technical Potential | 0 | 0 | 261.9532 | 519.3899 | 772.3881 | 1021.0243 | 1265.3736 | 1505.51 | 1741.5061 | 1973.4333 | 2201.3618 | 2425.3605 | 2645.4971 | 2861.8383 | 3074.4494 | 3283.3949 | 3488.7378 | 3690.5403 | 3888.8635 | 4083.7673 | 4275.3107 | 4463.5517 | 0
F1_Industrial_Petroleum_Existing_Space Heating_Natural Gas_Destratification Fans (HVLS)_A_Technical Potential | F1 | Industrial | Petroleum | Existing | Space Heating | Natural Gas | Destratification Fans (HVLS) | A | Integrated Unit Energy Savings (kWh or therms) | Technical Potential | 0 | 0 | 0.015364 | 0.015049 | 0.014662 | 0.014197 | 0.013658 | 0.013064 | 0.01244 | 0.011815 | 0.011215 | 0.010658 | 0.010156 | 0.0097113 | 0.0093217 | 0.0089819 | 0.0086856 | 0.0084253 | 0.0081947 | 0.0079852 | 0.0078004 | 0.0076231 | 0
F2_Industrial_Petroleum_Existing_Space Heating_Natural Gas_Destratification Fans (HVLS)_A_Technical Potential | F2 | Industrial | Petroleum | Existing | Space Heating | Natural Gas | Destratification Fans (HVLS) | A | Integrated Unit Summer Peak Savings (kW) | Technical Potential | 0 | 0 | 0 | 0 | 0 | 0 | 0 | 0 | 0 | 0 | 0 | 0 | 0 | 0 | 0 | 0 | 0 | 0 | 0 | 0 | 0 | 0 | 0
F3_Industrial_Petroleum_Existing_Space Heating_Natural Gas_Destratification Fans (HVLS)_A_Technical Potential | F3 | Industrial | Petroleum | Existing | Space Heating | Natural Gas | Destratification Fans (HVLS) | A | Integrated Unit Winter Peak Savings (kW) | Technical Potential | 0 | 0 | 0 | 0 | 0 | 0 | 0 | 0 | 0 | 0 | 0 | 0 | 0 | 0 | 0 | 0 | 0 | 0 | 0 | 0 | 0 | 0 | 0
F4_Industrial_Petroleum_Existing_Space Heating_Natural Gas_Destratification Fans (HVLS)_A_Technical Potential | F4 | Industrial | Petroleum | Existing | Space Heating | Natural Gas | Destratification Fans (HVLS) | A | Incremental Energy Savings (MWh or mTherms) | Technical Potential | 0 | 0 | 0.0040247 | 0.0038741 | 0.0037094 | 0.0035298 | 0.0033374 | 0.0031372 | 0.0029359 | 0.0027403 | 0.0025562 | 0.0023874 | 0.0022357 | 0.002101 | 0.0019819 | 0.0018767 | 0.0017835 | 0.0017003 | 0.0016252 | 0.0015563 | 0.0014941 | 0.001435 | 0
F5_Industrial_Petroleum_Existing_Space Heating_Natural Gas_Destratification Fans (HVLS)_A_Technical Potential | F5 | Industrial | Petroleum | Existing | Space Heating | Natural Gas | Destratification Fans (HVLS) | A | Incremental Summer Peak Savings (MW) | Technical Potential | 0 | 0 | 0 | 0 | 0 | 0 | 0 | 0 | 0 | 0 | 0 | 0 | 0 | 0 | 0 | 0 | 0 | 0 | 0 | 0 | 0 | 0 | 0
F6_Industrial_Petroleum_Existing_Space Heating_Natural Gas_Destratification Fans (HVLS)_A_Technical Potential | F6 | Industrial | Petroleum | Existing | Space Heating | Natural Gas | Destratification Fans (HVLS) | A | Incremental Winter Peak Savings (MW) | Technical Potential | 0 | 0 | 0 | 0 | 0 | 0 | 0 | 0 | 0 | 0 | 0 | 0 | 0 | 0 | 0 | 0 | 0 | 0 | 0 | 0 | 0 | 0 | 0
F7_Industrial_Petroleum_Existing_Space Heating_Natural Gas_Destratification Fans (HVLS)_A_Technical Potential | F7 | Industrial | Petroleum | Existing | Space Heating | Natural Gas | Destratification Fans (HVLS) | A | Cumulative Energy Savings (MWh or mTherms) | Technical Potential | 0 | 0 | 0.0040247 | 0.0078161 | 0.011325 | 0.014495 | 0.017283 | 0.019668 | 0.021665 | 0.023317 | 0.024688 | 0.02585 | 0.026868 | 0.027792 | 0.028659 | 0.029491 | 0.030302 | 0.031094 | 0.031868 | 0.03261 | 0.033349 | 0.034026 | 0
F8_Industrial_Petroleum_Existing_Space Heating_Natural Gas_Destratification Fans (HVLS)_A_Technical Potential | F8 | Industrial | Petroleum | Existing | Space Heating | Natural Gas | Destratification Fans (HVLS) | A | Cumulative Summer Peak Savings (MW) | Technical Potential | 0 | 0 | 0 | 0 | 0 | 0 | 0 | 0 | 0 | 0 | 0 | 0 | 0 | 0 | 0 | 0 | 0 | 0 | 0 | 0 | 0 | 0 | 0
F9_Industrial_Petroleum_Existing_Space Heating_Natural Gas_Destratification Fans (HVLS)_A_Technical Potential | F9 | Industrial | Petroleum | Existing | Space Heating | Natural Gas | Destratification Fans (HVLS) | A | Cumulative Winter Peak Savings (MW) | Technical Potential | 0 | 0 | 0 | 0 | 0 | 0 | 0 | 0 | 0 | 0 | 0 | 0 | 0 | 0 | 0 | 0 | 0 | 0 | 0 | 0 | 0 | 0 | 0
F10_Industrial_Petroleum_Existing_Space Heating_Natural Gas_Destratification Fans (HVLS)_A_Technical Potential | F10 | Industrial | Petroleum | Existing | Space Heating | Natural Gas | Destratification Fans (HVLS) | A | Purchases (Incremental) | Technical Potential | 0 | 0 | 261.9532 | 257.4368 | 252.9982 | 248.6362 | 244.3493 | 240.1364 | 235.9961 | 231.9272 | 227.9285 | 223.9987 | 220.1366 | 216.3412 | 212.6111 | 208.9454 | 205.3429 | 201.8025 | 198.3232 | 194.9038 | 191.5434 | 188.2409 | 0
F11_Industrial_Petroleum_Existing_Space Heating_Natural Gas_Destratification Fans (HVLS)_A_Technical Potential | F11 | Industrial | Petroleum | Existing | Space Heating | Natural Gas | Destratification Fans (HVLS) | A | Purchases (Cumulative) | Technical Potential | 0 | 0 | 261.9532 | 519.3899 | 772.3881 | 1021.0243 | 1265.3736 | 1505.51 | 1741.5061 | 1973.4333 | 2201.3618 | 2425.3605 | 2645.4971 | 2861.8383 | 3074.4494 | 3283.3949 | 3488.7378 | 3690.5403 | 3888.8635 | 4083.7673 | 4275.3107 | 4463.5517 | 0
F1_Industrial_Petroleum_Existing_Space Heating_Natural Gas_Gas Boiler - Insulate Steam Lines/Condensate Tank_A_Technical Potential | F1 | Industrial | Petroleum | Existing | Space Heating | Natural Gas | Gas Boiler - Insulate Steam Lines/Condensate Tank | A | Integrated Unit Energy Savings (kWh or therms) | Technical Potential | 0 | 0 | 1146.7677 | 1136.0299 | 1124.8684 | 1113.1756 | 1100.8286 | 1087.6918 | 1073.6834 | 1058.7685 | 1042.9791 | 1026.4281 | 1009.4369 | 992.2823 | 975.2834 | 958.7817 | 943.0772 | 928.314 | 914.5739 | 901.768 | 889.7092 | 878.1024 | 0
F2_Industrial_Petroleum_Existing_Space Heating_Natural Gas_Gas Boiler - Insulate Steam Lines/Condensate Tank_A_Technical Potential | F2 | Industrial | Petroleum | Existing | Space Heating | Natural Gas | Gas Boiler - Insulate Steam Lines/Condensate Tank | A | Integrated Unit Summer Peak Savings (kW) | Technical Potential | 0 | 0 | 0 | 0 | 0 | 0 | 0 | 0 | 0 | 0 | 0 | 0 | 0 | 0 | 0 | 0 | 0 | 0 | 0 | 0 | 0 | 0 | 0
F3_Industrial_Petroleum_Existing_Space Heating_Natural Gas_Gas Boiler - Insulate Steam Lines/Condensate Tank_A_Technical Potential | F3 | Industrial | Petroleum | Existing | Space Heating | Natural Gas | Gas Boiler - Insulate Steam Lines/Condensate Tank | A | Integrated Unit Winter Peak Savings (kW) | Technical Potential | 0 | 0 | 0 | 0 | 0 | 0 | 0 | 0 | 0 | 0 | 0 | 0 | 0 | 0 | 0 | 0 | 0 | 0 | 0 | 0 | 0 | 0 | 0
F4_Industrial_Petroleum_Existing_Space Heating_Natural Gas_Gas Boiler - Insulate Steam Lines/Condensate Tank_A_Technical Potential | F4 | Industrial | Petroleum | Existing | Space Heating | Natural Gas | Gas Boiler - Insulate Steam Lines/Condensate Tank | A | Incremental Energy Savings (MWh or mTherms) | Technical Potential | 0 | 0 | 0.00067064 | 0.00065291 | 0.00063535 | 0.0006179 | 0.00060051 | 0.00058312 | 0.00056568 | 0.00054821 | 0.00053072 | 0.00051329 | 0.00049609 | 0.00047925 | 0.00046292 | 0.00044724 | 0.00043233 | 0.00041823 | 0.00040493 | 0.00039238 | 0.00038046 | 0.00036902 | 0
F5_Industrial_Petroleum_Existing_Space Heating_Natural Gas_Gas Boiler - Insulate Steam Lines/Condensate Tank_A_Technical Potential | F5 | Industrial | Petroleum | Existing | Space Heating | Natural Gas | Gas Boiler - Insulate Steam Lines/Condensate Tank | A | Incremental Summer Peak Savings (MW) | Technical Potential | 0 | 0 | 0 | 0 | 0 | 0 | 0 | 0 | 0 | 0 | 0 | 0 | 0 | 0 | 0 | 0 | 0 | 0 | 0 | 0 | 0 | 0 | 0
F6_Industrial_Petroleum_Existing_Space Heating_Natural Gas_Gas Boiler - Insulate Steam Lines/Condensate Tank_A_Technical Potential | F6 | Industrial | Petroleum | Existing | Space Heating | Natural Gas | Gas Boiler - Insulate Steam Lines/Condensate Tank | A | Incremental Winter Peak Savings (MW) | Technical Potential | 0 | 0 | 0 | 0 | 0 | 0 | 0 | 0 | 0 | 0 | 0 | 0 | 0 | 0 | 0 | 0 | 0 | 0 | 0 | 0 | 0 | 0 | 0
F7_Industrial_Petroleum_Existing_Space Heating_Natural Gas_Gas Boiler - Insulate Steam Lines/Condensate Tank_A_Technical Potential | F7 | Industrial | Petroleum | Existing | Space Heating | Natural Gas | Gas Boiler - Insulate Steam Lines/Condensate Tank | A | Cumulative Energy Savings (MWh or mTherms) | Technical Potential | 0 | 0 | 0.00067064 | 0.0013173 | 0.0019397 | 0.0025374 | 0.0031098 | 0.0036558 | 0.0041744 | 0.0046646 | 0.0051258 | 0.0055577 | 0.0059618 | 0.0063398 | 0.0066941 | 0.0070281 | 0.0073453 | 0.0076485 | 0.0079402 | 0.0082214 | 0.008492 | 0.0087502 | 0
F8_Industrial_Petroleum_Existing_Space Heating_Natural Gas_Gas Boiler - Insulate Steam Lines/Condensate Tank_A_Technical Potential | F8 | Industrial | Petroleum | Existing | Space Heating | Natural Gas | Gas Boiler - Insulate Steam Lines/Condensate Tank | A | Cumulative Summer Peak Savings (MW) | Technical Potential | 0 | 0 | 0 | 0 | 0 | 0 | 0 | 0 | 0 | 0 | 0 | 0 | 0 | 0 | 0 | 0 | 0 | 0 | 0 | 0 | 0 | 0 | 0
F9_Industrial_Petroleum_Existing_Space Heating_Natural Gas_Gas Boiler - Insulate Steam Lines/Condensate Tank_A_Technical Potential | F9 | Industrial | Petroleum | Existing | Space Heating | Natural Gas | Gas Boiler - Insulate Steam Lines/Condensate Tank | A | Cumulative Winter Peak Savings (MW) | Technical Potential | 0 | 0 | 0 | 0 | 0 | 0 | 0 | 0 | 0 | 0 | 0 | 0 | 0 | 0 | 0 | 0 | 0 | 0 | 0 | 0 | 0 | 0 | 0
F10_Industrial_Petroleum_Existing_Space Heating_Natural Gas_Gas Boiler - Insulate Steam Lines/Condensate Tank_A_Technical Potential | F10 | Industrial | Petroleum | Existing | Space Heating | Natural Gas | Gas Boiler - Insulate Steam Lines/Condensate Tank | A | Purchases (Incremental) | Technical Potential | 0 | 0 | 0.00058481 | 0.00057473 | 0.00056482 | 0.00055508 | 0.00054551 | 0.00053611 | 0.00052686 | 0.00051778 | 0.00050885 | 0.00050008 | 0.00049146 | 0.00048298 | 0.00047465 | 0.00046647 | 0.00045843 | 0.00045052 | 0.00044276 | 0.00043512 | 0.00042762 | 0.00042025 | 0
F11_Industrial_Petroleum_Existing_Space Heating_Natural Gas_Gas Boiler - Insulate Steam Lines/Condensate Tank_A_Technical Potential | F11 | Industrial | Petroleum | Existing | Space Heating | Natural Gas | Gas Boiler - Insulate Steam Lines/Condensate Tank | A | Purchases (Cumulative) | Technical Potential | 0 | 0 | 0.00058481 | 0.0011595 | 0.0017244 | 0.0022794 | 0.0028249 | 0.0033611 | 0.0038879 | 0.0044057 | 0.0049145 | 0.0054146 | 0.0059061 | 0.0063891 | 0.0068637 | 0.0073302 | 0.0077886 | 0.0082391 | 0.0086819 | 0.009117 | 0.0095446 | 0.0099649 | 0
F1_Industrial_Petroleum_Existing_Process_Natural Gas_Gas Boiler - Insulate Steam Lines/Condensate Tank_A_Technical Potential | F1 | Industrial | Petroleum | Existing | Process | Natural Gas | Gas Boiler - Insulate Steam Lines/Condensate Tank | A | Integrated Unit Energy Savings (kWh or therms) | Technical Potential | 0 | 0 | 5797.7265 | 5782.2342 | 5766.475 | 5750.3696 | 5733.8533 | 5717.3283 | 5701.272 | 5685.6536 | 5670.5055 | 5655.8792 | 5641.7976 | 5628.2602 | 5615.1282 | 5602.2506 | 5589.4657 | 5576.6602 | 5564.1386 | 5551.4297 | 5538.5223 | 5525.4111 | 0
F2_Industrial_Petroleum_Existing_Process_Natural Gas_Gas Boiler - Insulate Steam Lines/Condensate Tank_A_Technical Potential | F2 | Industrial | Petroleum | Existing | Process | Natural Gas | Gas Boiler - Insulate Steam Lines/Condensate Tank | A | Integrated Unit Summer Peak Savings (kW) | Technical Potential | 0 | 0 | 0 | 0 | 0 | 0 | 0 | 0 | 0 | 0 | 0 | 0 | 0 | 0 | 0 | 0 | 0 | 0 | 0 | 0 | 0 | 0 | 0
F3_Industrial_Petroleum_Existing_Process_Natural Gas_Gas Boiler - Insulate Steam Lines/Condensate Tank_A_Technical Potential | F3 | Industrial | Petroleum | Existing | Process | Natural Gas | Gas Boiler - Insulate Steam Lines/Condensate Tank | A | Integrated Unit Winter Peak Savings (kW) | Technical Potential | 0 | 0 | 0 | 0 | 0 | 0 | 0 | 0 | 0 | 0 | 0 | 0 | 0 | 0 | 0 | 0 | 0 | 0 | 0 | 0 | 0 | 0 | 0
F4_Industrial_Petroleum_Existing_Process_Natural Gas_Gas Boiler - Insulate Steam Lines/Condensate Tank_A_Technical Potential | F4 | Industrial | Petroleum | Existing | Process | Natural Gas | Gas Boiler - Insulate Steam Lines/Condensate Tank | A | Incremental Energy Savings (MWh or mTherms) | Technical Potential | 0 | 0 | 0.26926 | 0.26391 | 0.25865 | 0.25348 | 0.24839 | 0.24341 | 0.23854 | 0.23378 | 0.22914 | 0.22461 | 0.22019 | 0.21587 | 0.21166 | 0.20753 | 0.20349 | 0.19952 | 0.19564 | 0.19183 | 0.18808 | 0.1844 | 0
F5_Industrial_Petroleum_Existing_Process_Natural Gas_Gas Boiler - Insulate Steam Lines/Condensate Tank_A_Technical Potential | F5 | Industrial | Petroleum | Existing | Process | Natural Gas | Gas Boiler - Insulate Steam Lines/Condensate Tank | A | Incremental Summer Peak Savings (MW) | Technical Potential | 0 | 0 | 0 | 0 | 0 | 0 | 0 | 0 | 0 | 0 | 0 | 0 | 0 | 0 | 0 | 0 | 0 | 0 | 0 | 0 | 0 | 0 | 0
F6_Industrial_Petroleum_Existing_Process_Natural Gas_Gas Boiler - Insulate Steam Lines/Condensate Tank_A_Technical Potential | F6 | Industrial | Petroleum | Existing | Process | Natural Gas | Gas Boiler - Insulate Steam Lines/Condensate Tank | A | Incremental Winter Peak Savings (MW) | Technical Potential | 0 | 0 | 0 | 0 | 0 | 0 | 0 | 0 | 0 | 0 | 0 | 0 | 0 | 0 | 0 | 0 | 0 | 0 | 0 | 0 | 0 | 0 | 0
F7_Industrial_Petroleum_Existing_Process_Natural Gas_Gas Boiler - Insulate Steam Lines/Condensate Tank_A_Technical Potential | F7 | Industrial | Petroleum | Existing | Process | Natural Gas | Gas Boiler - Insulate Steam Lines/Condensate Tank | A | Cumulative Energy Savings (MWh or mTherms) | Technical Potential | 0 | 0 | 0.26926 | 0.53244 | 0.78964 | 1.0409 | 1.2863 | 1.526 | 1.7603 | 1.9892 | 2.2131 | 2.432 | 2.6461 | 2.8556 | 3.0606 | 3.2611 | 3.4572 | 3.6488 | 3.8362 | 4.0193 | 4.198 | 4.3725 | 0
F8_Industrial_Petroleum_Existing_Process_Natural Gas_Gas Boiler - Insulate Steam Lines/Condensate Tank_A_Technical Potential | F8 | Industrial | Petroleum | Existing | Process | Natural Gas | Gas Boiler - Insulate Steam Lines/Condensate Tank | A | Cumulative Summer Peak Savings (MW) | Technical Potential | 0 | 0 | 0 | 0 | 0 | 0 | 0 | 0 | 0 | 0 | 0 | 0 | 0 | 0 | 0 | 0 | 0 | 0 | 0 | 0 | 0 | 0 | 0
F9_Industrial_Petroleum_Existing_Process_Natural Gas_Gas Boiler - Insulate Steam Lines/Condensate Tank_A_Technical Potential | F9 | Industrial | Petroleum | Existing | Process | Natural Gas | Gas Boiler - Insulate Steam Lines/Condensate Tank | A | Cumulative Winter Peak Savings (MW) | Technical Potential | 0 | 0 | 0 | 0 | 0 | 0 | 0 | 0 | 0 | 0 | 0 | 0 | 0 | 0 | 0 | 0 | 0 | 0 | 0 | 0 | 0 | 0 | 0
F10_Industrial_Petroleum_Existing_Process_Natural Gas_Gas Boiler - Insulate Steam Lines/Condensate Tank_A_Technical Potential | F10 | Industrial | Petroleum | Existing | Process | Natural Gas | Gas Boiler - Insulate Steam Lines/Condensate Tank | A | Purchases (Incremental) | Technical Potential | 0 | 0 | 0.046442 | 0.045641 | 0.044854 | 0.044081 | 0.043321 | 0.042574 | 0.04184 | 0.041118 | 0.040409 | 0.039713 | 0.039028 | 0.038355 | 0.037694 | 0.037044 | 0.036405 | 0.035777 | 0.035161 | 0.034554 | 0.033959 | 0.033373 | 0
F11_Industrial_Petroleum_Existing_Process_Natural Gas_Gas Boiler - Insulate Steam Lines/Condensate Tank_A_Technical Potential | F11 | Industrial | Petroleum | Existing | Process | Natural Gas | Gas Boiler - Insulate Steam Lines/Condensate Tank | A | Purchases (Cumulative) | Technical Potential | 0 | 0 | 0.046442 | 0.092082 | 0.13694 | 0.18102 | 0.22434 | 0.26691 | 0.30875 | 0.34987 | 0.39028 | 0.42999 | 0.46902 | 0.50737 | 0.54507 | 0.58211 | 0.61852 | 0.65429 | 0.68946 | 0.72401 | 0.75797 | 0.79134 | 0
F1_Industrial_Petroleum_Existing_Space Heating_Natural Gas_Gas Boiler - Insulate Hot Water Lines_A_Technical Potential | F1 | Industrial | Petroleum | Existing | Space Heating | Natural Gas | Gas Boiler - Insulate Hot Water Lines | A | Integrated Unit Energy Savings (kWh or therms) | Technical Potential | 0 | 0 | 1298.0279 | 1287.9118 | 1277.6231 | 1267.1664 | 1256.5435 | 1245.7437 | 1234.8015 | 1223.7648 | 1212.6885 | 1201.6251 | 1190.7553 | 1180.0946 | 1169.6191 | 1159.2988 | 1149.0986 | 1138.9954 | 1128.9768 | 1118.9488 | 1108.9074 | 1098.8502 | 0
F2_Industrial_Petroleum_Existing_Space Heating_Natural Gas_Gas Boiler - Insulate Hot Water Lines_A_Technical Potential | F2 | Industrial | Petroleum | Existing | Space Heating | Natural Gas | Gas Boiler - Insulate Hot Water Lines | A | Integrated Unit Summer Peak Savings (kW) | Technical Potential | 0 | 0 | 0 | 0 | 0 | 0 | 0 | 0 | 0 | 0 | 0 | 0 | 0 | 0 | 0 | 0 | 0 | 0 | 0 | 0 | 0 | 0 | 0
F3_Industrial_Petroleum_Existing_Space Heating_Natural Gas_Gas Boiler - Insulate Hot Water Lines_A_Technical Potential | F3 | Industrial | Petroleum | Existing | Space Heating | Natural Gas | Gas Boiler - Insulate Hot Water Lines | A | Integrated Unit Winter Peak Savings (kW) | Technical Potential | 0 | 0 | 0 | 0 | 0 | 0 | 0 | 0 | 0 | 0 | 0 | 0 | 0 | 0 | 0 | 0 | 0 | 0 | 0 | 0 | 0 | 0 | 0
F4_Industrial_Petroleum_Existing_Space Heating_Natural Gas_Gas Boiler - Insulate Hot Water Lines_A_Technical Potential | F4 | Industrial | Petroleum | Existing | Space Heating | Natural Gas | Gas Boiler - Insulate Hot Water Lines | A | Incremental Energy Savings (MWh or mTherms) | Technical Potential | 0 | 0 | 0.0015182 | 0.0014804 | 0.0014433 | 0.0014068 | 0.0013709 | 0.0013357 | 0.0013011 | 0.0012673 | 0.0012342 | 0.0012018 | 0.0011704 | 0.0011399 | 0.0011103 | 0.0010816 | 0.0010536 | 0.0010263 | 0.00099972 | 0.00097376 | 0.00094838 | 0.00092358 | 0
F5_Industrial_Petroleum_Existing_Space Heating_Natural Gas_Gas Boiler - Insulate Hot Water Lines_A_Technical Potential | F5 | Industrial | Petroleum | Existing | Space Heating | Natural Gas | Gas Boiler - Insulate Hot Water Lines | A | Incremental Summer Peak Savings (MW) | Technical Potential | 0 | 0 | 0 | 0 | 0 | 0 | 0 | 0 | 0 | 0 | 0 | 0 | 0 | 0 | 0 | 0 | 0 | 0 | 0 | 0 | 0 | 0 | 0
F6_Industrial_Petroleum_Existing_Space Heating_Natural Gas_Gas Boiler - Insulate Hot Water Lines_A_Technical Potential | F6 | Industrial | Petroleum | Existing | Space Heating | Natural Gas | Gas Boiler - Insulate Hot Water Lines | A | Incremental Winter Peak Savings (MW) | Technical Potential | 0 | 0 | 0 | 0 | 0 | 0 | 0 | 0 | 0 | 0 | 0 | 0 | 0 | 0 | 0 | 0 | 0 | 0 | 0 | 0 | 0 | 0 | 0
F7_Industrial_Petroleum_Existing_Space Heating_Natural Gas_Gas Boiler - Insulate Hot Water Lines_A_Technical Potential | F7 | Industrial | Petroleum | Existing | Space Heating | Natural Gas | Gas Boiler - Insulate Hot Water Lines | A | Cumulative Energy Savings (MWh or mTherms) | Technical Potential | 0 | 0 | 0.0015182 | 0.0029868 | 0.0044062 | 0.0057769 | 0.0070993 | 0.008374 | 0.0096016 | 0.010783 | 0.01192 | 0.013013 | 0.014065 | 0.015079 | 0.016056 | 0.016996 | 0.0179 | 0.018769 | 0.019603 | 0.020403 | 0.021168 | 0.0219 | 0
F8_Industrial_Petroleum_Existing_Space Heating_Natural Gas_Gas Boiler - Insulate Hot Water Lines_A_Technical Potential | F8 | Industrial | Petroleum | Existing | Space Heating | Natural Gas | Gas Boiler - Insulate Hot Water Lines | A | Cumulative Summer Peak Savings (MW) | Technical Potential | 0 | 0 | 0 | 0 | 0 | 0 | 0 | 0 | 0 | 0 | 0 | 0 | 0 | 0 | 0 | 0 | 0 | 0 | 0 | 0 | 0 | 0 | 0
F9_Industrial_Petroleum_Existing_Space Heating_Natural Gas_Gas Boiler - Insulate Hot Water Lines_A_Technical Potential | F9 | Industrial | Petroleum | Existing | Space Heating | Natural Gas | Gas Boiler - Insulate Hot Water Lines | A | Cumulative Winter Peak Savings (MW) | Technical Potential | 0 | 0 | 0 | 0 | 0 | 0 | 0 | 0 | 0 | 0 | 0 | 0 | 0 | 0 | 0 | 0 | 0 | 0 | 0 | 0 | 0 | 0 | 0
F10_Industrial_Petroleum_Existing_Space Heating_Natural Gas_Gas Boiler - Insulate Hot Water Lines_A_Technical Potential | F10 | Industrial | Petroleum | Existing | Space Heating | Natural Gas | Gas Boiler - Insulate Hot Water Lines | A | Purchases (Incremental) | Technical Potential | 0 | 0 | 0.0011696 | 0.0011495 | 0.0011296 | 0.0011102 | 0.001091 | 0.0010722 | 0.0010537 | 0.0010356 | 0.0010177 | 0.0010002 | 0.00098291 | 0.00096596 | 0.00094931 | 0.00093294 | 0.00091686 | 0.00090105 | 0.00088551 | 0.00087025 | 0.00085524 | 0.0008405 | 0
F11_Industrial_Petroleum_Existing_Space Heating_Natural Gas_Gas Boiler - Insulate Hot Water Lines_A_Technical Potential | F11 | Industrial | Petroleum | Existing | Space Heating | Natural Gas | Gas Boiler - Insulate Hot Water Lines | A | Purchases (Cumulative) | Technical Potential | 0 | 0 | 0.0011696 | 0.0023191 | 0.0034487 | 0.0045589 | 0.0056499 | 0.0067221 | 0.0077758 | 0.0088114 | 0.0098291 | 0.010829 | 0.011812 | 0.012778 | 0.013727 | 0.01466 | 0.015577 | 0.016478 | 0.017364 | 0.018234 | 0.019089 | 0.01993 | 0
F1_Industrial_Petroleum_Existing_Process_Natural Gas_Gas Boiler - Insulate Hot Water Lines_A_Technical Potential | F1 | Industrial | Petroleum | Existing | Process | Natural Gas | Gas Boiler - Insulate Hot Water Lines | A | Integrated Unit Energy Savings (kWh or therms) | Technical Potential | 0 | 0 | 6562.6146 | 6554.5988 | 6546.4177 | 6537.9825 | 6529.2203 | 6520.5904 | 6512.6406 | 6505.3414 | 6498.735 | 6492.8865 | 6487.8284 | 6483.5666 | 6479.9479 | 6476.8036 | 6473.952 | 6471.266 | 6469.1037 | 6466.922 | 6464.7107 | 6462.4667 | 0
F2_Industrial_Petroleum_Existing_Process_Natural Gas_Gas Boiler - Insulate Hot Water Lines_A_Technical Potential | F2 | Industrial | Petroleum | Existing | Process | Natural Gas | Gas Boiler - Insulate Hot Water Lines | A | Integrated Unit Summer Peak Savings (kW) | Technical Potential | 0 | 0 | 0 | 0 | 0 | 0 | 0 | 0 | 0 | 0 | 0 | 0 | 0 | 0 | 0 | 0 | 0 | 0 | 0 | 0 | 0 | 0 | 0
F3_Industrial_Petroleum_Existing_Process_Natural Gas_Gas Boiler - Insulate Hot Water Lines_A_Technical Potential | F3 | Industrial | Petroleum | Existing | Process | Natural Gas | Gas Boiler - Insulate Hot Water Lines | A | Integrated Unit Winter Peak Savings (kW) | Technical Potential | 0 | 0 | 0 | 0 | 0 | 0 | 0 | 0 | 0 | 0 | 0 | 0 | 0 | 0 | 0 | 0 | 0 | 0 | 0 | 0 | 0 | 0 | 0
F4_Industrial_Petroleum_Existing_Process_Natural Gas_Gas Boiler - Insulate Hot Water Lines_A_Technical Potential | F4 | Industrial | Petroleum | Existing | Process | Natural Gas | Gas Boiler - Insulate Hot Water Lines | A | Incremental Energy Savings (MWh or mTherms) | Technical Potential | 0 | 0 | 0.60956 | 0.59832 | 0.58727 | 0.5764 | 0.5657 | 0.55521 | 0.54497 | 0.53498 | 0.52522 | 0.5157 | 0.50641 | 0.49735 | 0.48851 | 0.47985 | 0.47137 | 0.46305 | 0.45492 | 0.44692 | 0.43907 | 0.43135 | 0
F5_Industrial_Petroleum_Existing_Process_Natural Gas_Gas Boiler - Insulate Hot Water Lines_A_Technical Potential | F5 | Industrial | Petroleum | Existing | Process | Natural Gas | Gas Boiler - Insulate Hot Water Lines | A | Incremental Summer Peak Savings (MW) | Technical Potential | 0 | 0 | 0 | 0 | 0 | 0 | 0 | 0 | 0 | 0 | 0 | 0 | 0 | 0 | 0 | 0 | 0 | 0 | 0 | 0 | 0 | 0 | 0
F6_Industrial_Petroleum_Existing_Process_Natural Gas_Gas Boiler - Insulate Hot Water Lines_A_Technical Potential | F6 | Industrial | Petroleum | Existing | Process | Natural Gas | Gas Boiler - Insulate Hot Water Lines | A | Incremental Winter Peak Savings (MW) | Technical Potential | 0 | 0 | 0 | 0 | 0 | 0 | 0 | 0 | 0 | 0 | 0 | 0 | 0 | 0 | 0 | 0 | 0 | 0 | 0 | 0 | 0 | 0 | 0
F7_Industrial_Petroleum_Existing_Process_Natural Gas_Gas Boiler - Insulate Hot Water Lines_A_Technical Potential | F7 | Industrial | Petroleum | Existing | Process | Natural Gas | Gas Boiler - Insulate Hot Water Lines | A | Cumulative Energy Savings (MWh or mTherms) | Technical Potential | 0 | 0 | 0.60956 | 1.2071 | 1.7929 | 2.367 | 2.9295 | 3.4808 | 4.0216 | 4.552 | 5.0726 | 5.5838 | 6.0858 | 6.5792 | 7.064 | 7.5404 | 8.0085 | 8.4682 | 8.9203 | 9.3642 | 9.8001 | 10.228 | 0
F8_Industrial_Petroleum_Existing_Process_Natural Gas_Gas Boiler - Insulate Hot Water Lines_A_Technical Potential | F8 | Industrial | Petroleum | Existing | Process | Natural Gas | Gas Boiler - Insulate Hot Water Lines | A | Cumulative Summer Peak Savings (MW) | Technical Potential | 0 | 0 | 0 | 0 | 0 | 0 | 0 | 0 | 0 | 0 | 0 | 0 | 0 | 0 | 0 | 0 | 0 | 0 | 0 | 0 | 0 | 0 | 0
F9_Industrial_Petroleum_Existing_Process_Natural Gas_Gas Boiler - Insulate Hot Water Lines_A_Technical Potential | F9 | Industrial | Petroleum | Existing | Process | Natural Gas | Gas Boiler - Insulate Hot Water Lines | A | Cumulative Winter Peak Savings (MW) | Technical Potential | 0 | 0 | 0 | 0 | 0 | 0 | 0 | 0 | 0 | 0 | 0 | 0 | 0 | 0 | 0 | 0 | 0 | 0 | 0 | 0 | 0 | 0 | 0
F10_Industrial_Petroleum_Existing_Process_Natural Gas_Gas Boiler - Insulate Hot Water Lines_A_Technical Potential | F10 | Industrial | Petroleum | Existing | Process | Natural Gas | Gas Boiler - Insulate Hot Water Lines | A | Purchases (Incremental) | Technical Potential | 0 | 0 | 0.092883 | 0.091282 | 0.089708 | 0.088161 | 0.086641 | 0.085147 | 0.083679 | 0.082237 | 0.080819 | 0.079425 | 0.078056 | 0.07671 | 0.075387 | 0.074088 | 0.07281 | 0.071555 | 0.070321 | 0.069109 | 0.067917 | 0.066746 | 0
F11_Industrial_Petroleum_Existing_Process_Natural Gas_Gas Boiler - Insulate Hot Water Lines_A_Technical Potential | F11 | Industrial | Petroleum | Existing | Process | Natural Gas | Gas Boiler - Insulate Hot Water Lines | A | Purchases (Cumulative) | Technical Potential | 0 | 0 | 0.092883 | 0.18416 | 0.27387 | 0.36203 | 0.44868 | 0.53382 | 0.6175 | 0.69974 | 0.78056 | 0.85998 | 0.93804 | 1.0147 | 1.0901 | 1.1642 | 1.237 | 1.3086 | 1.3789 | 1.448 | 1.5159 | 1.5827 | 0
F1_Industrial_Petroleum_Existing_Process_Natural Gas_Process - Insulate Heated Process Fluids_A_Technical Potential | F1 | Industrial | Petroleum | Existing | Process | Natural Gas | Process - Insulate Heated Process Fluids | A | Integrated Unit Energy Savings (kWh or therms) | Technical Potential | 0 | 0 | 11057.2473 | 11055.2779 | 11053.67 | 11052.231 | 11050.8527 | 11049.5321 | 11048.2638 | 11047.041 | 11045.8567 | 11044.7036 | 11043.5753 | 11042.4771 | 11041.3986 | 11040.3315 | 11039.2693 | 11038.1954 | 11037.1191 | 11036.0324 | 11034.9349 | 11033.8265 | 0
F2_Industrial_Petroleum_Existing_Process_Natural Gas_Process - Insulate Heated Process Fluids_A_Technical Potential | F2 | Industrial | Petroleum | Existing | Process | Natural Gas | Process - Insulate Heated Process Fluids | A | Integrated Unit Summer Peak Savings (kW) | Technical Potential | 0 | 0 | 0 | 0 | 0 | 0 | 0 | 0 | 0 | 0 | 0 | 0 | 0 | 0 | 0 | 0 | 0 | 0 | 0 | 0 | 0 | 0 | 0
F3_Industrial_Petroleum_Existing_Process_Natural Gas_Process - Insulate Heated Process Fluids_A_Technical Potential | F3 | Industrial | Petroleum | Existing | Process | Natural Gas | Process - Insulate Heated Process Fluids | A | Integrated Unit Winter Peak Savings (kW) | Technical Potential | 0 | 0 | 0 | 0 | 0 | 0 | 0 | 0 | 0 | 0 | 0 | 0 | 0 | 0 | 0 | 0 | 0 | 0 | 0 | 0 | 0 | 0 | 0
F4_Industrial_Petroleum_Existing_Process_Natural Gas_Process - Insulate Heated Process Fluids_A_Technical Potential | F4 | Industrial | Petroleum | Existing | Process | Natural Gas | Process - Insulate Heated Process Fluids | A | Incremental Energy Savings (MWh or mTherms) | Technical Potential | 0 | 0 | 1.1233 | 1.1037 | 1.0846 | 1.0657 | 1.0472 | 0.92613 | 0.72805 | 0.57233 | 0.44993 | 0.3537 | 0.27805 | 0.21858 | 0.17184 | 0.13509 | 0.10619 | 0.083483 | 0.00055954 | 0.00019637 | 6.5784e-05 | 2.1079e-05 | 0
F5_Industrial_Petroleum_Existing_Process_Natural Gas_Process - Insulate Heated Process Fluids_A_Technical Potential | F5 | Industrial | Petroleum | Existing | Process | Natural Gas | Process - Insulate Heated Process Fluids | A | Incremental Summer Peak Savings (MW) | Technical Potential | 0 | 0 | 0 | 0 | 0 | 0 | 0 | 0 | 0 | 0 | 0 | 0 | 0 | 0 | 0 | 0 | 0 | 0 | 0 | 0 | 0 | 0 | 0
F6_Industrial_Petroleum_Existing_Process_Natural Gas_Process - Insulate Heated Process Fluids_A_Technical Potential | F6 | Industrial | Petroleum | Existing | Process | Natural Gas | Process - Insulate Heated Process Fluids | A | Incremental Winter Peak Savings (MW) | Technical Potential | 0 | 0 | 0 | 0 | 0 | 0 | 0 | 0 | 0 | 0 | 0 | 0 | 0 | 0 | 0 | 0 | 0 | 0 | 0 | 0 | 0 | 0 | 0
F7_Industrial_Petroleum_Existing_Process_Natural Gas_Process - Insulate Heated Process Fluids_A_Technical Potential | F7 | Industrial | Petroleum | Existing | Process | Natural Gas | Process - Insulate Heated Process Fluids | A | Cumulative Energy Savings (MWh or mTherms) | Technical Potential | 0 | 0 | 1.1233 | 2.2269 | 3.3111 | 4.3764 | 5.4231 | 6.3485 | 7.0759 | 7.6474 | 8.0965 | 8.4494 | 8.7266 | 8.9443 | 9.1152 | 9.2494 | 9.3547 | 9.4373 | 9.437 | 9.4362 | 9.4354 | 9.4344 | 0
F8_Industrial_Petroleum_Existing_Process_Natural Gas_Process - Insulate Heated Process Fluids_A_Technical Potential | F8 | Industrial | Petroleum | Existing | Process | Natural Gas | Process - Insulate Heated Process Fluids | A | Cumulative Summer Peak Savings (MW) | Technical Potential | 0 | 0 | 0 | 0 | 0 | 0 | 0 | 0 | 0 | 0 | 0 | 0 | 0 | 0 | 0 | 0 | 0 | 0 | 0 | 0 | 0 | 0 | 0
F9_Industrial_Petroleum_Existing_Process_Natural Gas_Process - Insulate Heated Process Fluids_A_Technical Potential | F9 | Industrial | Petroleum | Existing | Process | Natural Gas | Process - Insulate Heated Process Fluids | A | Cumulative Winter Peak Savings (MW) | Technical Potential | 0 | 0 | 0 | 0 | 0 | 0 | 0 | 0 | 0 | 0 | 0 | 0 | 0 | 0 | 0 | 0 | 0 | 0 | 0 | 0 | 0 | 0 | 0
F10_Industrial_Petroleum_Existing_Process_Natural Gas_Process - Insulate Heated Process Fluids_A_Technical Potential | F10 | Industrial | Petroleum | Existing | Process | Natural Gas | Process - Insulate Heated Process Fluids | A | Purchases (Incremental) | Technical Potential | 0 | 0 | 0.10159 | 0.099839 | 0.098118 | 0.096426 | 0.094763 | 0.083817 | 0.065897 | 0.051809 | 0.040732 | 0.032024 | 0.025178 | 0.019795 | 0.015563 | 0.012236 | 0.0096197 | 0.0075631 | 5.0697e-05 | 1.7794e-05 | 5.9615e-06 | 1.9104e-06 | 0
F11_Industrial_Petroleum_Existing_Process_Natural Gas_Process - Insulate Heated Process Fluids_A_Technical Potential | F11 | Industrial | Petroleum | Existing | Process | Natural Gas | Process - Insulate Heated Process Fluids | A | Purchases (Cumulative) | Technical Potential | 0 | 0 | 0.10159 | 0.20143 | 0.29955 | 0.39597 | 0.49074 | 0.57455 | 0.64045 | 0.69226 | 0.73299 | 0.76502 | 0.79019 | 0.80999 | 0.82555 | 0.83779 | 0.84741 | 0.85497 | 0.85502 | 0.85504 | 0.85504 | 0.85505 | 0
F1_Industrial_Petroleum_Existing_Process_Natural Gas_Process Heat Recovery_A_Technical Potential | F1 | Industrial | Petroleum | Existing | Process | Natural Gas | Process Heat Recovery | A | Integrated Unit Energy Savings (kWh or therms) | Technical Potential | 0 | 0 | 33.6585 | 33.5405 | 33.4199 | 33.296 | 33.168 | 33.0401 | 32.9167 | 32.7972 | 32.6818 | 32.5708 | 32.4647 | 32.3634 | 32.2663 | 32.1724 | 32.0804 | 31.9894 | 31.9025 | 31.8148 | 31.7261 | 31.6363 | 0
F2_Industrial_Petroleum_Existing_Process_Natural Gas_Process Heat Recovery_A_Technical Potential | F2 | Industrial | Petroleum | Existing | Process | Natural Gas | Process Heat Recovery | A | Integrated Unit Summer Peak Savings (kW) | Technical Potential | 0 | 0 | 0 | 0 | 0 | 0 | 0 | 0 | 0 | 0 | 0 | 0 | 0 | 0 | 0 | 0 | 0 | 0 | 0 | 0 | 0 | 0 | 0
F3_Industrial_Petroleum_Existing_Process_Natural Gas_Process Heat Recovery_A_Technical Potential | F3 | Industrial | Petroleum | Existing | Process | Natural Gas | Process Heat Recovery | A | Integrated Unit Winter Peak Savings (kW) | Technical Potential | 0 | 0 | 0 | 0 | 0 | 0 | 0 | 0 | 0 | 0 | 0 | 0 | 0 | 0 | 0 | 0 | 0 | 0 | 0 | 0 | 0 | 0 | 0
F4_Industrial_Petroleum_Existing_Process_Natural Gas_Process Heat Recovery_A_Technical Potential | F4 | Industrial | Petroleum | Existing | Process | Natural Gas | Process Heat Recovery | A | Incremental Energy Savings (MWh or mTherms) | Technical Potential | 0 | 0 | 0.1231 | 0.12055 | 0.11805 | 0.11558 | 0.11315 | 0.099695 | 0.078088 | 0.061171 | 0.047924 | 0.03755 | 0.029426 | 0.023063 | 0.018078 | 0.014171 | 0.01111 | 0.0087098 | 5.8224e-05 | 2.038e-05 | 6.8088e-06 | 2.1758e-06 | 0
F5_Industrial_Petroleum_Existing_Process_Natural Gas_Process Heat Recovery_A_Technical Potential | F5 | Industrial | Petroleum | Existing | Process | Natural Gas | Process Heat Recovery | A | Incremental Summer Peak Savings (MW) | Technical Potential | 0 | 0 | 0 | 0 | 0 | 0 | 0 | 0 | 0 | 0 | 0 | 0 | 0 | 0 | 0 | 0 | 0 | 0 | 0 | 0 | 0 | 0 | 0
F6_Industrial_Petroleum_Existing_Process_Natural Gas_Process Heat Recovery_A_Technical Potential | F6 | Industrial | Petroleum | Existing | Process | Natural Gas | Process Heat Recovery | A | Incremental Winter Peak Savings (MW) | Technical Potential | 0 | 0 | 0 | 0 | 0 | 0 | 0 | 0 | 0 | 0 | 0 | 0 | 0 | 0 | 0 | 0 | 0 | 0 | 0 | 0 | 0 | 0 | 0
F7_Industrial_Petroleum_Existing_Process_Natural Gas_Process Heat Recovery_A_Technical Potential | F7 | Industrial | Petroleum | Existing | Process | Natural Gas | Process Heat Recovery | A | Cumulative Energy Savings (MWh or mTherms) | Technical Potential | 0 | 0 | 0.1231 | 0.24322 | 0.36039 | 0.47464 | 0.58596 | 0.6834 | 0.75894 | 0.81735 | 0.8624 | 0.89702 | 0.92352 | 0.9437 | 0.95895 | 0.97033 | 0.97866 | 0.9846 | 0.98198 | 0.9793 | 0.97658 | 0.97382 | 0
F8_Industrial_Petroleum_Existing_Process_Natural Gas_Process Heat Recovery_A_Technical Potential | F8 | Industrial | Petroleum | Existing | Process | Natural Gas | Process Heat Recovery | A | Cumulative Summer Peak Savings (MW) | Technical Potential | 0 | 0 | 0 | 0 | 0 | 0 | 0 | 0 | 0 | 0 | 0 | 0 | 0 | 0 | 0 | 0 | 0 | 0 | 0 | 0 | 0 | 0 | 0
F9_Industrial_Petroleum_Existing_Process_Natural Gas_Process Heat Recovery_A_Technical Potential | F9 | Industrial | Petroleum | Existing | Process | Natural Gas | Process Heat Recovery | A | Cumulative Winter Peak Savings (MW) | Technical Potential | 0 | 0 | 0 | 0 | 0 | 0 | 0 | 0 | 0 | 0 | 0 | 0 | 0 | 0 | 0 | 0 | 0 | 0 | 0 | 0 | 0 | 0 | 0
F10_Industrial_Petroleum_Existing_Process_Natural Gas_Process Heat Recovery_A_Technical Potential | F10 | Industrial | Petroleum | Existing | Process | Natural Gas | Process Heat Recovery | A | Purchases (Incremental) | Technical Potential | 0 | 0 | 3.6573 | 3.5942 | 3.5322 | 3.4713 | 3.4115 | 3.0174 | 2.3723 | 1.8651 | 1.4664 | 1.1529 | 0.90639 | 0.71261 | 0.56026 | 0.44048 | 0.34631 | 0.27227 | 0.0018251 | 0.00064058 | 0.00021461 | 6.8776e-05 | 0
F11_Industrial_Petroleum_Existing_Process_Natural Gas_Process Heat Recovery_A_Technical Potential | F11 | Industrial | Petroleum | Existing | Process | Natural Gas | Process Heat Recovery | A | Purchases (Cumulative) | Technical Potential | 0 | 0 | 3.6573 | 7.2515 | 10.7837 | 14.255 | 17.6665 | 20.6839 | 23.0562 | 24.9213 | 26.3877 | 27.5406 | 28.447 | 29.1596 | 29.7198 | 30.1603 | 30.5066 | 30.7789 | 30.7807 | 30.7814 | 30.7816 | 30.7817 | 0
F1_Industrial_Petroleum_Existing_Space Heating_Natural Gas_Building Automation System_A_Technical Potential | F1 | Industrial | Petroleum | Existing | Space Heating | Natural Gas | Building Automation System | A | Integrated Unit Energy Savings (kWh or therms) | Technical Potential | 0 | 0 | 0.015449 | 0.015272 | 0.015094 | 0.014913 | 0.014732 | 0.01455 | 0.014368 | 0.014187 | 0.014008 | 0.013832 | 0.013661 | 0.013494 | 0.013331 | 0.013172 | 0.013016 | 0.012862 | 0.012711 | 0.01256 | 0.01241 | 0.012261 | 0
F2_Industrial_Petroleum_Existing_Space Heating_Natural Gas_Building Automation System_A_Technical Potential | F2 | Industrial | Petroleum | Existing | Space Heating | Natural Gas | Building Automation System | A | Integrated Unit Summer Peak Savings (kW) | Technical Potential | 0 | 0 | 0 | 0 | 0 | 0 | 0 | 0 | 0 | 0 | 0 | 0 | 0 | 0 | 0 | 0 | 0 | 0 | 0 | 0 | 0 | 0 | 0
F3_Industrial_Petroleum_Existing_Space Heating_Natural Gas_Building Automation System_A_Technical Potential | F3 | Industrial | Petroleum | Existing | Space Heating | Natural Gas | Building Automation System | A | Integrated Unit Winter Peak Savings (kW) | Technical Potential | 0 | 0 | 0 | 0 | 0 | 0 | 0 | 0 | 0 | 0 | 0 | 0 | 0 | 0 | 0 | 0 | 0 | 0 | 0 | 0 | 0 | 0 | 0
F4_Industrial_Petroleum_Existing_Space Heating_Natural Gas_Building Automation System_A_Technical Potential | F4 | Industrial | Petroleum | Existing | Space Heating | Natural Gas | Building Automation System | A | Incremental Energy Savings (MWh or mTherms) | Technical Potential | 0 | 0 | 0.00083022 | 0.0016123 | 0.0027804 | 0.0043917 | 0.0064715 | 0.0089962 | 0.011876 | 0.01494 | 0.01793 | 0.020518 | 0.022343 | 0.023074 | 0.022496 | 0.020592 | 0.017581 | 0.01412 | 0.010487 | 0.0070503 | 0.0043739 | 0.0027697 | 0
F5_Industrial_Petroleum_Existing_Space Heating_Natural Gas_Building Automation System_A_Technical Potential | F5 | Industrial | Petroleum | Existing | Space Heating | Natural Gas | Building Automation System | A | Incremental Summer Peak Savings (MW) | Technical Potential | 0 | 0 | 0 | 0 | 0 | 0 | 0 | 0 | 0 | 0 | 0 | 0 | 0 | 0 | 0 | 0 | 0 | 0 | 0 | 0 | 0 | 0 | 0
F6_Industrial_Petroleum_Existing_Space Heating_Natural Gas_Building Automation System_A_Technical Potential | F6 | Industrial | Petroleum | Existing | Space Heating | Natural Gas | Building Automation System | A | Incremental Winter Peak Savings (MW) | Technical Potential | 0 | 0 | 0 | 0 | 0 | 0 | 0 | 0 | 0 | 0 | 0 | 0 | 0 | 0 | 0 | 0 | 0 | 0 | 0 | 0 | 0 | 0 | 0
F7_Industrial_Petroleum_Existing_Space Heating_Natural Gas_Building Automation System_A_Technical Potential | F7 | Industrial | Petroleum | Existing | Space Heating | Natural Gas | Building Automation System | A | Cumulative Energy Savings (MWh or mTherms) | Technical Potential | 0 | 0 | 0.00083022 | 0.002433 | 0.005185 | 0.0095148 | 0.015871 | 0.024671 | 0.036238 | 0.050722 | 0.068012 | 0.087675 | 0.10893 | 0.13068 | 0.1516 | 0.17038 | 0.18594 | 0.19786 | 0.20602 | 0.21063 | 0.21249 | 0.21271 | 0
F8_Industrial_Petroleum_Existing_Space Heating_Natural Gas_Building Automation System_A_Technical Potential | F8 | Industrial | Petroleum | Existing | Space Heating | Natural Gas | Building Automation System | A | Cumulative Summer Peak Savings (MW) | Technical Potential | 0 | 0 | 0 | 0 | 0 | 0 | 0 | 0 | 0 | 0 | 0 | 0 | 0 | 0 | 0 | 0 | 0 | 0 | 0 | 0 | 0 | 0 | 0
F9_Industrial_Petroleum_Existing_Space Heating_Natural Gas_Building Automation System_A_Technical Potential | F9 | Industrial | Petroleum | Existing | Space Heating | Natural Gas | Building Automation System | A | Cumulative Winter Peak Savings (MW) | Technical Potential | 0 | 0 | 0 | 0 | 0 | 0 | 0 | 0 | 0 | 0 | 0 | 0 | 0 | 0 | 0 | 0 | 0 | 0 | 0 | 0 | 0 | 0 | 0
F10_Industrial_Petroleum_Existing_Space Heating_Natural Gas_Building Automation System_A_Technical Potential | F10 | Industrial | Petroleum | Existing | Space Heating | Natural Gas | Building Automation System | A | Purchases (Incremental) | Technical Potential | 0 | 0 | 53.7402 | 105.5709 | 184.2141 | 294.4832 | 439.2777 | 618.2923 | 826.5465 | 1053.0286 | 1279.9595 | 1483.3526 | 1635.5317 | 1709.8995 | 1687.434 | 1563.2654 | 1350.7624 | 1097.8058 | 825.0244 | 561.323 | 352.4399 | 225.8891 | 0
F11_Industrial_Petroleum_Existing_Space Heating_Natural Gas_Building Automation System_A_Technical Potential | F11 | Industrial | Petroleum | Existing | Space Heating | Natural Gas | Building Automation System | A | Purchases (Cumulative) | Technical Potential | 0 | 0 | 53.7402 | 159.3111 | 343.5252 | 638.0084 | 1077.2861 | 1695.5784 | 2522.125 | 3575.1536 | 4855.1131 | 6338.4657 | 7973.9973 | 9683.8968 | 11371.3308 | 12934.5963 | 14285.3586 | 15383.1644 | 16208.1889 | 16769.5118 | 17121.9517 | 17347.8408 | 0
F1_Industrial_Petroleum_Existing_Space Heating_Natural Gas_Steam System Efficiency Improvements_A_Technical Potential | F1 | Industrial | Petroleum | Existing | Space Heating | Natural Gas | Steam System Efficiency Improvements | A | Integrated Unit Energy Savings (kWh or therms) | Technical Potential | 0 | 0 | 0.13778 | 0.13517 | 0.13192 | 0.12795 | 0.1233 | 0.11813 | 0.11265 | 0.10715 | 0.10183 | 0.096883 | 0.092408 | 0.088436 | 0.084948 | 0.081901 | 0.079238 | 0.076894 | 0.074814 | 0.072919 | 0.071244 | 0.069633 | 0
F2_Industrial_Petroleum_Existing_Space Heating_Natural Gas_Steam System Efficiency Improvements_A_Technical Potential | F2 | Industrial | Petroleum | Existing | Space Heating | Natural Gas | Steam System Efficiency Improvements | A | Integrated Unit Summer Peak Savings (kW) | Technical Potential | 0 | 0 | 0 | 0 | 0 | 0 | 0 | 0 | 0 | 0 | 0 | 0 | 0 | 0 | 0 | 0 | 0 | 0 | 0 | 0 | 0 | 0 | 0
F3_Industrial_Petroleum_Existing_Space Heating_Natural Gas_Steam System Efficiency Improvements_A_Technical Potential | F3 | Industrial | Petroleum | Existing | Space Heating | Natural Gas | Steam System Efficiency Improvements | A | Integrated Unit Winter Peak Savings (kW) | Technical Potential | 0 | 0 | 0 | 0 | 0 | 0 | 0 | 0 | 0 | 0 | 0 | 0 | 0 | 0 | 0 | 0 | 0 | 0 | 0 | 0 | 0 | 0 | 0
F4_Industrial_Petroleum_Existing_Space Heating_Natural Gas_Steam System Efficiency Improvements_A_Technical Potential | F4 | Industrial | Petroleum | Existing | Space Heating | Natural Gas | Steam System Efficiency Improvements | A | Incremental Energy Savings (MWh or mTherms) | Technical Potential | 0 | 0 | 0.00010762 | 0.00020741 | 0.00035319 | 0.00054762 | 0.00078721 | 0.0010615 | 0.0013533 | 0.0016399 | 0.0018944 | 0.0020887 | 0.0021966 | 0.0021978 | 0.0020834 | 0.0018608 | 0.0015556 | 0.0012269 | 0.00089709 | 0.0005949 | 0.00036494 | 0.00022861 | 0
F5_Industrial_Petroleum_Existing_Space Heating_Natural Gas_Steam System Efficiency Improvements_A_Technical Potential | F5 | Industrial | Petroleum | Existing | Space Heating | Natural Gas | Steam System Efficiency Improvements | A | Incremental Summer Peak Savings (MW) | Technical Potential | 0 | 0 | 0 | 0 | 0 | 0 | 0 | 0 | 0 | 0 | 0 | 0 | 0 | 0 | 0 | 0 | 0 | 0 | 0 | 0 | 0 | 0 | 0
F6_Industrial_Petroleum_Existing_Space Heating_Natural Gas_Steam System Efficiency Improvements_A_Technical Potential | F6 | Industrial | Petroleum | Existing | Space Heating | Natural Gas | Steam System Efficiency Improvements | A | Incremental Winter Peak Savings (MW) | Technical Potential | 0 | 0 | 0 | 0 | 0 | 0 | 0 | 0 | 0 | 0 | 0 | 0 | 0 | 0 | 0 | 0 | 0 | 0 | 0 | 0 | 0 | 0 | 0
F7_Industrial_Petroleum_Existing_Space Heating_Natural Gas_Steam System Efficiency Improvements_A_Technical Potential | F7 | Industrial | Petroleum | Existing | Space Heating | Natural Gas | Steam System Efficiency Improvements | A | Cumulative Energy Savings (MWh or mTherms) | Technical Potential | 0 | 0 | 0.00010762 | 0.00031298 | 0.00065864 | 0.0011864 | 0.0019306 | 0.0029111 | 0.0041296 | 0.0055675 | 0.0071858 | 0.0089253 | 0.01071 | 0.012447 | 0.01404 | 0.015397 | 0.016452 | 0.017192 | 0.017624 | 0.017773 | 0.017729 | 0.017557 | 0
F8_Industrial_Petroleum_Existing_Space Heating_Natural Gas_Steam System Efficiency Improvements_A_Technical Potential | F8 | Industrial | Petroleum | Existing | Space Heating | Natural Gas | Steam System Efficiency Improvements | A | Cumulative Summer Peak Savings (MW) | Technical Potential | 0 | 0 | 0 | 0 | 0 | 0 | 0 | 0 | 0 | 0 | 0 | 0 | 0 | 0 | 0 | 0 | 0 | 0 | 0 | 0 | 0 | 0 | 0
F9_Industrial_Petroleum_Existing_Space Heating_Natural Gas_Steam System Efficiency Improvements_A_Technical Potential | F9 | Industrial | Petroleum | Existing | Space Heating | Natural Gas | Steam System Efficiency Improvements | A | Cumulative Winter Peak Savings (MW) | Technical Potential | 0 | 0 | 0 | 0 | 0 | 0 | 0 | 0 | 0 | 0 | 0 | 0 | 0 | 0 | 0 | 0 | 0 | 0 | 0 | 0 | 0 | 0 | 0
F10_Industrial_Petroleum_Existing_Space Heating_Natural Gas_Steam System Efficiency Improvements_A_Technical Potential | F10 | Industrial | Petroleum | Existing | Space Heating | Natural Gas | Steam System Efficiency Improvements | A | Purchases (Incremental) | Technical Potential | 0 | 0 | 0.78107 | 1.5344 | 2.6774 | 4.2801 | 6.3845 | 8.9863 | 12.0131 | 15.3049 | 18.6031 | 21.5593 | 23.7711 | 24.8519 | 24.5254 | 22.7207 | 19.6322 | 15.9557 | 11.991 | 8.1583 | 5.1224 | 3.2831 | 0
F11_Industrial_Petroleum_Existing_Space Heating_Natural Gas_Steam System Efficiency Improvements_A_Technical Potential | F11 | Industrial | Petroleum | Existing | Space Heating | Natural Gas | Steam System Efficiency Improvements | A | Purchases (Cumulative) | Technical Potential | 0 | 0 | 0.78107 | 2.3155 | 4.9928 | 9.2729 | 15.6574 | 24.6438 | 36.6569 | 51.9618 | 70.5649 | 92.1242 | 115.8952 | 140.7471 | 165.2725 | 187.9933 | 207.6254 | 223.5811 | 235.5721 | 243.7305 | 248.8529 | 252.136 | 0
F1_Industrial_Petroleum_Existing_Process_Natural Gas_Steam System Efficiency Improvements_A_Technical Potential | F1 | Industrial | Petroleum | Existing | Process | Natural Gas | Steam System Efficiency Improvements | A | Integrated Unit Energy Savings (kWh or therms) | Technical Potential | 0 | 0 | 0.7002 | 0.69768 | 0.69511 | 0.69246 | 0.68973 | 0.68701 | 0.68439 | 0.68186 | 0.67942 | 0.67708 | 0.67485 | 0.67272 | 0.67068 | 0.6687 | 0.66677 | 0.66487 | 0.66305 | 0.66121 | 0.65936 | 0.65748 | 0
F2_Industrial_Petroleum_Existing_Process_Natural Gas_Steam System Efficiency Improvements_A_Technical Potential | F2 | Industrial | Petroleum | Existing | Process | Natural Gas | Steam System Efficiency Improvements | A | Integrated Unit Summer Peak Savings (kW) | Technical Potential | 0 | 0 | 0 | 0 | 0 | 0 | 0 | 0 | 0 | 0 | 0 | 0 | 0 | 0 | 0 | 0 | 0 | 0 | 0 | 0 | 0 | 0 | 0
F3_Industrial_Petroleum_Existing_Process_Natural Gas_Steam System Efficiency Improvements_A_Technical Potential | F3 | Industrial | Petroleum | Existing | Process | Natural Gas | Steam System Efficiency Improvements | A | Integrated Unit Winter Peak Savings (kW) | Technical Potential | 0 | 0 | 0 | 0 | 0 | 0 | 0 | 0 | 0 | 0 | 0 | 0 | 0 | 0 | 0 | 0 | 0 | 0 | 0 | 0 | 0 | 0 | 0
F4_Industrial_Petroleum_Existing_Process_Natural Gas_Steam System Efficiency Improvements_A_Technical Potential | F4 | Industrial | Petroleum | Existing | Process | Natural Gas | Steam System Efficiency Improvements | A | Incremental Energy Savings (MWh or mTherms) | Technical Potential | 0 | 0 | 1.0007e-05 | 1.9587e-05 | 3.4052e-05 | 5.4229e-05 | 8.0574e-05 | 0.00011296 | 0.00015043 | 0.00019095 | 0.00023127 | 0.00026709 | 0.00029352 | 0.0003059 | 0.00030096 | 0.000278 | 0.00023951 | 0.0001941 | 0.00014547 | 9.8702e-05 | 6.1799e-05 | 3.9496e-05 | 0
F5_Industrial_Petroleum_Existing_Process_Natural Gas_Steam System Efficiency Improvements_A_Technical Potential | F5 | Industrial | Petroleum | Existing | Process | Natural Gas | Steam System Efficiency Improvements | A | Incremental Summer Peak Savings (MW) | Technical Potential | 0 | 0 | 0 | 0 | 0 | 0 | 0 | 0 | 0 | 0 | 0 | 0 | 0 | 0 | 0 | 0 | 0 | 0 | 0 | 0 | 0 | 0 | 0
F6_Industrial_Petroleum_Existing_Process_Natural Gas_Steam System Efficiency Improvements_A_Technical Potential | F6 | Industrial | Petroleum | Existing | Process | Natural Gas | Steam System Efficiency Improvements | A | Incremental Winter Peak Savings (MW) | Technical Potential | 0 | 0 | 0 | 0 | 0 | 0 | 0 | 0 | 0 | 0 | 0 | 0 | 0 | 0 | 0 | 0 | 0 | 0 | 0 | 0 | 0 | 0 | 0
F7_Industrial_Petroleum_Existing_Process_Natural Gas_Steam System Efficiency Improvements_A_Technical Potential | F7 | Industrial | Petroleum | Existing | Process | Natural Gas | Steam System Efficiency Improvements | A | Cumulative Energy Savings (MWh or mTherms) | Technical Potential | 0 | 0 | 1.0007e-05 | 2.9558e-05 | 6.3501e-05 | 0.00011749 | 0.0001976 | 0.00030978 | 0.00045903 | 0.00064828 | 0.00087723 | 0.0011413 | 0.0014311 | 0.0017324 | 0.0020281 | 0.0023002 | 0.0025331 | 0.0027199 | 0.0028579 | 0.0029487 | 0.0030023 | 0.0030332 | 0
F8_Industrial_Petroleum_Existing_Process_Natural Gas_Steam System Efficiency Improvements_A_Technical Potential | F8 | Industrial | Petroleum | Existing | Process | Natural Gas | Steam System Efficiency Improvements | A | Cumulative Summer Peak Savings (MW) | Technical Potential | 0 | 0 | 0 | 0 | 0 | 0 | 0 | 0 | 0 | 0 | 0 | 0 | 0 | 0 | 0 | 0 | 0 | 0 | 0 | 0 | 0 | 0 | 0
F9_Industrial_Petroleum_Existing_Process_Natural Gas_Steam System Efficiency Improvements_A_Technical Potential | F9 | Industrial | Petroleum | Existing | Process | Natural Gas | Steam System Efficiency Improvements | A | Cumulative Winter Peak Savings (MW) | Technical Potential | 0 | 0 | 0 | 0 | 0 | 0 | 0 | 0 | 0 | 0 | 0 | 0 | 0 | 0 | 0 | 0 | 0 | 0 | 0 | 0 | 0 | 0 | 0
F10_Industrial_Petroleum_Existing_Process_Natural Gas_Steam System Efficiency Improvements_A_Technical Potential | F10 | Industrial | Petroleum | Existing | Process | Natural Gas | Steam System Efficiency Improvements | A | Purchases (Incremental) | Technical Potential | 0 | 0 | 0.014291 | 0.028075 | 0.048989 | 0.078313 | 0.11682 | 0.16443 | 0.21981 | 0.28004 | 0.34039 | 0.39447 | 0.43494 | 0.45472 | 0.44875 | 0.41573 | 0.35921 | 0.29194 | 0.2194 | 0.14928 | 0.093726 | 0.060072 | 0
F11_Industrial_Petroleum_Existing_Process_Natural Gas_Steam System Efficiency Improvements_A_Technical Potential | F11 | Industrial | Petroleum | Existing | Process | Natural Gas | Steam System Efficiency Improvements | A | Purchases (Cumulative) | Technical Potential | 0 | 0 | 0.014291 | 0.042366 | 0.091355 | 0.16967 | 0.28649 | 0.45091 | 0.67072 | 0.95076 | 1.2911 | 1.6856 | 2.1206 | 2.5753 | 3.024 | 3.4398 | 3.799 | 4.0909 | 4.3103 | 4.4596 | 4.5533 | 4.6134 | 0
F1_Industrial_Petroleum_Existing_Space Heating_Natural Gas_Strategic Energy Management_A_Technical Potential | F1 | Industrial | Petroleum | Existing | Space Heating | Natural Gas | Strategic Energy Management | A | Integrated Unit Energy Savings (kWh or therms) | Technical Potential | 0 | 0 | 809.3984 | 800.9356 | 792.3598 | 783.6999 | 774.9816 | 766.2209 | 757.4601 | 748.7475 | 740.1339 | 731.6667 | 723.4425 | 715.4576 | 707.6855 | 700.0969 | 692.6607 | 685.3537 | 678.1599 | 671.0153 | 663.9106 | 656.8381 | 0
F2_Industrial_Petroleum_Existing_Space Heating_Natural Gas_Strategic Energy Management_A_Technical Potential | F2 | Industrial | Petroleum | Existing | Space Heating | Natural Gas | Strategic Energy Management | A | Integrated Unit Summer Peak Savings (kW) | Technical Potential | 0 | 0 | 0 | 0 | 0 | 0 | 0 | 0 | 0 | 0 | 0 | 0 | 0 | 0 | 0 | 0 | 0 | 0 | 0 | 0 | 0 | 0 | 0
F3_Industrial_Petroleum_Existing_Space Heating_Natural Gas_Strategic Energy Management_A_Technical Potential | F3 | Industrial | Petroleum | Existing | Space Heating | Natural Gas | Strategic Energy Management | A | Integrated Unit Winter Peak Savings (kW) | Technical Potential | 0 | 0 | 0 | 0 | 0 | 0 | 0 | 0 | 0 | 0 | 0 | 0 | 0 | 0 | 0 | 0 | 0 | 0 | 0 | 0 | 0 | 0 | 0
F4_Industrial_Petroleum_Existing_Space Heating_Natural Gas_Strategic Energy Management_A_Technical Potential | F4 | Industrial | Petroleum | Existing | Space Heating | Natural Gas | Strategic Energy Management | A | Incremental Energy Savings (MWh or mTherms) | Technical Potential | 0 | 0 | 0.0052255 | 0.0050817 | 0.0049406 | 0.0048024 | 0.0046671 | 0.0045348 | 0.0044056 | 0.0042799 | 0.0041577 | 0.0040393 | 0.003925 | 0.0038148 | 0.0037083 | 0.0036052 | 0.0035055 | 0.0034087 | 0.0033147 | 0.0032233 | 0.0031342 | 0.0030473 | 0
F5_Industrial_Petroleum_Existing_Space Heating_Natural Gas_Strategic Energy Management_A_Technical Potential | F5 | Industrial | Petroleum | Existing | Space Heating | Natural Gas | Strategic Energy Management | A | Incremental Summer Peak Savings (MW) | Technical Potential | 0 | 0 | 0 | 0 | 0 | 0 | 0 | 0 | 0 | 0 | 0 | 0 | 0 | 0 | 0 | 0 | 0 | 0 | 0 | 0 | 0 | 0 | 0
F6_Industrial_Petroleum_Existing_Space Heating_Natural Gas_Strategic Energy Management_A_Technical Potential | F6 | Industrial | Petroleum | Existing | Space Heating | Natural Gas | Strategic Energy Management | A | Incremental Winter Peak Savings (MW) | Technical Potential | 0 | 0 | 0 | 0 | 0 | 0 | 0 | 0 | 0 | 0 | 0 | 0 | 0 | 0 | 0 | 0 | 0 | 0 | 0 | 0 | 0 | 0 | 0
F7_Industrial_Petroleum_Existing_Space Heating_Natural Gas_Strategic Energy Management_A_Technical Potential | F7 | Industrial | Petroleum | Existing | Space Heating | Natural Gas | Strategic Energy Management | A | Cumulative Energy Savings (MWh or mTherms) | Technical Potential | 0 | 0 | 0.0052255 | 0.010253 | 0.015083 | 0.019721 | 0.024169 | 0.02843 | 0.032511 | 0.036417 | 0.040156 | 0.043735 | 0.047169 | 0.050463 | 0.053623 | 0.056653 | 0.059557 | 0.062337 | 0.064998 | 0.067536 | 0.069955 | 0.072257 | 0
F8_Industrial_Petroleum_Existing_Space Heating_Natural Gas_Strategic Energy Management_A_Technical Potential | F8 | Industrial | Petroleum | Existing | Space Heating | Natural Gas | Strategic Energy Management | A | Cumulative Summer Peak Savings (MW) | Technical Potential | 0 | 0 | 0 | 0 | 0 | 0 | 0 | 0 | 0 | 0 | 0 | 0 | 0 | 0 | 0 | 0 | 0 | 0 | 0 | 0 | 0 | 0 | 0
F9_Industrial_Petroleum_Existing_Space Heating_Natural Gas_Strategic Energy Management_A_Technical Potential | F9 | Industrial | Petroleum | Existing | Space Heating | Natural Gas | Strategic Energy Management | A | Cumulative Winter Peak Savings (MW) | Technical Potential | 0 | 0 | 0 | 0 | 0 | 0 | 0 | 0 | 0 | 0 | 0 | 0 | 0 | 0 | 0 | 0 | 0 | 0 | 0 | 0 | 0 | 0 | 0
F10_Industrial_Petroleum_Existing_Space Heating_Natural Gas_Strategic Energy Management_A_Technical Potential | F10 | Industrial | Petroleum | Existing | Space Heating | Natural Gas | Strategic Energy Management | A | Purchases (Incremental) | Technical Potential | 0 | 0 | 0.0064561 | 0.0063447 | 0.0062354 | 0.0061278 | 0.0060222 | 0.0059184 | 0.0058163 | 0.005716 | 0.0056175 | 0.0055206 | 0.0054255 | 0.0053319 | 0.00524 | 0.0051496 | 0.0050609 | 0.0049736 | 0.0048878 | 0.0048036 | 0.0047207 | 0.0046394 | 0
F11_Industrial_Petroleum_Existing_Space Heating_Natural Gas_Strategic Energy Management_A_Technical Potential | F11 | Industrial | Petroleum | Existing | Space Heating | Natural Gas | Strategic Energy Management | A | Purchases (Cumulative) | Technical Potential | 0 | 0 | 0.0064561 | 0.012801 | 0.019036 | 0.025164 | 0.031186 | 0.037105 | 0.042921 | 0.048637 | 0.054254 | 0.059775 | 0.065201 | 0.070532 | 0.075772 | 0.080922 | 0.085983 | 0.090956 | 0.095844 | 0.10065 | 0.10537 | 0.11001 | 0
F1_Industrial_Petroleum_Existing_Process_Natural Gas_Strategic Energy Management_A_Technical Potential | F1 | Industrial | Petroleum | Existing | Process | Natural Gas | Strategic Energy Management | A | Integrated Unit Energy Savings (kWh or therms) | Technical Potential | 0 | 0 | 767.7557 | 766.4594 | 765.1384 | 763.7823 | 762.3825 | 760.9925 | 759.6761 | 758.4298 | 757.2581 | 756.1685 | 755.1645 | 754.2464 | 753.3963 | 752.5943 | 751.819 | 751.0556 | 750.3454 | 749.6252 | 748.8936 | 748.1503 | 0
F2_Industrial_Petroleum_Existing_Process_Natural Gas_Strategic Energy Management_A_Technical Potential | F2 | Industrial | Petroleum | Existing | Process | Natural Gas | Strategic Energy Management | A | Integrated Unit Summer Peak Savings (kW) | Technical Potential | 0 | 0 | 0 | 0 | 0 | 0 | 0 | 0 | 0 | 0 | 0 | 0 | 0 | 0 | 0 | 0 | 0 | 0 | 0 | 0 | 0 | 0 | 0
F3_Industrial_Petroleum_Existing_Process_Natural Gas_Strategic Energy Management_A_Technical Potential | F3 | Industrial | Petroleum | Existing | Process | Natural Gas | Strategic Energy Management | A | Integrated Unit Winter Peak Savings (kW) | Technical Potential | 0 | 0 | 0 | 0 | 0 | 0 | 0 | 0 | 0 | 0 | 0 | 0 | 0 | 0 | 0 | 0 | 0 | 0 | 0 | 0 | 0 | 0 | 0
F4_Industrial_Petroleum_Existing_Process_Natural Gas_Strategic Energy Management_A_Technical Potential | F4 | Industrial | Petroleum | Existing | Process | Natural Gas | Strategic Energy Management | A | Incremental Energy Savings (MWh or mTherms) | Technical Potential | 0 | 0 | 1.2836 | 1.2593 | 1.2355 | 1.212 | 1.189 | 1.1663 | 1.1442 | 1.1227 | 1.1016 | 1.0811 | 1.061 | 1.0414 | 1.0223 | 1.0036 | 0.98532 | 0.96735 | 0.94977 | 0.9325 | 0.91553 | 0.89885 | 0
F5_Industrial_Petroleum_Existing_Process_Natural Gas_Strategic Energy Management_A_Technical Potential | F5 | Industrial | Petroleum | Existing | Process | Natural Gas | Strategic Energy Management | A | Incremental Summer Peak Savings (MW) | Technical Potential | 0 | 0 | 0 | 0 | 0 | 0 | 0 | 0 | 0 | 0 | 0 | 0 | 0 | 0 | 0 | 0 | 0 | 0 | 0 | 0 | 0 | 0 | 0
F6_Industrial_Petroleum_Existing_Process_Natural Gas_Strategic Energy Management_A_Technical Potential | F6 | Industrial | Petroleum | Existing | Process | Natural Gas | Strategic Energy Management | A | Incremental Winter Peak Savings (MW) | Technical Potential | 0 | 0 | 0 | 0 | 0 | 0 | 0 | 0 | 0 | 0 | 0 | 0 | 0 | 0 | 0 | 0 | 0 | 0 | 0 | 0 | 0 | 0 | 0
F7_Industrial_Petroleum_Existing_Process_Natural Gas_Strategic Energy Management_A_Technical Potential | F7 | Industrial | Petroleum | Existing | Process | Natural Gas | Strategic Energy Management | A | Cumulative Energy Savings (MWh or mTherms) | Technical Potential | 0 | 0 | 1.2836 | 2.5408 | 3.7719 | 4.9773 | 6.1571 | 7.3122 | 8.4438 | 9.5526 | 10.6395 | 11.7052 | 12.7507 | 13.7767 | 14.7835 | 15.7714 | 16.7405 | 17.6908 | 18.6239 | 19.5385 | 20.435 | 21.3135 | 0
F8_Industrial_Petroleum_Existing_Process_Natural Gas_Strategic Energy Management_A_Technical Potential | F8 | Industrial | Petroleum | Existing | Process | Natural Gas | Strategic Energy Management | A | Cumulative Summer Peak Savings (MW) | Technical Potential | 0 | 0 | 0 | 0 | 0 | 0 | 0 | 0 | 0 | 0 | 0 | 0 | 0 | 0 | 0 | 0 | 0 | 0 | 0 | 0 | 0 | 0 | 0
F9_Industrial_Petroleum_Existing_Process_Natural Gas_Strategic Energy Management_A_Technical Potential | F9 | Industrial | Petroleum | Existing | Process | Natural Gas | Strategic Energy Management | A | Cumulative Winter Peak Savings (MW) | Technical Potential | 0 | 0 | 0 | 0 | 0 | 0 | 0 | 0 | 0 | 0 | 0 | 0 | 0 | 0 | 0 | 0 | 0 | 0 | 0 | 0 | 0 | 0 | 0
F10_Industrial_Petroleum_Existing_Process_Natural Gas_Strategic Energy Management_A_Technical Potential | F10 | Industrial | Petroleum | Existing | Process | Natural Gas | Strategic Energy Management | A | Purchases (Incremental) | Technical Potential | 0 | 0 | 1.6719 | 1.6431 | 1.6147 | 1.5869 | 1.5595 | 1.5327 | 1.5062 | 1.4803 | 1.4547 | 1.4297 | 1.405 | 1.3808 | 1.357 | 1.3336 | 1.3106 | 1.288 | 1.2658 | 1.244 | 1.2225 | 1.2014 | 0
F11_Industrial_Petroleum_Existing_Process_Natural Gas_Strategic Energy Management_A_Technical Potential | F11 | Industrial | Petroleum | Existing | Process | Natural Gas | Strategic Energy Management | A | Purchases (Cumulative) | Technical Potential | 0 | 0 | 1.6719 | 3.315 | 4.9297 | 6.5166 | 8.0762 | 9.6088 | 11.115 | 12.5953 | 14.05 | 15.4797 | 16.8847 | 18.2655 | 19.6224 | 20.956 | 22.2666 | 23.5546 | 24.8204 | 26.0643 | 27.2869 | 28.4883 | 0
F1_Industrial_Petroleum_Existing_Miscellaneous_Natural Gas_Strategic Energy Management_A_Technical Potential | F1 | Industrial | Petroleum | Existing | Miscellaneous | Natural Gas | Strategic Energy Management | A | Integrated Unit Energy Savings (kWh or therms) | Technical Potential | 0 | 0 | 160.7723 | 160.7723 | 160.7723 | 160.7723 | 160.7723 | 160.7723 | 160.7723 | 160.7723 | 160.7723 | 160.7723 | 160.7723 | 160.7723 | 160.7723 | 160.7723 | 160.7723 | 160.7723 | 160.7723 | 160.7723 | 160.7723 | 160.7723 | 0
F2_Industrial_Petroleum_Existing_Miscellaneous_Natural Gas_Strategic Energy Management_A_Technical Potential | F2 | Industrial | Petroleum | Existing | Miscellaneous | Natural Gas | Strategic Energy Management | A | Integrated Unit Summer Peak Savings (kW) | Technical Potential | 0 | 0 | 0 | 0 | 0 | 0 | 0 | 0 | 0 | 0 | 0 | 0 | 0 | 0 | 0 | 0 | 0 | 0 | 0 | 0 | 0 | 0 | 0
F3_Industrial_Petroleum_Existing_Miscellaneous_Natural Gas_Strategic Energy Management_A_Technical Potential | F3 | Industrial | Petroleum | Existing | Miscellaneous | Natural Gas | Strategic Energy Management | A | Integrated Unit Winter Peak Savings (kW) | Technical Potential | 0 | 0 | 0 | 0 | 0 | 0 | 0 | 0 | 0 | 0 | 0 | 0 | 0 | 0 | 0 | 0 | 0 | 0 | 0 | 0 | 0 | 0 | 0
F4_Industrial_Petroleum_Existing_Miscellaneous_Natural Gas_Strategic Energy Management_A_Technical Potential | F4 | Industrial | Petroleum | Existing | Miscellaneous | Natural Gas | Strategic Energy Management | A | Incremental Energy Savings (MWh or mTherms) | Technical Potential | 0 | 0 | 0.067199 | 0.06604 | 0.064901 | 0.063782 | 0.062683 | 0.061602 | 0.06054 | 0.059496 | 0.05847 | 0.057462 | 0.056471 | 0.055498 | 0.054541 | 0.053601 | 0.052676 | 0.051768 | 0.050876 | 0.049999 | 0.049136 | 0.048289 | 0
F5_Industrial_Petroleum_Existing_Miscellaneous_Natural Gas_Strategic Energy Management_A_Technical Potential | F5 | Industrial | Petroleum | Existing | Miscellaneous | Natural Gas | Strategic Energy Management | A | Incremental Summer Peak Savings (MW) | Technical Potential | 0 | 0 | 0 | 0 | 0 | 0 | 0 | 0 | 0 | 0 | 0 | 0 | 0 | 0 | 0 | 0 | 0 | 0 | 0 | 0 | 0 | 0 | 0
F6_Industrial_Petroleum_Existing_Miscellaneous_Natural Gas_Strategic Energy Management_A_Technical Potential | F6 | Industrial | Petroleum | Existing | Miscellaneous | Natural Gas | Strategic Energy Management | A | Incremental Winter Peak Savings (MW) | Technical Potential | 0 | 0 | 0 | 0 | 0 | 0 | 0 | 0 | 0 | 0 | 0 | 0 | 0 | 0 | 0 | 0 | 0 | 0 | 0 | 0 | 0 | 0 | 0
F7_Industrial_Petroleum_Existing_Miscellaneous_Natural Gas_Strategic Energy Management_A_Technical Potential | F7 | Industrial | Petroleum | Existing | Miscellaneous | Natural Gas | Strategic Energy Management | A | Cumulative Energy Savings (MWh or mTherms) | Technical Potential | 0 | 0 | 0.067199 | 0.13324 | 0.19814 | 0.26192 | 0.32461 | 0.38621 | 0.44675 | 0.50624 | 0.56471 | 0.62218 | 0.67865 | 0.73415 | 0.78869 | 0.84229 | 0.89496 | 0.94673 | 0.99761 | 1.0476 | 1.0967 | 1.145 | 0
F8_Industrial_Petroleum_Existing_Miscellaneous_Natural Gas_Strategic Energy Management_A_Technical Potential | F8 | Industrial | Petroleum | Existing | Miscellaneous | Natural Gas | Strategic Energy Management | A | Cumulative Summer Peak Savings (MW) | Technical Potential | 0 | 0 | 0 | 0 | 0 | 0 | 0 | 0 | 0 | 0 | 0 | 0 | 0 | 0 | 0 | 0 | 0 | 0 | 0 | 0 | 0 | 0 | 0
F9_Industrial_Petroleum_Existing_Miscellaneous_Natural Gas_Strategic Energy Management_A_Technical Potential | F9 | Industrial | Petroleum | Existing | Miscellaneous | Natural Gas | Strategic Energy Management | A | Cumulative Winter Peak Savings (MW) | Technical Potential | 0 | 0 | 0 | 0 | 0 | 0 | 0 | 0 | 0 | 0 | 0 | 0 | 0 | 0 | 0 | 0 | 0 | 0 | 0 | 0 | 0 | 0 | 0
F10_Industrial_Petroleum_Existing_Miscellaneous_Natural Gas_Strategic Energy Management_A_Technical Potential | F10 | Industrial | Petroleum | Existing | Miscellaneous | Natural Gas | Strategic Energy Management | A | Purchases (Incremental) | Technical Potential | 0 | 0 | 0.41797 | 0.41077 | 0.40369 | 0.39673 | 0.38989 | 0.38316 | 0.37656 | 0.37006 | 0.36368 | 0.35741 | 0.35125 | 0.3452 | 0.33924 | 0.33339 | 0.32765 | 0.322 | 0.31645 | 0.31099 | 0.30563 | 0.30036 | 0
F11_Industrial_Petroleum_Existing_Miscellaneous_Natural Gas_Strategic Energy Management_A_Technical Potential | F11 | Industrial | Petroleum | Existing | Miscellaneous | Natural Gas | Strategic Energy Management | A | Purchases (Cumulative) | Technical Potential | 0 | 0 | 0.41797 | 0.82874 | 1.2324 | 1.6292 | 2.019 | 2.4022 | 2.7788 | 3.1488 | 3.5125 | 3.8699 | 4.2212 | 4.5664 | 4.9056 | 5.239 | 5.5667 | 5.8887 | 6.2051 | 6.5161 | 6.8217 | 7.1221 | 0
F1_Industrial_Petroleum_Existing_Space Heating_Natural Gas_Commissioning_A_Technical Potential | F1 | Industrial | Petroleum | Existing | Space Heating | Natural Gas | Commissioning | A | Integrated Unit Energy Savings (kWh or therms) | Technical Potential | 0 | 0 | 17.4757 | 17.3245 | 17.1713 | 17.0168 | 16.8617 | 16.7066 | 16.552 | 16.3985 | 16.2466 | 16.0968 | 15.9508 | 15.8084 | 15.6693 | 15.5333 | 15.4001 | 15.2694 | 15.1412 | 15.014 | 14.8877 | 14.7621 | 0
F2_Industrial_Petroleum_Existing_Space Heating_Natural Gas_Commissioning_A_Technical Potential | F2 | Industrial | Petroleum | Existing | Space Heating | Natural Gas | Commissioning | A | Integrated Unit Summer Peak Savings (kW) | Technical Potential | 0 | 0 | 0 | 0 | 0 | 0 | 0 | 0 | 0 | 0 | 0 | 0 | 0 | 0 | 0 | 0 | 0 | 0 | 0 | 0 | 0 | 0 | 0
F3_Industrial_Petroleum_Existing_Space Heating_Natural Gas_Commissioning_A_Technical Potential | F3 | Industrial | Petroleum | Existing | Space Heating | Natural Gas | Commissioning | A | Integrated Unit Winter Peak Savings (kW) | Technical Potential | 0 | 0 | 0 | 0 | 0 | 0 | 0 | 0 | 0 | 0 | 0 | 0 | 0 | 0 | 0 | 0 | 0 | 0 | 0 | 0 | 0 | 0 | 0
F4_Industrial_Petroleum_Existing_Space Heating_Natural Gas_Commissioning_A_Technical Potential | F4 | Industrial | Petroleum | Existing | Space Heating | Natural Gas | Commissioning | A | Incremental Energy Savings (MWh or mTherms) | Technical Potential | 0 | 0 | 0 | 0 | 0 | 0 | 0 | 0 | 0 | 0 | 0 | 0 | 0 | 0 | 0 | 0 | 0 | 0 | 0 | 0 | 0 | 0 | 0
F5_Industrial_Petroleum_Existing_Space Heating_Natural Gas_Commissioning_A_Technical Potential | F5 | Industrial | Petroleum | Existing | Space Heating | Natural Gas | Commissioning | A | Incremental Summer Peak Savings (MW) | Technical Potential | 0 | 0 | 0 | 0 | 0 | 0 | 0 | 0 | 0 | 0 | 0 | 0 | 0 | 0 | 0 | 0 | 0 | 0 | 0 | 0 | 0 | 0 | 0
F6_Industrial_Petroleum_Existing_Space Heating_Natural Gas_Commissioning_A_Technical Potential | F6 | Industrial | Petroleum | Existing | Space Heating | Natural Gas | Commissioning | A | Incremental Winter Peak Savings (MW) | Technical Potential | 0 | 0 | 0 | 0 | 0 | 0 | 0 | 0 | 0 | 0 | 0 | 0 | 0 | 0 | 0 | 0 | 0 | 0 | 0 | 0 | 0 | 0 | 0
F7_Industrial_Petroleum_Existing_Space Heating_Natural Gas_Commissioning_A_Technical Potential | F7 | Industrial | Petroleum | Existing | Space Heating | Natural Gas | Commissioning | A | Cumulative Energy Savings (MWh or mTherms) | Technical Potential | 0 | 0 | 0 | 0 | 0 | 0 | 0 | 0 | 0 | 0 | 0 | 0 | 0 | 0 | 0 | 0 | 0 | 0 | 0 | 0 | 0 | 0 | 0
F8_Industrial_Petroleum_Existing_Space Heating_Natural Gas_Commissioning_A_Technical Potential | F8 | Industrial | Petroleum | Existing | Space Heating | Natural Gas | Commissioning | A | Cumulative Summer Peak Savings (MW) | Technical Potential | 0 | 0 | 0 | 0 | 0 | 0 | 0 | 0 | 0 | 0 | 0 | 0 | 0 | 0 | 0 | 0 | 0 | 0 | 0 | 0 | 0 | 0 | 0
F9_Industrial_Petroleum_Existing_Space Heating_Natural Gas_Commissioning_A_Technical Potential | F9 | Industrial | Petroleum | Existing | Space Heating | Natural Gas | Commissioning | A | Cumulative Winter Peak Savings (MW) | Technical Potential | 0 | 0 | 0 | 0 | 0 | 0 | 0 | 0 | 0 | 0 | 0 | 0 | 0 | 0 | 0 | 0 | 0 | 0 | 0 | 0 | 0 | 0 | 0
F10_Industrial_Petroleum_Existing_Space Heating_Natural Gas_Commissioning_A_Technical Potential | F10 | Industrial | Petroleum | Existing | Space Heating | Natural Gas | Commissioning | A | Purchases (Incremental) | Technical Potential | 0 | 0 | 0 | 0 | 0 | 0 | 0 | 0 | 0 | 0 | 0 | 0 | 0 | 0 | 0 | 0 | 0 | 0 | 0 | 0 | 0 | 0 | 0
F11_Industrial_Petroleum_Existing_Space Heating_Natural Gas_Commissioning_A_Technical Potential | F11 | Industrial | Petroleum | Existing | Space Heating | Natural Gas | Commissioning | A | Purchases (Cumulative) | Technical Potential | 0 | 0 | 0 | 0 | 0 | 0 | 0 | 0 | 0 | 0 | 0 | 0 | 0 | 0 | 0 | 0 | 0 | 0 | 0 | 0 | 0 | 0 | 0
F1_Industrial_Petroleum_Existing_Process_Natural Gas_Commissioning_A_Technical Potential | F1 | Industrial | Petroleum | Existing | Process | Natural Gas | Commissioning | A | Integrated Unit Energy Savings (kWh or therms) | Technical Potential | 0 | 0 | 4292.3343 | 4292.3343 | 4292.3343 | 4292.3343 | 4292.3343 | 4292.3343 | 4292.3343 | 4292.3343 | 4292.3343 | 4292.3343 | 4292.3343 | 4292.3343 | 4292.3343 | 4292.3343 | 4292.3343 | 4292.3343 | 4292.3343 | 4292.3343 | 4292.3343 | 4292.3343 | 0
F2_Industrial_Petroleum_Existing_Process_Natural Gas_Commissioning_A_Technical Potential | F2 | Industrial | Petroleum | Existing | Process | Natural Gas | Commissioning | A | Integrated Unit Summer Peak Savings (kW) | Technical Potential | 0 | 0 | 0 | 0 | 0 | 0 | 0 | 0 | 0 | 0 | 0 | 0 | 0 | 0 | 0 | 0 | 0 | 0 | 0 | 0 | 0 | 0 | 0
F3_Industrial_Petroleum_Existing_Process_Natural Gas_Commissioning_A_Technical Potential | F3 | Industrial | Petroleum | Existing | Process | Natural Gas | Commissioning | A | Integrated Unit Winter Peak Savings (kW) | Technical Potential | 0 | 0 | 0 | 0 | 0 | 0 | 0 | 0 | 0 | 0 | 0 | 0 | 0 | 0 | 0 | 0 | 0 | 0 | 0 | 0 | 0 | 0 | 0
F4_Industrial_Petroleum_Existing_Process_Natural Gas_Commissioning_A_Technical Potential | F4 | Industrial | Petroleum | Existing | Process | Natural Gas | Commissioning | A | Incremental Energy Savings (MWh or mTherms) | Technical Potential | 0 | 0 | 0 | 0 | 0 | 0 | 0 | 0 | 0 | 0 | 0 | 0 | 0 | 0 | 0 | 0 | 0 | 0 | 0 | 0 | 0 | 0 | 0
F5_Industrial_Petroleum_Existing_Process_Natural Gas_Commissioning_A_Technical Potential | F5 | Industrial | Petroleum | Existing | Process | Natural Gas | Commissioning | A | Incremental Summer Peak Savings (MW) | Technical Potential | 0 | 0 | 0 | 0 | 0 | 0 | 0 | 0 | 0 | 0 | 0 | 0 | 0 | 0 | 0 | 0 | 0 | 0 | 0 | 0 | 0 | 0 | 0
F6_Industrial_Petroleum_Existing_Process_Natural Gas_Commissioning_A_Technical Potential | F6 | Industrial | Petroleum | Existing | Process | Natural Gas | Commissioning | A | Incremental Winter Peak Savings (MW) | Technical Potential | 0 | 0 | 0 | 0 | 0 | 0 | 0 | 0 | 0 | 0 | 0 | 0 | 0 | 0 | 0 | 0 | 0 | 0 | 0 | 0 | 0 | 0 | 0
F7_Industrial_Petroleum_Existing_Process_Natural Gas_Commissioning_A_Technical Potential | F7 | Industrial | Petroleum | Existing | Process | Natural Gas | Commissioning | A | Cumulative Energy Savings (MWh or mTherms) | Technical Potential | 0 | 0 | 0 | 0 | 0 | 0 | 0 | 0 | 0 | 0 | 0 | 0 | 0 | 0 | 0 | 0 | 0 | 0 | 0 | 0 | 0 | 0 | 0
F8_Industrial_Petroleum_Existing_Process_Natural Gas_Commissioning_A_Technical Potential | F8 | Industrial | Petroleum | Existing | Process | Natural Gas | Commissioning | A | Cumulative Summer Peak Savings (MW) | Technical Potential | 0 | 0 | 0 | 0 | 0 | 0 | 0 | 0 | 0 | 0 | 0 | 0 | 0 | 0 | 0 | 0 | 0 | 0 | 0 | 0 | 0 | 0 | 0
F9_Industrial_Petroleum_Existing_Process_Natural Gas_Commissioning_A_Technical Potential | F9 | Industrial | Petroleum | Existing | Process | Natural Gas | Commissioning | A | Cumulative Winter Peak Savings (MW) | Technical Potential | 0 | 0 | 0 | 0 | 0 | 0 | 0 | 0 | 0 | 0 | 0 | 0 | 0 | 0 | 0 | 0 | 0 | 0 | 0 | 0 | 0 | 0 | 0
F10_Industrial_Petroleum_Existing_Process_Natural Gas_Commissioning_A_Technical Potential | F10 | Industrial | Petroleum | Existing | Process | Natural Gas | Commissioning | A | Purchases (Incremental) | Technical Potential | 0 | 0 | 0 | 0 | 0 | 0 | 0 | 0 | 0 | 0 | 0 | 0 | 0 | 0 | 0 | 0 | 0 | 0 | 0 | 0 | 0 | 0 | 0
F11_Industrial_Petroleum_Existing_Process_Natural Gas_Commissioning_A_Technical Potential | F11 | Industrial | Petroleum | Existing | Process | Natural Gas | Commissioning | A | Purchases (Cumulative) | Technical Potential | 0 | 0 | 0 | 0 | 0 | 0 | 0 | 0 | 0 | 0 | 0 | 0 | 0 | 0 | 0 | 0 | 0 | 0 | 0 | 0 | 0 | 0 | 0
F1_Industrial_Petroleum_Existing_Space Heating_Natural Gas_Retrocommissioning_A_Technical Potential | F1 | Industrial | Petroleum | Existing | Space Heating | Natural Gas | Retrocommissioning | A | Integrated Unit Energy Savings (kWh or therms) | Technical Potential | 0 | 0 | 2.427 | 2.4058 | 2.3844 | 2.3629 | 2.3412 | 2.3196 | 2.2981 | 2.2767 | 2.2556 | 2.2347 | 2.2144 | 2.1946 | 2.1752 | 2.1563 | 2.1378 | 2.1196 | 2.1018 | 2.0841 | 2.0666 | 2.0491 | 0
F2_Industrial_Petroleum_Existing_Space Heating_Natural Gas_Retrocommissioning_A_Technical Potential | F2 | Industrial | Petroleum | Existing | Space Heating | Natural Gas | Retrocommissioning | A | Integrated Unit Summer Peak Savings (kW) | Technical Potential | 0 | 0 | 0 | 0 | 0 | 0 | 0 | 0 | 0 | 0 | 0 | 0 | 0 | 0 | 0 | 0 | 0 | 0 | 0 | 0 | 0 | 0 | 0
F3_Industrial_Petroleum_Existing_Space Heating_Natural Gas_Retrocommissioning_A_Technical Potential | F3 | Industrial | Petroleum | Existing | Space Heating | Natural Gas | Retrocommissioning | A | Integrated Unit Winter Peak Savings (kW) | Technical Potential | 0 | 0 | 0 | 0 | 0 | 0 | 0 | 0 | 0 | 0 | 0 | 0 | 0 | 0 | 0 | 0 | 0 | 0 | 0 | 0 | 0 | 0 | 0
F4_Industrial_Petroleum_Existing_Space Heating_Natural Gas_Retrocommissioning_A_Technical Potential | F4 | Industrial | Petroleum | Existing | Space Heating | Natural Gas | Retrocommissioning | A | Incremental Energy Savings (MWh or mTherms) | Technical Potential | 0 | 0 | 0.000789 | 0.00076863 | 0.00074866 | 0.0007291 | 0.00070997 | 0.00069128 | 0.00067306 | 0.0006553 | 0.00063802 | 0.00062122 | 0.00060496 | 0.00058921 | 0.00057395 | 0.00055915 | 0.00054479 | 0.00053084 | 0.0005173 | 0.00050411 | 0.00049124 | 0.00047869 | 0
F5_Industrial_Petroleum_Existing_Space Heating_Natural Gas_Retrocommissioning_A_Technical Potential | F5 | Industrial | Petroleum | Existing | Space Heating | Natural Gas | Retrocommissioning | A | Incremental Summer Peak Savings (MW) | Technical Potential | 0 | 0 | 0 | 0 | 0 | 0 | 0 | 0 | 0 | 0 | 0 | 0 | 0 | 0 | 0 | 0 | 0 | 0 | 0 | 0 | 0 | 0 | 0
F6_Industrial_Petroleum_Existing_Space Heating_Natural Gas_Retrocommissioning_A_Technical Potential | F6 | Industrial | Petroleum | Existing | Space Heating | Natural Gas | Retrocommissioning | A | Incremental Winter Peak Savings (MW) | Technical Potential | 0 | 0 | 0 | 0 | 0 | 0 | 0 | 0 | 0 | 0 | 0 | 0 | 0 | 0 | 0 | 0 | 0 | 0 | 0 | 0 | 0 | 0 | 0
F7_Industrial_Petroleum_Existing_Space Heating_Natural Gas_Retrocommissioning_A_Technical Potential | F7 | Industrial | Petroleum | Existing | Space Heating | Natural Gas | Retrocommissioning | A | Cumulative Energy Savings (MWh or mTherms) | Technical Potential | 0 | 0 | 0.000789 | 0.0015507 | 0.0022856 | 0.002994 | 0.0036766 | 0.0043339 | 0.0049668 | 0.0055759 | 0.0061621 | 0.0067263 | 0.0072702 | 0.0077943 | 0.0082996 | 0.0087865 | 0.0092558 | 0.009708 | 0.010144 | 0.010562 | 0.010965 | 0.011351 | 0
F8_Industrial_Petroleum_Existing_Space Heating_Natural Gas_Retrocommissioning_A_Technical Potential | F8 | Industrial | Petroleum | Existing | Space Heating | Natural Gas | Retrocommissioning | A | Cumulative Summer Peak Savings (MW) | Technical Potential | 0 | 0 | 0 | 0 | 0 | 0 | 0 | 0 | 0 | 0 | 0 | 0 | 0 | 0 | 0 | 0 | 0 | 0 | 0 | 0 | 0 | 0 | 0
F9_Industrial_Petroleum_Existing_Space Heating_Natural Gas_Retrocommissioning_A_Technical Potential | F9 | Industrial | Petroleum | Existing | Space Heating | Natural Gas | Retrocommissioning | A | Cumulative Winter Peak Savings (MW) | Technical Potential | 0 | 0 | 0 | 0 | 0 | 0 | 0 | 0 | 0 | 0 | 0 | 0 | 0 | 0 | 0 | 0 | 0 | 0 | 0 | 0 | 0 | 0 | 0
F10_Industrial_Petroleum_Existing_Space Heating_Natural Gas_Retrocommissioning_A_Technical Potential | F10 | Industrial | Petroleum | Existing | Space Heating | Natural Gas | Retrocommissioning | A | Purchases (Incremental) | Technical Potential | 0 | 0 | 0.32509 | 0.31949 | 0.31398 | 0.30856 | 0.30324 | 0.29802 | 0.29288 | 0.28783 | 0.28287 | 0.27799 | 0.2732 | 0.26849 | 0.26386 | 0.25931 | 0.25484 | 0.25044 | 0.24612 | 0.24188 | 0.23771 | 0.23361 | 0
F11_Industrial_Petroleum_Existing_Space Heating_Natural Gas_Retrocommissioning_A_Technical Potential | F11 | Industrial | Petroleum | Existing | Space Heating | Natural Gas | Retrocommissioning | A | Purchases (Cumulative) | Technical Potential | 0 | 0 | 0.32509 | 0.64458 | 0.95855 | 1.2671 | 1.5704 | 1.8684 | 2.1613 | 2.4491 | 2.732 | 3.0099 | 3.2831 | 3.5516 | 3.8155 | 4.0748 | 4.3296 | 4.5801 | 4.8262 | 5.0681 | 5.3058 | 5.5394 | 0
F1_Industrial_Petroleum_Existing_Process_Natural Gas_Retrocommissioning_A_Technical Potential | F1 | Industrial | Petroleum | Existing | Process | Natural Gas | Retrocommissioning | A | Integrated Unit Energy Savings (kWh or therms) | Technical Potential | 0 | 0 | 0 | 0 | 0 | 0 | 0 | 0 | 0 | 0 | 0 | 0 | 0 | 0 | 0 | 0 | 0 | 0 | 0 | 0 | 0 | 0 | 0
F2_Industrial_Petroleum_Existing_Process_Natural Gas_Retrocommissioning_A_Technical Potential | F2 | Industrial | Petroleum | Existing | Process | Natural Gas | Retrocommissioning | A | Integrated Unit Summer Peak Savings (kW) | Technical Potential | 0 | 0 | 0 | 0 | 0 | 0 | 0 | 0 | 0 | 0 | 0 | 0 | 0 | 0 | 0 | 0 | 0 | 0 | 0 | 0 | 0 | 0 | 0
F3_Industrial_Petroleum_Existing_Process_Natural Gas_Retrocommissioning_A_Technical Potential | F3 | Industrial | Petroleum | Existing | Process | Natural Gas | Retrocommissioning | A | Integrated Unit Winter Peak Savings (kW) | Technical Potential | 0 | 0 | 0 | 0 | 0 | 0 | 0 | 0 | 0 | 0 | 0 | 0 | 0 | 0 | 0 | 0 | 0 | 0 | 0 | 0 | 0 | 0 | 0
F4_Industrial_Petroleum_Existing_Process_Natural Gas_Retrocommissioning_A_Technical Potential | F4 | Industrial | Petroleum | Existing | Process | Natural Gas | Retrocommissioning | A | Incremental Energy Savings (MWh or mTherms) | Technical Potential | 0 | 0 | 0 | 0 | 0 | 0 | 0 | 0 | 0 | 0 | 0 | 0 | 0 | 0 | 0 | 0 | 0 | 0 | 0 | 0 | 0 | 0 | 0
F5_Industrial_Petroleum_Existing_Process_Natural Gas_Retrocommissioning_A_Technical Potential | F5 | Industrial | Petroleum | Existing | Process | Natural Gas | Retrocommissioning | A | Incremental Summer Peak Savings (MW) | Technical Potential | 0 | 0 | 0 | 0 | 0 | 0 | 0 | 0 | 0 | 0 | 0 | 0 | 0 | 0 | 0 | 0 | 0 | 0 | 0 | 0 | 0 | 0 | 0
F6_Industrial_Petroleum_Existing_Process_Natural Gas_Retrocommissioning_A_Technical Potential | F6 | Industrial | Petroleum | Existing | Process | Natural Gas | Retrocommissioning | A | Incremental Winter Peak Savings (MW) | Technical Potential | 0 | 0 | 0 | 0 | 0 | 0 | 0 | 0 | 0 | 0 | 0 | 0 | 0 | 0 | 0 | 0 | 0 | 0 | 0 | 0 | 0 | 0 | 0
F7_Industrial_Petroleum_Existing_Process_Natural Gas_Retrocommissioning_A_Technical Potential | F7 | Industrial | Petroleum | Existing | Process | Natural Gas | Retrocommissioning | A | Cumulative Energy Savings (MWh or mTherms) | Technical Potential | 0 | 0 | 0 | 0 | 0 | 0 | 0 | 0 | 0 | 0 | 0 | 0 | 0 | 0 | 0 | 0 | 0 | 0 | 0 | 0 | 0 | 0 | 0
F8_Industrial_Petroleum_Existing_Process_Natural Gas_Retrocommissioning_A_Technical Potential | F8 | Industrial | Petroleum | Existing | Process | Natural Gas | Retrocommissioning | A | Cumulative Summer Peak Savings (MW) | Technical Potential | 0 | 0 | 0 | 0 | 0 | 0 | 0 | 0 | 0 | 0 | 0 | 0 | 0 | 0 | 0 | 0 | 0 | 0 | 0 | 0 | 0 | 0 | 0
F9_Industrial_Petroleum_Existing_Process_Natural Gas_Retrocommissioning_A_Technical Potential | F9 | Industrial | Petroleum | Existing | Process | Natural Gas | Retrocommissioning | A | Cumulative Winter Peak Savings (MW) | Technical Potential | 0 | 0 | 0 | 0 | 0 | 0 | 0 | 0 | 0 | 0 | 0 | 0 | 0 | 0 | 0 | 0 | 0 | 0 | 0 | 0 | 0 | 0 | 0
F10_Industrial_Petroleum_Existing_Process_Natural Gas_Retrocommissioning_A_Technical Potential | F10 | Industrial | Petroleum | Existing | Process | Natural Gas | Retrocommissioning | A | Purchases (Incremental) | Technical Potential | 0 | 0 | 0.32509 | 0.31949 | 0.31398 | 0.30856 | 0.30324 | 0.29802 | 0.29288 | 0.28783 | 0.28287 | 0.27799 | 0.2732 | 0.26849 | 0.26386 | 0.25931 | 0.25484 | 0.25044 | 0.24612 | 0.24188 | 0.23771 | 0.23361 | 0
F11_Industrial_Petroleum_Existing_Process_Natural Gas_Retrocommissioning_A_Technical Potential | F11 | Industrial | Petroleum | Existing | Process | Natural Gas | Retrocommissioning | A | Purchases (Cumulative) | Technical Potential | 0 | 0 | 0.32509 | 0.64458 | 0.95855 | 1.2671 | 1.5704 | 1.8684 | 2.1613 | 2.4491 | 2.732 | 3.0099 | 3.2831 | 3.5516 | 3.8155 | 4.0748 | 4.3296 | 4.5801 | 4.8262 | 5.0681 | 5.3058 | 5.5394 | 0
F1_Industrial_Petroleum_New_Space Heating_Natural Gas_Insulation - Roof/Ceiling_A_Technical Potential | F1 | Industrial | Petroleum | New | Space Heating | Natural Gas | Insulation - Roof/Ceiling | A | Integrated Unit Energy Savings (kWh or therms) | Technical Potential | 0 | 0 | 0.073855 | 0.069643 | 0.067905 | 0.06683 | 0.066261 | 0.065741 | 0.065273 | 0.064817 | 0.064378 | 0.063936 | 0.063497 | 0.063084 | 0.062668 | 0.062317 | 0.062027 | 0.061839 | 0.061676 | 0.061596 | 0.061575 | 0.061583 | 0
F2_Industrial_Petroleum_New_Space Heating_Natural Gas_Insulation - Roof/Ceiling_A_Technical Potential | F2 | Industrial | Petroleum | New | Space Heating | Natural Gas | Insulation - Roof/Ceiling | A | Integrated Unit Summer Peak Savings (kW) | Technical Potential | 0 | 0 | 0 | 0 | 0 | 0 | 0 | 0 | 0 | 0 | 0 | 0 | 0 | 0 | 0 | 0 | 0 | 0 | 0 | 0 | 0 | 0 | 0
F3_Industrial_Petroleum_New_Space Heating_Natural Gas_Insulation - Roof/Ceiling_A_Technical Potential | F3 | Industrial | Petroleum | New | Space Heating | Natural Gas | Insulation - Roof/Ceiling | A | Integrated Unit Winter Peak Savings (kW) | Technical Potential | 0 | 0 | 0 | 0 | 0 | 0 | 0 | 0 | 0 | 0 | 0 | 0 | 0 | 0 | 0 | 0 | 0 | 0 | 0 | 0 | 0 | 0 | 0
F4_Industrial_Petroleum_New_Space Heating_Natural Gas_Insulation - Roof/Ceiling_A_Technical Potential | F4 | Industrial | Petroleum | New | Space Heating | Natural Gas | Insulation - Roof/Ceiling | A | Incremental Energy Savings (MWh or mTherms) | Technical Potential | 0 | 0 | 0 | 0 | 0 | 0 | 0 | 0 | 0 | 0 | 0 | 0 | 0 | 0 | 0 | 0 | 0 | 0 | 0 | 0 | 0 | 0 | 0
F5_Industrial_Petroleum_New_Space Heating_Natural Gas_Insulation - Roof/Ceiling_A_Technical Potential | F5 | Industrial | Petroleum | New | Space Heating | Natural Gas | Insulation - Roof/Ceiling | A | Incremental Summer Peak Savings (MW) | Technical Potential | 0 | 0 | 0 | 0 | 0 | 0 | 0 | 0 | 0 | 0 | 0 | 0 | 0 | 0 | 0 | 0 | 0 | 0 | 0 | 0 | 0 | 0 | 0
F6_Industrial_Petroleum_New_Space Heating_Natural Gas_Insulation - Roof/Ceiling_A_Technical Potential | F6 | Industrial | Petroleum | New | Space Heating | Natural Gas | Insulation - Roof/Ceiling | A | Incremental Winter Peak Savings (MW) | Technical Potential | 0 | 0 | 0 | 0 | 0 | 0 | 0 | 0 | 0 | 0 | 0 | 0 | 0 | 0 | 0 | 0 | 0 | 0 | 0 | 0 | 0 | 0 | 0
F7_Industrial_Petroleum_New_Space Heating_Natural Gas_Insulation - Roof/Ceiling_A_Technical Potential | F7 | Industrial | Petroleum | New | Space Heating | Natural Gas | Insulation - Roof/Ceiling | A | Cumulative Energy Savings (MWh or mTherms) | Technical Potential | 0 | 0 | 0 | 0 | 0 | 0 | 0 | 0 | 0 | 0 | 0 | 0 | 0 | 0 | 0 | 0 | 0 | 0 | 0 | 0 | 0 | 0 | 0
F8_Industrial_Petroleum_New_Space Heating_Natural Gas_Insulation - Roof/Ceiling_A_Technical Potential | F8 | Industrial | Petroleum | New | Space Heating | Natural Gas | Insulation - Roof/Ceiling | A | Cumulative Summer Peak Savings (MW) | Technical Potential | 0 | 0 | 0 | 0 | 0 | 0 | 0 | 0 | 0 | 0 | 0 | 0 | 0 | 0 | 0 | 0 | 0 | 0 | 0 | 0 | 0 | 0 | 0
F9_Industrial_Petroleum_New_Space Heating_Natural Gas_Insulation - Roof/Ceiling_A_Technical Potential | F9 | Industrial | Petroleum | New | Space Heating | Natural Gas | Insulation - Roof/Ceiling | A | Cumulative Winter Peak Savings (MW) | Technical Potential | 0 | 0 | 0 | 0 | 0 | 0 | 0 | 0 | 0 | 0 | 0 | 0 | 0 | 0 | 0 | 0 | 0 | 0 | 0 | 0 | 0 | 0 | 0
F10_Industrial_Petroleum_New_Space Heating_Natural Gas_Insulation - Roof/Ceiling_A_Technical Potential | F10 | Industrial | Petroleum | New | Space Heating | Natural Gas | Insulation - Roof/Ceiling | A | Purchases (Incremental) | Technical Potential | 0 | 0 | 0 | 0 | 0 | 0 | 0 | 0 | 0 | 0 | 0 | 0 | 0 | 0 | 0 | 0 | 0 | 0 | 0 | 0 | 0 | 0 | 0
F11_Industrial_Petroleum_New_Space Heating_Natural Gas_Insulation - Roof/Ceiling_A_Technical Potential | F11 | Industrial | Petroleum | New | Space Heating | Natural Gas | Insulation - Roof/Ceiling | A | Purchases (Cumulative) | Technical Potential | 0 | 0 | 0 | 0 | 0 | 0 | 0 | 0 | 0 | 0 | 0 | 0 | 0 | 0 | 0 | 0 | 0 | 0 | 0 | 0 | 0 | 0 | 0
F1_Industrial_Petroleum_New_Space Heating_Natural Gas_Insulation - Wall Cavity_A_Technical Potential | F1 | Industrial | Petroleum | New | Space Heating | Natural Gas | Insulation - Wall Cavity | A | Integrated Unit Energy Savings (kWh or therms) | Technical Potential | 0 | 0 | 0.016157 | 0.015236 | 0.014855 | 0.01462 | 0.014496 | 0.014382 | 0.014279 | 0.01418 | 0.014084 | 0.013987 | 0.013891 | 0.013801 | 0.01371 | 0.013633 | 0.013569 | 0.013528 | 0.013493 | 0.013475 | 0.013471 | 0.013472 | 0
F2_Industrial_Petroleum_New_Space Heating_Natural Gas_Insulation - Wall Cavity_A_Technical Potential | F2 | Industrial | Petroleum | New | Space Heating | Natural Gas | Insulation - Wall Cavity | A | Integrated Unit Summer Peak Savings (kW) | Technical Potential | 0 | 0 | 0 | 0 | 0 | 0 | 0 | 0 | 0 | 0 | 0 | 0 | 0 | 0 | 0 | 0 | 0 | 0 | 0 | 0 | 0 | 0 | 0
F3_Industrial_Petroleum_New_Space Heating_Natural Gas_Insulation - Wall Cavity_A_Technical Potential | F3 | Industrial | Petroleum | New | Space Heating | Natural Gas | Insulation - Wall Cavity | A | Integrated Unit Winter Peak Savings (kW) | Technical Potential | 0 | 0 | 0 | 0 | 0 | 0 | 0 | 0 | 0 | 0 | 0 | 0 | 0 | 0 | 0 | 0 | 0 | 0 | 0 | 0 | 0 | 0 | 0
F4_Industrial_Petroleum_New_Space Heating_Natural Gas_Insulation - Wall Cavity_A_Technical Potential | F4 | Industrial | Petroleum | New | Space Heating | Natural Gas | Insulation - Wall Cavity | A | Incremental Energy Savings (MWh or mTherms) | Technical Potential | 0 | 0 | 0 | 0 | 0 | 0 | 0 | 0 | 0 | 0 | 0 | 0 | 0 | 0 | 0 | 0 | 0 | 0 | 0 | 0 | 0 | 0 | 0
F5_Industrial_Petroleum_New_Space Heating_Natural Gas_Insulation - Wall Cavity_A_Technical Potential | F5 | Industrial | Petroleum | New | Space Heating | Natural Gas | Insulation - Wall Cavity | A | Incremental Summer Peak Savings (MW) | Technical Potential | 0 | 0 | 0 | 0 | 0 | 0 | 0 | 0 | 0 | 0 | 0 | 0 | 0 | 0 | 0 | 0 | 0 | 0 | 0 | 0 | 0 | 0 | 0
F6_Industrial_Petroleum_New_Space Heating_Natural Gas_Insulation - Wall Cavity_A_Technical Potential | F6 | Industrial | Petroleum | New | Space Heating | Natural Gas | Insulation - Wall Cavity | A | Incremental Winter Peak Savings (MW) | Technical Potential | 0 | 0 | 0 | 0 | 0 | 0 | 0 | 0 | 0 | 0 | 0 | 0 | 0 | 0 | 0 | 0 | 0 | 0 | 0 | 0 | 0 | 0 | 0
F7_Industrial_Petroleum_New_Space Heating_Natural Gas_Insulation - Wall Cavity_A_Technical Potential | F7 | Industrial | Petroleum | New | Space Heating | Natural Gas | Insulation - Wall Cavity | A | Cumulative Energy Savings (MWh or mTherms) | Technical Potential | 0 | 0 | 0 | 0 | 0 | 0 | 0 | 0 | 0 | 0 | 0 | 0 | 0 | 0 | 0 | 0 | 0 | 0 | 0 | 0 | 0 | 0 | 0
F8_Industrial_Petroleum_New_Space Heating_Natural Gas_Insulation - Wall Cavity_A_Technical Potential | F8 | Industrial | Petroleum | New | Space Heating | Natural Gas | Insulation - Wall Cavity | A | Cumulative Summer Peak Savings (MW) | Technical Potential | 0 | 0 | 0 | 0 | 0 | 0 | 0 | 0 | 0 | 0 | 0 | 0 | 0 | 0 | 0 | 0 | 0 | 0 | 0 | 0 | 0 | 0 | 0
F9_Industrial_Petroleum_New_Space Heating_Natural Gas_Insulation - Wall Cavity_A_Technical Potential | F9 | Industrial | Petroleum | New | Space Heating | Natural Gas | Insulation - Wall Cavity | A | Cumulative Winter Peak Savings (MW) | Technical Potential | 0 | 0 | 0 | 0 | 0 | 0 | 0 | 0 | 0 | 0 | 0 | 0 | 0 | 0 | 0 | 0 | 0 | 0 | 0 | 0 | 0 | 0 | 0
F10_Industrial_Petroleum_New_Space Heating_Natural Gas_Insulation - Wall Cavity_A_Technical Potential | F10 | Industrial | Petroleum | New | Space Heating | Natural Gas | Insulation - Wall Cavity | A | Purchases (Incremental) | Technical Potential | 0 | 0 | 0 | 0 | 0 | 0 | 0 | 0 | 0 | 0 | 0 | 0 | 0 | 0 | 0 | 0 | 0 | 0 | 0 | 0 | 0 | 0 | 0
F11_Industrial_Petroleum_New_Space Heating_Natural Gas_Insulation - Wall Cavity_A_Technical Potential | F11 | Industrial | Petroleum | New | Space Heating | Natural Gas | Insulation - Wall Cavity | A | Purchases (Cumulative) | Technical Potential | 0 | 0 | 0 | 0 | 0 | 0 | 0 | 0 | 0 | 0 | 0 | 0 | 0 | 0 | 0 | 0 | 0 | 0 | 0 | 0 | 0 | 0 | 0
F1_Industrial_Petroleum_New_Space Heating_Natural Gas_Insulation - Ducting_A_Technical Potential | F1 | Industrial | Petroleum | New | Space Heating | Natural Gas | Insulation - Ducting | A | Integrated Unit Energy Savings (kWh or therms) | Technical Potential | 0 | 0 | 0.0012656 | 0.0011932 | 0.0011632 | 0.0011446 | 0.0011345 | 0.0011253 | 0.001117 | 0.001109 | 0.0011012 | 0.0010933 | 0.0010856 | 0.0010784 | 0.001071 | 0.0010649 | 0.0010598 | 0.0010566 | 0.0010537 | 0.0010523 | 0.0010519 | 0.001052 | 0
F2_Industrial_Petroleum_New_Space Heating_Natural Gas_Insulation - Ducting_A_Technical Potential | F2 | Industrial | Petroleum | New | Space Heating | Natural Gas | Insulation - Ducting | A | Integrated Unit Summer Peak Savings (kW) | Technical Potential | 0 | 0 | 0 | 0 | 0 | 0 | 0 | 0 | 0 | 0 | 0 | 0 | 0 | 0 | 0 | 0 | 0 | 0 | 0 | 0 | 0 | 0 | 0
F3_Industrial_Petroleum_New_Space Heating_Natural Gas_Insulation - Ducting_A_Technical Potential | F3 | Industrial | Petroleum | New | Space Heating | Natural Gas | Insulation - Ducting | A | Integrated Unit Winter Peak Savings (kW) | Technical Potential | 0 | 0 | 0 | 0 | 0 | 0 | 0 | 0 | 0 | 0 | 0 | 0 | 0 | 0 | 0 | 0 | 0 | 0 | 0 | 0 | 0 | 0 | 0
F4_Industrial_Petroleum_New_Space Heating_Natural Gas_Insulation - Ducting_A_Technical Potential | F4 | Industrial | Petroleum | New | Space Heating | Natural Gas | Insulation - Ducting | A | Incremental Energy Savings (MWh or mTherms) | Technical Potential | 0 | 0 | 0 | 0 | 0 | 0 | 0 | 0 | 0 | 0 | 0 | 0 | 0 | 0 | 0 | 0 | 0 | 0 | 0 | 0 | 0 | 0 | 0
F5_Industrial_Petroleum_New_Space Heating_Natural Gas_Insulation - Ducting_A_Technical Potential | F5 | Industrial | Petroleum | New | Space Heating | Natural Gas | Insulation - Ducting | A | Incremental Summer Peak Savings (MW) | Technical Potential | 0 | 0 | 0 | 0 | 0 | 0 | 0 | 0 | 0 | 0 | 0 | 0 | 0 | 0 | 0 | 0 | 0 | 0 | 0 | 0 | 0 | 0 | 0
F6_Industrial_Petroleum_New_Space Heating_Natural Gas_Insulation - Ducting_A_Technical Potential | F6 | Industrial | Petroleum | New | Space Heating | Natural Gas | Insulation - Ducting | A | Incremental Winter Peak Savings (MW) | Technical Potential | 0 | 0 | 0 | 0 | 0 | 0 | 0 | 0 | 0 | 0 | 0 | 0 | 0 | 0 | 0 | 0 | 0 | 0 | 0 | 0 | 0 | 0 | 0
F7_Industrial_Petroleum_New_Space Heating_Natural Gas_Insulation - Ducting_A_Technical Potential | F7 | Industrial | Petroleum | New | Space Heating | Natural Gas | Insulation - Ducting | A | Cumulative Energy Savings (MWh or mTherms) | Technical Potential | 0 | 0 | 0 | 0 | 0 | 0 | 0 | 0 | 0 | 0 | 0 | 0 | 0 | 0 | 0 | 0 | 0 | 0 | 0 | 0 | 0 | 0 | 0
F8_Industrial_Petroleum_New_Space Heating_Natural Gas_Insulation - Ducting_A_Technical Potential | F8 | Industrial | Petroleum | New | Space Heating | Natural Gas | Insulation - Ducting | A | Cumulative Summer Peak Savings (MW) | Technical Potential | 0 | 0 | 0 | 0 | 0 | 0 | 0 | 0 | 0 | 0 | 0 | 0 | 0 | 0 | 0 | 0 | 0 | 0 | 0 | 0 | 0 | 0 | 0
F9_Industrial_Petroleum_New_Space Heating_Natural Gas_Insulation - Ducting_A_Technical Potential | F9 | Industrial | Petroleum | New | Space Heating | Natural Gas | Insulation - Ducting | A | Cumulative Winter Peak Savings (MW) | Technical Potential | 0 | 0 | 0 | 0 | 0 | 0 | 0 | 0 | 0 | 0 | 0 | 0 | 0 | 0 | 0 | 0 | 0 | 0 | 0 | 0 | 0 | 0 | 0
F10_Industrial_Petroleum_New_Space Heating_Natural Gas_Insulation - Ducting_A_Technical Potential | F10 | Industrial | Petroleum | New | Space Heating | Natural Gas | Insulation - Ducting | A | Purchases (Incremental) | Technical Potential | 0 | 0 | 0 | 0 | 0 | 0 | 0 | 0 | 0 | 0 | 0 | 0 | 0 | 0 | 0 | 0 | 0 | 0 | 0 | 0 | 0 | 0 | 0
F11_Industrial_Petroleum_New_Space Heating_Natural Gas_Insulation - Ducting_A_Technical Potential | F11 | Industrial | Petroleum | New | Space Heating | Natural Gas | Insulation - Ducting | A | Purchases (Cumulative) | Technical Potential | 0 | 0 | 0 | 0 | 0 | 0 | 0 | 0 | 0 | 0 | 0 | 0 | 0 | 0 | 0 | 0 | 0 | 0 | 0 | 0 | 0 | 0 | 0
F1_Industrial_Petroleum_New_Space Heating_Natural Gas_HVAC - Duct Repair and Sealing_A_Technical Potential | F1 | Industrial | Petroleum | New | Space Heating | Natural Gas | HVAC - Duct Repair and Sealing | A | Integrated Unit Energy Savings (kWh or therms) | Technical Potential | 0 | 0 | 0.0035795 | 0.0033747 | 0.0032899 | 0.0032372 | 0.0032087 | 0.0031827 | 0.0031592 | 0.0031364 | 0.0031144 | 0.0030923 | 0.0030704 | 0.0030499 | 0.0030292 | 0.0030118 | 0.0029975 | 0.0029883 | 0.0029801 | 0.0029762 | 0.0029751 | 0.0029755 | 0
F2_Industrial_Petroleum_New_Space Heating_Natural Gas_HVAC - Duct Repair and Sealing_A_Technical Potential | F2 | Industrial | Petroleum | New | Space Heating | Natural Gas | HVAC - Duct Repair and Sealing | A | Integrated Unit Summer Peak Savings (kW) | Technical Potential | 0 | 0 | 0 | 0 | 0 | 0 | 0 | 0 | 0 | 0 | 0 | 0 | 0 | 0 | 0 | 0 | 0 | 0 | 0 | 0 | 0 | 0 | 0
F3_Industrial_Petroleum_New_Space Heating_Natural Gas_HVAC - Duct Repair and Sealing_A_Technical Potential | F3 | Industrial | Petroleum | New | Space Heating | Natural Gas | HVAC - Duct Repair and Sealing | A | Integrated Unit Winter Peak Savings (kW) | Technical Potential | 0 | 0 | 0 | 0 | 0 | 0 | 0 | 0 | 0 | 0 | 0 | 0 | 0 | 0 | 0 | 0 | 0 | 0 | 0 | 0 | 0 | 0 | 0
F4_Industrial_Petroleum_New_Space Heating_Natural Gas_HVAC - Duct Repair and Sealing_A_Technical Potential | F4 | Industrial | Petroleum | New | Space Heating | Natural Gas | HVAC - Duct Repair and Sealing | A | Incremental Energy Savings (MWh or mTherms) | Technical Potential | 0 | 0 | 0 | 0 | 0 | 0 | 0 | 0 | 0 | 0 | 0 | 0 | 0 | 0 | 0 | 0 | 0 | 0 | 0 | 0 | 0 | 0 | 0
F5_Industrial_Petroleum_New_Space Heating_Natural Gas_HVAC - Duct Repair and Sealing_A_Technical Potential | F5 | Industrial | Petroleum | New | Space Heating | Natural Gas | HVAC - Duct Repair and Sealing | A | Incremental Summer Peak Savings (MW) | Technical Potential | 0 | 0 | 0 | 0 | 0 | 0 | 0 | 0 | 0 | 0 | 0 | 0 | 0 | 0 | 0 | 0 | 0 | 0 | 0 | 0 | 0 | 0 | 0
F6_Industrial_Petroleum_New_Space Heating_Natural Gas_HVAC - Duct Repair and Sealing_A_Technical Potential | F6 | Industrial | Petroleum | New | Space Heating | Natural Gas | HVAC - Duct Repair and Sealing | A | Incremental Winter Peak Savings (MW) | Technical Potential | 0 | 0 | 0 | 0 | 0 | 0 | 0 | 0 | 0 | 0 | 0 | 0 | 0 | 0 | 0 | 0 | 0 | 0 | 0 | 0 | 0 | 0 | 0
F7_Industrial_Petroleum_New_Space Heating_Natural Gas_HVAC - Duct Repair and Sealing_A_Technical Potential | F7 | Industrial | Petroleum | New | Space Heating | Natural Gas | HVAC - Duct Repair and Sealing | A | Cumulative Energy Savings (MWh or mTherms) | Technical Potential | 0 | 0 | 0 | 0 | 0 | 0 | 0 | 0 | 0 | 0 | 0 | 0 | 0 | 0 | 0 | 0 | 0 | 0 | 0 | 0 | 0 | 0 | 0
F8_Industrial_Petroleum_New_Space Heating_Natural Gas_HVAC - Duct Repair and Sealing_A_Technical Potential | F8 | Industrial | Petroleum | New | Space Heating | Natural Gas | HVAC - Duct Repair and Sealing | A | Cumulative Summer Peak Savings (MW) | Technical Potential | 0 | 0 | 0 | 0 | 0 | 0 | 0 | 0 | 0 | 0 | 0 | 0 | 0 | 0 | 0 | 0 | 0 | 0 | 0 | 0 | 0 | 0 | 0
F9_Industrial_Petroleum_New_Space Heating_Natural Gas_HVAC - Duct Repair and Sealing_A_Technical Potential | F9 | Industrial | Petroleum | New | Space Heating | Natural Gas | HVAC - Duct Repair and Sealing | A | Cumulative Winter Peak Savings (MW) | Technical Potential | 0 | 0 | 0 | 0 | 0 | 0 | 0 | 0 | 0 | 0 | 0 | 0 | 0 | 0 | 0 | 0 | 0 | 0 | 0 | 0 | 0 | 0 | 0
F10_Industrial_Petroleum_New_Space Heating_Natural Gas_HVAC - Duct Repair and Sealing_A_Technical Potential | F10 | Industrial | Petroleum | New | Space Heating | Natural Gas | HVAC - Duct Repair and Sealing | A | Purchases (Incremental) | Technical Potential | 0 | 0 | 0 | 0 | 0 | 0 | 0 | 0 | 0 | 0 | 0 | 0 | 0 | 0 | 0 | 0 | 0 | 0 | 0 | 0 | 0 | 0 | 0
F11_Industrial_Petroleum_New_Space Heating_Natural Gas_HVAC - Duct Repair and Sealing_A_Technical Potential | F11 | Industrial | Petroleum | New | Space Heating | Natural Gas | HVAC - Duct Repair and Sealing | A | Purchases (Cumulative) | Technical Potential | 0 | 0 | 0 | 0 | 0 | 0 | 0 | 0 | 0 | 0 | 0 | 0 | 0 | 0 | 0 | 0 | 0 | 0 | 0 | 0 | 0 | 0 | 0
F1_Industrial_Petroleum_New_Space Heating_Natural Gas_Windows - High Efficiency_A_Technical Potential | F1 | Industrial | Petroleum | New | Space Heating | Natural Gas | Windows - High Efficiency | A | Integrated Unit Energy Savings (kWh or therms) | Technical Potential | 0 | 0 | 0.0069064 | 0.0065113 | 0.0063476 | 0.006246 | 0.006191 | 0.0061409 | 0.0060955 | 0.0060515 | 0.006009 | 0.0059663 | 0.005924 | 0.0058846 | 0.0058446 | 0.0058111 | 0.0057834 | 0.0057657 | 0.00575 | 0.0057424 | 0.0057403 | 0.005741 | 0
F2_Industrial_Petroleum_New_Space Heating_Natural Gas_Windows - High Efficiency_A_Technical Potential | F2 | Industrial | Petroleum | New | Space Heating | Natural Gas | Windows - High Efficiency | A | Integrated Unit Summer Peak Savings (kW) | Technical Potential | 0 | 0 | 0 | 0 | 0 | 0 | 0 | 0 | 0 | 0 | 0 | 0 | 0 | 0 | 0 | 0 | 0 | 0 | 0 | 0 | 0 | 0 | 0
F3_Industrial_Petroleum_New_Space Heating_Natural Gas_Windows - High Efficiency_A_Technical Potential | F3 | Industrial | Petroleum | New | Space Heating | Natural Gas | Windows - High Efficiency | A | Integrated Unit Winter Peak Savings (kW) | Technical Potential | 0 | 0 | 0 | 0 | 0 | 0 | 0 | 0 | 0 | 0 | 0 | 0 | 0 | 0 | 0 | 0 | 0 | 0 | 0 | 0 | 0 | 0 | 0
F4_Industrial_Petroleum_New_Space Heating_Natural Gas_Windows - High Efficiency_A_Technical Potential | F4 | Industrial | Petroleum | New | Space Heating | Natural Gas | Windows - High Efficiency | A | Incremental Energy Savings (MWh or mTherms) | Technical Potential | 0 | 0 | 0 | 0 | 0 | 0 | 0 | 0 | 0 | 0 | 0 | 0 | 0 | 0 | 0 | 0 | 0 | 0 | 0 | 0 | 0 | 0 | 0
F5_Industrial_Petroleum_New_Space Heating_Natural Gas_Windows - High Efficiency_A_Technical Potential | F5 | Industrial | Petroleum | New | Space Heating | Natural Gas | Windows - High Efficiency | A | Incremental Summer Peak Savings (MW) | Technical Potential | 0 | 0 | 0 | 0 | 0 | 0 | 0 | 0 | 0 | 0 | 0 | 0 | 0 | 0 | 0 | 0 | 0 | 0 | 0 | 0 | 0 | 0 | 0
F6_Industrial_Petroleum_New_Space Heating_Natural Gas_Windows - High Efficiency_A_Technical Potential | F6 | Industrial | Petroleum | New | Space Heating | Natural Gas | Windows - High Efficiency | A | Incremental Winter Peak Savings (MW) | Technical Potential | 0 | 0 | 0 | 0 | 0 | 0 | 0 | 0 | 0 | 0 | 0 | 0 | 0 | 0 | 0 | 0 | 0 | 0 | 0 | 0 | 0 | 0 | 0
F7_Industrial_Petroleum_New_Space Heating_Natural Gas_Windows - High Efficiency_A_Technical Potential | F7 | Industrial | Petroleum | New | Space Heating | Natural Gas | Windows - High Efficiency | A | Cumulative Energy Savings (MWh or mTherms) | Technical Potential | 0 | 0 | 0 | 0 | 0 | 0 | 0 | 0 | 0 | 0 | 0 | 0 | 0 | 0 | 0 | 0 | 0 | 0 | 0 | 0 | 0 | 0 | 0
F8_Industrial_Petroleum_New_Space Heating_Natural Gas_Windows - High Efficiency_A_Technical Potential | F8 | Industrial | Petroleum | New | Space Heating | Natural Gas | Windows - High Efficiency | A | Cumulative Summer Peak Savings (MW) | Technical Potential | 0 | 0 | 0 | 0 | 0 | 0 | 0 | 0 | 0 | 0 | 0 | 0 | 0 | 0 | 0 | 0 | 0 | 0 | 0 | 0 | 0 | 0 | 0
F9_Industrial_Petroleum_New_Space Heating_Natural Gas_Windows - High Efficiency_A_Technical Potential | F9 | Industrial | Petroleum | New | Space Heating | Natural Gas | Windows - High Efficiency | A | Cumulative Winter Peak Savings (MW) | Technical Potential | 0 | 0 | 0 | 0 | 0 | 0 | 0 | 0 | 0 | 0 | 0 | 0 | 0 | 0 | 0 | 0 | 0 | 0 | 0 | 0 | 0 | 0 | 0
F10_Industrial_Petroleum_New_Space Heating_Natural Gas_Windows - High Efficiency_A_Technical Potential | F10 | Industrial | Petroleum | New | Space Heating | Natural Gas | Windows - High Efficiency | A | Purchases (Incremental) | Technical Potential | 0 | 0 | 0 | 0 | 0 | 0 | 0 | 0 | 0 | 0 | 0 | 0 | 0 | 0 | 0 | 0 | 0 | 0 | 0 | 0 | 0 | 0 | 0
F11_Industrial_Petroleum_New_Space Heating_Natural Gas_Windows - High Efficiency_A_Technical Potential | F11 | Industrial | Petroleum | New | Space Heating | Natural Gas | Windows - High Efficiency | A | Purchases (Cumulative) | Technical Potential | 0 | 0 | 0 | 0 | 0 | 0 | 0 | 0 | 0 | 0 | 0 | 0 | 0 | 0 | 0 | 0 | 0 | 0 | 0 | 0 | 0 | 0 | 0
F1_Industrial_Petroleum_New_Space Heating_Natural Gas_Gas Boiler - Maintenance_A_Technical Potential | F1 | Industrial | Petroleum | New | Space Heating | Natural Gas | Gas Boiler - Maintenance | A | Integrated Unit Energy Savings (kWh or therms) | Technical Potential | 0 | 0 | 101.4461 | 95.8367 | 93.6248 | 92.3322 | 91.8275 | 91.3867 | 91.0532 | 90.7599 | 90.582 | 90.4094 | 90.2651 | 90.1231 | 90.0391 | 89.9482 | 89.8675 | 89.7844 | 89.7348 | 89.6537 | 89.5823 | 89.501 | 0
F2_Industrial_Petroleum_New_Space Heating_Natural Gas_Gas Boiler - Maintenance_A_Technical Potential | F2 | Industrial | Petroleum | New | Space Heating | Natural Gas | Gas Boiler - Maintenance | A | Integrated Unit Summer Peak Savings (kW) | Technical Potential | 0 | 0 | 0 | 0 | 0 | 0 | 0 | 0 | 0 | 0 | 0 | 0 | 0 | 0 | 0 | 0 | 0 | 0 | 0 | 0 | 0 | 0 | 0
F3_Industrial_Petroleum_New_Space Heating_Natural Gas_Gas Boiler - Maintenance_A_Technical Potential | F3 | Industrial | Petroleum | New | Space Heating | Natural Gas | Gas Boiler - Maintenance | A | Integrated Unit Winter Peak Savings (kW) | Technical Potential | 0 | 0 | 0 | 0 | 0 | 0 | 0 | 0 | 0 | 0 | 0 | 0 | 0 | 0 | 0 | 0 | 0 | 0 | 0 | 0 | 0 | 0 | 0
F4_Industrial_Petroleum_New_Space Heating_Natural Gas_Gas Boiler - Maintenance_A_Technical Potential | F4 | Industrial | Petroleum | New | Space Heating | Natural Gas | Gas Boiler - Maintenance | A | Incremental Energy Savings (MWh or mTherms) | Technical Potential | 0 | 0 | 1.4518e-05 | 1.6777e-05 | 1.6179e-05 | 1.6587e-05 | 1.6637e-05 | 1.651e-05 | 1.6357e-05 | 1.6443e-05 | 1.6364e-05 | 2.918e-05 | 3.2155e-05 | 3.1856e-05 | 5.8121e-05 | 6.4085e-05 | 6.353e-05 | 0.00011591 | 0.00012787 | 0.00012676 | 0.00023458 | 0.00025561 | 0
F5_Industrial_Petroleum_New_Space Heating_Natural Gas_Gas Boiler - Maintenance_A_Technical Potential | F5 | Industrial | Petroleum | New | Space Heating | Natural Gas | Gas Boiler - Maintenance | A | Incremental Summer Peak Savings (MW) | Technical Potential | 0 | 0 | 0 | 0 | 0 | 0 | 0 | 0 | 0 | 0 | 0 | 0 | 0 | 0 | 0 | 0 | 0 | 0 | 0 | 0 | 0 | 0 | 0
F6_Industrial_Petroleum_New_Space Heating_Natural Gas_Gas Boiler - Maintenance_A_Technical Potential | F6 | Industrial | Petroleum | New | Space Heating | Natural Gas | Gas Boiler - Maintenance | A | Incremental Winter Peak Savings (MW) | Technical Potential | 0 | 0 | 0 | 0 | 0 | 0 | 0 | 0 | 0 | 0 | 0 | 0 | 0 | 0 | 0 | 0 | 0 | 0 | 0 | 0 | 0 | 0 | 0
F7_Industrial_Petroleum_New_Space Heating_Natural Gas_Gas Boiler - Maintenance_A_Technical Potential | F7 | Industrial | Petroleum | New | Space Heating | Natural Gas | Gas Boiler - Maintenance | A | Cumulative Energy Savings (MWh or mTherms) | Technical Potential | 0 | 0 | 1.4518e-05 | 3.0493e-05 | 4.5968e-05 | 4.8707e-05 | 4.9001e-05 | 4.9483e-05 | 4.9303e-05 | 4.9144e-05 | 4.9048e-05 | 4.8954e-05 | 4.8876e-05 | 4.8799e-05 | 4.8754e-05 | 4.8705e-05 | 4.8661e-05 | 4.8616e-05 | 4.8589e-05 | 4.8545e-05 | 4.8506e-05 | 4.8462e-05 | 0
F8_Industrial_Petroleum_New_Space Heating_Natural Gas_Gas Boiler - Maintenance_A_Technical Potential | F8 | Industrial | Petroleum | New | Space Heating | Natural Gas | Gas Boiler - Maintenance | A | Cumulative Summer Peak Savings (MW) | Technical Potential | 0 | 0 | 0 | 0 | 0 | 0 | 0 | 0 | 0 | 0 | 0 | 0 | 0 | 0 | 0 | 0 | 0 | 0 | 0 | 0 | 0 | 0 | 0
F9_Industrial_Petroleum_New_Space Heating_Natural Gas_Gas Boiler - Maintenance_A_Technical Potential | F9 | Industrial | Petroleum | New | Space Heating | Natural Gas | Gas Boiler - Maintenance | A | Cumulative Winter Peak Savings (MW) | Technical Potential | 0 | 0 | 0 | 0 | 0 | 0 | 0 | 0 | 0 | 0 | 0 | 0 | 0 | 0 | 0 | 0 | 0 | 0 | 0 | 0 | 0 | 0 | 0
F10_Industrial_Petroleum_New_Space Heating_Natural Gas_Gas Boiler - Maintenance_A_Technical Potential | F10 | Industrial | Petroleum | New | Space Heating | Natural Gas | Gas Boiler - Maintenance | A | Purchases (Incremental) | Technical Potential | 0 | 0 | 0.00014311 | 0.00017506 | 0.00017281 | 0.00017964 | 0.00018117 | 0.00018066 | 0.00017964 | 0.00018117 | 0.00018066 | 0.00032276 | 0.00035623 | 0.00035347 | 0.00064551 | 0.00071246 | 0.00070693 | 0.001291 | 0.0014249 | 0.0014139 | 0.0026186 | 0.002856 | 0
F11_Industrial_Petroleum_New_Space Heating_Natural Gas_Gas Boiler - Maintenance_A_Technical Potential | F11 | Industrial | Petroleum | New | Space Heating | Natural Gas | Gas Boiler - Maintenance | A | Purchases (Cumulative) | Technical Potential | 0 | 0 | 0.00014311 | 0.00031817 | 0.00049098 | 0.00052751 | 0.00053362 | 0.00054147 | 0.00054147 | 0.00054147 | 0.00054147 | 0.00054147 | 0.00054147 | 0.00054147 | 0.00054147 | 0.00054147 | 0.00054147 | 0.00054147 | 0.00054147 | 0.00054147 | 0.00054147 | 0.00054147 | 0
F1_Industrial_Petroleum_New_Process_Natural Gas_Gas Boiler - Maintenance_A_Technical Potential | F1 | Industrial | Petroleum | New | Process | Natural Gas | Gas Boiler - Maintenance | A | Integrated Unit Energy Savings (kWh or therms) | Technical Potential | 0 | 0 | 536.7637 | 536.7637 | 536.7637 | 536.7637 | 536.7637 | 536.7637 | 536.7637 | 536.7637 | 536.7637 | 536.7637 | 536.7637 | 536.7637 | 536.7637 | 536.7637 | 536.7637 | 536.7637 | 536.7637 | 536.7637 | 536.7637 | 536.7637 | 0
F2_Industrial_Petroleum_New_Process_Natural Gas_Gas Boiler - Maintenance_A_Technical Potential | F2 | Industrial | Petroleum | New | Process | Natural Gas | Gas Boiler - Maintenance | A | Integrated Unit Summer Peak Savings (kW) | Technical Potential | 0 | 0 | 0 | 0 | 0 | 0 | 0 | 0 | 0 | 0 | 0 | 0 | 0 | 0 | 0 | 0 | 0 | 0 | 0 | 0 | 0 | 0 | 0
F3_Industrial_Petroleum_New_Process_Natural Gas_Gas Boiler - Maintenance_A_Technical Potential | F3 | Industrial | Petroleum | New | Process | Natural Gas | Gas Boiler - Maintenance | A | Integrated Unit Winter Peak Savings (kW) | Technical Potential | 0 | 0 | 0 | 0 | 0 | 0 | 0 | 0 | 0 | 0 | 0 | 0 | 0 | 0 | 0 | 0 | 0 | 0 | 0 | 0 | 0 | 0 | 0
F4_Industrial_Petroleum_New_Process_Natural Gas_Gas Boiler - Maintenance_A_Technical Potential | F4 | Industrial | Petroleum | New | Process | Natural Gas | Gas Boiler - Maintenance | A | Incremental Energy Savings (MWh or mTherms) | Technical Potential | 0 | 0 | 0.0061003 | 0.0074622 | 0.0073662 | 0.0076575 | 0.0077226 | 0.0077007 | 0.0076575 | 0.0077226 | 0.0077007 | 0.013758 | 0.015185 | 0.015067 | 0.027516 | 0.03037 | 0.030134 | 0.055031 | 0.060739 | 0.060268 | 0.11162 | 0.12174 | 0
F5_Industrial_Petroleum_New_Process_Natural Gas_Gas Boiler - Maintenance_A_Technical Potential | F5 | Industrial | Petroleum | New | Process | Natural Gas | Gas Boiler - Maintenance | A | Incremental Summer Peak Savings (MW) | Technical Potential | 0 | 0 | 0 | 0 | 0 | 0 | 0 | 0 | 0 | 0 | 0 | 0 | 0 | 0 | 0 | 0 | 0 | 0 | 0 | 0 | 0 | 0 | 0
F6_Industrial_Petroleum_New_Process_Natural Gas_Gas Boiler - Maintenance_A_Technical Potential | F6 | Industrial | Petroleum | New | Process | Natural Gas | Gas Boiler - Maintenance | A | Incremental Winter Peak Savings (MW) | Technical Potential | 0 | 0 | 0 | 0 | 0 | 0 | 0 | 0 | 0 | 0 | 0 | 0 | 0 | 0 | 0 | 0 | 0 | 0 | 0 | 0 | 0 | 0 | 0
F7_Industrial_Petroleum_New_Process_Natural Gas_Gas Boiler - Maintenance_A_Technical Potential | F7 | Industrial | Petroleum | New | Process | Natural Gas | Gas Boiler - Maintenance | A | Cumulative Energy Savings (MWh or mTherms) | Technical Potential | 0 | 0 | 0.0061003 | 0.013562 | 0.020929 | 0.022486 | 0.022746 | 0.023081 | 0.023081 | 0.023081 | 0.023081 | 0.023081 | 0.023081 | 0.023081 | 0.023081 | 0.023081 | 0.023081 | 0.023081 | 0.023081 | 0.023081 | 0.023081 | 0.023081 | 0
F8_Industrial_Petroleum_New_Process_Natural Gas_Gas Boiler - Maintenance_A_Technical Potential | F8 | Industrial | Petroleum | New | Process | Natural Gas | Gas Boiler - Maintenance | A | Cumulative Summer Peak Savings (MW) | Technical Potential | 0 | 0 | 0 | 0 | 0 | 0 | 0 | 0 | 0 | 0 | 0 | 0 | 0 | 0 | 0 | 0 | 0 | 0 | 0 | 0 | 0 | 0 | 0
F9_Industrial_Petroleum_New_Process_Natural Gas_Gas Boiler - Maintenance_A_Technical Potential | F9 | Industrial | Petroleum | New | Process | Natural Gas | Gas Boiler - Maintenance | A | Cumulative Winter Peak Savings (MW) | Technical Potential | 0 | 0 | 0 | 0 | 0 | 0 | 0 | 0 | 0 | 0 | 0 | 0 | 0 | 0 | 0 | 0 | 0 | 0 | 0 | 0 | 0 | 0 | 0
F10_Industrial_Petroleum_New_Process_Natural Gas_Gas Boiler - Maintenance_A_Technical Potential | F10 | Industrial | Petroleum | New | Process | Natural Gas | Gas Boiler - Maintenance | A | Purchases (Incremental) | Technical Potential | 0 | 0 | 0.011365 | 0.013902 | 0.013723 | 0.014266 | 0.014387 | 0.014347 | 0.014266 | 0.014387 | 0.014347 | 0.025631 | 0.028289 | 0.02807 | 0.051262 | 0.056579 | 0.05614 | 0.10252 | 0.11316 | 0.11228 | 0.20795 | 0.2268 | 0
F11_Industrial_Petroleum_New_Process_Natural Gas_Gas Boiler - Maintenance_A_Technical Potential | F11 | Industrial | Petroleum | New | Process | Natural Gas | Gas Boiler - Maintenance | A | Purchases (Cumulative) | Technical Potential | 0 | 0 | 0.011365 | 0.025267 | 0.03899 | 0.041891 | 0.042377 | 0.043 | 0.043 | 0.043 | 0.043 | 0.043 | 0.043 | 0.043 | 0.043 | 0.043 | 0.043 | 0.043 | 0.043 | 0.043 | 0.043 | 0.043 | 0
F1_Industrial_Petroleum_New_Space Heating_Natural Gas_Gas Furnace - Maintenance_A_Technical Potential | F1 | Industrial | Petroleum | New | Space Heating | Natural Gas | Gas Furnace - Maintenance | A | Integrated Unit Energy Savings (kWh or therms) | Technical Potential | 0 | 0 | 0.008248 | 0.0077695 | 0.007568 | 0.0074416 | 0.0073688 | 0.0073041 | 0.0072458 | 0.0071902 | 0.0071355 | 0.0070814 | 0.0070288 | 0.0069805 | 0.0069308 | 0.0068897 | 0.0068557 | 0.0068347 | 0.0068154 | 0.0068067 | 0.0068046 | 0.0068056 | 0
F2_Industrial_Petroleum_New_Space Heating_Natural Gas_Gas Furnace - Maintenance_A_Technical Potential | F2 | Industrial | Petroleum | New | Space Heating | Natural Gas | Gas Furnace - Maintenance | A | Integrated Unit Summer Peak Savings (kW) | Technical Potential | 0 | 0 | 0 | 0 | 0 | 0 | 0 | 0 | 0 | 0 | 0 | 0 | 0 | 0 | 0 | 0 | 0 | 0 | 0 | 0 | 0 | 0 | 0
F3_Industrial_Petroleum_New_Space Heating_Natural Gas_Gas Furnace - Maintenance_A_Technical Potential | F3 | Industrial | Petroleum | New | Space Heating | Natural Gas | Gas Furnace - Maintenance | A | Integrated Unit Winter Peak Savings (kW) | Technical Potential | 0 | 0 | 0 | 0 | 0 | 0 | 0 | 0 | 0 | 0 | 0 | 0 | 0 | 0 | 0 | 0 | 0 | 0 | 0 | 0 | 0 | 0 | 0
F4_Industrial_Petroleum_New_Space Heating_Natural Gas_Gas Furnace - Maintenance_A_Technical Potential | F4 | Industrial | Petroleum | New | Space Heating | Natural Gas | Gas Furnace - Maintenance | A | Incremental Energy Savings (MWh or mTherms) | Technical Potential | 0 | 0 | 2.675e-10 | 3.0823e-10 | 2.9638e-10 | 3.0295e-10 | 3.0254e-10 | 2.9903e-10 | 2.9498e-10 | 2.952e-10 | 2.9213e-10 | 5.1795e-10 | 5.6742e-10 | 5.5915e-10 | 1.0139e-09 | 1.1124e-09 | 1.0983e-09 | 1.9996e-09 | 2.2008e-09 | 2.1809e-09 | 4.0379e-09 | 4.4047e-09 | 0
F5_Industrial_Petroleum_New_Space Heating_Natural Gas_Gas Furnace - Maintenance_A_Technical Potential | F5 | Industrial | Petroleum | New | Space Heating | Natural Gas | Gas Furnace - Maintenance | A | Incremental Summer Peak Savings (MW) | Technical Potential | 0 | 0 | 0 | 0 | 0 | 0 | 0 | 0 | 0 | 0 | 0 | 0 | 0 | 0 | 0 | 0 | 0 | 0 | 0 | 0 | 0 | 0 | 0
F6_Industrial_Petroleum_New_Space Heating_Natural Gas_Gas Furnace - Maintenance_A_Technical Potential | F6 | Industrial | Petroleum | New | Space Heating | Natural Gas | Gas Furnace - Maintenance | A | Incremental Winter Peak Savings (MW) | Technical Potential | 0 | 0 | 0 | 0 | 0 | 0 | 0 | 0 | 0 | 0 | 0 | 0 | 0 | 0 | 0 | 0 | 0 | 0 | 0 | 0 | 0 | 0 | 0
F7_Industrial_Petroleum_New_Space Heating_Natural Gas_Gas Furnace - Maintenance_A_Technical Potential | F7 | Industrial | Petroleum | New | Space Heating | Natural Gas | Gas Furnace - Maintenance | A | Cumulative Energy Savings (MWh or mTherms) | Technical Potential | 0 | 0 | 2.675e-10 | 5.6021e-10 | 8.4206e-10 | 8.896e-10 | 8.911e-10 | 8.9626e-10 | 8.8911e-10 | 8.8229e-10 | 8.7558e-10 | 8.6895e-10 | 8.6248e-10 | 8.5656e-10 | 8.5045e-10 | 8.4541e-10 | 8.4125e-10 | 8.3866e-10 | 8.363e-10 | 8.3524e-10 | 8.3497e-10 | 8.351e-10 | 0
F8_Industrial_Petroleum_New_Space Heating_Natural Gas_Gas Furnace - Maintenance_A_Technical Potential | F8 | Industrial | Petroleum | New | Space Heating | Natural Gas | Gas Furnace - Maintenance | A | Cumulative Summer Peak Savings (MW) | Technical Potential | 0 | 0 | 0 | 0 | 0 | 0 | 0 | 0 | 0 | 0 | 0 | 0 | 0 | 0 | 0 | 0 | 0 | 0 | 0 | 0 | 0 | 0 | 0
F9_Industrial_Petroleum_New_Space Heating_Natural Gas_Gas Furnace - Maintenance_A_Technical Potential | F9 | Industrial | Petroleum | New | Space Heating | Natural Gas | Gas Furnace - Maintenance | A | Cumulative Winter Peak Savings (MW) | Technical Potential | 0 | 0 | 0 | 0 | 0 | 0 | 0 | 0 | 0 | 0 | 0 | 0 | 0 | 0 | 0 | 0 | 0 | 0 | 0 | 0 | 0 | 0 | 0
F10_Industrial_Petroleum_New_Space Heating_Natural Gas_Gas Furnace - Maintenance_A_Technical Potential | F10 | Industrial | Petroleum | New | Space Heating | Natural Gas | Gas Furnace - Maintenance | A | Purchases (Incremental) | Technical Potential | 0 | 0 | 3.2432e-05 | 3.9672e-05 | 3.9162e-05 | 4.0711e-05 | 4.1057e-05 | 4.094e-05 | 4.0711e-05 | 4.1057e-05 | 4.094e-05 | 7.3142e-05 | 8.0729e-05 | 8.0102e-05 | 0.00014628 | 0.00016146 | 0.0001602 | 0.00029257 | 0.00032291 | 0.00032041 | 0.00059342 | 0.00064721 | 0
F11_Industrial_Petroleum_New_Space Heating_Natural Gas_Gas Furnace - Maintenance_A_Technical Potential | F11 | Industrial | Petroleum | New | Space Heating | Natural Gas | Gas Furnace - Maintenance | A | Purchases (Cumulative) | Technical Potential | 0 | 0 | 3.2432e-05 | 7.2104e-05 | 0.00011127 | 0.00011954 | 0.00012093 | 0.00012271 | 0.00012271 | 0.00012271 | 0.00012271 | 0.00012271 | 0.00012271 | 0.00012271 | 0.00012271 | 0.00012271 | 0.00012271 | 0.00012271 | 0.00012271 | 0.00012271 | 0.00012271 | 0.00012271 | 0
F1_Industrial_Petroleum_New_Space Heating_Natural Gas_Gas Boiler - Hot Water Reset_A_Technical Potential | F1 | Industrial | Petroleum | New | Space Heating | Natural Gas | Gas Boiler - Hot Water Reset | A | Integrated Unit Energy Savings (kWh or therms) | Technical Potential | 0 | 0 | 368.5005 | 347.9163 | 339.7015 | 334.855 | 332.8026 | 331.0142 | 329.6196 | 328.3927 | 327.5439 | 326.7388 | 326.0373 | 325.369 | 324.8555 | 324.3473 | 323.878 | 323.4585 | 323.1224 | 322.7211 | 322.3706 | 321.9923 | 0
F2_Industrial_Petroleum_New_Space Heating_Natural Gas_Gas Boiler - Hot Water Reset_A_Technical Potential | F2 | Industrial | Petroleum | New | Space Heating | Natural Gas | Gas Boiler - Hot Water Reset | A | Integrated Unit Summer Peak Savings (kW) | Technical Potential | 0 | 0 | 0 | 0 | 0 | 0 | 0 | 0 | 0 | 0 | 0 | 0 | 0 | 0 | 0 | 0 | 0 | 0 | 0 | 0 | 0 | 0 | 0
F3_Industrial_Petroleum_New_Space Heating_Natural Gas_Gas Boiler - Hot Water Reset_A_Technical Potential | F3 | Industrial | Petroleum | New | Space Heating | Natural Gas | Gas Boiler - Hot Water Reset | A | Integrated Unit Winter Peak Savings (kW) | Technical Potential | 0 | 0 | 0 | 0 | 0 | 0 | 0 | 0 | 0 | 0 | 0 | 0 | 0 | 0 | 0 | 0 | 0 | 0 | 0 | 0 | 0 | 0 | 0
F4_Industrial_Petroleum_New_Space Heating_Natural Gas_Gas Boiler - Hot Water Reset_A_Technical Potential | F4 | Industrial | Petroleum | New | Space Heating | Natural Gas | Gas Boiler - Hot Water Reset | A | Incremental Energy Savings (MWh or mTherms) | Technical Potential | 0 | 0 | 5.1259e-05 | 0.0001037 | 0.00017668 | 0.00026987 | 0.00035214 | 0.00047187 | 0.00058276 | 0.00067014 | 0.00068383 | 0.00063955 | 0.00053437 | 0.00038398 | 0.00023482 | 0.00012002 | 5.3718e-05 | 2.0782e-05 | 4.4947e-05 | 9.6193e-05 | 0.00016767 | 0.0002595 | 0
F5_Industrial_Petroleum_New_Space Heating_Natural Gas_Gas Boiler - Hot Water Reset_A_Technical Potential | F5 | Industrial | Petroleum | New | Space Heating | Natural Gas | Gas Boiler - Hot Water Reset | A | Incremental Summer Peak Savings (MW) | Technical Potential | 0 | 0 | 0 | 0 | 0 | 0 | 0 | 0 | 0 | 0 | 0 | 0 | 0 | 0 | 0 | 0 | 0 | 0 | 0 | 0 | 0 | 0 | 0
F6_Industrial_Petroleum_New_Space Heating_Natural Gas_Gas Boiler - Hot Water Reset_A_Technical Potential | F6 | Industrial | Petroleum | New | Space Heating | Natural Gas | Gas Boiler - Hot Water Reset | A | Incremental Winter Peak Savings (MW) | Technical Potential | 0 | 0 | 0 | 0 | 0 | 0 | 0 | 0 | 0 | 0 | 0 | 0 | 0 | 0 | 0 | 0 | 0 | 0 | 0 | 0 | 0 | 0 | 0
F7_Industrial_Petroleum_New_Space Heating_Natural Gas_Gas Boiler - Hot Water Reset_A_Technical Potential | F7 | Industrial | Petroleum | New | Space Heating | Natural Gas | Gas Boiler - Hot Water Reset | A | Cumulative Energy Savings (MWh or mTherms) | Technical Potential | 0 | 0 | 5.1259e-05 | 0.0001521 | 0.00032519 | 0.00059042 | 0.00093894 | 0.0014058 | 0.0019826 | 0.0026454 | 0.0033224 | 0.0039537 | 0.0044796 | 0.0048544 | 0.0050816 | 0.0051936 | 0.0052399 | 0.0052538 | 0.0052484 | 0.0052419 | 0.0052362 | 0.00523 | 0
F8_Industrial_Petroleum_New_Space Heating_Natural Gas_Gas Boiler - Hot Water Reset_A_Technical Potential | F8 | Industrial | Petroleum | New | Space Heating | Natural Gas | Gas Boiler - Hot Water Reset | A | Cumulative Summer Peak Savings (MW) | Technical Potential | 0 | 0 | 0 | 0 | 0 | 0 | 0 | 0 | 0 | 0 | 0 | 0 | 0 | 0 | 0 | 0 | 0 | 0 | 0 | 0 | 0 | 0 | 0
F9_Industrial_Petroleum_New_Space Heating_Natural Gas_Gas Boiler - Hot Water Reset_A_Technical Potential | F9 | Industrial | Petroleum | New | Space Heating | Natural Gas | Gas Boiler - Hot Water Reset | A | Cumulative Winter Peak Savings (MW) | Technical Potential | 0 | 0 | 0 | 0 | 0 | 0 | 0 | 0 | 0 | 0 | 0 | 0 | 0 | 0 | 0 | 0 | 0 | 0 | 0 | 0 | 0 | 0 | 0
F10_Industrial_Petroleum_New_Space Heating_Natural Gas_Gas Boiler - Hot Water Reset_A_Technical Potential | F10 | Industrial | Petroleum | New | Space Heating | Natural Gas | Gas Boiler - Hot Water Reset | A | Purchases (Incremental) | Technical Potential | 0 | 0 | 0.0001391 | 0.00029807 | 0.00052011 | 0.00080592 | 0.0010581 | 0.0014255 | 0.001768 | 0.0020407 | 0.0020877 | 0.0019574 | 0.001639 | 0.0011801 | 0.00072285 | 0.00037004 | 0.00016586 | 6.4251e-05 | 0.0001391 | 0.00029807 | 0.00052011 | 0.00080592 | 0
F11_Industrial_Petroleum_New_Space Heating_Natural Gas_Gas Boiler - Hot Water Reset_A_Technical Potential | F11 | Industrial | Petroleum | New | Space Heating | Natural Gas | Gas Boiler - Hot Water Reset | A | Purchases (Cumulative) | Technical Potential | 0 | 0 | 0.0001391 | 0.00043717 | 0.00095729 | 0.0017632 | 0.0028213 | 0.0042468 | 0.0060148 | 0.0080555 | 0.010143 | 0.012101 | 0.01374 | 0.01492 | 0.015643 | 0.016013 | 0.016178 | 0.016243 | 0.016243 | 0.016243 | 0.016243 | 0.016243 | 0
F1_Industrial_Petroleum_New_Process_Natural Gas_Gas Boiler - Hot Water Reset_A_Technical Potential | F1 | Industrial | Petroleum | New | Process | Natural Gas | Gas Boiler - Hot Water Reset | A | Integrated Unit Energy Savings (kWh or therms) | Technical Potential | 0 | 0 | 975.0279 | 974.533 | 974.0872 | 973.7191 | 973.1838 | 972.8039 | 972.5712 | 972.4825 | 972.3745 | 972.3663 | 972.3936 | 972.4852 | 972.5088 | 972.5879 | 972.6759 | 972.7959 | 972.9175 | 973.0553 | 973.1779 | 973.2902 | 0
F2_Industrial_Petroleum_New_Process_Natural Gas_Gas Boiler - Hot Water Reset_A_Technical Potential | F2 | Industrial | Petroleum | New | Process | Natural Gas | Gas Boiler - Hot Water Reset | A | Integrated Unit Summer Peak Savings (kW) | Technical Potential | 0 | 0 | 0 | 0 | 0 | 0 | 0 | 0 | 0 | 0 | 0 | 0 | 0 | 0 | 0 | 0 | 0 | 0 | 0 | 0 | 0 | 0 | 0
F3_Industrial_Petroleum_New_Process_Natural Gas_Gas Boiler - Hot Water Reset_A_Technical Potential | F3 | Industrial | Petroleum | New | Process | Natural Gas | Gas Boiler - Hot Water Reset | A | Integrated Unit Winter Peak Savings (kW) | Technical Potential | 0 | 0 | 0 | 0 | 0 | 0 | 0 | 0 | 0 | 0 | 0 | 0 | 0 | 0 | 0 | 0 | 0 | 0 | 0 | 0 | 0 | 0 | 0
F4_Industrial_Petroleum_New_Process_Natural Gas_Gas Boiler - Hot Water Reset_A_Technical Potential | F4 | Industrial | Petroleum | New | Process | Natural Gas | Gas Boiler - Hot Water Reset | A | Incremental Energy Savings (MWh or mTherms) | Technical Potential | 0 | 0 | 0.010771 | 0.023068 | 0.040234 | 0.062318 | 0.081775 | 0.11013 | 0.13655 | 0.1576 | 0.16121 | 0.15114 | 0.12656 | 0.09114 | 0.055825 | 0.028581 | 0.012812 | 0.0049635 | 0.010747 | 0.023033 | 0.040196 | 0.062291 | 0
F5_Industrial_Petroleum_New_Process_Natural Gas_Gas Boiler - Hot Water Reset_A_Technical Potential | F5 | Industrial | Petroleum | New | Process | Natural Gas | Gas Boiler - Hot Water Reset | A | Incremental Summer Peak Savings (MW) | Technical Potential | 0 | 0 | 0 | 0 | 0 | 0 | 0 | 0 | 0 | 0 | 0 | 0 | 0 | 0 | 0 | 0 | 0 | 0 | 0 | 0 | 0 | 0 | 0
F6_Industrial_Petroleum_New_Process_Natural Gas_Gas Boiler - Hot Water Reset_A_Technical Potential | F6 | Industrial | Petroleum | New | Process | Natural Gas | Gas Boiler - Hot Water Reset | A | Incremental Winter Peak Savings (MW) | Technical Potential | 0 | 0 | 0 | 0 | 0 | 0 | 0 | 0 | 0 | 0 | 0 | 0 | 0 | 0 | 0 | 0 | 0 | 0 | 0 | 0 | 0 | 0 | 0
F7_Industrial_Petroleum_New_Process_Natural Gas_Gas Boiler - Hot Water Reset_A_Technical Potential | F7 | Industrial | Petroleum | New | Process | Natural Gas | Gas Boiler - Hot Water Reset | A | Cumulative Energy Savings (MWh or mTherms) | Technical Potential | 0 | 0 | 0.010771 | 0.033833 | 0.074051 | 0.13634 | 0.21804 | 0.32808 | 0.46455 | 0.62211 | 0.78325 | 0.93439 | 1.061 | 1.1522 | 1.2081 | 1.2368 | 1.2497 | 1.2548 | 1.2549 | 1.2551 | 1.2553 | 1.2554 | 0
F8_Industrial_Petroleum_New_Process_Natural Gas_Gas Boiler - Hot Water Reset_A_Technical Potential | F8 | Industrial | Petroleum | New | Process | Natural Gas | Gas Boiler - Hot Water Reset | A | Cumulative Summer Peak Savings (MW) | Technical Potential | 0 | 0 | 0 | 0 | 0 | 0 | 0 | 0 | 0 | 0 | 0 | 0 | 0 | 0 | 0 | 0 | 0 | 0 | 0 | 0 | 0 | 0 | 0
F9_Industrial_Petroleum_New_Process_Natural Gas_Gas Boiler - Hot Water Reset_A_Technical Potential | F9 | Industrial | Petroleum | New | Process | Natural Gas | Gas Boiler - Hot Water Reset | A | Cumulative Winter Peak Savings (MW) | Technical Potential | 0 | 0 | 0 | 0 | 0 | 0 | 0 | 0 | 0 | 0 | 0 | 0 | 0 | 0 | 0 | 0 | 0 | 0 | 0 | 0 | 0 | 0 | 0
F10_Industrial_Petroleum_New_Process_Natural Gas_Gas Boiler - Hot Water Reset_A_Technical Potential | F10 | Industrial | Petroleum | New | Process | Natural Gas | Gas Boiler - Hot Water Reset | A | Purchases (Incremental) | Technical Potential | 0 | 0 | 0.011046 | 0.023671 | 0.041304 | 0.064 | 0.084028 | 0.11321 | 0.1404 | 0.16206 | 0.16579 | 0.15544 | 0.13016 | 0.093718 | 0.057403 | 0.029386 | 0.013171 | 0.0051023 | 0.011046 | 0.023671 | 0.041304 | 0.064 | 0
F11_Industrial_Petroleum_New_Process_Natural Gas_Gas Boiler - Hot Water Reset_A_Technical Potential | F11 | Industrial | Petroleum | New | Process | Natural Gas | Gas Boiler - Hot Water Reset | A | Purchases (Cumulative) | Technical Potential | 0 | 0 | 0.011046 | 0.034717 | 0.076021 | 0.14002 | 0.22405 | 0.33725 | 0.47765 | 0.63971 | 0.8055 | 0.96094 | 1.0911 | 1.1848 | 1.2422 | 1.2716 | 1.2848 | 1.2899 | 1.2899 | 1.2899 | 1.2899 | 1.2899 | 0
F1_Industrial_Petroleum_New_Space Heating_Natural Gas_Steam Trap Maintenance_A_Technical Potential | F1 | Industrial | Petroleum | New | Space Heating | Natural Gas | Steam Trap Maintenance | A | Integrated Unit Energy Savings (kWh or therms) | Technical Potential | 0 | 0 | 130.3158 | 123.1082 | 120.2663 | 118.6075 | 117.96 | 117.3946 | 116.9668 | 116.5906 | 116.3624 | 116.1409 | 115.9559 | 115.7737 | 115.666 | 115.5493 | 115.4459 | 115.3392 | 115.2756 | 115.1716 | 115.08 | 114.9756 | 0
F2_Industrial_Petroleum_New_Space Heating_Natural Gas_Steam Trap Maintenance_A_Technical Potential | F2 | Industrial | Petroleum | New | Space Heating | Natural Gas | Steam Trap Maintenance | A | Integrated Unit Summer Peak Savings (kW) | Technical Potential | 0 | 0 | 0 | 0 | 0 | 0 | 0 | 0 | 0 | 0 | 0 | 0 | 0 | 0 | 0 | 0 | 0 | 0 | 0 | 0 | 0 | 0 | 0
F3_Industrial_Petroleum_New_Space Heating_Natural Gas_Steam Trap Maintenance_A_Technical Potential | F3 | Industrial | Petroleum | New | Space Heating | Natural Gas | Steam Trap Maintenance | A | Integrated Unit Winter Peak Savings (kW) | Technical Potential | 0 | 0 | 0 | 0 | 0 | 0 | 0 | 0 | 0 | 0 | 0 | 0 | 0 | 0 | 0 | 0 | 0 | 0 | 0 | 0 | 0 | 0 | 0
F4_Industrial_Petroleum_New_Space Heating_Natural Gas_Steam Trap Maintenance_A_Technical Potential | F4 | Industrial | Petroleum | New | Space Heating | Natural Gas | Steam Trap Maintenance | A | Incremental Energy Savings (MWh or mTherms) | Technical Potential | 0 | 0 | 0 | 0 | 0 | 0 | 0 | 0 | 0 | 0 | 0 | 0 | 0 | 0 | 0 | 0 | 0 | 0 | 0 | 0 | 0 | 0 | 0
F5_Industrial_Petroleum_New_Space Heating_Natural Gas_Steam Trap Maintenance_A_Technical Potential | F5 | Industrial | Petroleum | New | Space Heating | Natural Gas | Steam Trap Maintenance | A | Incremental Summer Peak Savings (MW) | Technical Potential | 0 | 0 | 0 | 0 | 0 | 0 | 0 | 0 | 0 | 0 | 0 | 0 | 0 | 0 | 0 | 0 | 0 | 0 | 0 | 0 | 0 | 0 | 0
F6_Industrial_Petroleum_New_Space Heating_Natural Gas_Steam Trap Maintenance_A_Technical Potential | F6 | Industrial | Petroleum | New | Space Heating | Natural Gas | Steam Trap Maintenance | A | Incremental Winter Peak Savings (MW) | Technical Potential | 0 | 0 | 0 | 0 | 0 | 0 | 0 | 0 | 0 | 0 | 0 | 0 | 0 | 0 | 0 | 0 | 0 | 0 | 0 | 0 | 0 | 0 | 0
F7_Industrial_Petroleum_New_Space Heating_Natural Gas_Steam Trap Maintenance_A_Technical Potential | F7 | Industrial | Petroleum | New | Space Heating | Natural Gas | Steam Trap Maintenance | A | Cumulative Energy Savings (MWh or mTherms) | Technical Potential | 0 | 0 | 0 | 0 | 0 | 0 | 0 | 0 | 0 | 0 | 0 | 0 | 0 | 0 | 0 | 0 | 0 | 0 | 0 | 0 | 0 | 0 | 0
F8_Industrial_Petroleum_New_Space Heating_Natural Gas_Steam Trap Maintenance_A_Technical Potential | F8 | Industrial | Petroleum | New | Space Heating | Natural Gas | Steam Trap Maintenance | A | Cumulative Summer Peak Savings (MW) | Technical Potential | 0 | 0 | 0 | 0 | 0 | 0 | 0 | 0 | 0 | 0 | 0 | 0 | 0 | 0 | 0 | 0 | 0 | 0 | 0 | 0 | 0 | 0 | 0
F9_Industrial_Petroleum_New_Space Heating_Natural Gas_Steam Trap Maintenance_A_Technical Potential | F9 | Industrial | Petroleum | New | Space Heating | Natural Gas | Steam Trap Maintenance | A | Cumulative Winter Peak Savings (MW) | Technical Potential | 0 | 0 | 0 | 0 | 0 | 0 | 0 | 0 | 0 | 0 | 0 | 0 | 0 | 0 | 0 | 0 | 0 | 0 | 0 | 0 | 0 | 0 | 0
F10_Industrial_Petroleum_New_Space Heating_Natural Gas_Steam Trap Maintenance_A_Technical Potential | F10 | Industrial | Petroleum | New | Space Heating | Natural Gas | Steam Trap Maintenance | A | Purchases (Incremental) | Technical Potential | 0 | 0 | 0 | 0 | 0 | 0 | 0 | 0 | 0 | 0 | 0 | 0 | 0 | 0 | 0 | 0 | 0 | 0 | 0 | 0 | 0 | 0 | 0
F11_Industrial_Petroleum_New_Space Heating_Natural Gas_Steam Trap Maintenance_A_Technical Potential | F11 | Industrial | Petroleum | New | Space Heating | Natural Gas | Steam Trap Maintenance | A | Purchases (Cumulative) | Technical Potential | 0 | 0 | 0 | 0 | 0 | 0 | 0 | 0 | 0 | 0 | 0 | 0 | 0 | 0 | 0 | 0 | 0 | 0 | 0 | 0 | 0 | 0 | 0
F1_Industrial_Petroleum_New_Process_Natural Gas_Steam Trap Maintenance_A_Technical Potential | F1 | Industrial | Petroleum | New | Process | Natural Gas | Steam Trap Maintenance | A | Integrated Unit Energy Savings (kWh or therms) | Technical Potential | 0 | 0 | 689.4967 | 689.4811 | 689.4751 | 689.4905 | 689.4982 | 689.5048 | 689.5105 | 689.5155 | 689.5185 | 689.5215 | 689.5239 | 689.5264 | 689.5278 | 689.5294 | 689.5307 | 689.5322 | 689.533 | 689.534 | 689.5348 | 689.5356 | 0
F2_Industrial_Petroleum_New_Process_Natural Gas_Steam Trap Maintenance_A_Technical Potential | F2 | Industrial | Petroleum | New | Process | Natural Gas | Steam Trap Maintenance | A | Integrated Unit Summer Peak Savings (kW) | Technical Potential | 0 | 0 | 0 | 0 | 0 | 0 | 0 | 0 | 0 | 0 | 0 | 0 | 0 | 0 | 0 | 0 | 0 | 0 | 0 | 0 | 0 | 0 | 0
F3_Industrial_Petroleum_New_Process_Natural Gas_Steam Trap Maintenance_A_Technical Potential | F3 | Industrial | Petroleum | New | Process | Natural Gas | Steam Trap Maintenance | A | Integrated Unit Winter Peak Savings (kW) | Technical Potential | 0 | 0 | 0 | 0 | 0 | 0 | 0 | 0 | 0 | 0 | 0 | 0 | 0 | 0 | 0 | 0 | 0 | 0 | 0 | 0 | 0 | 0 | 0
F4_Industrial_Petroleum_New_Process_Natural Gas_Steam Trap Maintenance_A_Technical Potential | F4 | Industrial | Petroleum | New | Process | Natural Gas | Steam Trap Maintenance | A | Incremental Energy Savings (MWh or mTherms) | Technical Potential | 0 | 0 | 0 | 0 | 0 | 0 | 0 | 0 | 0 | 0 | 0 | 0 | 0 | 0 | 0 | 0 | 0 | 0 | 0 | 0 | 0 | 0 | 0
F5_Industrial_Petroleum_New_Process_Natural Gas_Steam Trap Maintenance_A_Technical Potential | F5 | Industrial | Petroleum | New | Process | Natural Gas | Steam Trap Maintenance | A | Incremental Summer Peak Savings (MW) | Technical Potential | 0 | 0 | 0 | 0 | 0 | 0 | 0 | 0 | 0 | 0 | 0 | 0 | 0 | 0 | 0 | 0 | 0 | 0 | 0 | 0 | 0 | 0 | 0
F6_Industrial_Petroleum_New_Process_Natural Gas_Steam Trap Maintenance_A_Technical Potential | F6 | Industrial | Petroleum | New | Process | Natural Gas | Steam Trap Maintenance | A | Incremental Winter Peak Savings (MW) | Technical Potential | 0 | 0 | 0 | 0 | 0 | 0 | 0 | 0 | 0 | 0 | 0 | 0 | 0 | 0 | 0 | 0 | 0 | 0 | 0 | 0 | 0 | 0 | 0
F7_Industrial_Petroleum_New_Process_Natural Gas_Steam Trap Maintenance_A_Technical Potential | F7 | Industrial | Petroleum | New | Process | Natural Gas | Steam Trap Maintenance | A | Cumulative Energy Savings (MWh or mTherms) | Technical Potential | 0 | 0 | 0 | 0 | 0 | 0 | 0 | 0 | 0 | 0 | 0 | 0 | 0 | 0 | 0 | 0 | 0 | 0 | 0 | 0 | 0 | 0 | 0
F8_Industrial_Petroleum_New_Process_Natural Gas_Steam Trap Maintenance_A_Technical Potential | F8 | Industrial | Petroleum | New | Process | Natural Gas | Steam Trap Maintenance | A | Cumulative Summer Peak Savings (MW) | Technical Potential | 0 | 0 | 0 | 0 | 0 | 0 | 0 | 0 | 0 | 0 | 0 | 0 | 0 | 0 | 0 | 0 | 0 | 0 | 0 | 0 | 0 | 0 | 0
F9_Industrial_Petroleum_New_Process_Natural Gas_Steam Trap Maintenance_A_Technical Potential | F9 | Industrial | Petroleum | New | Process | Natural Gas | Steam Trap Maintenance | A | Cumulative Winter Peak Savings (MW) | Technical Potential | 0 | 0 | 0 | 0 | 0 | 0 | 0 | 0 | 0 | 0 | 0 | 0 | 0 | 0 | 0 | 0 | 0 | 0 | 0 | 0 | 0 | 0 | 0
F10_Industrial_Petroleum_New_Process_Natural Gas_Steam Trap Maintenance_A_Technical Potential | F10 | Industrial | Petroleum | New | Process | Natural Gas | Steam Trap Maintenance | A | Purchases (Incremental) | Technical Potential | 0 | 0 | 0 | 0 | 0 | 0 | 0 | 0 | 0 | 0 | 0 | 0 | 0 | 0 | 0 | 0 | 0 | 0 | 0 | 0 | 0 | 0 | 0
F11_Industrial_Petroleum_New_Process_Natural Gas_Steam Trap Maintenance_A_Technical Potential | F11 | Industrial | Petroleum | New | Process | Natural Gas | Steam Trap Maintenance | A | Purchases (Cumulative) | Technical Potential | 0 | 0 | 0 | 0 | 0 | 0 | 0 | 0 | 0 | 0 | 0 | 0 | 0 | 0 | 0 | 0 | 0 | 0 | 0 | 0 | 0 | 0 | 0
F1_Industrial_Petroleum_New_Space Heating_Natural Gas_Gas Boiler - High Turndown_A_Technical Potential | F1 | Industrial | Petroleum | New | Space Heating | Natural Gas | Gas Boiler - High Turndown | A | Integrated Unit Energy Savings (kWh or therms) | Technical Potential | 0 | 0 | 137.9383 | 130.0728 | 126.8255 | 124.8194 | 123.7562 | 122.7849 | 121.9096 | 121.058 | 120.2397 | 119.4134 | 118.5928 | 117.8217 | 117.0452 | 116.3894 | 115.848 | 115.497 | 115.1918 | 115.0428 | 115.0038 | 115.0187 | 0
F2_Industrial_Petroleum_New_Space Heating_Natural Gas_Gas Boiler - High Turndown_A_Technical Potential | F2 | Industrial | Petroleum | New | Space Heating | Natural Gas | Gas Boiler - High Turndown | A | Integrated Unit Summer Peak Savings (kW) | Technical Potential | 0 | 0 | 0 | 0 | 0 | 0 | 0 | 0 | 0 | 0 | 0 | 0 | 0 | 0 | 0 | 0 | 0 | 0 | 0 | 0 | 0 | 0 | 0
F3_Industrial_Petroleum_New_Space Heating_Natural Gas_Gas Boiler - High Turndown_A_Technical Potential | F3 | Industrial | Petroleum | New | Space Heating | Natural Gas | Gas Boiler - High Turndown | A | Integrated Unit Winter Peak Savings (kW) | Technical Potential | 0 | 0 | 0 | 0 | 0 | 0 | 0 | 0 | 0 | 0 | 0 | 0 | 0 | 0 | 0 | 0 | 0 | 0 | 0 | 0 | 0 | 0 | 0
F4_Industrial_Petroleum_New_Space Heating_Natural Gas_Gas Boiler - High Turndown_A_Technical Potential | F4 | Industrial | Petroleum | New | Space Heating | Natural Gas | Gas Boiler - High Turndown | A | Incremental Energy Savings (MWh or mTherms) | Technical Potential | 0 | 0 | 2.9283e-05 | 4.819e-05 | 6.7002e-05 | 8.802e-05 | 0.00010045 | 0.00010336 | 9.2819e-05 | 8.3313e-05 | 7.1868e-05 | 6.2278e-05 | 5.354e-05 | 4.6297e-05 | 3.8813e-05 | 3.2829e-05 | 2.7694e-05 | 2.4519e-05 | 4.2677e-05 | 6.0777e-05 | 8.1098e-05 | 9.3361e-05 | 0
F5_Industrial_Petroleum_New_Space Heating_Natural Gas_Gas Boiler - High Turndown_A_Technical Potential | F5 | Industrial | Petroleum | New | Space Heating | Natural Gas | Gas Boiler - High Turndown | A | Incremental Summer Peak Savings (MW) | Technical Potential | 0 | 0 | 0 | 0 | 0 | 0 | 0 | 0 | 0 | 0 | 0 | 0 | 0 | 0 | 0 | 0 | 0 | 0 | 0 | 0 | 0 | 0 | 0
F6_Industrial_Petroleum_New_Space Heating_Natural Gas_Gas Boiler - High Turndown_A_Technical Potential | F6 | Industrial | Petroleum | New | Space Heating | Natural Gas | Gas Boiler - High Turndown | A | Incremental Winter Peak Savings (MW) | Technical Potential | 0 | 0 | 0 | 0 | 0 | 0 | 0 | 0 | 0 | 0 | 0 | 0 | 0 | 0 | 0 | 0 | 0 | 0 | 0 | 0 | 0 | 0 | 0
F7_Industrial_Petroleum_New_Space Heating_Natural Gas_Gas Boiler - High Turndown_A_Technical Potential | F7 | Industrial | Petroleum | New | Space Heating | Natural Gas | Gas Boiler - High Turndown | A | Cumulative Energy Savings (MWh or mTherms) | Technical Potential | 0 | 0 | 2.9283e-05 | 7.5804e-05 | 0.00014091 | 0.0002267 | 0.00032523 | 0.00042604 | 0.00051582 | 0.00059553 | 0.00066337 | 0.00072109 | 0.00076967 | 0.00081097 | 0.00084444 | 0.00087253 | 0.00089617 | 0.00089345 | 0.00089109 | 0.00088994 | 0.00088964 | 0.00088975 | 0
F8_Industrial_Petroleum_New_Space Heating_Natural Gas_Gas Boiler - High Turndown_A_Technical Potential | F8 | Industrial | Petroleum | New | Space Heating | Natural Gas | Gas Boiler - High Turndown | A | Cumulative Summer Peak Savings (MW) | Technical Potential | 0 | 0 | 0 | 0 | 0 | 0 | 0 | 0 | 0 | 0 | 0 | 0 | 0 | 0 | 0 | 0 | 0 | 0 | 0 | 0 | 0 | 0 | 0
F9_Industrial_Petroleum_New_Space Heating_Natural Gas_Gas Boiler - High Turndown_A_Technical Potential | F9 | Industrial | Petroleum | New | Space Heating | Natural Gas | Gas Boiler - High Turndown | A | Cumulative Winter Peak Savings (MW) | Technical Potential | 0 | 0 | 0 | 0 | 0 | 0 | 0 | 0 | 0 | 0 | 0 | 0 | 0 | 0 | 0 | 0 | 0 | 0 | 0 | 0 | 0 | 0 | 0
F10_Industrial_Petroleum_New_Space Heating_Natural Gas_Gas Boiler - High Turndown_A_Technical Potential | F10 | Industrial | Petroleum | New | Space Heating | Natural Gas | Gas Boiler - High Turndown | A | Purchases (Incremental) | Technical Potential | 0 | 0 | 0.00021229 | 0.00037049 | 0.0005283 | 0.00070518 | 0.0008117 | 0.00084182 | 0.00076137 | 0.00068821 | 0.0005977 | 0.00052153 | 0.00045146 | 0.00039294 | 0.00033161 | 0.00028206 | 0.00023906 | 0.00021229 | 0.00037049 | 0.0005283 | 0.00070518 | 0.0008117 | 0
F11_Industrial_Petroleum_New_Space Heating_Natural Gas_Gas Boiler - High Turndown_A_Technical Potential | F11 | Industrial | Petroleum | New | Space Heating | Natural Gas | Gas Boiler - High Turndown | A | Purchases (Cumulative) | Technical Potential | 0 | 0 | 0.00021229 | 0.00058278 | 0.0011111 | 0.0018163 | 0.002628 | 0.0034698 | 0.0042311 | 0.0049194 | 0.0055171 | 0.0060386 | 0.0064901 | 0.006883 | 0.0072146 | 0.0074967 | 0.0077357 | 0.0077357 | 0.0077357 | 0.0077357 | 0.0077357 | 0.0077357 | 0
F1_Industrial_Petroleum_New_Process_Natural Gas_Gas Boiler - High Turndown_A_Technical Potential | F1 | Industrial | Petroleum | New | Process | Natural Gas | Gas Boiler - High Turndown | A | Integrated Unit Energy Savings (kWh or therms) | Technical Potential | 0 | 0 | 729.8265 | 728.6053 | 727.462 | 726.4457 | 725.0072 | 723.9822 | 723.1909 | 722.6787 | 722.0865 | 721.7261 | 721.4662 | 721.4081 | 721.1758 | 721.1146 | 721.0814 | 721.2456 | 721.2961 | 721.4636 | 721.5948 | 721.7013 | 0
F2_Industrial_Petroleum_New_Process_Natural Gas_Gas Boiler - High Turndown_A_Technical Potential | F2 | Industrial | Petroleum | New | Process | Natural Gas | Gas Boiler - High Turndown | A | Integrated Unit Summer Peak Savings (kW) | Technical Potential | 0 | 0 | 0 | 0 | 0 | 0 | 0 | 0 | 0 | 0 | 0 | 0 | 0 | 0 | 0 | 0 | 0 | 0 | 0 | 0 | 0 | 0 | 0
F3_Industrial_Petroleum_New_Process_Natural Gas_Gas Boiler - High Turndown_A_Technical Potential | F3 | Industrial | Petroleum | New | Process | Natural Gas | Gas Boiler - High Turndown | A | Integrated Unit Winter Peak Savings (kW) | Technical Potential | 0 | 0 | 0 | 0 | 0 | 0 | 0 | 0 | 0 | 0 | 0 | 0 | 0 | 0 | 0 | 0 | 0 | 0 | 0 | 0 | 0 | 0 | 0
F4_Industrial_Petroleum_New_Process_Natural Gas_Gas Boiler - High Turndown_A_Technical Potential | F4 | Industrial | Petroleum | New | Process | Natural Gas | Gas Boiler - High Turndown | A | Incremental Energy Savings (MWh or mTherms) | Technical Potential | 0 | 0 | 0.012304 | 0.021437 | 0.03052 | 0.040681 | 0.046734 | 0.048399 | 0.043726 | 0.039496 | 0.034274 | 0.029891 | 0.025866 | 0.022511 | 0.018991 | 0.016152 | 0.013689 | 0.012159 | 0.021222 | 0.030268 | 0.040409 | 0.046521 | 0
F5_Industrial_Petroleum_New_Process_Natural Gas_Gas Boiler - High Turndown_A_Technical Potential | F5 | Industrial | Petroleum | New | Process | Natural Gas | Gas Boiler - High Turndown | A | Incremental Summer Peak Savings (MW) | Technical Potential | 0 | 0 | 0 | 0 | 0 | 0 | 0 | 0 | 0 | 0 | 0 | 0 | 0 | 0 | 0 | 0 | 0 | 0 | 0 | 0 | 0 | 0 | 0
F6_Industrial_Petroleum_New_Process_Natural Gas_Gas Boiler - High Turndown_A_Technical Potential | F6 | Industrial | Petroleum | New | Process | Natural Gas | Gas Boiler - High Turndown | A | Incremental Winter Peak Savings (MW) | Technical Potential | 0 | 0 | 0 | 0 | 0 | 0 | 0 | 0 | 0 | 0 | 0 | 0 | 0 | 0 | 0 | 0 | 0 | 0 | 0 | 0 | 0 | 0 | 0
F7_Industrial_Petroleum_New_Process_Natural Gas_Gas Boiler - High Turndown_A_Technical Potential | F7 | Industrial | Petroleum | New | Process | Natural Gas | Gas Boiler - High Turndown | A | Cumulative Energy Savings (MWh or mTherms) | Technical Potential | 0 | 0 | 0.012304 | 0.03372 | 0.064187 | 0.10478 | 0.1513 | 0.19949 | 0.243 | 0.28232 | 0.31636 | 0.3461 | 0.37184 | 0.39432 | 0.41319 | 0.4293 | 0.44297 | 0.44307 | 0.4431 | 0.44321 | 0.44329 | 0.44335 | 0
F8_Industrial_Petroleum_New_Process_Natural Gas_Gas Boiler - High Turndown_A_Technical Potential | F8 | Industrial | Petroleum | New | Process | Natural Gas | Gas Boiler - High Turndown | A | Cumulative Summer Peak Savings (MW) | Technical Potential | 0 | 0 | 0 | 0 | 0 | 0 | 0 | 0 | 0 | 0 | 0 | 0 | 0 | 0 | 0 | 0 | 0 | 0 | 0 | 0 | 0 | 0 | 0
F9_Industrial_Petroleum_New_Process_Natural Gas_Gas Boiler - High Turndown_A_Technical Potential | F9 | Industrial | Petroleum | New | Process | Natural Gas | Gas Boiler - High Turndown | A | Cumulative Winter Peak Savings (MW) | Technical Potential | 0 | 0 | 0 | 0 | 0 | 0 | 0 | 0 | 0 | 0 | 0 | 0 | 0 | 0 | 0 | 0 | 0 | 0 | 0 | 0 | 0 | 0 | 0
F10_Industrial_Petroleum_New_Process_Natural Gas_Gas Boiler - High Turndown_A_Technical Potential | F10 | Industrial | Petroleum | New | Process | Natural Gas | Gas Boiler - High Turndown | A | Purchases (Incremental) | Technical Potential | 0 | 0 | 0.016859 | 0.029422 | 0.041954 | 0.056 | 0.064459 | 0.066852 | 0.060463 | 0.054653 | 0.047465 | 0.041417 | 0.035852 | 0.031205 | 0.026334 | 0.022399 | 0.018984 | 0.016859 | 0.029422 | 0.041954 | 0.056 | 0.064459 | 0
F11_Industrial_Petroleum_New_Process_Natural Gas_Gas Boiler - High Turndown_A_Technical Potential | F11 | Industrial | Petroleum | New | Process | Natural Gas | Gas Boiler - High Turndown | A | Purchases (Cumulative) | Technical Potential | 0 | 0 | 0.016859 | 0.04628 | 0.088234 | 0.14423 | 0.20869 | 0.27555 | 0.33601 | 0.39066 | 0.43813 | 0.47954 | 0.51539 | 0.5466 | 0.57293 | 0.59533 | 0.61432 | 0.61432 | 0.61432 | 0.61432 | 0.61432 | 0.61432 | 0
F1_Industrial_Petroleum_New_Space Heating_Natural Gas_Gas Boiler - Burner Control Optimization_A_Technical Potential | F1 | Industrial | Petroleum | New | Space Heating | Natural Gas | Gas Boiler - Burner Control Optimization | A | Integrated Unit Energy Savings (kWh or therms) | Technical Potential | 0 | 0 | 39.9978 | 37.7146 | 36.771 | 36.1875 | 35.8766 | 35.5932 | 35.3384 | 35.0911 | 34.8533 | 34.6138 | 34.376 | 34.1529 | 33.9279 | 33.7381 | 33.5816 | 33.4807 | 33.3928 | 33.3502 | 33.3394 | 33.3442 | 0
F2_Industrial_Petroleum_New_Space Heating_Natural Gas_Gas Boiler - Burner Control Optimization_A_Technical Potential | F2 | Industrial | Petroleum | New | Space Heating | Natural Gas | Gas Boiler - Burner Control Optimization | A | Integrated Unit Summer Peak Savings (kW) | Technical Potential | 0 | 0 | 0 | 0 | 0 | 0 | 0 | 0 | 0 | 0 | 0 | 0 | 0 | 0 | 0 | 0 | 0 | 0 | 0 | 0 | 0 | 0 | 0
F3_Industrial_Petroleum_New_Space Heating_Natural Gas_Gas Boiler - Burner Control Optimization_A_Technical Potential | F3 | Industrial | Petroleum | New | Space Heating | Natural Gas | Gas Boiler - Burner Control Optimization | A | Integrated Unit Winter Peak Savings (kW) | Technical Potential | 0 | 0 | 0 | 0 | 0 | 0 | 0 | 0 | 0 | 0 | 0 | 0 | 0 | 0 | 0 | 0 | 0 | 0 | 0 | 0 | 0 | 0 | 0
F4_Industrial_Petroleum_New_Space Heating_Natural Gas_Gas Boiler - Burner Control Optimization_A_Technical Potential | F4 | Industrial | Petroleum | New | Space Heating | Natural Gas | Gas Boiler - Burner Control Optimization | A | Incremental Energy Savings (MWh or mTherms) | Technical Potential | 0 | 0 | 2.2905e-06 | 5.9249e-06 | 1.6474e-05 | 3.7872e-05 | 6.7229e-05 | 0.0001076 | 0.00015372 | 0.00020121 | 0.00023365 | 0.00025309 | 0.00025384 | 0.00024008 | 0.00020719 | 0.00017038 | 0.00013239 | 9.8425e-05 | 6.8094e-05 | 4.5352e-05 | 2.8825e-05 | 2.0349e-05 | 0
F5_Industrial_Petroleum_New_Space Heating_Natural Gas_Gas Boiler - Burner Control Optimization_A_Technical Potential | F5 | Industrial | Petroleum | New | Space Heating | Natural Gas | Gas Boiler - Burner Control Optimization | A | Incremental Summer Peak Savings (MW) | Technical Potential | 0 | 0 | 0 | 0 | 0 | 0 | 0 | 0 | 0 | 0 | 0 | 0 | 0 | 0 | 0 | 0 | 0 | 0 | 0 | 0 | 0 | 0 | 0
F6_Industrial_Petroleum_New_Space Heating_Natural Gas_Gas Boiler - Burner Control Optimization_A_Technical Potential | F6 | Industrial | Petroleum | New | Space Heating | Natural Gas | Gas Boiler - Burner Control Optimization | A | Incremental Winter Peak Savings (MW) | Technical Potential | 0 | 0 | 0 | 0 | 0 | 0 | 0 | 0 | 0 | 0 | 0 | 0 | 0 | 0 | 0 | 0 | 0 | 0 | 0 | 0 | 0 | 0 | 0
F7_Industrial_Petroleum_New_Space Heating_Natural Gas_Gas Boiler - Burner Control Optimization_A_Technical Potential | F7 | Industrial | Petroleum | New | Space Heating | Natural Gas | Gas Boiler - Burner Control Optimization | A | Cumulative Energy Savings (MWh or mTherms) | Technical Potential | 0 | 0 | 2.2905e-06 | 8.0847e-06 | 2.4357e-05 | 6.1842e-05 | 0.00012854 | 0.00023513 | 0.00038716 | 0.00058566 | 0.00081534 | 0.0010628 | 0.0013094 | 0.001541 | 0.001738 | 0.0018987 | 0.0020222 | 0.0021146 | 0.0021771 | 0.0022197 | 0.0022459 | 0.0022613 | 0
F8_Industrial_Petroleum_New_Space Heating_Natural Gas_Gas Boiler - Burner Control Optimization_A_Technical Potential | F8 | Industrial | Petroleum | New | Space Heating | Natural Gas | Gas Boiler - Burner Control Optimization | A | Cumulative Summer Peak Savings (MW) | Technical Potential | 0 | 0 | 0 | 0 | 0 | 0 | 0 | 0 | 0 | 0 | 0 | 0 | 0 | 0 | 0 | 0 | 0 | 0 | 0 | 0 | 0 | 0 | 0
F9_Industrial_Petroleum_New_Space Heating_Natural Gas_Gas Boiler - Burner Control Optimization_A_Technical Potential | F9 | Industrial | Petroleum | New | Space Heating | Natural Gas | Gas Boiler - Burner Control Optimization | A | Cumulative Winter Peak Savings (MW) | Technical Potential | 0 | 0 | 0 | 0 | 0 | 0 | 0 | 0 | 0 | 0 | 0 | 0 | 0 | 0 | 0 | 0 | 0 | 0 | 0 | 0 | 0 | 0 | 0
F10_Industrial_Petroleum_New_Space Heating_Natural Gas_Gas Boiler - Burner Control Optimization_A_Technical Potential | F10 | Industrial | Petroleum | New | Space Heating | Natural Gas | Gas Boiler - Burner Control Optimization | A | Purchases (Incremental) | Technical Potential | 0 | 0 | 5.7267e-05 | 0.0001571 | 0.00044803 | 0.0010466 | 0.0018739 | 0.0030231 | 0.0043499 | 0.005734 | 0.0067037 | 0.0073118 | 0.0073843 | 0.0070297 | 0.0061069 | 0.0050501 | 0.0039422 | 0.0029398 | 0.0020392 | 0.0013599 | 0.0008646 | 0.00061027 | 0
F11_Industrial_Petroleum_New_Space Heating_Natural Gas_Gas Boiler - Burner Control Optimization_A_Technical Potential | F11 | Industrial | Petroleum | New | Space Heating | Natural Gas | Gas Boiler - Burner Control Optimization | A | Purchases (Cumulative) | Technical Potential | 0 | 0 | 5.7267e-05 | 0.00021436 | 0.00066239 | 0.0017089 | 0.0035828 | 0.006606 | 0.010956 | 0.01669 | 0.023394 | 0.030705 | 0.03809 | 0.045119 | 0.051226 | 0.056276 | 0.060219 | 0.063158 | 0.065198 | 0.066557 | 0.067365 | 0.067818 | 0
F1_Industrial_Petroleum_New_Process_Natural Gas_Gas Boiler - Burner Control Optimization_A_Technical Potential | F1 | Industrial | Petroleum | New | Process | Natural Gas | Gas Boiler - Burner Control Optimization | A | Integrated Unit Energy Savings (kWh or therms) | Technical Potential | 0 | 0 | 211.6141 | 211.2397 | 210.8895 | 210.5782 | 210.1378 | 209.8241 | 209.5845 | 209.432 | 209.2556 | 209.1506 | 209.0763 | 209.0632 | 208.9968 | 208.9824 | 208.9764 | 209.0324 | 209.052 | 209.1062 | 209.1493 | 209.1848 | 0
F2_Industrial_Petroleum_New_Process_Natural Gas_Gas Boiler - Burner Control Optimization_A_Technical Potential | F2 | Industrial | Petroleum | New | Process | Natural Gas | Gas Boiler - Burner Control Optimization | A | Integrated Unit Summer Peak Savings (kW) | Technical Potential | 0 | 0 | 0 | 0 | 0 | 0 | 0 | 0 | 0 | 0 | 0 | 0 | 0 | 0 | 0 | 0 | 0 | 0 | 0 | 0 | 0 | 0 | 0
F3_Industrial_Petroleum_New_Process_Natural Gas_Gas Boiler - Burner Control Optimization_A_Technical Potential | F3 | Industrial | Petroleum | New | Process | Natural Gas | Gas Boiler - Burner Control Optimization | A | Integrated Unit Winter Peak Savings (kW) | Technical Potential | 0 | 0 | 0 | 0 | 0 | 0 | 0 | 0 | 0 | 0 | 0 | 0 | 0 | 0 | 0 | 0 | 0 | 0 | 0 | 0 | 0 | 0 | 0
F4_Industrial_Petroleum_New_Process_Natural Gas_Gas Boiler - Burner Control Optimization_A_Technical Potential | F4 | Industrial | Petroleum | New | Process | Natural Gas | Gas Boiler - Burner Control Optimization | A | Incremental Energy Savings (MWh or mTherms) | Technical Potential | 0 | 0 | 0.00096236 | 0.0026353 | 0.0075033 | 0.017501 | 0.031271 | 0.050374 | 0.072398 | 0.095365 | 0.1114 | 0.12144 | 0.1226 | 0.11671 | 0.10136 | 0.083811 | 0.065423 | 0.0488 | 0.033853 | 0.022582 | 0.01436 | 0.010138 | 0
F5_Industrial_Petroleum_New_Process_Natural Gas_Gas Boiler - Burner Control Optimization_A_Technical Potential | F5 | Industrial | Petroleum | New | Process | Natural Gas | Gas Boiler - Burner Control Optimization | A | Incremental Summer Peak Savings (MW) | Technical Potential | 0 | 0 | 0 | 0 | 0 | 0 | 0 | 0 | 0 | 0 | 0 | 0 | 0 | 0 | 0 | 0 | 0 | 0 | 0 | 0 | 0 | 0 | 0
F6_Industrial_Petroleum_New_Process_Natural Gas_Gas Boiler - Burner Control Optimization_A_Technical Potential | F6 | Industrial | Petroleum | New | Process | Natural Gas | Gas Boiler - Burner Control Optimization | A | Incremental Winter Peak Savings (MW) | Technical Potential | 0 | 0 | 0 | 0 | 0 | 0 | 0 | 0 | 0 | 0 | 0 | 0 | 0 | 0 | 0 | 0 | 0 | 0 | 0 | 0 | 0 | 0 | 0
F7_Industrial_Petroleum_New_Process_Natural Gas_Gas Boiler - Burner Control Optimization_A_Technical Potential | F7 | Industrial | Petroleum | New | Process | Natural Gas | Gas Boiler - Burner Control Optimization | A | Cumulative Energy Savings (MWh or mTherms) | Technical Potential | 0 | 0 | 0.00096236 | 0.003596 | 0.011093 | 0.028578 | 0.059789 | 0.11007 | 0.18235 | 0.27758 | 0.38874 | 0.50999 | 0.63242 | 0.74909 | 0.8502 | 0.93396 | 0.99935 | 1.0484 | 1.0824 | 1.1052 | 1.1189 | 1.1266 | 0
F8_Industrial_Petroleum_New_Process_Natural Gas_Gas Boiler - Burner Control Optimization_A_Technical Potential | F8 | Industrial | Petroleum | New | Process | Natural Gas | Gas Boiler - Burner Control Optimization | A | Cumulative Summer Peak Savings (MW) | Technical Potential | 0 | 0 | 0 | 0 | 0 | 0 | 0 | 0 | 0 | 0 | 0 | 0 | 0 | 0 | 0 | 0 | 0 | 0 | 0 | 0 | 0 | 0 | 0
F9_Industrial_Petroleum_New_Process_Natural Gas_Gas Boiler - Burner Control Optimization_A_Technical Potential | F9 | Industrial | Petroleum | New | Process | Natural Gas | Gas Boiler - Burner Control Optimization | A | Cumulative Winter Peak Savings (MW) | Technical Potential | 0 | 0 | 0 | 0 | 0 | 0 | 0 | 0 | 0 | 0 | 0 | 0 | 0 | 0 | 0 | 0 | 0 | 0 | 0 | 0 | 0 | 0 | 0
F10_Industrial_Petroleum_New_Process_Natural Gas_Gas Boiler - Burner Control Optimization_A_Technical Potential | F10 | Industrial | Petroleum | New | Process | Natural Gas | Gas Boiler - Burner Control Optimization | A | Purchases (Incremental) | Technical Potential | 0 | 0 | 0.0045477 | 0.012476 | 0.035579 | 0.08311 | 0.14881 | 0.24007 | 0.34544 | 0.45535 | 0.53236 | 0.58065 | 0.58641 | 0.55825 | 0.48496 | 0.40104 | 0.31307 | 0.23345 | 0.16194 | 0.10799 | 0.06866 | 0.048464 | 0
F11_Industrial_Petroleum_New_Process_Natural Gas_Gas Boiler - Burner Control Optimization_A_Technical Potential | F11 | Industrial | Petroleum | New | Process | Natural Gas | Gas Boiler - Burner Control Optimization | A | Purchases (Cumulative) | Technical Potential | 0 | 0 | 0.0045477 | 0.017023 | 0.052602 | 0.13571 | 0.28452 | 0.5246 | 0.87003 | 1.3254 | 1.8578 | 2.4384 | 3.0248 | 3.5831 | 4.068 | 4.4691 | 4.7821 | 5.0156 | 5.1775 | 5.2855 | 5.3496 | 5.3856 | 0
F1_Industrial_Petroleum_New_Space Heating_Natural Gas_HVAC - Demand Controlled Ventilation_A_Technical Potential | F1 | Industrial | Petroleum | New | Space Heating | Natural Gas | HVAC - Demand Controlled Ventilation | A | Integrated Unit Energy Savings (kWh or therms) | Technical Potential | 0 | 0 | 0.067571 | 0.063834 | 0.06236 | 0.0615 | 0.061165 | 0.060871 | 0.06065 | 0.060454 | 0.060336 | 0.060221 | 0.060125 | 0.060031 | 0.059975 | 0.059915 | 0.059861 | 0.059806 | 0.059773 | 0.059719 | 0.059671 | 0.059617 | 0
F2_Industrial_Petroleum_New_Space Heating_Natural Gas_HVAC - Demand Controlled Ventilation_A_Technical Potential | F2 | Industrial | Petroleum | New | Space Heating | Natural Gas | HVAC - Demand Controlled Ventilation | A | Integrated Unit Summer Peak Savings (kW) | Technical Potential | 0 | 0 | 0 | 0 | 0 | 0 | 0 | 0 | 0 | 0 | 0 | 0 | 0 | 0 | 0 | 0 | 0 | 0 | 0 | 0 | 0 | 0 | 0
F3_Industrial_Petroleum_New_Space Heating_Natural Gas_HVAC - Demand Controlled Ventilation_A_Technical Potential | F3 | Industrial | Petroleum | New | Space Heating | Natural Gas | HVAC - Demand Controlled Ventilation | A | Integrated Unit Winter Peak Savings (kW) | Technical Potential | 0 | 0 | 0 | 0 | 0 | 0 | 0 | 0 | 0 | 0 | 0 | 0 | 0 | 0 | 0 | 0 | 0 | 0 | 0 | 0 | 0 | 0 | 0
F4_Industrial_Petroleum_New_Space Heating_Natural Gas_HVAC - Demand Controlled Ventilation_A_Technical Potential | F4 | Industrial | Petroleum | New | Space Heating | Natural Gas | HVAC - Demand Controlled Ventilation | A | Incremental Energy Savings (MWh or mTherms) | Technical Potential | 0 | 0 | 0.00027345 | 0.00045082 | 0.000628 | 0.0008267 | 0.00094639 | 0.0010853 | 0.0012226 | 0.0013769 | 0.0014919 | 0.0016241 | 0.0017545 | 0.0019059 | 0.0020086 | 0.0021335 | 0.0022582 | 0.0024034 | 0.0024994 | 0.0026168 | 0.0027311 | 0.0028446 | 0
F5_Industrial_Petroleum_New_Space Heating_Natural Gas_HVAC - Demand Controlled Ventilation_A_Technical Potential | F5 | Industrial | Petroleum | New | Space Heating | Natural Gas | HVAC - Demand Controlled Ventilation | A | Incremental Summer Peak Savings (MW) | Technical Potential | 0 | 0 | 0 | 0 | 0 | 0 | 0 | 0 | 0 | 0 | 0 | 0 | 0 | 0 | 0 | 0 | 0 | 0 | 0 | 0 | 0 | 0 | 0
F6_Industrial_Petroleum_New_Space Heating_Natural Gas_HVAC - Demand Controlled Ventilation_A_Technical Potential | F6 | Industrial | Petroleum | New | Space Heating | Natural Gas | HVAC - Demand Controlled Ventilation | A | Incremental Winter Peak Savings (MW) | Technical Potential | 0 | 0 | 0 | 0 | 0 | 0 | 0 | 0 | 0 | 0 | 0 | 0 | 0 | 0 | 0 | 0 | 0 | 0 | 0 | 0 | 0 | 0 | 0
F7_Industrial_Petroleum_New_Space Heating_Natural Gas_HVAC - Demand Controlled Ventilation_A_Technical Potential | F7 | Industrial | Petroleum | New | Space Heating | Natural Gas | HVAC - Demand Controlled Ventilation | A | Cumulative Energy Savings (MWh or mTherms) | Technical Potential | 0 | 0 | 0.00027345 | 0.00070914 | 0.0013208 | 0.0021293 | 0.003064 | 0.0041347 | 0.0053422 | 0.0067019 | 0.0081806 | 0.0097891 | 0.011528 | 0.013416 | 0.015412 | 0.01753 | 0.019772 | 0.021916 | 0.023981 | 0.025975 | 0.027883 | 0.02978 | 0
F8_Industrial_Petroleum_New_Space Heating_Natural Gas_HVAC - Demand Controlled Ventilation_A_Technical Potential | F8 | Industrial | Petroleum | New | Space Heating | Natural Gas | HVAC - Demand Controlled Ventilation | A | Cumulative Summer Peak Savings (MW) | Technical Potential | 0 | 0 | 0 | 0 | 0 | 0 | 0 | 0 | 0 | 0 | 0 | 0 | 0 | 0 | 0 | 0 | 0 | 0 | 0 | 0 | 0 | 0 | 0
F9_Industrial_Petroleum_New_Space Heating_Natural Gas_HVAC - Demand Controlled Ventilation_A_Technical Potential | F9 | Industrial | Petroleum | New | Space Heating | Natural Gas | HVAC - Demand Controlled Ventilation | A | Cumulative Winter Peak Savings (MW) | Technical Potential | 0 | 0 | 0 | 0 | 0 | 0 | 0 | 0 | 0 | 0 | 0 | 0 | 0 | 0 | 0 | 0 | 0 | 0 | 0 | 0 | 0 | 0 | 0
F10_Industrial_Petroleum_New_Space Heating_Natural Gas_HVAC - Demand Controlled Ventilation_A_Technical Potential | F10 | Industrial | Petroleum | New | Space Heating | Natural Gas | HVAC - Demand Controlled Ventilation | A | Purchases (Incremental) | Technical Potential | 0 | 0 | 4.0468 | 7.0624 | 10.0706 | 13.4423 | 15.4729 | 17.8301 | 20.1577 | 22.7758 | 24.7257 | 26.9685 | 29.1814 | 31.7485 | 33.4909 | 35.6084 | 37.7243 | 40.1875 | 41.8146 | 43.8195 | 45.7698 | 47.7143 | 0
F11_Industrial_Petroleum_New_Space Heating_Natural Gas_HVAC - Demand Controlled Ventilation_A_Technical Potential | F11 | Industrial | Petroleum | New | Space Heating | Natural Gas | HVAC - Demand Controlled Ventilation | A | Purchases (Cumulative) | Technical Potential | 0 | 0 | 4.0468 | 11.1091 | 21.1797 | 34.622 | 50.0949 | 67.925 | 88.0827 | 110.8584 | 135.5842 | 162.5526 | 191.7341 | 223.4826 | 256.9735 | 292.5818 | 330.3062 | 366.4469 | 401.1991 | 434.9481 | 467.2755 | 499.5169 | 0
F1_Industrial_Petroleum_New_Space Heating_Natural Gas_Gas Boiler - Stack Economizer_A_Technical Potential | F1 | Industrial | Petroleum | New | Space Heating | Natural Gas | Gas Boiler - Stack Economizer | A | Integrated Unit Energy Savings (kWh or therms) | Technical Potential | 0 | 0 | 100.7164 | 94.9849 | 92.624 | 91.168 | 90.4042 | 89.7036 | 89.0697 | 88.4497 | 87.8543 | 87.2508 | 86.6508 | 86.0854 | 85.5175 | 85.0367 | 84.6393 | 84.3785 | 84.153 | 84.0413 | 84.0102 | 84.0188 | 0
F2_Industrial_Petroleum_New_Space Heating_Natural Gas_Gas Boiler - Stack Economizer_A_Technical Potential | F2 | Industrial | Petroleum | New | Space Heating | Natural Gas | Gas Boiler - Stack Economizer | A | Integrated Unit Summer Peak Savings (kW) | Technical Potential | 0 | 0 | 0 | 0 | 0 | 0 | 0 | 0 | 0 | 0 | 0 | 0 | 0 | 0 | 0 | 0 | 0 | 0 | 0 | 0 | 0 | 0 | 0
F3_Industrial_Petroleum_New_Space Heating_Natural Gas_Gas Boiler - Stack Economizer_A_Technical Potential | F3 | Industrial | Petroleum | New | Space Heating | Natural Gas | Gas Boiler - Stack Economizer | A | Integrated Unit Winter Peak Savings (kW) | Technical Potential | 0 | 0 | 0 | 0 | 0 | 0 | 0 | 0 | 0 | 0 | 0 | 0 | 0 | 0 | 0 | 0 | 0 | 0 | 0 | 0 | 0 | 0 | 0
F4_Industrial_Petroleum_New_Space Heating_Natural Gas_Gas Boiler - Stack Economizer_A_Technical Potential | F4 | Industrial | Petroleum | New | Space Heating | Natural Gas | Gas Boiler - Stack Economizer | A | Incremental Energy Savings (MWh or mTherms) | Technical Potential | 0 | 0 | 5.7017e-05 | 9.3842e-05 | 0.00013049 | 0.00017144 | 0.00019568 | 0.00020137 | 0.00018084 | 0.00016232 | 0.00014003 | 0.00012134 | 0.00010432 | 9.0205e-05 | 7.5622e-05 | 6.3961e-05 | 5.3956e-05 | 4.7768e-05 | 8.3141e-05 | 0.0001184 | 0.00015798 | 0.00018186 | 0
F5_Industrial_Petroleum_New_Space Heating_Natural Gas_Gas Boiler - Stack Economizer_A_Technical Potential | F5 | Industrial | Petroleum | New | Space Heating | Natural Gas | Gas Boiler - Stack Economizer | A | Incremental Summer Peak Savings (MW) | Technical Potential | 0 | 0 | 0 | 0 | 0 | 0 | 0 | 0 | 0 | 0 | 0 | 0 | 0 | 0 | 0 | 0 | 0 | 0 | 0 | 0 | 0 | 0 | 0
F6_Industrial_Petroleum_New_Space Heating_Natural Gas_Gas Boiler - Stack Economizer_A_Technical Potential | F6 | Industrial | Petroleum | New | Space Heating | Natural Gas | Gas Boiler - Stack Economizer | A | Incremental Winter Peak Savings (MW) | Technical Potential | 0 | 0 | 0 | 0 | 0 | 0 | 0 | 0 | 0 | 0 | 0 | 0 | 0 | 0 | 0 | 0 | 0 | 0 | 0 | 0 | 0 | 0 | 0
F7_Industrial_Petroleum_New_Space Heating_Natural Gas_Gas Boiler - Stack Economizer_A_Technical Potential | F7 | Industrial | Petroleum | New | Space Heating | Natural Gas | Gas Boiler - Stack Economizer | A | Cumulative Energy Savings (MWh or mTherms) | Technical Potential | 0 | 0 | 5.7017e-05 | 0.00014761 | 0.00027443 | 0.00044156 | 0.00063354 | 0.00083 | 0.001005 | 0.0011603 | 0.0012925 | 0.001405 | 0.0014996 | 0.0015801 | 0.0016453 | 0.0017 | 0.001746 | 0.0017406 | 0.001736 | 0.0017337 | 0.001733 | 0.0017332 | 0
F8_Industrial_Petroleum_New_Space Heating_Natural Gas_Gas Boiler - Stack Economizer_A_Technical Potential | F8 | Industrial | Petroleum | New | Space Heating | Natural Gas | Gas Boiler - Stack Economizer | A | Cumulative Summer Peak Savings (MW) | Technical Potential | 0 | 0 | 0 | 0 | 0 | 0 | 0 | 0 | 0 | 0 | 0 | 0 | 0 | 0 | 0 | 0 | 0 | 0 | 0 | 0 | 0 | 0 | 0
F9_Industrial_Petroleum_New_Space Heating_Natural Gas_Gas Boiler - Stack Economizer_A_Technical Potential | F9 | Industrial | Petroleum | New | Space Heating | Natural Gas | Gas Boiler - Stack Economizer | A | Cumulative Winter Peak Savings (MW) | Technical Potential | 0 | 0 | 0 | 0 | 0 | 0 | 0 | 0 | 0 | 0 | 0 | 0 | 0 | 0 | 0 | 0 | 0 | 0 | 0 | 0 | 0 | 0 | 0
F10_Industrial_Petroleum_New_Space Heating_Natural Gas_Gas Boiler - Stack Economizer_A_Technical Potential | F10 | Industrial | Petroleum | New | Space Heating | Natural Gas | Gas Boiler - Stack Economizer | A | Purchases (Incremental) | Technical Potential | 0 | 0 | 0.00056611 | 0.00098797 | 0.0014088 | 0.0018805 | 0.0021645 | 0.0022449 | 0.0020303 | 0.0018352 | 0.0015939 | 0.0013908 | 0.0012039 | 0.0010479 | 0.00088428 | 0.00075216 | 0.00063748 | 0.00056611 | 0.00098797 | 0.0014088 | 0.0018805 | 0.0021645 | 0
F11_Industrial_Petroleum_New_Space Heating_Natural Gas_Gas Boiler - Stack Economizer_A_Technical Potential | F11 | Industrial | Petroleum | New | Space Heating | Natural Gas | Gas Boiler - Stack Economizer | A | Purchases (Cumulative) | Technical Potential | 0 | 0 | 0.00056611 | 0.0015541 | 0.0029629 | 0.0048433 | 0.0070079 | 0.0092527 | 0.011283 | 0.013118 | 0.014712 | 0.016103 | 0.017307 | 0.018355 | 0.019239 | 0.019991 | 0.020629 | 0.020629 | 0.020629 | 0.020629 | 0.020629 | 0.020629 | 0
F1_Industrial_Petroleum_New_Process_Natural Gas_Gas Boiler - Stack Economizer_A_Technical Potential | F1 | Industrial | Petroleum | New | Process | Natural Gas | Gas Boiler - Stack Economizer | A | Integrated Unit Energy Savings (kWh or therms) | Technical Potential | 0 | 0 | 700.9346 | 699.9342 | 698.9952 | 698.1606 | 696.9766 | 696.1326 | 695.4591 | 695.0012 | 694.4724 | 694.1303 | 693.8717 | 693.7839 | 693.5526 | 693.466 | 693.4029 | 693.4892 | 693.4952 | 693.6081 | 693.6914 | 693.7546 | 0
F2_Industrial_Petroleum_New_Process_Natural Gas_Gas Boiler - Stack Economizer_A_Technical Potential | F2 | Industrial | Petroleum | New | Process | Natural Gas | Gas Boiler - Stack Economizer | A | Integrated Unit Summer Peak Savings (kW) | Technical Potential | 0 | 0 | 0 | 0 | 0 | 0 | 0 | 0 | 0 | 0 | 0 | 0 | 0 | 0 | 0 | 0 | 0 | 0 | 0 | 0 | 0 | 0 | 0
F3_Industrial_Petroleum_New_Process_Natural Gas_Gas Boiler - Stack Economizer_A_Technical Potential | F3 | Industrial | Petroleum | New | Process | Natural Gas | Gas Boiler - Stack Economizer | A | Integrated Unit Winter Peak Savings (kW) | Technical Potential | 0 | 0 | 0 | 0 | 0 | 0 | 0 | 0 | 0 | 0 | 0 | 0 | 0 | 0 | 0 | 0 | 0 | 0 | 0 | 0 | 0 | 0 | 0
F4_Industrial_Petroleum_New_Process_Natural Gas_Gas Boiler - Stack Economizer_A_Technical Potential | F4 | Industrial | Petroleum | New | Process | Natural Gas | Gas Boiler - Stack Economizer | A | Incremental Energy Savings (MWh or mTherms) | Technical Potential | 0 | 0 | 0.031512 | 0.054915 | 0.078201 | 0.10426 | 0.1198 | 0.1241 | 0.11213 | 0.10129 | 0.087902 | 0.076663 | 0.066338 | 0.057732 | 0.048704 | 0.041421 | 0.035103 | 0.031177 | 0.05441 | 0.077598 | 0.10359 | 0.11925 | 0
F5_Industrial_Petroleum_New_Process_Natural Gas_Gas Boiler - Stack Economizer_A_Technical Potential | F5 | Industrial | Petroleum | New | Process | Natural Gas | Gas Boiler - Stack Economizer | A | Incremental Summer Peak Savings (MW) | Technical Potential | 0 | 0 | 0 | 0 | 0 | 0 | 0 | 0 | 0 | 0 | 0 | 0 | 0 | 0 | 0 | 0 | 0 | 0 | 0 | 0 | 0 | 0 | 0
F6_Industrial_Petroleum_New_Process_Natural Gas_Gas Boiler - Stack Economizer_A_Technical Potential | F6 | Industrial | Petroleum | New | Process | Natural Gas | Gas Boiler - Stack Economizer | A | Incremental Winter Peak Savings (MW) | Technical Potential | 0 | 0 | 0 | 0 | 0 | 0 | 0 | 0 | 0 | 0 | 0 | 0 | 0 | 0 | 0 | 0 | 0 | 0 | 0 | 0 | 0 | 0 | 0
F7_Industrial_Petroleum_New_Process_Natural Gas_Gas Boiler - Stack Economizer_A_Technical Potential | F7 | Industrial | Petroleum | New | Process | Natural Gas | Gas Boiler - Stack Economizer | A | Cumulative Energy Savings (MWh or mTherms) | Technical Potential | 0 | 0 | 0.031512 | 0.086382 | 0.16447 | 0.26853 | 0.38788 | 0.51151 | 0.62315 | 0.72403 | 0.81138 | 0.88764 | 0.95365 | 1.0113 | 1.0596 | 1.1009 | 1.1359 | 1.1361 | 1.1361 | 1.1363 | 1.1364 | 1.1365 | 0
F8_Industrial_Petroleum_New_Process_Natural Gas_Gas Boiler - Stack Economizer_A_Technical Potential | F8 | Industrial | Petroleum | New | Process | Natural Gas | Gas Boiler - Stack Economizer | A | Cumulative Summer Peak Savings (MW) | Technical Potential | 0 | 0 | 0 | 0 | 0 | 0 | 0 | 0 | 0 | 0 | 0 | 0 | 0 | 0 | 0 | 0 | 0 | 0 | 0 | 0 | 0 | 0 | 0
F9_Industrial_Petroleum_New_Process_Natural Gas_Gas Boiler - Stack Economizer_A_Technical Potential | F9 | Industrial | Petroleum | New | Process | Natural Gas | Gas Boiler - Stack Economizer | A | Cumulative Winter Peak Savings (MW) | Technical Potential | 0 | 0 | 0 | 0 | 0 | 0 | 0 | 0 | 0 | 0 | 0 | 0 | 0 | 0 | 0 | 0 | 0 | 0 | 0 | 0 | 0 | 0 | 0
F10_Industrial_Petroleum_New_Process_Natural Gas_Gas Boiler - Stack Economizer_A_Technical Potential | F10 | Industrial | Petroleum | New | Process | Natural Gas | Gas Boiler - Stack Economizer | A | Purchases (Incremental) | Technical Potential | 0 | 0 | 0.044957 | 0.078458 | 0.11188 | 0.14933 | 0.17189 | 0.17827 | 0.16123 | 0.14574 | 0.12657 | 0.11044 | 0.095606 | 0.083213 | 0.070224 | 0.059731 | 0.050624 | 0.044957 | 0.078458 | 0.11188 | 0.14933 | 0.17189 | 0
F11_Industrial_Petroleum_New_Process_Natural Gas_Gas Boiler - Stack Economizer_A_Technical Potential | F11 | Industrial | Petroleum | New | Process | Natural Gas | Gas Boiler - Stack Economizer | A | Purchases (Cumulative) | Technical Potential | 0 | 0 | 0.044957 | 0.12341 | 0.23529 | 0.38462 | 0.55652 | 0.73479 | 0.89602 | 1.0418 | 1.1683 | 1.2788 | 1.3744 | 1.4576 | 1.5278 | 1.5876 | 1.6382 | 1.6382 | 1.6382 | 1.6382 | 1.6382 | 1.6382 | 0
F1_Industrial_Petroleum_New_Space Heating_Natural Gas_Gas Furnace Tube Inserts_A_Technical Potential | F1 | Industrial | Petroleum | New | Space Heating | Natural Gas | Gas Furnace Tube Inserts | A | Integrated Unit Energy Savings (kWh or therms) | Technical Potential | 0 | 0 | 0.077685 | 0.073389 | 0.071695 | 0.070706 | 0.07032 | 0.069983 | 0.069728 | 0.069503 | 0.069367 | 0.069235 | 0.069125 | 0.069016 | 0.068952 | 0.068883 | 0.068821 | 0.068757 | 0.068719 | 0.068657 | 0.068603 | 0.068541 | 0
F2_Industrial_Petroleum_New_Space Heating_Natural Gas_Gas Furnace Tube Inserts_A_Technical Potential | F2 | Industrial | Petroleum | New | Space Heating | Natural Gas | Gas Furnace Tube Inserts | A | Integrated Unit Summer Peak Savings (kW) | Technical Potential | 0 | 0 | 0 | 0 | 0 | 0 | 0 | 0 | 0 | 0 | 0 | 0 | 0 | 0 | 0 | 0 | 0 | 0 | 0 | 0 | 0 | 0 | 0
F3_Industrial_Petroleum_New_Space Heating_Natural Gas_Gas Furnace Tube Inserts_A_Technical Potential | F3 | Industrial | Petroleum | New | Space Heating | Natural Gas | Gas Furnace Tube Inserts | A | Integrated Unit Winter Peak Savings (kW) | Technical Potential | 0 | 0 | 0 | 0 | 0 | 0 | 0 | 0 | 0 | 0 | 0 | 0 | 0 | 0 | 0 | 0 | 0 | 0 | 0 | 0 | 0 | 0 | 0
F4_Industrial_Petroleum_New_Space Heating_Natural Gas_Gas Furnace Tube Inserts_A_Technical Potential | F4 | Industrial | Petroleum | New | Space Heating | Natural Gas | Gas Furnace Tube Inserts | A | Incremental Energy Savings (MWh or mTherms) | Technical Potential | 0 | 0 | 0 | 0 | 0 | 0 | 0 | 0 | 0 | 0 | 0 | 0 | 0 | 0 | 0 | 0 | 0 | 0 | 0 | 0 | 0 | 0 | 0
F5_Industrial_Petroleum_New_Space Heating_Natural Gas_Gas Furnace Tube Inserts_A_Technical Potential | F5 | Industrial | Petroleum | New | Space Heating | Natural Gas | Gas Furnace Tube Inserts | A | Incremental Summer Peak Savings (MW) | Technical Potential | 0 | 0 | 0 | 0 | 0 | 0 | 0 | 0 | 0 | 0 | 0 | 0 | 0 | 0 | 0 | 0 | 0 | 0 | 0 | 0 | 0 | 0 | 0
F6_Industrial_Petroleum_New_Space Heating_Natural Gas_Gas Furnace Tube Inserts_A_Technical Potential | F6 | Industrial | Petroleum | New | Space Heating | Natural Gas | Gas Furnace Tube Inserts | A | Incremental Winter Peak Savings (MW) | Technical Potential | 0 | 0 | 0 | 0 | 0 | 0 | 0 | 0 | 0 | 0 | 0 | 0 | 0 | 0 | 0 | 0 | 0 | 0 | 0 | 0 | 0 | 0 | 0
F7_Industrial_Petroleum_New_Space Heating_Natural Gas_Gas Furnace Tube Inserts_A_Technical Potential | F7 | Industrial | Petroleum | New | Space Heating | Natural Gas | Gas Furnace Tube Inserts | A | Cumulative Energy Savings (MWh or mTherms) | Technical Potential | 0 | 0 | 0 | 0 | 0 | 0 | 0 | 0 | 0 | 0 | 0 | 0 | 0 | 0 | 0 | 0 | 0 | 0 | 0 | 0 | 0 | 0 | 0
F8_Industrial_Petroleum_New_Space Heating_Natural Gas_Gas Furnace Tube Inserts_A_Technical Potential | F8 | Industrial | Petroleum | New | Space Heating | Natural Gas | Gas Furnace Tube Inserts | A | Cumulative Summer Peak Savings (MW) | Technical Potential | 0 | 0 | 0 | 0 | 0 | 0 | 0 | 0 | 0 | 0 | 0 | 0 | 0 | 0 | 0 | 0 | 0 | 0 | 0 | 0 | 0 | 0 | 0
F9_Industrial_Petroleum_New_Space Heating_Natural Gas_Gas Furnace Tube Inserts_A_Technical Potential | F9 | Industrial | Petroleum | New | Space Heating | Natural Gas | Gas Furnace Tube Inserts | A | Cumulative Winter Peak Savings (MW) | Technical Potential | 0 | 0 | 0 | 0 | 0 | 0 | 0 | 0 | 0 | 0 | 0 | 0 | 0 | 0 | 0 | 0 | 0 | 0 | 0 | 0 | 0 | 0 | 0
F10_Industrial_Petroleum_New_Space Heating_Natural Gas_Gas Furnace Tube Inserts_A_Technical Potential | F10 | Industrial | Petroleum | New | Space Heating | Natural Gas | Gas Furnace Tube Inserts | A | Purchases (Incremental) | Technical Potential | 0 | 0 | 0 | 0 | 0 | 0 | 0 | 0 | 0 | 0 | 0 | 0 | 0 | 0 | 0 | 0 | 0 | 0 | 0 | 0 | 0 | 0 | 0
F11_Industrial_Petroleum_New_Space Heating_Natural Gas_Gas Furnace Tube Inserts_A_Technical Potential | F11 | Industrial | Petroleum | New | Space Heating | Natural Gas | Gas Furnace Tube Inserts | A | Purchases (Cumulative) | Technical Potential | 0 | 0 | 0 | 0 | 0 | 0 | 0 | 0 | 0 | 0 | 0 | 0 | 0 | 0 | 0 | 0 | 0 | 0 | 0 | 0 | 0 | 0 | 0
F1_Industrial_Petroleum_New_Space Heating_Natural Gas_Space Heating - Heat Recovery Ventilator_A_Technical Potential | F1 | Industrial | Petroleum | New | Space Heating | Natural Gas | Space Heating - Heat Recovery Ventilator | A | Integrated Unit Energy Savings (kWh or therms) | Technical Potential | 0 | 0 | 0.011882 | 0.011204 | 0.010923 | 0.010749 | 0.010656 | 0.010571 | 0.010494 | 0.01042 | 0.010348 | 0.010275 | 0.010204 | 0.010137 | 0.01007 | 0.010013 | 0.0099663 | 0.0099365 | 0.0099105 | 0.0098981 | 0.0098952 | 0.0098969 | 0
F2_Industrial_Petroleum_New_Space Heating_Natural Gas_Space Heating - Heat Recovery Ventilator_A_Technical Potential | F2 | Industrial | Petroleum | New | Space Heating | Natural Gas | Space Heating - Heat Recovery Ventilator | A | Integrated Unit Summer Peak Savings (kW) | Technical Potential | 0 | 0 | 0 | 0 | 0 | 0 | 0 | 0 | 0 | 0 | 0 | 0 | 0 | 0 | 0 | 0 | 0 | 0 | 0 | 0 | 0 | 0 | 0
F3_Industrial_Petroleum_New_Space Heating_Natural Gas_Space Heating - Heat Recovery Ventilator_A_Technical Potential | F3 | Industrial | Petroleum | New | Space Heating | Natural Gas | Space Heating - Heat Recovery Ventilator | A | Integrated Unit Winter Peak Savings (kW) | Technical Potential | 0 | 0 | 0 | 0 | 0 | 0 | 0 | 0 | 0 | 0 | 0 | 0 | 0 | 0 | 0 | 0 | 0 | 0 | 0 | 0 | 0 | 0 | 0
F4_Industrial_Petroleum_New_Space Heating_Natural Gas_Space Heating - Heat Recovery Ventilator_A_Technical Potential | F4 | Industrial | Petroleum | New | Space Heating | Natural Gas | Space Heating - Heat Recovery Ventilator | A | Incremental Energy Savings (MWh or mTherms) | Technical Potential | 0 | 0 | 5.739e-05 | 9.4438e-05 | 0.00013129 | 0.00017246 | 0.0001968 | 0.00022497 | 0.00025249 | 0.00028325 | 0.00030538 | 0.00033075 | 0.0003554 | 0.00038413 | 0.00040251 | 0.00042555 | 0.00044875 | 0.00047662 | 0.00049462 | 0.00051768 | 0.00054056 | 0.00056363 | 0
F5_Industrial_Petroleum_New_Space Heating_Natural Gas_Space Heating - Heat Recovery Ventilator_A_Technical Potential | F5 | Industrial | Petroleum | New | Space Heating | Natural Gas | Space Heating - Heat Recovery Ventilator | A | Incremental Summer Peak Savings (MW) | Technical Potential | 0 | 0 | 0 | 0 | 0 | 0 | 0 | 0 | 0 | 0 | 0 | 0 | 0 | 0 | 0 | 0 | 0 | 0 | 0 | 0 | 0 | 0 | 0
F6_Industrial_Petroleum_New_Space Heating_Natural Gas_Space Heating - Heat Recovery Ventilator_A_Technical Potential | F6 | Industrial | Petroleum | New | Space Heating | Natural Gas | Space Heating - Heat Recovery Ventilator | A | Incremental Winter Peak Savings (MW) | Technical Potential | 0 | 0 | 0 | 0 | 0 | 0 | 0 | 0 | 0 | 0 | 0 | 0 | 0 | 0 | 0 | 0 | 0 | 0 | 0 | 0 | 0 | 0 | 0
F7_Industrial_Petroleum_New_Space Heating_Natural Gas_Space Heating - Heat Recovery Ventilator_A_Technical Potential | F7 | Industrial | Petroleum | New | Space Heating | Natural Gas | Space Heating - Heat Recovery Ventilator | A | Cumulative Energy Savings (MWh or mTherms) | Technical Potential | 0 | 0 | 5.739e-05 | 0.00014855 | 0.00027612 | 0.00044419 | 0.00063715 | 0.00085703 | 0.0011033 | 0.0013787 | 0.0016746 | 0.0019936 | 0.0023351 | 0.0027039 | 0.0030884 | 0.0034966 | 0.0039291 | 0.004346 | 0.0047457 | 0.0051385 | 0.0055187 | 0.0059006 | 0
F8_Industrial_Petroleum_New_Space Heating_Natural Gas_Space Heating - Heat Recovery Ventilator_A_Technical Potential | F8 | Industrial | Petroleum | New | Space Heating | Natural Gas | Space Heating - Heat Recovery Ventilator | A | Cumulative Summer Peak Savings (MW) | Technical Potential | 0 | 0 | 0 | 0 | 0 | 0 | 0 | 0 | 0 | 0 | 0 | 0 | 0 | 0 | 0 | 0 | 0 | 0 | 0 | 0 | 0 | 0 | 0
F9_Industrial_Petroleum_New_Space Heating_Natural Gas_Space Heating - Heat Recovery Ventilator_A_Technical Potential | F9 | Industrial | Petroleum | New | Space Heating | Natural Gas | Space Heating - Heat Recovery Ventilator | A | Cumulative Winter Peak Savings (MW) | Technical Potential | 0 | 0 | 0 | 0 | 0 | 0 | 0 | 0 | 0 | 0 | 0 | 0 | 0 | 0 | 0 | 0 | 0 | 0 | 0 | 0 | 0 | 0 | 0
F10_Industrial_Petroleum_New_Space Heating_Natural Gas_Space Heating - Heat Recovery Ventilator_A_Technical Potential | F10 | Industrial | Petroleum | New | Space Heating | Natural Gas | Space Heating - Heat Recovery Ventilator | A | Purchases (Incremental) | Technical Potential | 0 | 0 | 4.83 | 8.4293 | 12.0198 | 16.0442 | 18.4678 | 21.2813 | 24.0593 | 27.1842 | 29.5116 | 32.1884 | 34.8297 | 37.8937 | 39.9733 | 42.5007 | 45.0261 | 47.9662 | 49.9081 | 52.3011 | 54.6289 | 56.9498 | 0
F11_Industrial_Petroleum_New_Space Heating_Natural Gas_Space Heating - Heat Recovery Ventilator_A_Technical Potential | F11 | Industrial | Petroleum | New | Space Heating | Natural Gas | Space Heating - Heat Recovery Ventilator | A | Purchases (Cumulative) | Technical Potential | 0 | 0 | 4.83 | 13.2594 | 25.2792 | 41.3234 | 59.7911 | 81.0724 | 105.1317 | 132.3159 | 161.8275 | 194.0159 | 228.8457 | 266.7394 | 306.7126 | 349.2133 | 394.2394 | 437.3755 | 478.8543 | 519.1356 | 557.7203 | 596.2023 | 0
F1_Industrial_Petroleum_New_Space Heating_Natural Gas_Thermostat - Programmable_A_Technical Potential | F1 | Industrial | Petroleum | New | Space Heating | Natural Gas | Thermostat - Programmable | A | Integrated Unit Energy Savings (kWh or therms) | Technical Potential | 0 | 0 | 0.0057382 | 0.0054053 | 0.0052652 | 0.0051772 | 0.0051266 | 0.0050816 | 0.005041 | 0.0050023 | 0.0049643 | 0.0049267 | 0.00489 | 0.0048564 | 0.0048218 | 0.0047933 | 0.0047696 | 0.004755 | 0.0047416 | 0.0047355 | 0.004734 | 0.0047348 | 0
F2_Industrial_Petroleum_New_Space Heating_Natural Gas_Thermostat - Programmable_A_Technical Potential | F2 | Industrial | Petroleum | New | Space Heating | Natural Gas | Thermostat - Programmable | A | Integrated Unit Summer Peak Savings (kW) | Technical Potential | 0 | 0 | 0 | 0 | 0 | 0 | 0 | 0 | 0 | 0 | 0 | 0 | 0 | 0 | 0 | 0 | 0 | 0 | 0 | 0 | 0 | 0 | 0
F3_Industrial_Petroleum_New_Space Heating_Natural Gas_Thermostat - Programmable_A_Technical Potential | F3 | Industrial | Petroleum | New | Space Heating | Natural Gas | Thermostat - Programmable | A | Integrated Unit Winter Peak Savings (kW) | Technical Potential | 0 | 0 | 0 | 0 | 0 | 0 | 0 | 0 | 0 | 0 | 0 | 0 | 0 | 0 | 0 | 0 | 0 | 0 | 0 | 0 | 0 | 0 | 0
F4_Industrial_Petroleum_New_Space Heating_Natural Gas_Thermostat - Programmable_A_Technical Potential | F4 | Industrial | Petroleum | New | Space Heating | Natural Gas | Thermostat - Programmable | A | Incremental Energy Savings (MWh or mTherms) | Technical Potential | 0 | 0 | 8.3148e-05 | 0.00013669 | 0.00018986 | 0.00024919 | 0.00028403 | 0.00032443 | 0.00036385 | 0.00040795 | 0.00043951 | 0.00047575 | 0.00051095 | 0.00055208 | 0.00057823 | 0.00061115 | 0.00064427 | 0.00068424 | 0.00070993 | 0.00074302 | 0.00077584 | 0.00080893 | 0
F5_Industrial_Petroleum_New_Space Heating_Natural Gas_Thermostat - Programmable_A_Technical Potential | F5 | Industrial | Petroleum | New | Space Heating | Natural Gas | Thermostat - Programmable | A | Incremental Summer Peak Savings (MW) | Technical Potential | 0 | 0 | 0 | 0 | 0 | 0 | 0 | 0 | 0 | 0 | 0 | 0 | 0 | 0 | 0 | 0 | 0 | 0 | 0 | 0 | 0 | 0 | 0
F6_Industrial_Petroleum_New_Space Heating_Natural Gas_Thermostat - Programmable_A_Technical Potential | F6 | Industrial | Petroleum | New | Space Heating | Natural Gas | Thermostat - Programmable | A | Incremental Winter Peak Savings (MW) | Technical Potential | 0 | 0 | 0 | 0 | 0 | 0 | 0 | 0 | 0 | 0 | 0 | 0 | 0 | 0 | 0 | 0 | 0 | 0 | 0 | 0 | 0 | 0 | 0
F7_Industrial_Petroleum_New_Space Heating_Natural Gas_Thermostat - Programmable_A_Technical Potential | F7 | Industrial | Petroleum | New | Space Heating | Natural Gas | Thermostat - Programmable | A | Cumulative Energy Savings (MWh or mTherms) | Technical Potential | 0 | 0 | 8.3148e-05 | 0.00021501 | 0.0003993 | 0.00064182 | 0.00091958 | 0.0012359 | 0.0015899 | 0.0019857 | 0.0024101 | 0.0028676 | 0.0033572 | 0.0038158 | 0.0042449 | 0.0046581 | 0.0050498 | 0.0054551 | 0.005847 | 0.0062407 | 0.0066285 | 0.0070193 | 0
F8_Industrial_Petroleum_New_Space Heating_Natural Gas_Thermostat - Programmable_A_Technical Potential | F8 | Industrial | Petroleum | New | Space Heating | Natural Gas | Thermostat - Programmable | A | Cumulative Summer Peak Savings (MW) | Technical Potential | 0 | 0 | 0 | 0 | 0 | 0 | 0 | 0 | 0 | 0 | 0 | 0 | 0 | 0 | 0 | 0 | 0 | 0 | 0 | 0 | 0 | 0 | 0
F9_Industrial_Petroleum_New_Space Heating_Natural Gas_Thermostat - Programmable_A_Technical Potential | F9 | Industrial | Petroleum | New | Space Heating | Natural Gas | Thermostat - Programmable | A | Cumulative Winter Peak Savings (MW) | Technical Potential | 0 | 0 | 0 | 0 | 0 | 0 | 0 | 0 | 0 | 0 | 0 | 0 | 0 | 0 | 0 | 0 | 0 | 0 | 0 | 0 | 0 | 0 | 0
F10_Industrial_Petroleum_New_Space Heating_Natural Gas_Thermostat - Programmable_A_Technical Potential | F10 | Industrial | Petroleum | New | Space Heating | Natural Gas | Thermostat - Programmable | A | Purchases (Incremental) | Technical Potential | 0 | 0 | 14.4901 | 25.288 | 36.0594 | 48.1325 | 55.4033 | 63.8438 | 72.178 | 81.5526 | 88.5348 | 96.5652 | 104.4892 | 113.6811 | 119.9198 | 127.502 | 135.0784 | 143.8985 | 149.7243 | 156.9032 | 163.8866 | 170.8493 | 0
F11_Industrial_Petroleum_New_Space Heating_Natural Gas_Thermostat - Programmable_A_Technical Potential | F11 | Industrial | Petroleum | New | Space Heating | Natural Gas | Thermostat - Programmable | A | Purchases (Cumulative) | Technical Potential | 0 | 0 | 14.4901 | 39.7782 | 75.8376 | 123.9701 | 179.3734 | 243.2172 | 315.3952 | 396.9478 | 485.4826 | 582.0478 | 686.537 | 785.728 | 880.3597 | 971.8023 | 1058.7482 | 1147.2434 | 1233.1239 | 1317.8491 | 1400.1831 | 1482.4976 | 0
F1_Industrial_Petroleum_New_Space Heating_Natural Gas_ENERGY STAR Connected Thermostat_A_Technical Potential | F1 | Industrial | Petroleum | New | Space Heating | Natural Gas | ENERGY STAR Connected Thermostat | A | Integrated Unit Energy Savings (kWh or therms) | Technical Potential | 0 | 0 | 0.013892 | 0.013097 | 0.012768 | 0.012564 | 0.012453 | 0.012352 | 0.012261 | 0.012173 | 0.012087 | 0.012001 | 0.011916 | 0.011837 | 0.011756 | 0.011689 | 0.011633 | 0.011598 | 0.011566 | 0.011551 | 0.011547 | 0.011548 | 0
F2_Industrial_Petroleum_New_Space Heating_Natural Gas_ENERGY STAR Connected Thermostat_A_Technical Potential | F2 | Industrial | Petroleum | New | Space Heating | Natural Gas | ENERGY STAR Connected Thermostat | A | Integrated Unit Summer Peak Savings (kW) | Technical Potential | 0 | 0 | 0 | 0 | 0 | 0 | 0 | 0 | 0 | 0 | 0 | 0 | 0 | 0 | 0 | 0 | 0 | 0 | 0 | 0 | 0 | 0 | 0
F3_Industrial_Petroleum_New_Space Heating_Natural Gas_ENERGY STAR Connected Thermostat_A_Technical Potential | F3 | Industrial | Petroleum | New | Space Heating | Natural Gas | ENERGY STAR Connected Thermostat | A | Integrated Unit Winter Peak Savings (kW) | Technical Potential | 0 | 0 | 0 | 0 | 0 | 0 | 0 | 0 | 0 | 0 | 0 | 0 | 0 | 0 | 0 | 0 | 0 | 0 | 0 | 0 | 0 | 0 | 0
F4_Industrial_Petroleum_New_Space Heating_Natural Gas_ENERGY STAR Connected Thermostat_A_Technical Potential | F4 | Industrial | Petroleum | New | Space Heating | Natural Gas | ENERGY STAR Connected Thermostat | A | Incremental Energy Savings (MWh or mTherms) | Technical Potential | 0 | 0 | 0.0002013 | 0.00033121 | 0.00046041 | 0.00060472 | 0.00068995 | 0.00078862 | 0.00088498 | 0.00099271 | 0.0010701 | 0.0011589 | 0.0012451 | 0.0013456 | 0.0014098 | 0.0014904 | 0.0015714 | 0.0016689 | 0.0017317 | 0.0018123 | 0.002028 | 0.0021997 | 0
F5_Industrial_Petroleum_New_Space Heating_Natural Gas_ENERGY STAR Connected Thermostat_A_Technical Potential | F5 | Industrial | Petroleum | New | Space Heating | Natural Gas | ENERGY STAR Connected Thermostat | A | Incremental Summer Peak Savings (MW) | Technical Potential | 0 | 0 | 0 | 0 | 0 | 0 | 0 | 0 | 0 | 0 | 0 | 0 | 0 | 0 | 0 | 0 | 0 | 0 | 0 | 0 | 0 | 0 | 0
F6_Industrial_Petroleum_New_Space Heating_Natural Gas_ENERGY STAR Connected Thermostat_A_Technical Potential | F6 | Industrial | Petroleum | New | Space Heating | Natural Gas | ENERGY STAR Connected Thermostat | A | Incremental Winter Peak Savings (MW) | Technical Potential | 0 | 0 | 0 | 0 | 0 | 0 | 0 | 0 | 0 | 0 | 0 | 0 | 0 | 0 | 0 | 0 | 0 | 0 | 0 | 0 | 0 | 0 | 0
F7_Industrial_Petroleum_New_Space Heating_Natural Gas_ENERGY STAR Connected Thermostat_A_Technical Potential | F7 | Industrial | Petroleum | New | Space Heating | Natural Gas | ENERGY STAR Connected Thermostat | A | Cumulative Energy Savings (MWh or mTherms) | Technical Potential | 0 | 0 | 0.0002013 | 0.00052099 | 0.0009683 | 0.0015575 | 0.0022338 | 0.0028253 | 0.0033794 | 0.0039088 | 0.0043696 | 0.0048325 | 0.0052826 | 0.0057387 | 0.0061508 | 0.006571 | 0.0069877 | 0.0072553 | 0.00736 | 0.0073609 | 0.0073583 | 0.0073592 | 0
F8_Industrial_Petroleum_New_Space Heating_Natural Gas_ENERGY STAR Connected Thermostat_A_Technical Potential | F8 | Industrial | Petroleum | New | Space Heating | Natural Gas | ENERGY STAR Connected Thermostat | A | Cumulative Summer Peak Savings (MW) | Technical Potential | 0 | 0 | 0 | 0 | 0 | 0 | 0 | 0 | 0 | 0 | 0 | 0 | 0 | 0 | 0 | 0 | 0 | 0 | 0 | 0 | 0 | 0 | 0
F9_Industrial_Petroleum_New_Space Heating_Natural Gas_ENERGY STAR Connected Thermostat_A_Technical Potential | F9 | Industrial | Petroleum | New | Space Heating | Natural Gas | ENERGY STAR Connected Thermostat | A | Cumulative Winter Peak Savings (MW) | Technical Potential | 0 | 0 | 0 | 0 | 0 | 0 | 0 | 0 | 0 | 0 | 0 | 0 | 0 | 0 | 0 | 0 | 0 | 0 | 0 | 0 | 0 | 0 | 0
F10_Industrial_Petroleum_New_Space Heating_Natural Gas_ENERGY STAR Connected Thermostat_A_Technical Potential | F10 | Industrial | Petroleum | New | Space Heating | Natural Gas | ENERGY STAR Connected Thermostat | A | Purchases (Incremental) | Technical Potential | 0 | 0 | 14.4901 | 25.288 | 36.0594 | 48.1325 | 55.4033 | 63.8438 | 72.178 | 81.5526 | 88.5348 | 96.5652 | 104.4892 | 113.6811 | 119.9198 | 127.502 | 135.0784 | 143.8985 | 149.7243 | 156.9032 | 175.6344 | 190.4818 | 0
F11_Industrial_Petroleum_New_Space Heating_Natural Gas_ENERGY STAR Connected Thermostat_A_Technical Potential | F11 | Industrial | Petroleum | New | Space Heating | Natural Gas | ENERGY STAR Connected Thermostat | A | Purchases (Cumulative) | Technical Potential | 0 | 0 | 14.4901 | 39.7782 | 75.8376 | 123.9701 | 179.3734 | 228.7271 | 275.617 | 321.1102 | 361.5125 | 402.6744 | 443.3197 | 484.8229 | 523.1901 | 562.1573 | 600.6705 | 625.5897 | 636.3448 | 637.2688 | 637.2688 | 637.2688 | 0
F1_Industrial_Petroleum_New_Space Heating_Natural Gas_Destratification Fans (HVLS)_A_Technical Potential | F1 | Industrial | Petroleum | New | Space Heating | Natural Gas | Destratification Fans (HVLS) | A | Integrated Unit Energy Savings (kWh or therms) | Technical Potential | 0 | 0 | 0.013882 | 0.013082 | 0.012748 | 0.012539 | 0.012423 | 0.012319 | 0.012226 | 0.012137 | 0.01205 | 0.011964 | 0.011878 | 0.011799 | 0.011718 | 0.01165 | 0.011594 | 0.01156 | 0.011529 | 0.011516 | 0.011513 | 0.011516 | 0
F2_Industrial_Petroleum_New_Space Heating_Natural Gas_Destratification Fans (HVLS)_A_Technical Potential | F2 | Industrial | Petroleum | New | Space Heating | Natural Gas | Destratification Fans (HVLS) | A | Integrated Unit Summer Peak Savings (kW) | Technical Potential | 0 | 0 | 0 | 0 | 0 | 0 | 0 | 0 | 0 | 0 | 0 | 0 | 0 | 0 | 0 | 0 | 0 | 0 | 0 | 0 | 0 | 0 | 0
F3_Industrial_Petroleum_New_Space Heating_Natural Gas_Destratification Fans (HVLS)_A_Technical Potential | F3 | Industrial | Petroleum | New | Space Heating | Natural Gas | Destratification Fans (HVLS) | A | Integrated Unit Winter Peak Savings (kW) | Technical Potential | 0 | 0 | 0 | 0 | 0 | 0 | 0 | 0 | 0 | 0 | 0 | 0 | 0 | 0 | 0 | 0 | 0 | 0 | 0 | 0 | 0 | 0 | 0
F4_Industrial_Petroleum_New_Space Heating_Natural Gas_Destratification Fans (HVLS)_A_Technical Potential | F4 | Industrial | Petroleum | New | Space Heating | Natural Gas | Destratification Fans (HVLS) | A | Incremental Energy Savings (MWh or mTherms) | Technical Potential | 0 | 0 | 0.00020115 | 0.00033082 | 0.00045968 | 0.00060355 | 0.00068827 | 0.0007865 | 0.00088245 | 0.00098978 | 0.0010668 | 0.0011553 | 0.0012411 | 0.0013413 | 0.0014052 | 0.0014854 | 0.0015662 | 0.0016634 | 0.0017262 | 0.0018068 | 0.0018868 | 0.0019674 | 0
F5_Industrial_Petroleum_New_Space Heating_Natural Gas_Destratification Fans (HVLS)_A_Technical Potential | F5 | Industrial | Petroleum | New | Space Heating | Natural Gas | Destratification Fans (HVLS) | A | Incremental Summer Peak Savings (MW) | Technical Potential | 0 | 0 | 0 | 0 | 0 | 0 | 0 | 0 | 0 | 0 | 0 | 0 | 0 | 0 | 0 | 0 | 0 | 0 | 0 | 0 | 0 | 0 | 0
F6_Industrial_Petroleum_New_Space Heating_Natural Gas_Destratification Fans (HVLS)_A_Technical Potential | F6 | Industrial | Petroleum | New | Space Heating | Natural Gas | Destratification Fans (HVLS) | A | Incremental Winter Peak Savings (MW) | Technical Potential | 0 | 0 | 0 | 0 | 0 | 0 | 0 | 0 | 0 | 0 | 0 | 0 | 0 | 0 | 0 | 0 | 0 | 0 | 0 | 0 | 0 | 0 | 0
F7_Industrial_Petroleum_New_Space Heating_Natural Gas_Destratification Fans (HVLS)_A_Technical Potential | F7 | Industrial | Petroleum | New | Space Heating | Natural Gas | Destratification Fans (HVLS) | A | Cumulative Energy Savings (MWh or mTherms) | Technical Potential | 0 | 0 | 0.00020115 | 0.00052038 | 0.00096677 | 0.0015545 | 0.0022284 | 0.0029962 | 0.003856 | 0.0048176 | 0.0058501 | 0.0069634 | 0.0079827 | 0.0089723 | 0.0098935 | 0.010761 | 0.011633 | 0.012524 | 0.013385 | 0.014237 | 0.015101 | 0.01596 | 0
F8_Industrial_Petroleum_New_Space Heating_Natural Gas_Destratification Fans (HVLS)_A_Technical Potential | F8 | Industrial | Petroleum | New | Space Heating | Natural Gas | Destratification Fans (HVLS) | A | Cumulative Summer Peak Savings (MW) | Technical Potential | 0 | 0 | 0 | 0 | 0 | 0 | 0 | 0 | 0 | 0 | 0 | 0 | 0 | 0 | 0 | 0 | 0 | 0 | 0 | 0 | 0 | 0 | 0
F9_Industrial_Petroleum_New_Space Heating_Natural Gas_Destratification Fans (HVLS)_A_Technical Potential | F9 | Industrial | Petroleum | New | Space Heating | Natural Gas | Destratification Fans (HVLS) | A | Cumulative Winter Peak Savings (MW) | Technical Potential | 0 | 0 | 0 | 0 | 0 | 0 | 0 | 0 | 0 | 0 | 0 | 0 | 0 | 0 | 0 | 0 | 0 | 0 | 0 | 0 | 0 | 0 | 0
F10_Industrial_Petroleum_New_Space Heating_Natural Gas_Destratification Fans (HVLS)_A_Technical Potential | F10 | Industrial | Petroleum | New | Space Heating | Natural Gas | Destratification Fans (HVLS) | A | Purchases (Incremental) | Technical Potential | 0 | 0 | 14.4901 | 25.288 | 36.0594 | 48.1325 | 55.4033 | 63.8438 | 72.178 | 81.5526 | 88.5348 | 96.5652 | 104.4892 | 113.6811 | 119.9198 | 127.502 | 135.0784 | 143.8985 | 149.7243 | 156.9032 | 163.8866 | 170.8493 | 0
F11_Industrial_Petroleum_New_Space Heating_Natural Gas_Destratification Fans (HVLS)_A_Technical Potential | F11 | Industrial | Petroleum | New | Space Heating | Natural Gas | Destratification Fans (HVLS) | A | Purchases (Cumulative) | Technical Potential | 0 | 0 | 14.4901 | 39.7782 | 75.8376 | 123.9701 | 179.3734 | 243.2172 | 315.3952 | 396.9478 | 485.4826 | 582.0478 | 672.0468 | 760.4399 | 844.3003 | 923.6698 | 1003.3449 | 1083.3995 | 1160.9459 | 1236.2965 | 1311.6483 | 1385.9324 | 0
F1_Industrial_Petroleum_New_Space Heating_Natural Gas_Gas Boiler - Insulate Steam Lines/Condensate Tank_A_Technical Potential | F1 | Industrial | Petroleum | New | Space Heating | Natural Gas | Gas Boiler - Insulate Steam Lines/Condensate Tank | A | Integrated Unit Energy Savings (kWh or therms) | Technical Potential | 0 | 0 | 1095.8691 | 1033.5842 | 1007.9643 | 992.1825 | 983.9556 | 976.4043 | 969.5759 | 962.8901 | 956.4867 | 949.9846 | 943.5186 | 937.4201 | 931.3149 | 926.145 | 921.8824 | 919.0984 | 916.72 | 915.5688 | 915.2977 | 915.458 | 0
F2_Industrial_Petroleum_New_Space Heating_Natural Gas_Gas Boiler - Insulate Steam Lines/Condensate Tank_A_Technical Potential | F2 | Industrial | Petroleum | New | Space Heating | Natural Gas | Gas Boiler - Insulate Steam Lines/Condensate Tank | A | Integrated Unit Summer Peak Savings (kW) | Technical Potential | 0 | 0 | 0 | 0 | 0 | 0 | 0 | 0 | 0 | 0 | 0 | 0 | 0 | 0 | 0 | 0 | 0 | 0 | 0 | 0 | 0 | 0 | 0
F3_Industrial_Petroleum_New_Space Heating_Natural Gas_Gas Boiler - Insulate Steam Lines/Condensate Tank_A_Technical Potential | F3 | Industrial | Petroleum | New | Space Heating | Natural Gas | Gas Boiler - Insulate Steam Lines/Condensate Tank | A | Integrated Unit Winter Peak Savings (kW) | Technical Potential | 0 | 0 | 0 | 0 | 0 | 0 | 0 | 0 | 0 | 0 | 0 | 0 | 0 | 0 | 0 | 0 | 0 | 0 | 0 | 0 | 0 | 0 | 0
F4_Industrial_Petroleum_New_Space Heating_Natural Gas_Gas Boiler - Insulate Steam Lines/Condensate Tank_A_Technical Potential | F4 | Industrial | Petroleum | New | Space Heating | Natural Gas | Gas Boiler - Insulate Steam Lines/Condensate Tank | A | Incremental Energy Savings (MWh or mTherms) | Technical Potential | 0 | 0 | 3.5451e-05 | 5.8352e-05 | 8.1144e-05 | 0.00010662 | 0.0001217 | 0.00013917 | 0.00015624 | 0.00017531 | 0.00018905 | 0.0002048 | 0.0002201 | 0.00023791 | 0.00024933 | 0.00026363 | 0.00027801 | 0.00029526 | 0.00030642 | 0.00032071 | 0.00033489 | 0.00034918 | 0
F5_Industrial_Petroleum_New_Space Heating_Natural Gas_Gas Boiler - Insulate Steam Lines/Condensate Tank_A_Technical Potential | F5 | Industrial | Petroleum | New | Space Heating | Natural Gas | Gas Boiler - Insulate Steam Lines/Condensate Tank | A | Incremental Summer Peak Savings (MW) | Technical Potential | 0 | 0 | 0 | 0 | 0 | 0 | 0 | 0 | 0 | 0 | 0 | 0 | 0 | 0 | 0 | 0 | 0 | 0 | 0 | 0 | 0 | 0 | 0
F6_Industrial_Petroleum_New_Space Heating_Natural Gas_Gas Boiler - Insulate Steam Lines/Condensate Tank_A_Technical Potential | F6 | Industrial | Petroleum | New | Space Heating | Natural Gas | Gas Boiler - Insulate Steam Lines/Condensate Tank | A | Incremental Winter Peak Savings (MW) | Technical Potential | 0 | 0 | 0 | 0 | 0 | 0 | 0 | 0 | 0 | 0 | 0 | 0 | 0 | 0 | 0 | 0 | 0 | 0 | 0 | 0 | 0 | 0 | 0
F7_Industrial_Petroleum_New_Space Heating_Natural Gas_Gas Boiler - Insulate Steam Lines/Condensate Tank_A_Technical Potential | F7 | Industrial | Petroleum | New | Space Heating | Natural Gas | Gas Boiler - Insulate Steam Lines/Condensate Tank | A | Cumulative Energy Savings (MWh or mTherms) | Technical Potential | 0 | 0 | 3.5451e-05 | 9.1787e-05 | 0.00017066 | 0.0002746 | 0.00039403 | 0.00053017 | 0.0006827 | 0.0008533 | 0.0010367 | 0.0012344 | 0.0014461 | 0.0016747 | 0.0019131 | 0.0021661 | 0.0024342 | 0.0027221 | 0.0030215 | 0.0033384 | 0.0036723 | 0.0040221 | 0
F8_Industrial_Petroleum_New_Space Heating_Natural Gas_Gas Boiler - Insulate Steam Lines/Condensate Tank_A_Technical Potential | F8 | Industrial | Petroleum | New | Space Heating | Natural Gas | Gas Boiler - Insulate Steam Lines/Condensate Tank | A | Cumulative Summer Peak Savings (MW) | Technical Potential | 0 | 0 | 0 | 0 | 0 | 0 | 0 | 0 | 0 | 0 | 0 | 0 | 0 | 0 | 0 | 0 | 0 | 0 | 0 | 0 | 0 | 0 | 0
F9_Industrial_Petroleum_New_Space Heating_Natural Gas_Gas Boiler - Insulate Steam Lines/Condensate Tank_A_Technical Potential | F9 | Industrial | Petroleum | New | Space Heating | Natural Gas | Gas Boiler - Insulate Steam Lines/Condensate Tank | A | Cumulative Winter Peak Savings (MW) | Technical Potential | 0 | 0 | 0 | 0 | 0 | 0 | 0 | 0 | 0 | 0 | 0 | 0 | 0 | 0 | 0 | 0 | 0 | 0 | 0 | 0 | 0 | 0 | 0
F10_Industrial_Petroleum_New_Space Heating_Natural Gas_Gas Boiler - Insulate Steam Lines/Condensate Tank_A_Technical Potential | F10 | Industrial | Petroleum | New | Space Heating | Natural Gas | Gas Boiler - Insulate Steam Lines/Condensate Tank | A | Purchases (Incremental) | Technical Potential | 0 | 0 | 3.2349e-05 | 5.6456e-05 | 8.0503e-05 | 0.00010746 | 0.00012369 | 0.00014253 | 0.00016114 | 0.00018207 | 0.00019765 | 0.00021558 | 0.00023327 | 0.00025379 | 0.00026772 | 0.00028465 | 0.00030156 | 0.00032125 | 0.00033426 | 0.00035029 | 0.00036588 | 0.00038142 | 0
F11_Industrial_Petroleum_New_Space Heating_Natural Gas_Gas Boiler - Insulate Steam Lines/Condensate Tank_A_Technical Potential | F11 | Industrial | Petroleum | New | Space Heating | Natural Gas | Gas Boiler - Insulate Steam Lines/Condensate Tank | A | Purchases (Cumulative) | Technical Potential | 0 | 0 | 3.2349e-05 | 8.8805e-05 | 0.00016931 | 0.00027676 | 0.00040045 | 0.00054298 | 0.00070412 | 0.00088619 | 0.0010838 | 0.0012994 | 0.0015327 | 0.0017865 | 0.0020542 | 0.0023389 | 0.0026404 | 0.0029617 | 0.0032959 | 0.0036462 | 0.0040121 | 0.0043935 | 0
F1_Industrial_Petroleum_New_Process_Natural Gas_Gas Boiler - Insulate Steam Lines/Condensate Tank_A_Technical Potential | F1 | Industrial | Petroleum | New | Process | Natural Gas | Gas Boiler - Insulate Steam Lines/Condensate Tank | A | Integrated Unit Energy Savings (kWh or therms) | Technical Potential | 0 | 0 | 5799.8751 | 5792.2715 | 5785.1244 | 5778.7714 | 5769.7477 | 5763.4312 | 5758.5103 | 5755.3019 | 5751.6428 | 5749.4457 | 5747.9385 | 5747.7594 | 5746.5844 | 5746.5022 | 5746.6097 | 5747.8672 | 5748.667 | 5750.245 | 5751.5877 | 5752.7596 | 0
F2_Industrial_Petroleum_New_Process_Natural Gas_Gas Boiler - Insulate Steam Lines/Condensate Tank_A_Technical Potential | F2 | Industrial | Petroleum | New | Process | Natural Gas | Gas Boiler - Insulate Steam Lines/Condensate Tank | A | Integrated Unit Summer Peak Savings (kW) | Technical Potential | 0 | 0 | 0 | 0 | 0 | 0 | 0 | 0 | 0 | 0 | 0 | 0 | 0 | 0 | 0 | 0 | 0 | 0 | 0 | 0 | 0 | 0 | 0
F3_Industrial_Petroleum_New_Process_Natural Gas_Gas Boiler - Insulate Steam Lines/Condensate Tank_A_Technical Potential | F3 | Industrial | Petroleum | New | Process | Natural Gas | Gas Boiler - Insulate Steam Lines/Condensate Tank | A | Integrated Unit Winter Peak Savings (kW) | Technical Potential | 0 | 0 | 0 | 0 | 0 | 0 | 0 | 0 | 0 | 0 | 0 | 0 | 0 | 0 | 0 | 0 | 0 | 0 | 0 | 0 | 0 | 0 | 0
F4_Industrial_Petroleum_New_Process_Natural Gas_Gas Boiler - Insulate Steam Lines/Condensate Tank_A_Technical Potential | F4 | Industrial | Petroleum | New | Process | Natural Gas | Gas Boiler - Insulate Steam Lines/Condensate Tank | A | Incremental Energy Savings (MWh or mTherms) | Technical Potential | 0 | 0 | 0.0149 | 0.025969 | 0.036984 | 0.049312 | 0.056673 | 0.065235 | 0.073688 | 0.083213 | 0.090279 | 0.098431 | 0.10648 | 0.11584 | 0.12218 | 0.1299 | 0.13762 | 0.14664 | 0.1526 | 0.15996 | 0.16711 | 0.17425 | 0
F5_Industrial_Petroleum_New_Process_Natural Gas_Gas Boiler - Insulate Steam Lines/Condensate Tank_A_Technical Potential | F5 | Industrial | Petroleum | New | Process | Natural Gas | Gas Boiler - Insulate Steam Lines/Condensate Tank | A | Incremental Summer Peak Savings (MW) | Technical Potential | 0 | 0 | 0 | 0 | 0 | 0 | 0 | 0 | 0 | 0 | 0 | 0 | 0 | 0 | 0 | 0 | 0 | 0 | 0 | 0 | 0 | 0 | 0
F6_Industrial_Petroleum_New_Process_Natural Gas_Gas Boiler - Insulate Steam Lines/Condensate Tank_A_Technical Potential | F6 | Industrial | Petroleum | New | Process | Natural Gas | Gas Boiler - Insulate Steam Lines/Condensate Tank | A | Incremental Winter Peak Savings (MW) | Technical Potential | 0 | 0 | 0 | 0 | 0 | 0 | 0 | 0 | 0 | 0 | 0 | 0 | 0 | 0 | 0 | 0 | 0 | 0 | 0 | 0 | 0 | 0 | 0
F7_Industrial_Petroleum_New_Process_Natural Gas_Gas Boiler - Insulate Steam Lines/Condensate Tank_A_Technical Potential | F7 | Industrial | Petroleum | New | Process | Natural Gas | Gas Boiler - Insulate Steam Lines/Condensate Tank | A | Cumulative Energy Savings (MWh or mTherms) | Technical Potential | 0 | 0 | 0.0149 | 0.040849 | 0.077782 | 0.12701 | 0.18348 | 0.24852 | 0.32199 | 0.40503 | 0.49505 | 0.59329 | 0.69962 | 0.81544 | 0.93745 | 1.0673 | 1.205 | 1.3519 | 1.5047 | 1.665 | 1.8325 | 2.0072 | 0
F8_Industrial_Petroleum_New_Process_Natural Gas_Gas Boiler - Insulate Steam Lines/Condensate Tank_A_Technical Potential | F8 | Industrial | Petroleum | New | Process | Natural Gas | Gas Boiler - Insulate Steam Lines/Condensate Tank | A | Cumulative Summer Peak Savings (MW) | Technical Potential | 0 | 0 | 0 | 0 | 0 | 0 | 0 | 0 | 0 | 0 | 0 | 0 | 0 | 0 | 0 | 0 | 0 | 0 | 0 | 0 | 0 | 0 | 0
F9_Industrial_Petroleum_New_Process_Natural Gas_Gas Boiler - Insulate Steam Lines/Condensate Tank_A_Technical Potential | F9 | Industrial | Petroleum | New | Process | Natural Gas | Gas Boiler - Insulate Steam Lines/Condensate Tank | A | Cumulative Winter Peak Savings (MW) | Technical Potential | 0 | 0 | 0 | 0 | 0 | 0 | 0 | 0 | 0 | 0 | 0 | 0 | 0 | 0 | 0 | 0 | 0 | 0 | 0 | 0 | 0 | 0 | 0
F10_Industrial_Petroleum_New_Process_Natural Gas_Gas Boiler - Insulate Steam Lines/Condensate Tank_A_Technical Potential | F10 | Industrial | Petroleum | New | Process | Natural Gas | Gas Boiler - Insulate Steam Lines/Condensate Tank | A | Purchases (Incremental) | Technical Potential | 0 | 0 | 0.002569 | 0.0044833 | 0.006393 | 0.0085334 | 0.0098224 | 0.011319 | 0.012796 | 0.014458 | 0.015696 | 0.01712 | 0.018525 | 0.020154 | 0.021261 | 0.022605 | 0.023948 | 0.025512 | 0.026545 | 0.027817 | 0.029055 | 0.03029 | 0
F11_Industrial_Petroleum_New_Process_Natural Gas_Gas Boiler - Insulate Steam Lines/Condensate Tank_A_Technical Potential | F11 | Industrial | Petroleum | New | Process | Natural Gas | Gas Boiler - Insulate Steam Lines/Condensate Tank | A | Purchases (Cumulative) | Technical Potential | 0 | 0 | 0.002569 | 0.0070523 | 0.013445 | 0.021979 | 0.031801 | 0.04312 | 0.055916 | 0.070375 | 0.086071 | 0.10319 | 0.12172 | 0.14187 | 0.16313 | 0.18574 | 0.20968 | 0.2352 | 0.26174 | 0.28956 | 0.31861 | 0.3489 | 0
F1_Industrial_Petroleum_New_Space Heating_Natural Gas_Gas Boiler - Insulate Hot Water Lines_A_Technical Potential | F1 | Industrial | Petroleum | New | Space Heating | Natural Gas | Gas Boiler - Insulate Hot Water Lines | A | Integrated Unit Energy Savings (kWh or therms) | Technical Potential | 0 | 0 | 1240.2522 | 1170.7938 | 1142.9394 | 1126.4077 | 1119.1858 | 1112.8265 | 1107.7677 | 1103.3053 | 1100.1079 | 1097.1695 | 1094.6791 | 1092.4406 | 1090.7341 | 1089.1329 | 1087.6828 | 1086.4231 | 1085.3892 | 1084.1481 | 1083.0656 | 1081.8817 | 0
F2_Industrial_Petroleum_New_Space Heating_Natural Gas_Gas Boiler - Insulate Hot Water Lines_A_Technical Potential | F2 | Industrial | Petroleum | New | Space Heating | Natural Gas | Gas Boiler - Insulate Hot Water Lines | A | Integrated Unit Summer Peak Savings (kW) | Technical Potential | 0 | 0 | 0 | 0 | 0 | 0 | 0 | 0 | 0 | 0 | 0 | 0 | 0 | 0 | 0 | 0 | 0 | 0 | 0 | 0 | 0 | 0 | 0
F3_Industrial_Petroleum_New_Space Heating_Natural Gas_Gas Boiler - Insulate Hot Water Lines_A_Technical Potential | F3 | Industrial | Petroleum | New | Space Heating | Natural Gas | Gas Boiler - Insulate Hot Water Lines | A | Integrated Unit Winter Peak Savings (kW) | Technical Potential | 0 | 0 | 0 | 0 | 0 | 0 | 0 | 0 | 0 | 0 | 0 | 0 | 0 | 0 | 0 | 0 | 0 | 0 | 0 | 0 | 0 | 0 | 0
F4_Industrial_Petroleum_New_Space Heating_Natural Gas_Gas Boiler - Insulate Hot Water Lines_A_Technical Potential | F4 | Industrial | Petroleum | New | Space Heating | Natural Gas | Gas Boiler - Insulate Hot Water Lines | A | Incremental Energy Savings (MWh or mTherms) | Technical Potential | 0 | 0 | 4.0121e-05 | 6.6098e-05 | 9.201e-05 | 0.00012104 | 0.00013843 | 0.00015861 | 0.0001785 | 0.00020087 | 0.00021744 | 0.00023653 | 0.00025536 | 0.00027725 | 0.00029201 | 0.00031002 | 0.000328 | 0.00034902 | 0.0003628 | 0.00037976 | 0.00039627 | 0.00041265 | 0
F5_Industrial_Petroleum_New_Space Heating_Natural Gas_Gas Boiler - Insulate Hot Water Lines_A_Technical Potential | F5 | Industrial | Petroleum | New | Space Heating | Natural Gas | Gas Boiler - Insulate Hot Water Lines | A | Incremental Summer Peak Savings (MW) | Technical Potential | 0 | 0 | 0 | 0 | 0 | 0 | 0 | 0 | 0 | 0 | 0 | 0 | 0 | 0 | 0 | 0 | 0 | 0 | 0 | 0 | 0 | 0 | 0
F6_Industrial_Petroleum_New_Space Heating_Natural Gas_Gas Boiler - Insulate Hot Water Lines_A_Technical Potential | F6 | Industrial | Petroleum | New | Space Heating | Natural Gas | Gas Boiler - Insulate Hot Water Lines | A | Incremental Winter Peak Savings (MW) | Technical Potential | 0 | 0 | 0 | 0 | 0 | 0 | 0 | 0 | 0 | 0 | 0 | 0 | 0 | 0 | 0 | 0 | 0 | 0 | 0 | 0 | 0 | 0 | 0
F7_Industrial_Petroleum_New_Space Heating_Natural Gas_Gas Boiler - Insulate Hot Water Lines_A_Technical Potential | F7 | Industrial | Petroleum | New | Space Heating | Natural Gas | Gas Boiler - Insulate Hot Water Lines | A | Cumulative Energy Savings (MWh or mTherms) | Technical Potential | 0 | 0 | 4.0121e-05 | 0.00010397 | 0.00019351 | 0.00031175 | 0.00044818 | 0.00060425 | 0.00078 | 0.00097773 | 0.0011923 | 0.0014257 | 0.0016778 | 0.0019516 | 0.0022406 | 0.0025473 | 0.0028719 | 0.0032176 | 0.0035774 | 0.003953 | 0.0043454 | 0.0047533 | 0
F8_Industrial_Petroleum_New_Space Heating_Natural Gas_Gas Boiler - Insulate Hot Water Lines_A_Technical Potential | F8 | Industrial | Petroleum | New | Space Heating | Natural Gas | Gas Boiler - Insulate Hot Water Lines | A | Cumulative Summer Peak Savings (MW) | Technical Potential | 0 | 0 | 0 | 0 | 0 | 0 | 0 | 0 | 0 | 0 | 0 | 0 | 0 | 0 | 0 | 0 | 0 | 0 | 0 | 0 | 0 | 0 | 0
F9_Industrial_Petroleum_New_Space Heating_Natural Gas_Gas Boiler - Insulate Hot Water Lines_A_Technical Potential | F9 | Industrial | Petroleum | New | Space Heating | Natural Gas | Gas Boiler - Insulate Hot Water Lines | A | Cumulative Winter Peak Savings (MW) | Technical Potential | 0 | 0 | 0 | 0 | 0 | 0 | 0 | 0 | 0 | 0 | 0 | 0 | 0 | 0 | 0 | 0 | 0 | 0 | 0 | 0 | 0 | 0 | 0
F10_Industrial_Petroleum_New_Space Heating_Natural Gas_Gas Boiler - Insulate Hot Water Lines_A_Technical Potential | F10 | Industrial | Petroleum | New | Space Heating | Natural Gas | Gas Boiler - Insulate Hot Water Lines | A | Purchases (Incremental) | Technical Potential | 0 | 0 | 3.2349e-05 | 5.6456e-05 | 8.0503e-05 | 0.00010746 | 0.00012369 | 0.00014253 | 0.00016114 | 0.00018207 | 0.00019765 | 0.00021558 | 0.00023327 | 0.00025379 | 0.00026772 | 0.00028465 | 0.00030156 | 0.00032125 | 0.00033426 | 0.00035029 | 0.00036588 | 0.00038142 | 0
F11_Industrial_Petroleum_New_Space Heating_Natural Gas_Gas Boiler - Insulate Hot Water Lines_A_Technical Potential | F11 | Industrial | Petroleum | New | Space Heating | Natural Gas | Gas Boiler - Insulate Hot Water Lines | A | Purchases (Cumulative) | Technical Potential | 0 | 0 | 3.2349e-05 | 8.8805e-05 | 0.00016931 | 0.00027676 | 0.00040045 | 0.00054298 | 0.00070412 | 0.00088619 | 0.0010838 | 0.0012994 | 0.0015327 | 0.0017865 | 0.0020542 | 0.0023389 | 0.0026404 | 0.0029617 | 0.0032959 | 0.0036462 | 0.0040121 | 0.0043935 | 0
F1_Industrial_Petroleum_New_Process_Natural Gas_Gas Boiler - Insulate Hot Water Lines_A_Technical Potential | F1 | Industrial | Petroleum | New | Process | Natural Gas | Gas Boiler - Insulate Hot Water Lines | A | Integrated Unit Energy Savings (kWh or therms) | Technical Potential | 0 | 0 | 6563.5389 | 6559.4368 | 6555.5083 | 6552.0213 | 6546.9889 | 6542.8721 | 6539.6256 | 6537.4845 | 6535.1791 | 6534.0499 | 6533.6144 | 6534.255 | 6534.4942 | 6535.5112 | 6536.6845 | 6538.1804 | 6539.4369 | 6540.86 | 6542.1256 | 6543.2848 | 0
F2_Industrial_Petroleum_New_Process_Natural Gas_Gas Boiler - Insulate Hot Water Lines_A_Technical Potential | F2 | Industrial | Petroleum | New | Process | Natural Gas | Gas Boiler - Insulate Hot Water Lines | A | Integrated Unit Summer Peak Savings (kW) | Technical Potential | 0 | 0 | 0 | 0 | 0 | 0 | 0 | 0 | 0 | 0 | 0 | 0 | 0 | 0 | 0 | 0 | 0 | 0 | 0 | 0 | 0 | 0 | 0
F3_Industrial_Petroleum_New_Process_Natural Gas_Gas Boiler - Insulate Hot Water Lines_A_Technical Potential | F3 | Industrial | Petroleum | New | Process | Natural Gas | Gas Boiler - Insulate Hot Water Lines | A | Integrated Unit Winter Peak Savings (kW) | Technical Potential | 0 | 0 | 0 | 0 | 0 | 0 | 0 | 0 | 0 | 0 | 0 | 0 | 0 | 0 | 0 | 0 | 0 | 0 | 0 | 0 | 0 | 0 | 0
F4_Industrial_Petroleum_New_Process_Natural Gas_Gas Boiler - Insulate Hot Water Lines_A_Technical Potential | F4 | Industrial | Petroleum | New | Process | Natural Gas | Gas Boiler - Insulate Hot Water Lines | A | Incremental Energy Savings (MWh or mTherms) | Technical Potential | 0 | 0 | 0.016861 | 0.029408 | 0.041909 | 0.055911 | 0.064307 | 0.074058 | 0.083684 | 0.094522 | 0.10258 | 0.11186 | 0.12103 | 0.13169 | 0.13893 | 0.14773 | 0.15654 | 0.1668 | 0.17359 | 0.18195 | 0.19008 | 0.19819 | 0
F5_Industrial_Petroleum_New_Process_Natural Gas_Gas Boiler - Insulate Hot Water Lines_A_Technical Potential | F5 | Industrial | Petroleum | New | Process | Natural Gas | Gas Boiler - Insulate Hot Water Lines | A | Incremental Summer Peak Savings (MW) | Technical Potential | 0 | 0 | 0 | 0 | 0 | 0 | 0 | 0 | 0 | 0 | 0 | 0 | 0 | 0 | 0 | 0 | 0 | 0 | 0 | 0 | 0 | 0 | 0
F6_Industrial_Petroleum_New_Process_Natural Gas_Gas Boiler - Insulate Hot Water Lines_A_Technical Potential | F6 | Industrial | Petroleum | New | Process | Natural Gas | Gas Boiler - Insulate Hot Water Lines | A | Incremental Winter Peak Savings (MW) | Technical Potential | 0 | 0 | 0 | 0 | 0 | 0 | 0 | 0 | 0 | 0 | 0 | 0 | 0 | 0 | 0 | 0 | 0 | 0 | 0 | 0 | 0 | 0 | 0
F7_Industrial_Petroleum_New_Process_Natural Gas_Gas Boiler - Insulate Hot Water Lines_A_Technical Potential | F7 | Industrial | Petroleum | New | Process | Natural Gas | Gas Boiler - Insulate Hot Water Lines | A | Cumulative Energy Savings (MWh or mTherms) | Technical Potential | 0 | 0 | 0.016861 | 0.046259 | 0.08814 | 0.144 | 0.2082 | 0.28213 | 0.36567 | 0.46007 | 0.56249 | 0.67426 | 0.79524 | 0.92702 | 1.066 | 1.2139 | 1.3706 | 1.5377 | 1.7116 | 1.894 | 2.0844 | 2.283 | 0
F8_Industrial_Petroleum_New_Process_Natural Gas_Gas Boiler - Insulate Hot Water Lines_A_Technical Potential | F8 | Industrial | Petroleum | New | Process | Natural Gas | Gas Boiler - Insulate Hot Water Lines | A | Cumulative Summer Peak Savings (MW) | Technical Potential | 0 | 0 | 0 | 0 | 0 | 0 | 0 | 0 | 0 | 0 | 0 | 0 | 0 | 0 | 0 | 0 | 0 | 0 | 0 | 0 | 0 | 0 | 0
F9_Industrial_Petroleum_New_Process_Natural Gas_Gas Boiler - Insulate Hot Water Lines_A_Technical Potential | F9 | Industrial | Petroleum | New | Process | Natural Gas | Gas Boiler - Insulate Hot Water Lines | A | Cumulative Winter Peak Savings (MW) | Technical Potential | 0 | 0 | 0 | 0 | 0 | 0 | 0 | 0 | 0 | 0 | 0 | 0 | 0 | 0 | 0 | 0 | 0 | 0 | 0 | 0 | 0 | 0 | 0
F10_Industrial_Petroleum_New_Process_Natural Gas_Gas Boiler - Insulate Hot Water Lines_A_Technical Potential | F10 | Industrial | Petroleum | New | Process | Natural Gas | Gas Boiler - Insulate Hot Water Lines | A | Purchases (Incremental) | Technical Potential | 0 | 0 | 0.002569 | 0.0044833 | 0.006393 | 0.0085334 | 0.0098224 | 0.011319 | 0.012796 | 0.014458 | 0.015696 | 0.01712 | 0.018525 | 0.020154 | 0.021261 | 0.022605 | 0.023948 | 0.025512 | 0.026545 | 0.027817 | 0.029055 | 0.03029 | 0
F11_Industrial_Petroleum_New_Process_Natural Gas_Gas Boiler - Insulate Hot Water Lines_A_Technical Potential | F11 | Industrial | Petroleum | New | Process | Natural Gas | Gas Boiler - Insulate Hot Water Lines | A | Purchases (Cumulative) | Technical Potential | 0 | 0 | 0.002569 | 0.0070523 | 0.013445 | 0.021979 | 0.031801 | 0.04312 | 0.055916 | 0.070375 | 0.086071 | 0.10319 | 0.12172 | 0.14187 | 0.16313 | 0.18574 | 0.20968 | 0.2352 | 0.26174 | 0.28956 | 0.31861 | 0.3489 | 0
F1_Industrial_Petroleum_New_Process_Natural Gas_Process - Insulate Heated Process Fluids_A_Technical Potential | F1 | Industrial | Petroleum | New | Process | Natural Gas | Process - Insulate Heated Process Fluids | A | Integrated Unit Energy Savings (kWh or therms) | Technical Potential | 0 | 0 | 11058.8046 | 11058.5532 | 11058.4571 | 11058.704 | 11058.8274 | 11058.9343 | 11059.0253 | 11059.1054 | 11059.1541 | 11059.2013 | 11059.2408 | 11059.2798 | 11059.3028 | 11059.3278 | 11059.3499 | 11059.3727 | 11059.3863 | 11059.4017 | 11059.4154 | 11059.4279 | 0
F2_Industrial_Petroleum_New_Process_Natural Gas_Process - Insulate Heated Process Fluids_A_Technical Potential | F2 | Industrial | Petroleum | New | Process | Natural Gas | Process - Insulate Heated Process Fluids | A | Integrated Unit Summer Peak Savings (kW) | Technical Potential | 0 | 0 | 0 | 0 | 0 | 0 | 0 | 0 | 0 | 0 | 0 | 0 | 0 | 0 | 0 | 0 | 0 | 0 | 0 | 0 | 0 | 0 | 0
F3_Industrial_Petroleum_New_Process_Natural Gas_Process - Insulate Heated Process Fluids_A_Technical Potential | F3 | Industrial | Petroleum | New | Process | Natural Gas | Process - Insulate Heated Process Fluids | A | Integrated Unit Winter Peak Savings (kW) | Technical Potential | 0 | 0 | 0 | 0 | 0 | 0 | 0 | 0 | 0 | 0 | 0 | 0 | 0 | 0 | 0 | 0 | 0 | 0 | 0 | 0 | 0 | 0 | 0
F4_Industrial_Petroleum_New_Process_Natural Gas_Process - Insulate Heated Process Fluids_A_Technical Potential | F4 | Industrial | Petroleum | New | Process | Natural Gas | Process - Insulate Heated Process Fluids | A | Incremental Energy Savings (MWh or mTherms) | Technical Potential | 0 | 0 | 0.062146 | 0.10845 | 0.15465 | 0.20643 | 0.23762 | 0.24644 | 0.22289 | 0.20147 | 0.17498 | 0.15268 | 0.13217 | 0.11503 | 0.097078 | 0.082573 | 0.069984 | 0.059643 | 0.00042328 | 0.00015842 | 5.6411e-05 | 1.9176e-05 | 0
F5_Industrial_Petroleum_New_Process_Natural Gas_Process - Insulate Heated Process Fluids_A_Technical Potential | F5 | Industrial | Petroleum | New | Process | Natural Gas | Process - Insulate Heated Process Fluids | A | Incremental Summer Peak Savings (MW) | Technical Potential | 0 | 0 | 0 | 0 | 0 | 0 | 0 | 0 | 0 | 0 | 0 | 0 | 0 | 0 | 0 | 0 | 0 | 0 | 0 | 0 | 0 | 0 | 0
F6_Industrial_Petroleum_New_Process_Natural Gas_Process - Insulate Heated Process Fluids_A_Technical Potential | F6 | Industrial | Petroleum | New | Process | Natural Gas | Process - Insulate Heated Process Fluids | A | Incremental Winter Peak Savings (MW) | Technical Potential | 0 | 0 | 0 | 0 | 0 | 0 | 0 | 0 | 0 | 0 | 0 | 0 | 0 | 0 | 0 | 0 | 0 | 0 | 0 | 0 | 0 | 0 | 0
F7_Industrial_Petroleum_New_Process_Natural Gas_Process - Insulate Heated Process Fluids_A_Technical Potential | F7 | Industrial | Petroleum | New | Process | Natural Gas | Process - Insulate Heated Process Fluids | A | Cumulative Energy Savings (MWh or mTherms) | Technical Potential | 0 | 0 | 0.062146 | 0.1706 | 0.32524 | 0.53168 | 0.7693 | 1.0157 | 1.2386 | 1.4401 | 1.6151 | 1.7678 | 1.9 | 2.015 | 2.1121 | 2.1947 | 2.2646 | 2.3243 | 2.3247 | 2.3249 | 2.3249 | 2.325 | 0
F8_Industrial_Petroleum_New_Process_Natural Gas_Process - Insulate Heated Process Fluids_A_Technical Potential | F8 | Industrial | Petroleum | New | Process | Natural Gas | Process - Insulate Heated Process Fluids | A | Cumulative Summer Peak Savings (MW) | Technical Potential | 0 | 0 | 0 | 0 | 0 | 0 | 0 | 0 | 0 | 0 | 0 | 0 | 0 | 0 | 0 | 0 | 0 | 0 | 0 | 0 | 0 | 0 | 0
F9_Industrial_Petroleum_New_Process_Natural Gas_Process - Insulate Heated Process Fluids_A_Technical Potential | F9 | Industrial | Petroleum | New | Process | Natural Gas | Process - Insulate Heated Process Fluids | A | Cumulative Winter Peak Savings (MW) | Technical Potential | 0 | 0 | 0 | 0 | 0 | 0 | 0 | 0 | 0 | 0 | 0 | 0 | 0 | 0 | 0 | 0 | 0 | 0 | 0 | 0 | 0 | 0 | 0
F10_Industrial_Petroleum_New_Process_Natural Gas_Process - Insulate Heated Process Fluids_A_Technical Potential | F10 | Industrial | Petroleum | New | Process | Natural Gas | Process - Insulate Heated Process Fluids | A | Purchases (Incremental) | Technical Potential | 0 | 0 | 0.0056196 | 0.0098072 | 0.013985 | 0.018667 | 0.021486 | 0.022284 | 0.020154 | 0.018218 | 0.015822 | 0.013806 | 0.011951 | 0.010402 | 0.0087779 | 0.0074664 | 0.006328 | 0.005393 | 3.8273e-05 | 1.4324e-05 | 5.1007e-06 | 1.7339e-06 | 0
F11_Industrial_Petroleum_New_Process_Natural Gas_Process - Insulate Heated Process Fluids_A_Technical Potential | F11 | Industrial | Petroleum | New | Process | Natural Gas | Process - Insulate Heated Process Fluids | A | Purchases (Cumulative) | Technical Potential | 0 | 0 | 0.0056196 | 0.015427 | 0.029411 | 0.048078 | 0.069565 | 0.091848 | 0.112 | 0.13022 | 0.14604 | 0.15985 | 0.1718 | 0.1822 | 0.19098 | 0.19844 | 0.20477 | 0.21017 | 0.2102 | 0.21022 | 0.21022 | 0.21022 | 0
F1_Industrial_Petroleum_New_Process_Natural Gas_Process Heat Recovery_A_Technical Potential | F1 | Industrial | Petroleum | New | Process | Natural Gas | Process Heat Recovery | A | Integrated Unit Energy Savings (kWh or therms) | Technical Potential | 0 | 0 | 33.671 | 33.6109 | 33.554 | 33.5026 | 33.4293 | 33.3751 | 33.3316 | 33.3015 | 33.2669 | 33.2442 | 33.2273 | 33.2216 | 33.2077 | 33.2039 | 33.2024 | 33.2121 | 33.2156 | 33.2254 | 33.2337 | 33.2409 | 0
F2_Industrial_Petroleum_New_Process_Natural Gas_Process Heat Recovery_A_Technical Potential | F2 | Industrial | Petroleum | New | Process | Natural Gas | Process Heat Recovery | A | Integrated Unit Summer Peak Savings (kW) | Technical Potential | 0 | 0 | 0 | 0 | 0 | 0 | 0 | 0 | 0 | 0 | 0 | 0 | 0 | 0 | 0 | 0 | 0 | 0 | 0 | 0 | 0 | 0 | 0
F3_Industrial_Petroleum_New_Process_Natural Gas_Process Heat Recovery_A_Technical Potential | F3 | Industrial | Petroleum | New | Process | Natural Gas | Process Heat Recovery | A | Integrated Unit Winter Peak Savings (kW) | Technical Potential | 0 | 0 | 0 | 0 | 0 | 0 | 0 | 0 | 0 | 0 | 0 | 0 | 0 | 0 | 0 | 0 | 0 | 0 | 0 | 0 | 0 | 0 | 0
F4_Industrial_Petroleum_New_Process_Natural Gas_Process Heat Recovery_A_Technical Potential | F4 | Industrial | Petroleum | New | Process | Natural Gas | Process Heat Recovery | A | Incremental Energy Savings (MWh or mTherms) | Technical Potential | 0 | 0 | 0.0068118 | 0.011867 | 0.016893 | 0.022514 | 0.025858 | 0.026774 | 0.024184 | 0.02184 | 0.018948 | 0.016522 | 0.014295 | 0.01244 | 0.010494 | 0.0089248 | 0.0075638 | 0.0067189 | 0.011727 | 0.016727 | 0.022333 | 0.025712 | 0
F5_Industrial_Petroleum_New_Process_Natural Gas_Process Heat Recovery_A_Technical Potential | F5 | Industrial | Petroleum | New | Process | Natural Gas | Process Heat Recovery | A | Incremental Summer Peak Savings (MW) | Technical Potential | 0 | 0 | 0 | 0 | 0 | 0 | 0 | 0 | 0 | 0 | 0 | 0 | 0 | 0 | 0 | 0 | 0 | 0 | 0 | 0 | 0 | 0 | 0
F6_Industrial_Petroleum_New_Process_Natural Gas_Process Heat Recovery_A_Technical Potential | F6 | Industrial | Petroleum | New | Process | Natural Gas | Process Heat Recovery | A | Incremental Winter Peak Savings (MW) | Technical Potential | 0 | 0 | 0 | 0 | 0 | 0 | 0 | 0 | 0 | 0 | 0 | 0 | 0 | 0 | 0 | 0 | 0 | 0 | 0 | 0 | 0 | 0 | 0
F7_Industrial_Petroleum_New_Process_Natural Gas_Process Heat Recovery_A_Technical Potential | F7 | Industrial | Petroleum | New | Process | Natural Gas | Process Heat Recovery | A | Cumulative Energy Savings (MWh or mTherms) | Technical Potential | 0 | 0 | 0.0068118 | 0.018666 | 0.035527 | 0.057987 | 0.083718 | 0.11036 | 0.1344 | 0.15612 | 0.1749 | 0.1913 | 0.2055 | 0.21791 | 0.22831 | 0.23721 | 0.24476 | 0.24483 | 0.24486 | 0.24493 | 0.24499 | 0.24505 | 0
F8_Industrial_Petroleum_New_Process_Natural Gas_Process Heat Recovery_A_Technical Potential | F8 | Industrial | Petroleum | New | Process | Natural Gas | Process Heat Recovery | A | Cumulative Summer Peak Savings (MW) | Technical Potential | 0 | 0 | 0 | 0 | 0 | 0 | 0 | 0 | 0 | 0 | 0 | 0 | 0 | 0 | 0 | 0 | 0 | 0 | 0 | 0 | 0 | 0 | 0
F9_Industrial_Petroleum_New_Process_Natural Gas_Process Heat Recovery_A_Technical Potential | F9 | Industrial | Petroleum | New | Process | Natural Gas | Process Heat Recovery | A | Cumulative Winter Peak Savings (MW) | Technical Potential | 0 | 0 | 0 | 0 | 0 | 0 | 0 | 0 | 0 | 0 | 0 | 0 | 0 | 0 | 0 | 0 | 0 | 0 | 0 | 0 | 0 | 0 | 0
F10_Industrial_Petroleum_New_Process_Natural Gas_Process Heat Recovery_A_Technical Potential | F10 | Industrial | Petroleum | New | Process | Natural Gas | Process Heat Recovery | A | Purchases (Incremental) | Technical Potential | 0 | 0 | 0.2023 | 0.35306 | 0.50344 | 0.672 | 0.77351 | 0.80222 | 0.72555 | 0.65583 | 0.56959 | 0.497 | 0.43023 | 0.37446 | 0.31601 | 0.26879 | 0.22781 | 0.2023 | 0.35306 | 0.50344 | 0.672 | 0.77351 | 0
F11_Industrial_Petroleum_New_Process_Natural Gas_Process Heat Recovery_A_Technical Potential | F11 | Industrial | Petroleum | New | Process | Natural Gas | Process Heat Recovery | A | Purchases (Cumulative) | Technical Potential | 0 | 0 | 0.2023 | 0.55536 | 1.0588 | 1.7308 | 2.5043 | 3.3065 | 4.0321 | 4.6879 | 5.2575 | 5.7545 | 6.1847 | 6.5592 | 6.8752 | 7.144 | 7.3718 | 7.3718 | 7.3718 | 7.3718 | 7.3718 | 7.3718 | 0
F1_Industrial_Petroleum_New_Space Heating_Natural Gas_Building Automation System_A_Technical Potential | F1 | Industrial | Petroleum | New | Space Heating | Natural Gas | Building Automation System | A | Integrated Unit Energy Savings (kWh or therms) | Technical Potential | 0 | 0 | 0.013904 | 0.013117 | 0.012797 | 0.012605 | 0.012515 | 0.012439 | 0.012378 | 0.012326 | 0.012288 | 0.012253 | 0.012223 | 0.012197 | 0.012176 | 0.012156 | 0.012139 | 0.012125 | 0.012113 | 0.012101 | 0.01209 | 0.012077 | 0
F2_Industrial_Petroleum_New_Space Heating_Natural Gas_Building Automation System_A_Technical Potential | F2 | Industrial | Petroleum | New | Space Heating | Natural Gas | Building Automation System | A | Integrated Unit Summer Peak Savings (kW) | Technical Potential | 0 | 0 | 0 | 0 | 0 | 0 | 0 | 0 | 0 | 0 | 0 | 0 | 0 | 0 | 0 | 0 | 0 | 0 | 0 | 0 | 0 | 0 | 0
F3_Industrial_Petroleum_New_Space Heating_Natural Gas_Building Automation System_A_Technical Potential | F3 | Industrial | Petroleum | New | Space Heating | Natural Gas | Building Automation System | A | Integrated Unit Winter Peak Savings (kW) | Technical Potential | 0 | 0 | 0 | 0 | 0 | 0 | 0 | 0 | 0 | 0 | 0 | 0 | 0 | 0 | 0 | 0 | 0 | 0 | 0 | 0 | 0 | 0 | 0
F4_Industrial_Petroleum_New_Space Heating_Natural Gas_Building Automation System_A_Technical Potential | F4 | Industrial | Petroleum | New | Space Heating | Natural Gas | Building Automation System | A | Incremental Energy Savings (MWh or mTherms) | Technical Potential | 0 | 0 | 4.1331e-05 | 0.00013602 | 0.00033599 | 0.0007186 | 0.0012465 | 0.0020447 | 0.0031292 | 0.0045641 | 0.0061091 | 0.0078353 | 0.009489 | 0.010959 | 0.011588 | 0.011596 | 0.010786 | 0.0094914 | 0.0075448 | 0.0054681 | 0.0036456 | 0.0024761 | 0
F5_Industrial_Petroleum_New_Space Heating_Natural Gas_Building Automation System_A_Technical Potential | F5 | Industrial | Petroleum | New | Space Heating | Natural Gas | Building Automation System | A | Incremental Summer Peak Savings (MW) | Technical Potential | 0 | 0 | 0 | 0 | 0 | 0 | 0 | 0 | 0 | 0 | 0 | 0 | 0 | 0 | 0 | 0 | 0 | 0 | 0 | 0 | 0 | 0 | 0
F6_Industrial_Petroleum_New_Space Heating_Natural Gas_Building Automation System_A_Technical Potential | F6 | Industrial | Petroleum | New | Space Heating | Natural Gas | Building Automation System | A | Incremental Winter Peak Savings (MW) | Technical Potential | 0 | 0 | 0 | 0 | 0 | 0 | 0 | 0 | 0 | 0 | 0 | 0 | 0 | 0 | 0 | 0 | 0 | 0 | 0 | 0 | 0 | 0 | 0
F7_Industrial_Petroleum_New_Space Heating_Natural Gas_Building Automation System_A_Technical Potential | F7 | Industrial | Petroleum | New | Space Heating | Natural Gas | Building Automation System | A | Cumulative Energy Savings (MWh or mTherms) | Technical Potential | 0 | 0 | 4.1331e-05 | 0.00017501 | 0.00050674 | 0.0012177 | 0.0024556 | 0.0044853 | 0.0075927 | 0.012125 | 0.018196 | 0.02598 | 0.035406 | 0.046289 | 0.057796 | 0.0693 | 0.079986 | 0.089351 | 0.096685 | 0.10173 | 0.1046 | 0.10576 | 0
F8_Industrial_Petroleum_New_Space Heating_Natural Gas_Building Automation System_A_Technical Potential | F8 | Industrial | Petroleum | New | Space Heating | Natural Gas | Building Automation System | A | Cumulative Summer Peak Savings (MW) | Technical Potential | 0 | 0 | 0 | 0 | 0 | 0 | 0 | 0 | 0 | 0 | 0 | 0 | 0 | 0 | 0 | 0 | 0 | 0 | 0 | 0 | 0 | 0 | 0
F9_Industrial_Petroleum_New_Space Heating_Natural Gas_Building Automation System_A_Technical Potential | F9 | Industrial | Petroleum | New | Space Heating | Natural Gas | Building Automation System | A | Cumulative Winter Peak Savings (MW) | Technical Potential | 0 | 0 | 0 | 0 | 0 | 0 | 0 | 0 | 0 | 0 | 0 | 0 | 0 | 0 | 0 | 0 | 0 | 0 | 0 | 0 | 0 | 0 | 0
F10_Industrial_Petroleum_New_Space Heating_Natural Gas_Building Automation System_A_Technical Potential | F10 | Industrial | Petroleum | New | Space Heating | Natural Gas | Building Automation System | A | Purchases (Incremental) | Technical Potential | 0 | 0 | 2.9727 | 10.3702 | 26.2557 | 57.0078 | 99.601 | 164.3822 | 252.7942 | 370.2766 | 497.1775 | 639.4692 | 776.3148 | 898.5037 | 951.7691 | 953.9306 | 888.5569 | 782.8076 | 622.8533 | 451.8813 | 301.5513 | 205.0191 | 0
F11_Industrial_Petroleum_New_Space Heating_Natural Gas_Building Automation System_A_Technical Potential | F11 | Industrial | Petroleum | New | Space Heating | Natural Gas | Building Automation System | A | Purchases (Cumulative) | Technical Potential | 0 | 0 | 2.9727 | 13.3429 | 39.5987 | 96.6065 | 196.2075 | 360.5897 | 613.384 | 983.6606 | 1480.8381 | 2120.3074 | 2896.6221 | 3795.1258 | 4746.8949 | 5700.8255 | 6589.3824 | 7369.2174 | 7981.7004 | 8407.3259 | 8651.8694 | 8757.2875 | 0
F1_Industrial_Petroleum_New_Space Heating_Natural Gas_Steam System Efficiency Improvements_A_Technical Potential | F1 | Industrial | Petroleum | New | Space Heating | Natural Gas | Steam System Efficiency Improvements | A | Integrated Unit Energy Savings (kWh or therms) | Technical Potential | 0 | 0 | 0.13214 | 0.12445 | 0.12121 | 0.11916 | 0.11797 | 0.11692 | 0.11596 | 0.11506 | 0.11416 | 0.11328 | 0.11241 | 0.11163 | 0.11082 | 0.11015 | 0.1096 | 0.10926 | 0.10894 | 0.1088 | 0.10876 | 0.10877 | 0
F2_Industrial_Petroleum_New_Space Heating_Natural Gas_Steam System Efficiency Improvements_A_Technical Potential | F2 | Industrial | Petroleum | New | Space Heating | Natural Gas | Steam System Efficiency Improvements | A | Integrated Unit Summer Peak Savings (kW) | Technical Potential | 0 | 0 | 0 | 0 | 0 | 0 | 0 | 0 | 0 | 0 | 0 | 0 | 0 | 0 | 0 | 0 | 0 | 0 | 0 | 0 | 0 | 0 | 0
F3_Industrial_Petroleum_New_Space Heating_Natural Gas_Steam System Efficiency Improvements_A_Technical Potential | F3 | Industrial | Petroleum | New | Space Heating | Natural Gas | Steam System Efficiency Improvements | A | Integrated Unit Winter Peak Savings (kW) | Technical Potential | 0 | 0 | 0 | 0 | 0 | 0 | 0 | 0 | 0 | 0 | 0 | 0 | 0 | 0 | 0 | 0 | 0 | 0 | 0 | 0 | 0 | 0 | 0
F4_Industrial_Petroleum_New_Space Heating_Natural Gas_Steam System Efficiency Improvements_A_Technical Potential | F4 | Industrial | Petroleum | New | Space Heating | Natural Gas | Steam System Efficiency Improvements | A | Incremental Energy Savings (MWh or mTherms) | Technical Potential | 0 | 0 | 5.7092e-06 | 1.8758e-05 | 4.6253e-05 | 9.8734e-05 | 0.00017078 | 0.00027933 | 0.00042607 | 0.00061919 | 0.00082492 | 0.0010528 | 0.0012684 | 0.0014578 | 0.001533 | 0.0015272 | 0.0014154 | 0.0012431 | 0.0014391 | 0.0015466 | 0.001598 | 0.0015622 | 0
F5_Industrial_Petroleum_New_Space Heating_Natural Gas_Steam System Efficiency Improvements_A_Technical Potential | F5 | Industrial | Petroleum | New | Space Heating | Natural Gas | Steam System Efficiency Improvements | A | Incremental Summer Peak Savings (MW) | Technical Potential | 0 | 0 | 0 | 0 | 0 | 0 | 0 | 0 | 0 | 0 | 0 | 0 | 0 | 0 | 0 | 0 | 0 | 0 | 0 | 0 | 0 | 0 | 0
F6_Industrial_Petroleum_New_Space Heating_Natural Gas_Steam System Efficiency Improvements_A_Technical Potential | F6 | Industrial | Petroleum | New | Space Heating | Natural Gas | Steam System Efficiency Improvements | A | Incremental Winter Peak Savings (MW) | Technical Potential | 0 | 0 | 0 | 0 | 0 | 0 | 0 | 0 | 0 | 0 | 0 | 0 | 0 | 0 | 0 | 0 | 0 | 0 | 0 | 0 | 0 | 0 | 0
F7_Industrial_Petroleum_New_Space Heating_Natural Gas_Steam System Efficiency Improvements_A_Technical Potential | F7 | Industrial | Petroleum | New | Space Heating | Natural Gas | Steam System Efficiency Improvements | A | Cumulative Energy Savings (MWh or mTherms) | Technical Potential | 0 | 0 | 5.7092e-06 | 2.4135e-05 | 6.9758e-05 | 0.00016732 | 0.00033643 | 0.00060769 | 0.0010113 | 0.0015787 | 0.0022967 | 0.0031678 | 0.0041434 | 0.0051622 | 0.0060613 | 0.0067561 | 0.0071191 | 0.0071026 | 0.007082 | 0.0070726 | 0.00707 | 0.0070708 | 0
F8_Industrial_Petroleum_New_Space Heating_Natural Gas_Steam System Efficiency Improvements_A_Technical Potential | F8 | Industrial | Petroleum | New | Space Heating | Natural Gas | Steam System Efficiency Improvements | A | Cumulative Summer Peak Savings (MW) | Technical Potential | 0 | 0 | 0 | 0 | 0 | 0 | 0 | 0 | 0 | 0 | 0 | 0 | 0 | 0 | 0 | 0 | 0 | 0 | 0 | 0 | 0 | 0 | 0
F9_Industrial_Petroleum_New_Space Heating_Natural Gas_Steam System Efficiency Improvements_A_Technical Potential | F9 | Industrial | Petroleum | New | Space Heating | Natural Gas | Steam System Efficiency Improvements | A | Cumulative Winter Peak Savings (MW) | Technical Potential | 0 | 0 | 0 | 0 | 0 | 0 | 0 | 0 | 0 | 0 | 0 | 0 | 0 | 0 | 0 | 0 | 0 | 0 | 0 | 0 | 0 | 0 | 0
F10_Industrial_Petroleum_New_Space Heating_Natural Gas_Steam System Efficiency Improvements_A_Technical Potential | F10 | Industrial | Petroleum | New | Space Heating | Natural Gas | Steam System Efficiency Improvements | A | Purchases (Incremental) | Technical Potential | 0 | 0 | 0.043205 | 0.15072 | 0.3816 | 0.82856 | 1.4476 | 2.3892 | 3.6741 | 5.3817 | 7.226 | 9.2941 | 11.2831 | 13.059 | 13.8331 | 13.8646 | 12.9144 | 11.3774 | 13.2097 | 14.2148 | 14.6931 | 14.362 | 0
F11_Industrial_Petroleum_New_Space Heating_Natural Gas_Steam System Efficiency Improvements_A_Technical Potential | F11 | Industrial | Petroleum | New | Space Heating | Natural Gas | Steam System Efficiency Improvements | A | Purchases (Cumulative) | Technical Potential | 0 | 0 | 0.043205 | 0.19393 | 0.57553 | 1.4041 | 2.8517 | 5.1977 | 8.7211 | 13.7211 | 20.1186 | 27.9651 | 36.8591 | 46.2439 | 54.6954 | 61.3339 | 64.9542 | 65.0053 | 65.0053 | 65.0053 | 65.0053 | 65.0053 | 0
F1_Industrial_Petroleum_New_Process_Natural Gas_Steam System Efficiency Improvements_A_Technical Potential | F1 | Industrial | Petroleum | New | Process | Natural Gas | Steam System Efficiency Improvements | A | Integrated Unit Energy Savings (kWh or therms) | Technical Potential | 0 | 0 | 0.70046 | 0.69917 | 0.69796 | 0.69686 | 0.69529 | 0.69413 | 0.69321 | 0.69257 | 0.69184 | 0.69137 | 0.69102 | 0.69091 | 0.69062 | 0.69055 | 0.69053 | 0.69074 | 0.69082 | 0.69104 | 0.69122 | 0.69138 | 0
F2_Industrial_Petroleum_New_Process_Natural Gas_Steam System Efficiency Improvements_A_Technical Potential | F2 | Industrial | Petroleum | New | Process | Natural Gas | Steam System Efficiency Improvements | A | Integrated Unit Summer Peak Savings (kW) | Technical Potential | 0 | 0 | 0 | 0 | 0 | 0 | 0 | 0 | 0 | 0 | 0 | 0 | 0 | 0 | 0 | 0 | 0 | 0 | 0 | 0 | 0 | 0 | 0
F3_Industrial_Petroleum_New_Process_Natural Gas_Steam System Efficiency Improvements_A_Technical Potential | F3 | Industrial | Petroleum | New | Process | Natural Gas | Steam System Efficiency Improvements | A | Integrated Unit Winter Peak Savings (kW) | Technical Potential | 0 | 0 | 0 | 0 | 0 | 0 | 0 | 0 | 0 | 0 | 0 | 0 | 0 | 0 | 0 | 0 | 0 | 0 | 0 | 0 | 0 | 0 | 0
F4_Industrial_Petroleum_New_Process_Natural Gas_Steam System Efficiency Improvements_A_Technical Potential | F4 | Industrial | Petroleum | New | Process | Natural Gas | Steam System Efficiency Improvements | A | Incremental Energy Savings (MWh or mTherms) | Technical Potential | 0 | 0 | 5.5374e-07 | 1.9282e-06 | 4.8733e-06 | 1.0565e-05 | 1.8416e-05 | 3.0344e-05 | 4.6602e-05 | 6.8197e-05 | 9.1473e-05 | 0.00011757 | 0.00014266 | 0.00016509 | 0.0001748 | 0.00017518 | 0.00016317 | 0.0001438 | 0.00016697 | 0.00017973 | 0.00018583 | 0.00018168 | 0
F5_Industrial_Petroleum_New_Process_Natural Gas_Steam System Efficiency Improvements_A_Technical Potential | F5 | Industrial | Petroleum | New | Process | Natural Gas | Steam System Efficiency Improvements | A | Incremental Summer Peak Savings (MW) | Technical Potential | 0 | 0 | 0 | 0 | 0 | 0 | 0 | 0 | 0 | 0 | 0 | 0 | 0 | 0 | 0 | 0 | 0 | 0 | 0 | 0 | 0 | 0 | 0
F6_Industrial_Petroleum_New_Process_Natural Gas_Steam System Efficiency Improvements_A_Technical Potential | F6 | Industrial | Petroleum | New | Process | Natural Gas | Steam System Efficiency Improvements | A | Incremental Winter Peak Savings (MW) | Technical Potential | 0 | 0 | 0 | 0 | 0 | 0 | 0 | 0 | 0 | 0 | 0 | 0 | 0 | 0 | 0 | 0 | 0 | 0 | 0 | 0 | 0 | 0 | 0
F7_Industrial_Petroleum_New_Process_Natural Gas_Steam System Efficiency Improvements_A_Technical Potential | F7 | Industrial | Petroleum | New | Process | Natural Gas | Steam System Efficiency Improvements | A | Cumulative Energy Savings (MWh or mTherms) | Technical Potential | 0 | 0 | 5.5374e-07 | 2.4809e-06 | 7.3499e-06 | 1.7903e-05 | 3.6279e-05 | 6.6014e-05 | 0.00011062 | 0.00017388 | 0.00025468 | 0.00035376 | 0.00046604 | 0.0005846 | 0.00069116 | 0.00077496 | 0.00082068 | 0.00082158 | 0.00082168 | 0.00082193 | 0.00082215 | 0.00082234 | 0
F8_Industrial_Petroleum_New_Process_Natural Gas_Steam System Efficiency Improvements_A_Technical Potential | F8 | Industrial | Petroleum | New | Process | Natural Gas | Steam System Efficiency Improvements | A | Cumulative Summer Peak Savings (MW) | Technical Potential | 0 | 0 | 0 | 0 | 0 | 0 | 0 | 0 | 0 | 0 | 0 | 0 | 0 | 0 | 0 | 0 | 0 | 0 | 0 | 0 | 0 | 0 | 0
F9_Industrial_Petroleum_New_Process_Natural Gas_Steam System Efficiency Improvements_A_Technical Potential | F9 | Industrial | Petroleum | New | Process | Natural Gas | Steam System Efficiency Improvements | A | Cumulative Winter Peak Savings (MW) | Technical Potential | 0 | 0 | 0 | 0 | 0 | 0 | 0 | 0 | 0 | 0 | 0 | 0 | 0 | 0 | 0 | 0 | 0 | 0 | 0 | 0 | 0 | 0 | 0
F10_Industrial_Petroleum_New_Process_Natural Gas_Steam System Efficiency Improvements_A_Technical Potential | F10 | Industrial | Petroleum | New | Process | Natural Gas | Steam System Efficiency Improvements | A | Purchases (Incremental) | Technical Potential | 0 | 0 | 0.00079054 | 0.0027578 | 0.0069823 | 0.01516 | 0.026487 | 0.043715 | 0.067227 | 0.098469 | 0.13222 | 0.17006 | 0.20645 | 0.23894 | 0.25311 | 0.25368 | 0.2363 | 0.20818 | 0.2417 | 0.26009 | 0.26884 | 0.26279 | 0
F11_Industrial_Petroleum_New_Process_Natural Gas_Steam System Efficiency Improvements_A_Technical Potential | F11 | Industrial | Petroleum | New | Process | Natural Gas | Steam System Efficiency Improvements | A | Purchases (Cumulative) | Technical Potential | 0 | 0 | 0.00079054 | 0.0035483 | 0.010531 | 0.025691 | 0.052178 | 0.095103 | 0.15957 | 0.25106 | 0.36811 | 0.51168 | 0.67442 | 0.84613 | 1.0008 | 1.1222 | 1.1885 | 1.1894 | 1.1894 | 1.1894 | 1.1894 | 1.1894 | 0
F1_Industrial_Petroleum_New_Space Heating_Natural Gas_Strategic Energy Management_A_Technical Potential | F1 | Industrial | Petroleum | New | Space Heating | Natural Gas | Strategic Energy Management | A | Integrated Unit Energy Savings (kWh or therms) | Technical Potential | 0 | 0 | 728.4457 | 687.5914 | 671.1798 | 661.4251 | 657.1195 | 653.3299 | 650.3055 | 647.6378 | 645.7015 | 643.9246 | 642.4109 | 641.0523 | 639.9904 | 638.9989 | 638.0968 | 637.3136 | 636.6461 | 635.866 | 635.1783 | 634.4315 | 0
F2_Industrial_Petroleum_New_Space Heating_Natural Gas_Strategic Energy Management_A_Technical Potential | F2 | Industrial | Petroleum | New | Space Heating | Natural Gas | Strategic Energy Management | A | Integrated Unit Summer Peak Savings (kW) | Technical Potential | 0 | 0 | 0 | 0 | 0 | 0 | 0 | 0 | 0 | 0 | 0 | 0 | 0 | 0 | 0 | 0 | 0 | 0 | 0 | 0 | 0 | 0 | 0
F3_Industrial_Petroleum_New_Space Heating_Natural Gas_Strategic Energy Management_A_Technical Potential | F3 | Industrial | Petroleum | New | Space Heating | Natural Gas | Strategic Energy Management | A | Integrated Unit Winter Peak Savings (kW) | Technical Potential | 0 | 0 | 0 | 0 | 0 | 0 | 0 | 0 | 0 | 0 | 0 | 0 | 0 | 0 | 0 | 0 | 0 | 0 | 0 | 0 | 0 | 0 | 0
F4_Industrial_Petroleum_New_Space Heating_Natural Gas_Strategic Energy Management_A_Technical Potential | F4 | Industrial | Petroleum | New | Space Heating | Natural Gas | Strategic Energy Management | A | Incremental Energy Savings (MWh or mTherms) | Technical Potential | 0 | 0 | 0.00026014 | 0.00042854 | 0.00059649 | 0.00078463 | 0.00089727 | 0.001028 | 0.0011568 | 0.0013017 | 0.0014089 | 0.0015325 | 0.0016544 | 0.0017961 | 0.0018915 | 0.002008 | 0.0021243 | 0.0022602 | 0.0023493 | 0.0024589 | 0.0027495 | 0.0029784 | 0
F5_Industrial_Petroleum_New_Space Heating_Natural Gas_Strategic Energy Management_A_Technical Potential | F5 | Industrial | Petroleum | New | Space Heating | Natural Gas | Strategic Energy Management | A | Incremental Summer Peak Savings (MW) | Technical Potential | 0 | 0 | 0 | 0 | 0 | 0 | 0 | 0 | 0 | 0 | 0 | 0 | 0 | 0 | 0 | 0 | 0 | 0 | 0 | 0 | 0 | 0 | 0
F6_Industrial_Petroleum_New_Space Heating_Natural Gas_Strategic Energy Management_A_Technical Potential | F6 | Industrial | Petroleum | New | Space Heating | Natural Gas | Strategic Energy Management | A | Incremental Winter Peak Savings (MW) | Technical Potential | 0 | 0 | 0 | 0 | 0 | 0 | 0 | 0 | 0 | 0 | 0 | 0 | 0 | 0 | 0 | 0 | 0 | 0 | 0 | 0 | 0 | 0 | 0
F7_Industrial_Petroleum_New_Space Heating_Natural Gas_Strategic Energy Management_A_Technical Potential | F7 | Industrial | Petroleum | New | Space Heating | Natural Gas | Strategic Energy Management | A | Cumulative Energy Savings (MWh or mTherms) | Technical Potential | 0 | 0 | 0.00026014 | 0.00067409 | 0.0012545 | 0.0020209 | 0.002905 | 0.0036829 | 0.0044174 | 0.0051254 | 0.0057531 | 0.0063905 | 0.007019 | 0.0076599 | 0.0082523 | 0.0088532 | 0.0094464 | 0.0098262 | 0.0099847 | 0.0099869 | 0.0099761 | 0.0099644 | 0
F8_Industrial_Petroleum_New_Space Heating_Natural Gas_Strategic Energy Management_A_Technical Potential | F8 | Industrial | Petroleum | New | Space Heating | Natural Gas | Strategic Energy Management | A | Cumulative Summer Peak Savings (MW) | Technical Potential | 0 | 0 | 0 | 0 | 0 | 0 | 0 | 0 | 0 | 0 | 0 | 0 | 0 | 0 | 0 | 0 | 0 | 0 | 0 | 0 | 0 | 0 | 0
F9_Industrial_Petroleum_New_Space Heating_Natural Gas_Strategic Energy Management_A_Technical Potential | F9 | Industrial | Petroleum | New | Space Heating | Natural Gas | Strategic Energy Management | A | Cumulative Winter Peak Savings (MW) | Technical Potential | 0 | 0 | 0 | 0 | 0 | 0 | 0 | 0 | 0 | 0 | 0 | 0 | 0 | 0 | 0 | 0 | 0 | 0 | 0 | 0 | 0 | 0 | 0
F10_Industrial_Petroleum_New_Space Heating_Natural Gas_Strategic Energy Management_A_Technical Potential | F10 | Industrial | Petroleum | New | Space Heating | Natural Gas | Strategic Energy Management | A | Purchases (Incremental) | Technical Potential | 0 | 0 | 0.00035712 | 0.00062325 | 0.00088872 | 0.0011863 | 0.0013655 | 0.0015735 | 0.0017789 | 0.0020099 | 0.002182 | 0.0023799 | 0.0025752 | 0.0028018 | 0.0029555 | 0.0031424 | 0.0033291 | 0.0035465 | 0.0036901 | 0.003867 | 0.0043287 | 0.0046946 | 0
F11_Industrial_Petroleum_New_Space Heating_Natural Gas_Strategic Energy Management_A_Technical Potential | F11 | Industrial | Petroleum | New | Space Heating | Natural Gas | Strategic Energy Management | A | Purchases (Cumulative) | Technical Potential | 0 | 0 | 0.00035712 | 0.00098037 | 0.0018691 | 0.0030553 | 0.0044208 | 0.0056372 | 0.0067928 | 0.007914 | 0.0089098 | 0.0099243 | 0.010926 | 0.011949 | 0.012894 | 0.013855 | 0.014804 | 0.015418 | 0.015683 | 0.015706 | 0.015706 | 0.015706 | 0
F1_Industrial_Petroleum_New_Process_Natural Gas_Strategic Energy Management_A_Technical Potential | F1 | Industrial | Petroleum | New | Process | Natural Gas | Strategic Energy Management | A | Integrated Unit Energy Savings (kWh or therms) | Technical Potential | 0 | 0 | 768.0402 | 767.4592 | 766.9061 | 766.415 | 765.7099 | 765.1278 | 764.6497 | 764.3119 | 763.9342 | 763.7067 | 763.5604 | 763.553 | 763.4696 | 763.493 | 763.5353 | 763.6286 | 763.6627 | 763.7324 | 763.7823 | 763.8204 | 0
F2_Industrial_Petroleum_New_Process_Natural Gas_Strategic Energy Management_A_Technical Potential | F2 | Industrial | Petroleum | New | Process | Natural Gas | Strategic Energy Management | A | Integrated Unit Summer Peak Savings (kW) | Technical Potential | 0 | 0 | 0 | 0 | 0 | 0 | 0 | 0 | 0 | 0 | 0 | 0 | 0 | 0 | 0 | 0 | 0 | 0 | 0 | 0 | 0 | 0 | 0
F3_Industrial_Petroleum_New_Process_Natural Gas_Strategic Energy Management_A_Technical Potential | F3 | Industrial | Petroleum | New | Process | Natural Gas | Strategic Energy Management | A | Integrated Unit Winter Peak Savings (kW) | Technical Potential | 0 | 0 | 0 | 0 | 0 | 0 | 0 | 0 | 0 | 0 | 0 | 0 | 0 | 0 | 0 | 0 | 0 | 0 | 0 | 0 | 0 | 0 | 0
F4_Industrial_Petroleum_New_Process_Natural Gas_Strategic Energy Management_A_Technical Potential | F4 | Industrial | Petroleum | New | Process | Natural Gas | Strategic Energy Management | A | Incremental Energy Savings (MWh or mTherms) | Technical Potential | 0 | 0 | 0.07103 | 0.12387 | 0.1765 | 0.23544 | 0.27076 | 0.31177 | 0.35225 | 0.39783 | 0.43167 | 0.47069 | 0.50921 | 0.554 | 0.58434 | 0.62131 | 0.65827 | 0.70133 | 0.72976 | 0.76482 | 0.85618 | 0.9286 | 0
F5_Industrial_Petroleum_New_Process_Natural Gas_Strategic Energy Management_A_Technical Potential | F5 | Industrial | Petroleum | New | Process | Natural Gas | Strategic Energy Management | A | Incremental Summer Peak Savings (MW) | Technical Potential | 0 | 0 | 0 | 0 | 0 | 0 | 0 | 0 | 0 | 0 | 0 | 0 | 0 | 0 | 0 | 0 | 0 | 0 | 0 | 0 | 0 | 0 | 0
F6_Industrial_Petroleum_New_Process_Natural Gas_Strategic Energy Management_A_Technical Potential | F6 | Industrial | Petroleum | New | Process | Natural Gas | Strategic Energy Management | A | Incremental Winter Peak Savings (MW) | Technical Potential | 0 | 0 | 0 | 0 | 0 | 0 | 0 | 0 | 0 | 0 | 0 | 0 | 0 | 0 | 0 | 0 | 0 | 0 | 0 | 0 | 0 | 0 | 0
F7_Industrial_Petroleum_New_Process_Natural Gas_Strategic Energy Management_A_Technical Potential | F7 | Industrial | Petroleum | New | Process | Natural Gas | Strategic Energy Management | A | Cumulative Energy Savings (MWh or mTherms) | Technical Potential | 0 | 0 | 0.07103 | 0.19484 | 0.3712 | 0.60641 | 0.87661 | 1.117 | 1.3451 | 1.5664 | 1.7626 | 1.9628 | 2.1605 | 2.3627 | 2.5494 | 2.7394 | 2.9272 | 3.049 | 3.1016 | 3.1063 | 3.1065 | 3.1067 | 0
F8_Industrial_Petroleum_New_Process_Natural Gas_Strategic Energy Management_A_Technical Potential | F8 | Industrial | Petroleum | New | Process | Natural Gas | Strategic Energy Management | A | Cumulative Summer Peak Savings (MW) | Technical Potential | 0 | 0 | 0 | 0 | 0 | 0 | 0 | 0 | 0 | 0 | 0 | 0 | 0 | 0 | 0 | 0 | 0 | 0 | 0 | 0 | 0 | 0 | 0
F9_Industrial_Petroleum_New_Process_Natural Gas_Strategic Energy Management_A_Technical Potential | F9 | Industrial | Petroleum | New | Process | Natural Gas | Strategic Energy Management | A | Cumulative Winter Peak Savings (MW) | Technical Potential | 0 | 0 | 0 | 0 | 0 | 0 | 0 | 0 | 0 | 0 | 0 | 0 | 0 | 0 | 0 | 0 | 0 | 0 | 0 | 0 | 0 | 0 | 0
F10_Industrial_Petroleum_New_Process_Natural Gas_Strategic Energy Management_A_Technical Potential | F10 | Industrial | Petroleum | New | Process | Natural Gas | Strategic Energy Management | A | Purchases (Incremental) | Technical Potential | 0 | 0 | 0.092482 | 0.1614 | 0.23015 | 0.3072 | 0.35361 | 0.40748 | 0.46067 | 0.5205 | 0.56507 | 0.61632 | 0.66689 | 0.72556 | 0.76538 | 0.81377 | 0.86213 | 0.91842 | 0.9556 | 1.0014 | 1.121 | 1.2157 | 0
F11_Industrial_Petroleum_New_Process_Natural Gas_Strategic Energy Management_A_Technical Potential | F11 | Industrial | Petroleum | New | Process | Natural Gas | Strategic Energy Management | A | Purchases (Cumulative) | Technical Potential | 0 | 0 | 0.092482 | 0.25388 | 0.48403 | 0.79123 | 1.1448 | 1.4598 | 1.7591 | 2.0495 | 2.3073 | 2.57 | 2.8295 | 3.0943 | 3.3392 | 3.5879 | 3.8337 | 3.9928 | 4.0614 | 4.0673 | 4.0673 | 4.0673 | 0
F1_Industrial_Petroleum_New_Miscellaneous_Natural Gas_Strategic Energy Management_A_Technical Potential | F1 | Industrial | Petroleum | New | Miscellaneous | Natural Gas | Strategic Energy Management | A | Integrated Unit Energy Savings (kWh or therms) | Technical Potential | 0 | 0 | 160.7723 | 160.7723 | 160.7723 | 160.7723 | 160.7723 | 160.7723 | 160.7723 | 160.7723 | 160.7723 | 160.7723 | 160.7723 | 160.7723 | 160.7723 | 160.7723 | 160.7723 | 160.7723 | 160.7723 | 160.7723 | 160.7723 | 160.7723 | 0
F2_Industrial_Petroleum_New_Miscellaneous_Natural Gas_Strategic Energy Management_A_Technical Potential | F2 | Industrial | Petroleum | New | Miscellaneous | Natural Gas | Strategic Energy Management | A | Integrated Unit Summer Peak Savings (kW) | Technical Potential | 0 | 0 | 0 | 0 | 0 | 0 | 0 | 0 | 0 | 0 | 0 | 0 | 0 | 0 | 0 | 0 | 0 | 0 | 0 | 0 | 0 | 0 | 0
F3_Industrial_Petroleum_New_Miscellaneous_Natural Gas_Strategic Energy Management_A_Technical Potential | F3 | Industrial | Petroleum | New | Miscellaneous | Natural Gas | Strategic Energy Management | A | Integrated Unit Winter Peak Savings (kW) | Technical Potential | 0 | 0 | 0 | 0 | 0 | 0 | 0 | 0 | 0 | 0 | 0 | 0 | 0 | 0 | 0 | 0 | 0 | 0 | 0 | 0 | 0 | 0 | 0
F4_Industrial_Petroleum_New_Miscellaneous_Natural Gas_Strategic Energy Management_A_Technical Potential | F4 | Industrial | Petroleum | New | Miscellaneous | Natural Gas | Strategic Energy Management | A | Incremental Energy Savings (MWh or mTherms) | Technical Potential | 0 | 0 | 0.0037171 | 0.0064871 | 0.0092503 | 0.012347 | 0.014213 | 0.016378 | 0.018516 | 0.020921 | 0.022712 | 0.024772 | 0.026805 | 0.029163 | 0.030763 | 0.032708 | 0.034652 | 0.036914 | 0.038409 | 0.04025 | 0.045055 | 0.048864 | 0
F5_Industrial_Petroleum_New_Miscellaneous_Natural Gas_Strategic Energy Management_A_Technical Potential | F5 | Industrial | Petroleum | New | Miscellaneous | Natural Gas | Strategic Energy Management | A | Incremental Summer Peak Savings (MW) | Technical Potential | 0 | 0 | 0 | 0 | 0 | 0 | 0 | 0 | 0 | 0 | 0 | 0 | 0 | 0 | 0 | 0 | 0 | 0 | 0 | 0 | 0 | 0 | 0
F6_Industrial_Petroleum_New_Miscellaneous_Natural Gas_Strategic Energy Management_A_Technical Potential | F6 | Industrial | Petroleum | New | Miscellaneous | Natural Gas | Strategic Energy Management | A | Incremental Winter Peak Savings (MW) | Technical Potential | 0 | 0 | 0 | 0 | 0 | 0 | 0 | 0 | 0 | 0 | 0 | 0 | 0 | 0 | 0 | 0 | 0 | 0 | 0 | 0 | 0 | 0 | 0
F7_Industrial_Petroleum_New_Miscellaneous_Natural Gas_Strategic Energy Management_A_Technical Potential | F7 | Industrial | Petroleum | New | Miscellaneous | Natural Gas | Strategic Energy Management | A | Cumulative Energy Savings (MWh or mTherms) | Technical Potential | 0 | 0 | 0.0037171 | 0.010204 | 0.019455 | 0.031802 | 0.046015 | 0.058675 | 0.070704 | 0.082374 | 0.092739 | 0.1033 | 0.11372 | 0.12437 | 0.13421 | 0.14421 | 0.15409 | 0.16048 | 0.16324 | 0.16348 | 0.16348 | 0.16348 | 0
F8_Industrial_Petroleum_New_Miscellaneous_Natural Gas_Strategic Energy Management_A_Technical Potential | F8 | Industrial | Petroleum | New | Miscellaneous | Natural Gas | Strategic Energy Management | A | Cumulative Summer Peak Savings (MW) | Technical Potential | 0 | 0 | 0 | 0 | 0 | 0 | 0 | 0 | 0 | 0 | 0 | 0 | 0 | 0 | 0 | 0 | 0 | 0 | 0 | 0 | 0 | 0 | 0
F9_Industrial_Petroleum_New_Miscellaneous_Natural Gas_Strategic Energy Management_A_Technical Potential | F9 | Industrial | Petroleum | New | Miscellaneous | Natural Gas | Strategic Energy Management | A | Cumulative Winter Peak Savings (MW) | Technical Potential | 0 | 0 | 0 | 0 | 0 | 0 | 0 | 0 | 0 | 0 | 0 | 0 | 0 | 0 | 0 | 0 | 0 | 0 | 0 | 0 | 0 | 0 | 0
F10_Industrial_Petroleum_New_Miscellaneous_Natural Gas_Strategic Energy Management_A_Technical Potential | F10 | Industrial | Petroleum | New | Miscellaneous | Natural Gas | Strategic Energy Management | A | Purchases (Incremental) | Technical Potential | 0 | 0 | 0.023121 | 0.04035 | 0.057537 | 0.0768 | 0.088402 | 0.10187 | 0.11517 | 0.13013 | 0.14127 | 0.15408 | 0.16672 | 0.18139 | 0.19134 | 0.20344 | 0.21553 | 0.22961 | 0.2389 | 0.25036 | 0.28024 | 0.30393 | 0
F11_Industrial_Petroleum_New_Miscellaneous_Natural Gas_Strategic Energy Management_A_Technical Potential | F11 | Industrial | Petroleum | New | Miscellaneous | Natural Gas | Strategic Energy Management | A | Purchases (Cumulative) | Technical Potential | 0 | 0 | 0.023121 | 0.06347 | 0.12101 | 0.19781 | 0.28621 | 0.36496 | 0.43978 | 0.51237 | 0.57683 | 0.64251 | 0.70736 | 0.77359 | 0.83481 | 0.89698 | 0.95843 | 0.99819 | 1.0154 | 1.0168 | 1.0168 | 1.0168 | 0
F1_Industrial_Petroleum_New_Space Heating_Natural Gas_Commissioning_A_Technical Potential | F1 | Industrial | Petroleum | New | Space Heating | Natural Gas | Commissioning | A | Integrated Unit Energy Savings (kWh or therms) | Technical Potential | 0 | 0 | 15.7221 | 14.8527 | 14.5099 | 14.3096 | 14.2314 | 14.1631 | 14.1114 | 14.0659 | 14.0384 | 14.0116 | 13.9893 | 13.9672 | 13.9542 | 13.9401 | 13.9276 | 13.9147 | 13.9071 | 13.8945 | 13.8834 | 13.8708 | 0
F2_Industrial_Petroleum_New_Space Heating_Natural Gas_Commissioning_A_Technical Potential | F2 | Industrial | Petroleum | New | Space Heating | Natural Gas | Commissioning | A | Integrated Unit Summer Peak Savings (kW) | Technical Potential | 0 | 0 | 0 | 0 | 0 | 0 | 0 | 0 | 0 | 0 | 0 | 0 | 0 | 0 | 0 | 0 | 0 | 0 | 0 | 0 | 0 | 0 | 0
F3_Industrial_Petroleum_New_Space Heating_Natural Gas_Commissioning_A_Technical Potential | F3 | Industrial | Petroleum | New | Space Heating | Natural Gas | Commissioning | A | Integrated Unit Winter Peak Savings (kW) | Technical Potential | 0 | 0 | 0 | 0 | 0 | 0 | 0 | 0 | 0 | 0 | 0 | 0 | 0 | 0 | 0 | 0 | 0 | 0 | 0 | 0 | 0 | 0 | 0
F4_Industrial_Petroleum_New_Space Heating_Natural Gas_Commissioning_A_Technical Potential | F4 | Industrial | Petroleum | New | Space Heating | Natural Gas | Commissioning | A | Incremental Energy Savings (MWh or mTherms) | Technical Potential | 0 | 0 | 0 | 0 | 0 | 0 | 0 | 0 | 0 | 0 | 0 | 0 | 0 | 0 | 0 | 0 | 0 | 0 | 0 | 0 | 0 | 0 | 0
F5_Industrial_Petroleum_New_Space Heating_Natural Gas_Commissioning_A_Technical Potential | F5 | Industrial | Petroleum | New | Space Heating | Natural Gas | Commissioning | A | Incremental Summer Peak Savings (MW) | Technical Potential | 0 | 0 | 0 | 0 | 0 | 0 | 0 | 0 | 0 | 0 | 0 | 0 | 0 | 0 | 0 | 0 | 0 | 0 | 0 | 0 | 0 | 0 | 0
F6_Industrial_Petroleum_New_Space Heating_Natural Gas_Commissioning_A_Technical Potential | F6 | Industrial | Petroleum | New | Space Heating | Natural Gas | Commissioning | A | Incremental Winter Peak Savings (MW) | Technical Potential | 0 | 0 | 0 | 0 | 0 | 0 | 0 | 0 | 0 | 0 | 0 | 0 | 0 | 0 | 0 | 0 | 0 | 0 | 0 | 0 | 0 | 0 | 0
F7_Industrial_Petroleum_New_Space Heating_Natural Gas_Commissioning_A_Technical Potential | F7 | Industrial | Petroleum | New | Space Heating | Natural Gas | Commissioning | A | Cumulative Energy Savings (MWh or mTherms) | Technical Potential | 0 | 0 | 0 | 0 | 0 | 0 | 0 | 0 | 0 | 0 | 0 | 0 | 0 | 0 | 0 | 0 | 0 | 0 | 0 | 0 | 0 | 0 | 0
F8_Industrial_Petroleum_New_Space Heating_Natural Gas_Commissioning_A_Technical Potential | F8 | Industrial | Petroleum | New | Space Heating | Natural Gas | Commissioning | A | Cumulative Summer Peak Savings (MW) | Technical Potential | 0 | 0 | 0 | 0 | 0 | 0 | 0 | 0 | 0 | 0 | 0 | 0 | 0 | 0 | 0 | 0 | 0 | 0 | 0 | 0 | 0 | 0 | 0
F9_Industrial_Petroleum_New_Space Heating_Natural Gas_Commissioning_A_Technical Potential | F9 | Industrial | Petroleum | New | Space Heating | Natural Gas | Commissioning | A | Cumulative Winter Peak Savings (MW) | Technical Potential | 0 | 0 | 0 | 0 | 0 | 0 | 0 | 0 | 0 | 0 | 0 | 0 | 0 | 0 | 0 | 0 | 0 | 0 | 0 | 0 | 0 | 0 | 0
F10_Industrial_Petroleum_New_Space Heating_Natural Gas_Commissioning_A_Technical Potential | F10 | Industrial | Petroleum | New | Space Heating | Natural Gas | Commissioning | A | Purchases (Incremental) | Technical Potential | 0 | 0 | 0 | 0 | 0 | 0 | 0 | 0 | 0 | 0 | 0 | 0 | 0 | 0 | 0 | 0 | 0 | 0 | 0 | 0 | 0 | 0 | 0
F11_Industrial_Petroleum_New_Space Heating_Natural Gas_Commissioning_A_Technical Potential | F11 | Industrial | Petroleum | New | Space Heating | Natural Gas | Commissioning | A | Purchases (Cumulative) | Technical Potential | 0 | 0 | 0 | 0 | 0 | 0 | 0 | 0 | 0 | 0 | 0 | 0 | 0 | 0 | 0 | 0 | 0 | 0 | 0 | 0 | 0 | 0 | 0
F1_Industrial_Petroleum_New_Process_Natural Gas_Commissioning_A_Technical Potential | F1 | Industrial | Petroleum | New | Process | Natural Gas | Commissioning | A | Integrated Unit Energy Savings (kWh or therms) | Technical Potential | 0 | 0 | 4292.3343 | 4292.3343 | 4292.3343 | 4292.3343 | 4292.3343 | 4292.3343 | 4292.3343 | 4292.3343 | 4292.3343 | 4292.3343 | 4292.3343 | 4292.3343 | 4292.3343 | 4292.3343 | 4292.3343 | 4292.3343 | 4292.3343 | 4292.3343 | 4292.3343 | 4292.3343 | 0
F2_Industrial_Petroleum_New_Process_Natural Gas_Commissioning_A_Technical Potential | F2 | Industrial | Petroleum | New | Process | Natural Gas | Commissioning | A | Integrated Unit Summer Peak Savings (kW) | Technical Potential | 0 | 0 | 0 | 0 | 0 | 0 | 0 | 0 | 0 | 0 | 0 | 0 | 0 | 0 | 0 | 0 | 0 | 0 | 0 | 0 | 0 | 0 | 0
F3_Industrial_Petroleum_New_Process_Natural Gas_Commissioning_A_Technical Potential | F3 | Industrial | Petroleum | New | Process | Natural Gas | Commissioning | A | Integrated Unit Winter Peak Savings (kW) | Technical Potential | 0 | 0 | 0 | 0 | 0 | 0 | 0 | 0 | 0 | 0 | 0 | 0 | 0 | 0 | 0 | 0 | 0 | 0 | 0 | 0 | 0 | 0 | 0
F4_Industrial_Petroleum_New_Process_Natural Gas_Commissioning_A_Technical Potential | F4 | Industrial | Petroleum | New | Process | Natural Gas | Commissioning | A | Incremental Energy Savings (MWh or mTherms) | Technical Potential | 0 | 0 | 0 | 0 | 0 | 0 | 0 | 0 | 0 | 0 | 0 | 0 | 0 | 0 | 0 | 0 | 0 | 0 | 0 | 0 | 0 | 0 | 0
F5_Industrial_Petroleum_New_Process_Natural Gas_Commissioning_A_Technical Potential | F5 | Industrial | Petroleum | New | Process | Natural Gas | Commissioning | A | Incremental Summer Peak Savings (MW) | Technical Potential | 0 | 0 | 0 | 0 | 0 | 0 | 0 | 0 | 0 | 0 | 0 | 0 | 0 | 0 | 0 | 0 | 0 | 0 | 0 | 0 | 0 | 0 | 0
F6_Industrial_Petroleum_New_Process_Natural Gas_Commissioning_A_Technical Potential | F6 | Industrial | Petroleum | New | Process | Natural Gas | Commissioning | A | Incremental Winter Peak Savings (MW) | Technical Potential | 0 | 0 | 0 | 0 | 0 | 0 | 0 | 0 | 0 | 0 | 0 | 0 | 0 | 0 | 0 | 0 | 0 | 0 | 0 | 0 | 0 | 0 | 0
F7_Industrial_Petroleum_New_Process_Natural Gas_Commissioning_A_Technical Potential | F7 | Industrial | Petroleum | New | Process | Natural Gas | Commissioning | A | Cumulative Energy Savings (MWh or mTherms) | Technical Potential | 0 | 0 | 0 | 0 | 0 | 0 | 0 | 0 | 0 | 0 | 0 | 0 | 0 | 0 | 0 | 0 | 0 | 0 | 0 | 0 | 0 | 0 | 0
F8_Industrial_Petroleum_New_Process_Natural Gas_Commissioning_A_Technical Potential | F8 | Industrial | Petroleum | New | Process | Natural Gas | Commissioning | A | Cumulative Summer Peak Savings (MW) | Technical Potential | 0 | 0 | 0 | 0 | 0 | 0 | 0 | 0 | 0 | 0 | 0 | 0 | 0 | 0 | 0 | 0 | 0 | 0 | 0 | 0 | 0 | 0 | 0
F9_Industrial_Petroleum_New_Process_Natural Gas_Commissioning_A_Technical Potential | F9 | Industrial | Petroleum | New | Process | Natural Gas | Commissioning | A | Cumulative Winter Peak Savings (MW) | Technical Potential | 0 | 0 | 0 | 0 | 0 | 0 | 0 | 0 | 0 | 0 | 0 | 0 | 0 | 0 | 0 | 0 | 0 | 0 | 0 | 0 | 0 | 0 | 0
F10_Industrial_Petroleum_New_Process_Natural Gas_Commissioning_A_Technical Potential | F10 | Industrial | Petroleum | New | Process | Natural Gas | Commissioning | A | Purchases (Incremental) | Technical Potential | 0 | 0 | 0 | 0 | 0 | 0 | 0 | 0 | 0 | 0 | 0 | 0 | 0 | 0 | 0 | 0 | 0 | 0 | 0 | 0 | 0 | 0 | 0
F11_Industrial_Petroleum_New_Process_Natural Gas_Commissioning_A_Technical Potential | F11 | Industrial | Petroleum | New | Process | Natural Gas | Commissioning | A | Purchases (Cumulative) | Technical Potential | 0 | 0 | 0 | 0 | 0 | 0 | 0 | 0 | 0 | 0 | 0 | 0 | 0 | 0 | 0 | 0 | 0 | 0 | 0 | 0 | 0 | 0 | 0
F1_Industrial_Petroleum_New_Space Heating_Natural Gas_Retrocommissioning_A_Technical Potential | F1 | Industrial | Petroleum | New | Space Heating | Natural Gas | Retrocommissioning | A | Integrated Unit Energy Savings (kWh or therms) | Technical Potential | 0 | 0 | 0 | 0 | 0 | 0 | 0 | 0 | 0 | 0 | 0 | 0 | 0 | 0 | 0 | 0 | 0 | 0 | 0 | 0 | 0 | 0 | 0
F2_Industrial_Petroleum_New_Space Heating_Natural Gas_Retrocommissioning_A_Technical Potential | F2 | Industrial | Petroleum | New | Space Heating | Natural Gas | Retrocommissioning | A | Integrated Unit Summer Peak Savings (kW) | Technical Potential | 0 | 0 | 0 | 0 | 0 | 0 | 0 | 0 | 0 | 0 | 0 | 0 | 0 | 0 | 0 | 0 | 0 | 0 | 0 | 0 | 0 | 0 | 0
F3_Industrial_Petroleum_New_Space Heating_Natural Gas_Retrocommissioning_A_Technical Potential | F3 | Industrial | Petroleum | New | Space Heating | Natural Gas | Retrocommissioning | A | Integrated Unit Winter Peak Savings (kW) | Technical Potential | 0 | 0 | 0 | 0 | 0 | 0 | 0 | 0 | 0 | 0 | 0 | 0 | 0 | 0 | 0 | 0 | 0 | 0 | 0 | 0 | 0 | 0 | 0
F4_Industrial_Petroleum_New_Space Heating_Natural Gas_Retrocommissioning_A_Technical Potential | F4 | Industrial | Petroleum | New | Space Heating | Natural Gas | Retrocommissioning | A | Incremental Energy Savings (MWh or mTherms) | Technical Potential | 0 | 0 | 0 | 0 | 0 | 0 | 0 | 0 | 0 | 0 | 0 | 0 | 0 | 0 | 0 | 0 | 0 | 0 | 0 | 0 | 0 | 0 | 0
F5_Industrial_Petroleum_New_Space Heating_Natural Gas_Retrocommissioning_A_Technical Potential | F5 | Industrial | Petroleum | New | Space Heating | Natural Gas | Retrocommissioning | A | Incremental Summer Peak Savings (MW) | Technical Potential | 0 | 0 | 0 | 0 | 0 | 0 | 0 | 0 | 0 | 0 | 0 | 0 | 0 | 0 | 0 | 0 | 0 | 0 | 0 | 0 | 0 | 0 | 0
F6_Industrial_Petroleum_New_Space Heating_Natural Gas_Retrocommissioning_A_Technical Potential | F6 | Industrial | Petroleum | New | Space Heating | Natural Gas | Retrocommissioning | A | Incremental Winter Peak Savings (MW) | Technical Potential | 0 | 0 | 0 | 0 | 0 | 0 | 0 | 0 | 0 | 0 | 0 | 0 | 0 | 0 | 0 | 0 | 0 | 0 | 0 | 0 | 0 | 0 | 0
F7_Industrial_Petroleum_New_Space Heating_Natural Gas_Retrocommissioning_A_Technical Potential | F7 | Industrial | Petroleum | New | Space Heating | Natural Gas | Retrocommissioning | A | Cumulative Energy Savings (MWh or mTherms) | Technical Potential | 0 | 0 | 0 | 0 | 0 | 0 | 0 | 0 | 0 | 0 | 0 | 0 | 0 | 0 | 0 | 0 | 0 | 0 | 0 | 0 | 0 | 0 | 0
F8_Industrial_Petroleum_New_Space Heating_Natural Gas_Retrocommissioning_A_Technical Potential | F8 | Industrial | Petroleum | New | Space Heating | Natural Gas | Retrocommissioning | A | Cumulative Summer Peak Savings (MW) | Technical Potential | 0 | 0 | 0 | 0 | 0 | 0 | 0 | 0 | 0 | 0 | 0 | 0 | 0 | 0 | 0 | 0 | 0 | 0 | 0 | 0 | 0 | 0 | 0
F9_Industrial_Petroleum_New_Space Heating_Natural Gas_Retrocommissioning_A_Technical Potential | F9 | Industrial | Petroleum | New | Space Heating | Natural Gas | Retrocommissioning | A | Cumulative Winter Peak Savings (MW) | Technical Potential | 0 | 0 | 0 | 0 | 0 | 0 | 0 | 0 | 0 | 0 | 0 | 0 | 0 | 0 | 0 | 0 | 0 | 0 | 0 | 0 | 0 | 0 | 0
F10_Industrial_Petroleum_New_Space Heating_Natural Gas_Retrocommissioning_A_Technical Potential | F10 | Industrial | Petroleum | New | Space Heating | Natural Gas | Retrocommissioning | A | Purchases (Incremental) | Technical Potential | 0 | 0 | 0 | 0 | 0 | 0 | 0 | 0 | 0 | 0 | 0 | 0 | 0 | 0 | 0 | 0 | 0 | 0 | 0 | 0 | 0 | 0 | 0
F11_Industrial_Petroleum_New_Space Heating_Natural Gas_Retrocommissioning_A_Technical Potential | F11 | Industrial | Petroleum | New | Space Heating | Natural Gas | Retrocommissioning | A | Purchases (Cumulative) | Technical Potential | 0 | 0 | 0 | 0 | 0 | 0 | 0 | 0 | 0 | 0 | 0 | 0 | 0 | 0 | 0 | 0 | 0 | 0 | 0 | 0 | 0 | 0 | 0
F1_Industrial_Petroleum_New_Process_Natural Gas_Retrocommissioning_A_Technical Potential | F1 | Industrial | Petroleum | New | Process | Natural Gas | Retrocommissioning | A | Integrated Unit Energy Savings (kWh or therms) | Technical Potential | 0 | 0 | 0 | 0 | 0 | 0 | 0 | 0 | 0 | 0 | 0 | 0 | 0 | 0 | 0 | 0 | 0 | 0 | 0 | 0 | 0 | 0 | 0
F2_Industrial_Petroleum_New_Process_Natural Gas_Retrocommissioning_A_Technical Potential | F2 | Industrial | Petroleum | New | Process | Natural Gas | Retrocommissioning | A | Integrated Unit Summer Peak Savings (kW) | Technical Potential | 0 | 0 | 0 | 0 | 0 | 0 | 0 | 0 | 0 | 0 | 0 | 0 | 0 | 0 | 0 | 0 | 0 | 0 | 0 | 0 | 0 | 0 | 0
F3_Industrial_Petroleum_New_Process_Natural Gas_Retrocommissioning_A_Technical Potential | F3 | Industrial | Petroleum | New | Process | Natural Gas | Retrocommissioning | A | Integrated Unit Winter Peak Savings (kW) | Technical Potential | 0 | 0 | 0 | 0 | 0 | 0 | 0 | 0 | 0 | 0 | 0 | 0 | 0 | 0 | 0 | 0 | 0 | 0 | 0 | 0 | 0 | 0 | 0
F4_Industrial_Petroleum_New_Process_Natural Gas_Retrocommissioning_A_Technical Potential | F4 | Industrial | Petroleum | New | Process | Natural Gas | Retrocommissioning | A | Incremental Energy Savings (MWh or mTherms) | Technical Potential | 0 | 0 | 0 | 0 | 0 | 0 | 0 | 0 | 0 | 0 | 0 | 0 | 0 | 0 | 0 | 0 | 0 | 0 | 0 | 0 | 0 | 0 | 0
F5_Industrial_Petroleum_New_Process_Natural Gas_Retrocommissioning_A_Technical Potential | F5 | Industrial | Petroleum | New | Process | Natural Gas | Retrocommissioning | A | Incremental Summer Peak Savings (MW) | Technical Potential | 0 | 0 | 0 | 0 | 0 | 0 | 0 | 0 | 0 | 0 | 0 | 0 | 0 | 0 | 0 | 0 | 0 | 0 | 0 | 0 | 0 | 0 | 0
F6_Industrial_Petroleum_New_Process_Natural Gas_Retrocommissioning_A_Technical Potential | F6 | Industrial | Petroleum | New | Process | Natural Gas | Retrocommissioning | A | Incremental Winter Peak Savings (MW) | Technical Potential | 0 | 0 | 0 | 0 | 0 | 0 | 0 | 0 | 0 | 0 | 0 | 0 | 0 | 0 | 0 | 0 | 0 | 0 | 0 | 0 | 0 | 0 | 0
F7_Industrial_Petroleum_New_Process_Natural Gas_Retrocommissioning_A_Technical Potential | F7 | Industrial | Petroleum | New | Process | Natural Gas | Retrocommissioning | A | Cumulative Energy Savings (MWh or mTherms) | Technical Potential | 0 | 0 | 0 | 0 | 0 | 0 | 0 | 0 | 0 | 0 | 0 | 0 | 0 | 0 | 0 | 0 | 0 | 0 | 0 | 0 | 0 | 0 | 0
F8_Industrial_Petroleum_New_Process_Natural Gas_Retrocommissioning_A_Technical Potential | F8 | Industrial | Petroleum | New | Process | Natural Gas | Retrocommissioning | A | Cumulative Summer Peak Savings (MW) | Technical Potential | 0 | 0 | 0 | 0 | 0 | 0 | 0 | 0 | 0 | 0 | 0 | 0 | 0 | 0 | 0 | 0 | 0 | 0 | 0 | 0 | 0 | 0 | 0
F9_Industrial_Petroleum_New_Process_Natural Gas_Retrocommissioning_A_Technical Potential | F9 | Industrial | Petroleum | New | Process | Natural Gas | Retrocommissioning | A | Cumulative Winter Peak Savings (MW) | Technical Potential | 0 | 0 | 0 | 0 | 0 | 0 | 0 | 0 | 0 | 0 | 0 | 0 | 0 | 0 | 0 | 0 | 0 | 0 | 0 | 0 | 0 | 0 | 0
F10_Industrial_Petroleum_New_Process_Natural Gas_Retrocommissioning_A_Technical Potential | F10 | Industrial | Petroleum | New | Process | Natural Gas | Retrocommissioning | A | Purchases (Incremental) | Technical Potential | 0 | 0 | 0 | 0 | 0 | 0 | 0 | 0 | 0 | 0 | 0 | 0 | 0 | 0 | 0 | 0 | 0 | 0 | 0 | 0 | 0 | 0 | 0
F11_Industrial_Petroleum_New_Process_Natural Gas_Retrocommissioning_A_Technical Potential | F11 | Industrial | Petroleum | New | Process | Natural Gas | Retrocommissioning | A | Purchases (Cumulative) | Technical Potential | 0 | 0 | 0 | 0 | 0 | 0 | 0 | 0 | 0 | 0 | 0 | 0 | 0 | 0 | 0 | 0 | 0 | 0 | 0 | 0 | 0 | 0 | 0
F1_Industrial_Paper and Printing_Existing_Space Heating_Natural Gas_Insulation - Roof/Ceiling_A_Technical Potential | F1 | Industrial | Paper and Printing | Existing | Space Heating | Natural Gas | Insulation - Roof/Ceiling | A | Integrated Unit Energy Savings (kWh or therms) | Technical Potential | 0 | 0 | 0.082692 | 0.082116 | 0.081496 | 0.080819 | 0.080075 | 0.079253 | 0.078345 | 0.077343 | 0.076253 | 0.075083 | 0.073853 | 0.072582 | 0.071311 | 0.070065 | 0.068868 | 0.067777 | 0.066795 | 0.065914 | 0.065119 | 0.064386 | 0
F2_Industrial_Paper and Printing_Existing_Space Heating_Natural Gas_Insulation - Roof/Ceiling_A_Technical Potential | F2 | Industrial | Paper and Printing | Existing | Space Heating | Natural Gas | Insulation - Roof/Ceiling | A | Integrated Unit Summer Peak Savings (kW) | Technical Potential | 0 | 0 | 0 | 0 | 0 | 0 | 0 | 0 | 0 | 0 | 0 | 0 | 0 | 0 | 0 | 0 | 0 | 0 | 0 | 0 | 0 | 0 | 0
F3_Industrial_Paper and Printing_Existing_Space Heating_Natural Gas_Insulation - Roof/Ceiling_A_Technical Potential | F3 | Industrial | Paper and Printing | Existing | Space Heating | Natural Gas | Insulation - Roof/Ceiling | A | Integrated Unit Winter Peak Savings (kW) | Technical Potential | 0 | 0 | 0 | 0 | 0 | 0 | 0 | 0 | 0 | 0 | 0 | 0 | 0 | 0 | 0 | 0 | 0 | 0 | 0 | 0 | 0 | 0 | 0
F4_Industrial_Paper and Printing_Existing_Space Heating_Natural Gas_Insulation - Roof/Ceiling_A_Technical Potential | F4 | Industrial | Paper and Printing | Existing | Space Heating | Natural Gas | Insulation - Roof/Ceiling | A | Incremental Energy Savings (MWh or mTherms) | Technical Potential | 0 | 0 | 0.25341 | 0.43278 | 0.65661 | 0.8959 | 1.1103 | 1.2599 | 1.3181 | 1.2789 | 1.1565 | 0.97923 | 0.77954 | 0.5856 | 0.41663 | 0.2816 | 0.18135 | 0.11162 | 0.065801 | 0.043207 | 0 | 0 | 0
F5_Industrial_Paper and Printing_Existing_Space Heating_Natural Gas_Insulation - Roof/Ceiling_A_Technical Potential | F5 | Industrial | Paper and Printing | Existing | Space Heating | Natural Gas | Insulation - Roof/Ceiling | A | Incremental Summer Peak Savings (MW) | Technical Potential | 0 | 0 | 0 | 0 | 0 | 0 | 0 | 0 | 0 | 0 | 0 | 0 | 0 | 0 | 0 | 0 | 0 | 0 | 0 | 0 | 0 | 0 | 0
F6_Industrial_Paper and Printing_Existing_Space Heating_Natural Gas_Insulation - Roof/Ceiling_A_Technical Potential | F6 | Industrial | Paper and Printing | Existing | Space Heating | Natural Gas | Insulation - Roof/Ceiling | A | Incremental Winter Peak Savings (MW) | Technical Potential | 0 | 0 | 0 | 0 | 0 | 0 | 0 | 0 | 0 | 0 | 0 | 0 | 0 | 0 | 0 | 0 | 0 | 0 | 0 | 0 | 0 | 0 | 0
F7_Industrial_Paper and Printing_Existing_Space Heating_Natural Gas_Insulation - Roof/Ceiling_A_Technical Potential | F7 | Industrial | Paper and Printing | Existing | Space Heating | Natural Gas | Insulation - Roof/Ceiling | A | Cumulative Energy Savings (MWh or mTherms) | Technical Potential | 0 | 0 | 0.25341 | 0.68443 | 1.3359 | 2.2207 | 3.3105 | 4.5364 | 5.8026 | 7.0073 | 8.065 | 8.9205 | 9.5539 | 9.9751 | 10.217 | 10.32 | 10.3252 | 10.2732 | 10.1901 | 10.0989 | 9.9771 | 9.8648 | 0
F8_Industrial_Paper and Printing_Existing_Space Heating_Natural Gas_Insulation - Roof/Ceiling_A_Technical Potential | F8 | Industrial | Paper and Printing | Existing | Space Heating | Natural Gas | Insulation - Roof/Ceiling | A | Cumulative Summer Peak Savings (MW) | Technical Potential | 0 | 0 | 0 | 0 | 0 | 0 | 0 | 0 | 0 | 0 | 0 | 0 | 0 | 0 | 0 | 0 | 0 | 0 | 0 | 0 | 0 | 0 | 0
F9_Industrial_Paper and Printing_Existing_Space Heating_Natural Gas_Insulation - Roof/Ceiling_A_Technical Potential | F9 | Industrial | Paper and Printing | Existing | Space Heating | Natural Gas | Insulation - Roof/Ceiling | A | Cumulative Winter Peak Savings (MW) | Technical Potential | 0 | 0 | 0 | 0 | 0 | 0 | 0 | 0 | 0 | 0 | 0 | 0 | 0 | 0 | 0 | 0 | 0 | 0 | 0 | 0 | 0 | 0 | 0
F10_Industrial_Paper and Printing_Existing_Space Heating_Natural Gas_Insulation - Roof/Ceiling_A_Technical Potential | F10 | Industrial | Paper and Printing | Existing | Space Heating | Natural Gas | Insulation - Roof/Ceiling | A | Purchases (Incremental) | Technical Potential | 0 | 0 | 3064.4692 | 5270.3586 | 8056.985 | 11085.3001 | 13865.3127 | 15897.2982 | 16824.992 | 16534.9059 | 15166.4999 | 13041.8824 | 10555.1949 | 8068.0513 | 5842.382 | 4019.1559 | 2633.2401 | 1646.8069 | 985.1213 | 655.5094 | 0 | 0 | 0
F11_Industrial_Paper and Printing_Existing_Space Heating_Natural Gas_Insulation - Roof/Ceiling_A_Technical Potential | F11 | Industrial | Paper and Printing | Existing | Space Heating | Natural Gas | Insulation - Roof/Ceiling | A | Purchases (Cumulative) | Technical Potential | 0 | 0 | 3064.4692 | 8334.8278 | 16391.8129 | 27477.113 | 41342.4257 | 57239.7238 | 74064.7158 | 90599.6217 | 105766.1216 | 118808.004 | 129363.199 | 137431.2502 | 143273.6322 | 147292.7881 | 149926.0281 | 151572.835 | 152557.9564 | 153213.4658 | 153213.4658 | 153213.4658 | 0
F1_Industrial_Paper and Printing_Existing_Space Heating_Natural Gas_Insulation - Wall Cavity_A_Technical Potential | F1 | Industrial | Paper and Printing | Existing | Space Heating | Natural Gas | Insulation - Wall Cavity | A | Integrated Unit Energy Savings (kWh or therms) | Technical Potential | 0 | 0 | 0.018022 | 0.017777 | 0.017458 | 0.017056 | 0.016572 | 0.01602 | 0.015426 | 0.014816 | 0.014218 | 0.013654 | 0.013136 | 0.01267 | 0.012256 | 0.01189 | 0.011566 | 0.011284 | 0.011036 | 0.010813 | 0.010619 | 0.010437 | 0
F2_Industrial_Paper and Printing_Existing_Space Heating_Natural Gas_Insulation - Wall Cavity_A_Technical Potential | F2 | Industrial | Paper and Printing | Existing | Space Heating | Natural Gas | Insulation - Wall Cavity | A | Integrated Unit Summer Peak Savings (kW) | Technical Potential | 0 | 0 | 0 | 0 | 0 | 0 | 0 | 0 | 0 | 0 | 0 | 0 | 0 | 0 | 0 | 0 | 0 | 0 | 0 | 0 | 0 | 0 | 0
F3_Industrial_Paper and Printing_Existing_Space Heating_Natural Gas_Insulation - Wall Cavity_A_Technical Potential | F3 | Industrial | Paper and Printing | Existing | Space Heating | Natural Gas | Insulation - Wall Cavity | A | Integrated Unit Winter Peak Savings (kW) | Technical Potential | 0 | 0 | 0 | 0 | 0 | 0 | 0 | 0 | 0 | 0 | 0 | 0 | 0 | 0 | 0 | 0 | 0 | 0 | 0 | 0 | 0 | 0 | 0
F4_Industrial_Paper and Printing_Existing_Space Heating_Natural Gas_Insulation - Wall Cavity_A_Technical Potential | F4 | Industrial | Paper and Printing | Existing | Space Heating | Natural Gas | Insulation - Wall Cavity | A | Incremental Energy Savings (MWh or mTherms) | Technical Potential | 0 | 0 | 0.055226 | 0.09369 | 0.14066 | 0.18907 | 0.22977 | 0.25468 | 0.25954 | 0.24498 | 0.21564 | 0.17807 | 0.13866 | 0.10222 | 0.071606 | 0.04779 | 0.030457 | 0.018582 | 0.010872 | 0.0070877 | 0 | 0 | 0
F5_Industrial_Paper and Printing_Existing_Space Heating_Natural Gas_Insulation - Wall Cavity_A_Technical Potential | F5 | Industrial | Paper and Printing | Existing | Space Heating | Natural Gas | Insulation - Wall Cavity | A | Incremental Summer Peak Savings (MW) | Technical Potential | 0 | 0 | 0 | 0 | 0 | 0 | 0 | 0 | 0 | 0 | 0 | 0 | 0 | 0 | 0 | 0 | 0 | 0 | 0 | 0 | 0 | 0 | 0
F6_Industrial_Paper and Printing_Existing_Space Heating_Natural Gas_Insulation - Wall Cavity_A_Technical Potential | F6 | Industrial | Paper and Printing | Existing | Space Heating | Natural Gas | Insulation - Wall Cavity | A | Incremental Winter Peak Savings (MW) | Technical Potential | 0 | 0 | 0 | 0 | 0 | 0 | 0 | 0 | 0 | 0 | 0 | 0 | 0 | 0 | 0 | 0 | 0 | 0 | 0 | 0 | 0 | 0 | 0
F7_Industrial_Paper and Printing_Existing_Space Heating_Natural Gas_Insulation - Wall Cavity_A_Technical Potential | F7 | Industrial | Paper and Printing | Existing | Space Heating | Natural Gas | Insulation - Wall Cavity | A | Cumulative Energy Savings (MWh or mTherms) | Technical Potential | 0 | 0 | 0.055226 | 0.14817 | 0.28617 | 0.46864 | 0.68511 | 0.917 | 1.1425 | 1.3423 | 1.5038 | 1.6222 | 1.6994 | 1.7412 | 1.756 | 1.7514 | 1.7341 | 1.7103 | 1.6836 | 1.6566 | 1.627 | 1.599 | 0
F8_Industrial_Paper and Printing_Existing_Space Heating_Natural Gas_Insulation - Wall Cavity_A_Technical Potential | F8 | Industrial | Paper and Printing | Existing | Space Heating | Natural Gas | Insulation - Wall Cavity | A | Cumulative Summer Peak Savings (MW) | Technical Potential | 0 | 0 | 0 | 0 | 0 | 0 | 0 | 0 | 0 | 0 | 0 | 0 | 0 | 0 | 0 | 0 | 0 | 0 | 0 | 0 | 0 | 0 | 0
F9_Industrial_Paper and Printing_Existing_Space Heating_Natural Gas_Insulation - Wall Cavity_A_Technical Potential | F9 | Industrial | Paper and Printing | Existing | Space Heating | Natural Gas | Insulation - Wall Cavity | A | Cumulative Winter Peak Savings (MW) | Technical Potential | 0 | 0 | 0 | 0 | 0 | 0 | 0 | 0 | 0 | 0 | 0 | 0 | 0 | 0 | 0 | 0 | 0 | 0 | 0 | 0 | 0 | 0 | 0
F10_Industrial_Paper and Printing_Existing_Space Heating_Natural Gas_Insulation - Wall Cavity_A_Technical Potential | F10 | Industrial | Paper and Printing | Existing | Space Heating | Natural Gas | Insulation - Wall Cavity | A | Purchases (Incremental) | Technical Potential | 0 | 0 | 3064.4692 | 5270.3586 | 8056.985 | 11085.3001 | 13865.3127 | 15897.2982 | 16824.992 | 16534.9059 | 15166.4999 | 13041.8824 | 10555.1949 | 8068.0513 | 5842.382 | 4019.1559 | 2633.2401 | 1646.8069 | 985.1213 | 655.5094 | 0 | 0 | 0
F11_Industrial_Paper and Printing_Existing_Space Heating_Natural Gas_Insulation - Wall Cavity_A_Technical Potential | F11 | Industrial | Paper and Printing | Existing | Space Heating | Natural Gas | Insulation - Wall Cavity | A | Purchases (Cumulative) | Technical Potential | 0 | 0 | 3064.4692 | 8334.8278 | 16391.8129 | 27477.113 | 41342.4257 | 57239.7238 | 74064.7158 | 90599.6217 | 105766.1216 | 118808.004 | 129363.199 | 137431.2502 | 143273.6322 | 147292.7881 | 149926.0281 | 151572.835 | 152557.9564 | 153213.4658 | 153213.4658 | 153213.4658 | 0
F1_Industrial_Paper and Printing_Existing_Space Heating_Natural Gas_Insulation - Ducting_A_Technical Potential | F1 | Industrial | Paper and Printing | Existing | Space Heating | Natural Gas | Insulation - Ducting | A | Integrated Unit Energy Savings (kWh or therms) | Technical Potential | 0 | 0 | 0.001427 | 0.0014008 | 0.0013679 | 0.0013275 | 0.0012801 | 0.0012273 | 0.0011714 | 0.0011152 | 0.0010611 | 0.0010109 | 0.00096556 | 0.00092528 | 0.00088998 | 0.00085908 | 0.00083194 | 0.00080837 | 0.0007877 | 0.00076914 | 0.00075308 | 0.00073792 | 0
F2_Industrial_Paper and Printing_Existing_Space Heating_Natural Gas_Insulation - Ducting_A_Technical Potential | F2 | Industrial | Paper and Printing | Existing | Space Heating | Natural Gas | Insulation - Ducting | A | Integrated Unit Summer Peak Savings (kW) | Technical Potential | 0 | 0 | 0 | 0 | 0 | 0 | 0 | 0 | 0 | 0 | 0 | 0 | 0 | 0 | 0 | 0 | 0 | 0 | 0 | 0 | 0 | 0 | 0
F3_Industrial_Paper and Printing_Existing_Space Heating_Natural Gas_Insulation - Ducting_A_Technical Potential | F3 | Industrial | Paper and Printing | Existing | Space Heating | Natural Gas | Insulation - Ducting | A | Integrated Unit Winter Peak Savings (kW) | Technical Potential | 0 | 0 | 0 | 0 | 0 | 0 | 0 | 0 | 0 | 0 | 0 | 0 | 0 | 0 | 0 | 0 | 0 | 0 | 0 | 0 | 0 | 0 | 0
F4_Industrial_Paper and Printing_Existing_Space Heating_Natural Gas_Insulation - Ducting_A_Technical Potential | F4 | Industrial | Paper and Printing | Existing | Space Heating | Natural Gas | Insulation - Ducting | A | Incremental Energy Savings (MWh or mTherms) | Technical Potential | 0 | 0 | 0.00055213 | 0.00065403 | 0.00076804 | 0.00085033 | 0.00091915 | 0.0010125 | 0.0010419 | 0.00099584 | 0.00087755 | 0.00070624 | 0.00051301 | 0.00031974 | 0.0001755 | 8.0158e-05 | 3.2275e-05 | 1.1207e-05 | 3.3524e-06 | 7.0114e-07 | 1.109e-07 | 1.2819e-08 | 0
F5_Industrial_Paper and Printing_Existing_Space Heating_Natural Gas_Insulation - Ducting_A_Technical Potential | F5 | Industrial | Paper and Printing | Existing | Space Heating | Natural Gas | Insulation - Ducting | A | Incremental Summer Peak Savings (MW) | Technical Potential | 0 | 0 | 0 | 0 | 0 | 0 | 0 | 0 | 0 | 0 | 0 | 0 | 0 | 0 | 0 | 0 | 0 | 0 | 0 | 0 | 0 | 0 | 0
F6_Industrial_Paper and Printing_Existing_Space Heating_Natural Gas_Insulation - Ducting_A_Technical Potential | F6 | Industrial | Paper and Printing | Existing | Space Heating | Natural Gas | Insulation - Ducting | A | Incremental Winter Peak Savings (MW) | Technical Potential | 0 | 0 | 0 | 0 | 0 | 0 | 0 | 0 | 0 | 0 | 0 | 0 | 0 | 0 | 0 | 0 | 0 | 0 | 0 | 0 | 0 | 0 | 0
F7_Industrial_Paper and Printing_Existing_Space Heating_Natural Gas_Insulation - Ducting_A_Technical Potential | F7 | Industrial | Paper and Printing | Existing | Space Heating | Natural Gas | Insulation - Ducting | A | Cumulative Energy Savings (MWh or mTherms) | Technical Potential | 0 | 0 | 0.00055213 | 0.001196 | 0.0019359 | 0.0027291 | 0.0035508 | 0.0044168 | 0.0052577 | 0.0060013 | 0.0065878 | 0.0069823 | 0.0071821 | 0.0072022 | 0.007103 | 0.0069365 | 0.0067496 | 0.0065696 | 0.006405 | 0.0062548 | 0.0061242 | 0.006001 | 0
F8_Industrial_Paper and Printing_Existing_Space Heating_Natural Gas_Insulation - Ducting_A_Technical Potential | F8 | Industrial | Paper and Printing | Existing | Space Heating | Natural Gas | Insulation - Ducting | A | Cumulative Summer Peak Savings (MW) | Technical Potential | 0 | 0 | 0 | 0 | 0 | 0 | 0 | 0 | 0 | 0 | 0 | 0 | 0 | 0 | 0 | 0 | 0 | 0 | 0 | 0 | 0 | 0 | 0
F9_Industrial_Paper and Printing_Existing_Space Heating_Natural Gas_Insulation - Ducting_A_Technical Potential | F9 | Industrial | Paper and Printing | Existing | Space Heating | Natural Gas | Insulation - Ducting | A | Cumulative Winter Peak Savings (MW) | Technical Potential | 0 | 0 | 0 | 0 | 0 | 0 | 0 | 0 | 0 | 0 | 0 | 0 | 0 | 0 | 0 | 0 | 0 | 0 | 0 | 0 | 0 | 0 | 0
F10_Industrial_Paper and Printing_Existing_Space Heating_Natural Gas_Insulation - Ducting_A_Technical Potential | F10 | Industrial | Paper and Printing | Existing | Space Heating | Natural Gas | Insulation - Ducting | A | Purchases (Incremental) | Technical Potential | 0 | 0 | 386.926 | 466.8923 | 561.4888 | 640.5621 | 718.0449 | 825.007 | 889.4413 | 892.9611 | 826.9999 | 698.62 | 531.3006 | 345.5635 | 197.1903 | 93.3065 | 38.7952 | 13.8641 | 4.2559 | 0.91159 | 0.14726 | 0.017371 | 0
F11_Industrial_Paper and Printing_Existing_Space Heating_Natural Gas_Insulation - Ducting_A_Technical Potential | F11 | Industrial | Paper and Printing | Existing | Space Heating | Natural Gas | Insulation - Ducting | A | Purchases (Cumulative) | Technical Potential | 0 | 0 | 386.926 | 853.8182 | 1415.307 | 2055.8692 | 2773.9141 | 3598.9211 | 4488.3624 | 5381.3236 | 6208.3235 | 6906.9435 | 7438.2441 | 7783.8076 | 7980.9979 | 8074.3044 | 8113.0996 | 8126.9637 | 8131.2196 | 8132.1312 | 8132.2784 | 8132.2958 | 0
F1_Industrial_Paper and Printing_Existing_Space Heating_Natural Gas_HVAC - Duct Repair and Sealing_A_Technical Potential | F1 | Industrial | Paper and Printing | Existing | Space Heating | Natural Gas | HVAC - Duct Repair and Sealing | A | Integrated Unit Energy Savings (kWh or therms) | Technical Potential | 0 | 0 | 0.0040403 | 0.003973 | 0.0038895 | 0.0037881 | 0.0036693 | 0.0035366 | 0.0033954 | 0.0032521 | 0.0031126 | 0.0029816 | 0.0028618 | 0.002754 | 0.0026585 | 0.0025739 | 0.002499 | 0.0024336 | 0.002376 | 0.0023242 | 0.0022792 | 0.0022367 | 0
F2_Industrial_Paper and Printing_Existing_Space Heating_Natural Gas_HVAC - Duct Repair and Sealing_A_Technical Potential | F2 | Industrial | Paper and Printing | Existing | Space Heating | Natural Gas | HVAC - Duct Repair and Sealing | A | Integrated Unit Summer Peak Savings (kW) | Technical Potential | 0 | 0 | 0 | 0 | 0 | 0 | 0 | 0 | 0 | 0 | 0 | 0 | 0 | 0 | 0 | 0 | 0 | 0 | 0 | 0 | 0 | 0 | 0
F3_Industrial_Paper and Printing_Existing_Space Heating_Natural Gas_HVAC - Duct Repair and Sealing_A_Technical Potential | F3 | Industrial | Paper and Printing | Existing | Space Heating | Natural Gas | HVAC - Duct Repair and Sealing | A | Integrated Unit Winter Peak Savings (kW) | Technical Potential | 0 | 0 | 0 | 0 | 0 | 0 | 0 | 0 | 0 | 0 | 0 | 0 | 0 | 0 | 0 | 0 | 0 | 0 | 0 | 0 | 0 | 0 | 0
F4_Industrial_Paper and Printing_Existing_Space Heating_Natural Gas_HVAC - Duct Repair and Sealing_A_Technical Potential | F4 | Industrial | Paper and Printing | Existing | Space Heating | Natural Gas | HVAC - Duct Repair and Sealing | A | Incremental Energy Savings (MWh or mTherms) | Technical Potential | 0 | 0 | 0.0031811 | 0.0030742 | 0.0029577 | 0.0028309 | 0.0026948 | 0.0025526 | 0.0024085 | 0.002267 | 0.0021324 | 0.0020074 | 0.0018935 | 0.0017908 | 0.0016989 | 0.0016165 | 0.0015424 | 0.0014761 | 0.0014163 | 0.0013616 | 0.0013122 | 0.0012655 | 0
F5_Industrial_Paper and Printing_Existing_Space Heating_Natural Gas_HVAC - Duct Repair and Sealing_A_Technical Potential | F5 | Industrial | Paper and Printing | Existing | Space Heating | Natural Gas | HVAC - Duct Repair and Sealing | A | Incremental Summer Peak Savings (MW) | Technical Potential | 0 | 0 | 0 | 0 | 0 | 0 | 0 | 0 | 0 | 0 | 0 | 0 | 0 | 0 | 0 | 0 | 0 | 0 | 0 | 0 | 0 | 0 | 0
F6_Industrial_Paper and Printing_Existing_Space Heating_Natural Gas_HVAC - Duct Repair and Sealing_A_Technical Potential | F6 | Industrial | Paper and Printing | Existing | Space Heating | Natural Gas | HVAC - Duct Repair and Sealing | A | Incremental Winter Peak Savings (MW) | Technical Potential | 0 | 0 | 0 | 0 | 0 | 0 | 0 | 0 | 0 | 0 | 0 | 0 | 0 | 0 | 0 | 0 | 0 | 0 | 0 | 0 | 0 | 0 | 0
F7_Industrial_Paper and Printing_Existing_Space Heating_Natural Gas_HVAC - Duct Repair and Sealing_A_Technical Potential | F7 | Industrial | Paper and Printing | Existing | Space Heating | Natural Gas | HVAC - Duct Repair and Sealing | A | Cumulative Energy Savings (MWh or mTherms) | Technical Potential | 0 | 0 | 0.0031811 | 0.0062024 | 0.0090298 | 0.011625 | 0.013955 | 0.016003 | 0.017773 | 0.01929 | 0.020595 | 0.021735 | 0.022755 | 0.023689 | 0.024566 | 0.025402 | 0.026205 | 0.026995 | 0.027773 | 0.028529 | 0.029288 | 0.030008 | 0
F8_Industrial_Paper and Printing_Existing_Space Heating_Natural Gas_HVAC - Duct Repair and Sealing_A_Technical Potential | F8 | Industrial | Paper and Printing | Existing | Space Heating | Natural Gas | HVAC - Duct Repair and Sealing | A | Cumulative Summer Peak Savings (MW) | Technical Potential | 0 | 0 | 0 | 0 | 0 | 0 | 0 | 0 | 0 | 0 | 0 | 0 | 0 | 0 | 0 | 0 | 0 | 0 | 0 | 0 | 0 | 0 | 0
F9_Industrial_Paper and Printing_Existing_Space Heating_Natural Gas_HVAC - Duct Repair and Sealing_A_Technical Potential | F9 | Industrial | Paper and Printing | Existing | Space Heating | Natural Gas | HVAC - Duct Repair and Sealing | A | Cumulative Winter Peak Savings (MW) | Technical Potential | 0 | 0 | 0 | 0 | 0 | 0 | 0 | 0 | 0 | 0 | 0 | 0 | 0 | 0 | 0 | 0 | 0 | 0 | 0 | 0 | 0 | 0 | 0
F10_Industrial_Paper and Printing_Existing_Space Heating_Natural Gas_HVAC - Duct Repair and Sealing_A_Technical Potential | F10 | Industrial | Paper and Printing | Existing | Space Heating | Natural Gas | HVAC - Duct Repair and Sealing | A | Purchases (Incremental) | Technical Potential | 0 | 0 | 787.3493 | 773.7743 | 760.4334 | 747.3225 | 734.4376 | 721.7749 | 709.3305 | 697.1007 | 685.0817 | 673.2699 | 661.6618 | 650.2539 | 639.0426 | 628.0246 | 617.1966 | 606.5553 | 596.0974 | 585.8199 | 575.7195 | 565.7934 | 0
F11_Industrial_Paper and Printing_Existing_Space Heating_Natural Gas_HVAC - Duct Repair and Sealing_A_Technical Potential | F11 | Industrial | Paper and Printing | Existing | Space Heating | Natural Gas | HVAC - Duct Repair and Sealing | A | Purchases (Cumulative) | Technical Potential | 0 | 0 | 787.3493 | 1561.1237 | 2321.5571 | 3068.8795 | 3803.3171 | 4525.092 | 5234.4225 | 5931.5232 | 6616.6049 | 7289.8748 | 7951.5366 | 8601.7905 | 9240.8331 | 9868.8577 | 10486.0543 | 11092.6096 | 11688.707 | 12274.5269 | 12850.2465 | 13416.0398 | 0
F1_Industrial_Paper and Printing_Existing_Space Heating_Natural Gas_Windows - High Efficiency_A_Technical Potential | F1 | Industrial | Paper and Printing | Existing | Space Heating | Natural Gas | Windows - High Efficiency | A | Integrated Unit Energy Savings (kWh or therms) | Technical Potential | 0 | 0 | 0.0076865 | 0.0075578 | 0.0073921 | 0.0071852 | 0.0069393 | 0.0066625 | 0.0063678 | 0.0060695 | 0.0057811 | 0.0055122 | 0.0052686 | 0.0050514 | 0.0048604 | 0.0046926 | 0.0045446 | 0.0044155 | 0.0043016 | 0.0041987 | 0.0041091 | 0.0040239 | 0
F2_Industrial_Paper and Printing_Existing_Space Heating_Natural Gas_Windows - High Efficiency_A_Technical Potential | F2 | Industrial | Paper and Printing | Existing | Space Heating | Natural Gas | Windows - High Efficiency | A | Integrated Unit Summer Peak Savings (kW) | Technical Potential | 0 | 0 | 0 | 0 | 0 | 0 | 0 | 0 | 0 | 0 | 0 | 0 | 0 | 0 | 0 | 0 | 0 | 0 | 0 | 0 | 0 | 0 | 0
F3_Industrial_Paper and Printing_Existing_Space Heating_Natural Gas_Windows - High Efficiency_A_Technical Potential | F3 | Industrial | Paper and Printing | Existing | Space Heating | Natural Gas | Windows - High Efficiency | A | Integrated Unit Winter Peak Savings (kW) | Technical Potential | 0 | 0 | 0 | 0 | 0 | 0 | 0 | 0 | 0 | 0 | 0 | 0 | 0 | 0 | 0 | 0 | 0 | 0 | 0 | 0 | 0 | 0 | 0
F4_Industrial_Paper and Printing_Existing_Space Heating_Natural Gas_Windows - High Efficiency_A_Technical Potential | F4 | Industrial | Paper and Printing | Existing | Space Heating | Natural Gas | Windows - High Efficiency | A | Incremental Energy Savings (MWh or mTherms) | Technical Potential | 0 | 0 | 0.0047756 | 0.0092245 | 0.015743 | 0.024462 | 0.035241 | 0.047625 | 0.060849 | 0.073892 | 0.085547 | 0.094531 | 0.099621 | 0.099858 | 0.09482 | 0.08481 | 0.07097 | 0.056041 | 0.04103 | 0.027248 | 0.016743 | 0.010509 | 0
F5_Industrial_Paper and Printing_Existing_Space Heating_Natural Gas_Windows - High Efficiency_A_Technical Potential | F5 | Industrial | Paper and Printing | Existing | Space Heating | Natural Gas | Windows - High Efficiency | A | Incremental Summer Peak Savings (MW) | Technical Potential | 0 | 0 | 0 | 0 | 0 | 0 | 0 | 0 | 0 | 0 | 0 | 0 | 0 | 0 | 0 | 0 | 0 | 0 | 0 | 0 | 0 | 0 | 0
F6_Industrial_Paper and Printing_Existing_Space Heating_Natural Gas_Windows - High Efficiency_A_Technical Potential | F6 | Industrial | Paper and Printing | Existing | Space Heating | Natural Gas | Windows - High Efficiency | A | Incremental Winter Peak Savings (MW) | Technical Potential | 0 | 0 | 0 | 0 | 0 | 0 | 0 | 0 | 0 | 0 | 0 | 0 | 0 | 0 | 0 | 0 | 0 | 0 | 0 | 0 | 0 | 0 | 0
F7_Industrial_Paper and Printing_Existing_Space Heating_Natural Gas_Windows - High Efficiency_A_Technical Potential | F7 | Industrial | Paper and Printing | Existing | Space Heating | Natural Gas | Windows - High Efficiency | A | Cumulative Energy Savings (MWh or mTherms) | Technical Potential | 0 | 0 | 0.0047756 | 0.01392 | 0.029358 | 0.052999 | 0.086426 | 0.1306 | 0.18568 | 0.25087 | 0.3245 | 0.40394 | 0.4857 | 0.56554 | 0.63898 | 0.70172 | 0.75057 | 0.78528 | 0.80606 | 0.81403 | 0.81339 | 0.80704 | 0
F8_Industrial_Paper and Printing_Existing_Space Heating_Natural Gas_Windows - High Efficiency_A_Technical Potential | F8 | Industrial | Paper and Printing | Existing | Space Heating | Natural Gas | Windows - High Efficiency | A | Cumulative Summer Peak Savings (MW) | Technical Potential | 0 | 0 | 0 | 0 | 0 | 0 | 0 | 0 | 0 | 0 | 0 | 0 | 0 | 0 | 0 | 0 | 0 | 0 | 0 | 0 | 0 | 0 | 0
F9_Industrial_Paper and Printing_Existing_Space Heating_Natural Gas_Windows - High Efficiency_A_Technical Potential | F9 | Industrial | Paper and Printing | Existing | Space Heating | Natural Gas | Windows - High Efficiency | A | Cumulative Winter Peak Savings (MW) | Technical Potential | 0 | 0 | 0 | 0 | 0 | 0 | 0 | 0 | 0 | 0 | 0 | 0 | 0 | 0 | 0 | 0 | 0 | 0 | 0 | 0 | 0 | 0 | 0
F10_Industrial_Paper and Printing_Existing_Space Heating_Natural Gas_Windows - High Efficiency_A_Technical Potential | F10 | Industrial | Paper and Printing | Existing | Space Heating | Natural Gas | Windows - High Efficiency | A | Purchases (Incremental) | Technical Potential | 0 | 0 | 621.2984 | 1220.5222 | 2129.7287 | 3404.5664 | 5078.5588 | 7148.1747 | 9555.8345 | 12174.2298 | 14797.8133 | 17149.2727 | 18908.639 | 19768.4175 | 19508.6903 | 18073.1577 | 15616.3763 | 12691.9056 | 9538.2374 | 6489.5435 | 4074.6128 | 2611.5397 | 0
F11_Industrial_Paper and Printing_Existing_Space Heating_Natural Gas_Windows - High Efficiency_A_Technical Potential | F11 | Industrial | Paper and Printing | Existing | Space Heating | Natural Gas | Windows - High Efficiency | A | Purchases (Cumulative) | Technical Potential | 0 | 0 | 621.2984 | 1841.8206 | 3971.5493 | 7376.1157 | 12454.6745 | 19602.8492 | 29158.6837 | 41332.9135 | 56130.7268 | 73279.9996 | 92188.6386 | 111957.056 | 131465.7463 | 149538.904 | 165155.2803 | 177847.1859 | 187385.4233 | 193874.9668 | 197949.5796 | 200561.1193 | 0
F1_Industrial_Paper and Printing_Existing_Space Heating_Natural Gas_Gas Boiler - Maintenance_A_Technical Potential | F1 | Industrial | Paper and Printing | Existing | Space Heating | Natural Gas | Gas Boiler - Maintenance | A | Integrated Unit Energy Savings (kWh or therms) | Technical Potential | 0 | 0 | 100.9334 | 100.4595 | 99.961 | 99.4338 | 98.8742 | 98.2788 | 97.6444 | 96.9682 | 96.2538 | 95.5049 | 94.7285 | 93.925 | 93.1167 | 92.3012 | 91.4828 | 90.7203 | 90.0109 | 89.3486 | 88.7311 | 88.1573 | 0
F2_Industrial_Paper and Printing_Existing_Space Heating_Natural Gas_Gas Boiler - Maintenance_A_Technical Potential | F2 | Industrial | Paper and Printing | Existing | Space Heating | Natural Gas | Gas Boiler - Maintenance | A | Integrated Unit Summer Peak Savings (kW) | Technical Potential | 0 | 0 | 0 | 0 | 0 | 0 | 0 | 0 | 0 | 0 | 0 | 0 | 0 | 0 | 0 | 0 | 0 | 0 | 0 | 0 | 0 | 0 | 0
F3_Industrial_Paper and Printing_Existing_Space Heating_Natural Gas_Gas Boiler - Maintenance_A_Technical Potential | F3 | Industrial | Paper and Printing | Existing | Space Heating | Natural Gas | Gas Boiler - Maintenance | A | Integrated Unit Winter Peak Savings (kW) | Technical Potential | 0 | 0 | 0 | 0 | 0 | 0 | 0 | 0 | 0 | 0 | 0 | 0 | 0 | 0 | 0 | 0 | 0 | 0 | 0 | 0 | 0 | 0 | 0
F4_Industrial_Paper and Printing_Existing_Space Heating_Natural Gas_Gas Boiler - Maintenance_A_Technical Potential | F4 | Industrial | Paper and Printing | Existing | Space Heating | Natural Gas | Gas Boiler - Maintenance | A | Incremental Energy Savings (MWh or mTherms) | Technical Potential | 0 | 0 | 0.003385 | 0.0023208 | 0.0015711 | 0.0011961 | 0.0010241 | 0.00086567 | 0.00072411 | 0.00060041 | 0.00049417 | 0.00040415 | 0.00032872 | 0.00024946 | 0.00018929 | 0.00014361 | 0.00010894 | 9.7485e-05 | 7.4391e-05 | 6.2491e-05 | 5.1152e-05 | 4.0341e-05 | 0
F5_Industrial_Paper and Printing_Existing_Space Heating_Natural Gas_Gas Boiler - Maintenance_A_Technical Potential | F5 | Industrial | Paper and Printing | Existing | Space Heating | Natural Gas | Gas Boiler - Maintenance | A | Incremental Summer Peak Savings (MW) | Technical Potential | 0 | 0 | 0 | 0 | 0 | 0 | 0 | 0 | 0 | 0 | 0 | 0 | 0 | 0 | 0 | 0 | 0 | 0 | 0 | 0 | 0 | 0 | 0
F6_Industrial_Paper and Printing_Existing_Space Heating_Natural Gas_Gas Boiler - Maintenance_A_Technical Potential | F6 | Industrial | Paper and Printing | Existing | Space Heating | Natural Gas | Gas Boiler - Maintenance | A | Incremental Winter Peak Savings (MW) | Technical Potential | 0 | 0 | 0 | 0 | 0 | 0 | 0 | 0 | 0 | 0 | 0 | 0 | 0 | 0 | 0 | 0 | 0 | 0 | 0 | 0 | 0 | 0 | 0
F7_Industrial_Paper and Printing_Existing_Space Heating_Natural Gas_Gas Boiler - Maintenance_A_Technical Potential | F7 | Industrial | Paper and Printing | Existing | Space Heating | Natural Gas | Gas Boiler - Maintenance | A | Cumulative Energy Savings (MWh or mTherms) | Technical Potential | 0 | 0 | 0.003385 | 0.0056899 | 0.0072327 | 0.0083907 | 0.0093676 | 0.010177 | 0.010835 | 0.011361 | 0.011771 | 0.012084 | 0.012314 | 0.012459 | 0.012541 | 0.012575 | 0.012572 | 0.012565 | 0.012541 | 0.012512 | 0.012476 | 0.012436 | 0
F8_Industrial_Paper and Printing_Existing_Space Heating_Natural Gas_Gas Boiler - Maintenance_A_Technical Potential | F8 | Industrial | Paper and Printing | Existing | Space Heating | Natural Gas | Gas Boiler - Maintenance | A | Cumulative Summer Peak Savings (MW) | Technical Potential | 0 | 0 | 0 | 0 | 0 | 0 | 0 | 0 | 0 | 0 | 0 | 0 | 0 | 0 | 0 | 0 | 0 | 0 | 0 | 0 | 0 | 0 | 0
F9_Industrial_Paper and Printing_Existing_Space Heating_Natural Gas_Gas Boiler - Maintenance_A_Technical Potential | F9 | Industrial | Paper and Printing | Existing | Space Heating | Natural Gas | Gas Boiler - Maintenance | A | Cumulative Winter Peak Savings (MW) | Technical Potential | 0 | 0 | 0 | 0 | 0 | 0 | 0 | 0 | 0 | 0 | 0 | 0 | 0 | 0 | 0 | 0 | 0 | 0 | 0 | 0 | 0 | 0 | 0
F10_Industrial_Paper and Printing_Existing_Space Heating_Natural Gas_Gas Boiler - Maintenance_A_Technical Potential | F10 | Industrial | Paper and Printing | Existing | Space Heating | Natural Gas | Gas Boiler - Maintenance | A | Purchases (Incremental) | Technical Potential | 0 | 0 | 0.033537 | 0.023102 | 0.015717 | 0.012029 | 0.010358 | 0.0088083 | 0.0074158 | 0.0061919 | 0.005134 | 0.0042317 | 0.0034702 | 0.002656 | 0.0020328 | 0.0015559 | 0.0011908 | 0.0010746 | 0.00082647 | 0.00069941 | 0.00057649 | 0.0004576 | 0
F11_Industrial_Paper and Printing_Existing_Space Heating_Natural Gas_Gas Boiler - Maintenance_A_Technical Potential | F11 | Industrial | Paper and Printing | Existing | Space Heating | Natural Gas | Gas Boiler - Maintenance | A | Purchases (Cumulative) | Technical Potential | 0 | 0 | 0.033537 | 0.056639 | 0.072356 | 0.084385 | 0.094743 | 0.10355 | 0.11097 | 0.11716 | 0.12229 | 0.12652 | 0.12999 | 0.13265 | 0.13468 | 0.13624 | 0.13743 | 0.1385 | 0.13933 | 0.14003 | 0.14061 | 0.14106 | 0
F1_Industrial_Paper and Printing_Existing_Process_Natural Gas_Gas Boiler - Maintenance_A_Technical Potential | F1 | Industrial | Paper and Printing | Existing | Process | Natural Gas | Gas Boiler - Maintenance | A | Integrated Unit Energy Savings (kWh or therms) | Technical Potential | 0 | 0 | 55.8015 | 55.8015 | 55.8015 | 55.8015 | 55.8015 | 55.8015 | 55.8015 | 55.8015 | 55.8015 | 55.8015 | 55.8015 | 55.8015 | 55.8015 | 55.8015 | 55.8015 | 55.8015 | 55.8015 | 55.8015 | 55.8015 | 55.8015 | 0
F2_Industrial_Paper and Printing_Existing_Process_Natural Gas_Gas Boiler - Maintenance_A_Technical Potential | F2 | Industrial | Paper and Printing | Existing | Process | Natural Gas | Gas Boiler - Maintenance | A | Integrated Unit Summer Peak Savings (kW) | Technical Potential | 0 | 0 | 0 | 0 | 0 | 0 | 0 | 0 | 0 | 0 | 0 | 0 | 0 | 0 | 0 | 0 | 0 | 0 | 0 | 0 | 0 | 0 | 0
F3_Industrial_Paper and Printing_Existing_Process_Natural Gas_Gas Boiler - Maintenance_A_Technical Potential | F3 | Industrial | Paper and Printing | Existing | Process | Natural Gas | Gas Boiler - Maintenance | A | Integrated Unit Winter Peak Savings (kW) | Technical Potential | 0 | 0 | 0 | 0 | 0 | 0 | 0 | 0 | 0 | 0 | 0 | 0 | 0 | 0 | 0 | 0 | 0 | 0 | 0 | 0 | 0 | 0 | 0
F4_Industrial_Paper and Printing_Existing_Process_Natural Gas_Gas Boiler - Maintenance_A_Technical Potential | F4 | Industrial | Paper and Printing | Existing | Process | Natural Gas | Gas Boiler - Maintenance | A | Incremental Energy Savings (MWh or mTherms) | Technical Potential | 0 | 0 | 0.074675 | 0.051439 | 0.034996 | 0.026785 | 0.023063 | 0.019613 | 0.016512 | 0.013787 | 0.011432 | 0.0094225 | 0.0077268 | 0.0059139 | 0.0045264 | 0.0034643 | 0.0026515 | 0.0023927 | 0.0018402 | 0.0015573 | 0.0012836 | 0.0010189 | 0
F5_Industrial_Paper and Printing_Existing_Process_Natural Gas_Gas Boiler - Maintenance_A_Technical Potential | F5 | Industrial | Paper and Printing | Existing | Process | Natural Gas | Gas Boiler - Maintenance | A | Incremental Summer Peak Savings (MW) | Technical Potential | 0 | 0 | 0 | 0 | 0 | 0 | 0 | 0 | 0 | 0 | 0 | 0 | 0 | 0 | 0 | 0 | 0 | 0 | 0 | 0 | 0 | 0 | 0
F6_Industrial_Paper and Printing_Existing_Process_Natural Gas_Gas Boiler - Maintenance_A_Technical Potential | F6 | Industrial | Paper and Printing | Existing | Process | Natural Gas | Gas Boiler - Maintenance | A | Incremental Winter Peak Savings (MW) | Technical Potential | 0 | 0 | 0 | 0 | 0 | 0 | 0 | 0 | 0 | 0 | 0 | 0 | 0 | 0 | 0 | 0 | 0 | 0 | 0 | 0 | 0 | 0 | 0
F7_Industrial_Paper and Printing_Existing_Process_Natural Gas_Gas Boiler - Maintenance_A_Technical Potential | F7 | Industrial | Paper and Printing | Existing | Process | Natural Gas | Gas Boiler - Maintenance | A | Cumulative Energy Savings (MWh or mTherms) | Technical Potential | 0 | 0 | 0.074675 | 0.12611 | 0.16111 | 0.1879 | 0.21096 | 0.23057 | 0.24708 | 0.26087 | 0.2723 | 0.28172 | 0.28945 | 0.29537 | 0.29989 | 0.30336 | 0.30601 | 0.3084 | 0.31024 | 0.3118 | 0.31308 | 0.3141 | 0
F8_Industrial_Paper and Printing_Existing_Process_Natural Gas_Gas Boiler - Maintenance_A_Technical Potential | F8 | Industrial | Paper and Printing | Existing | Process | Natural Gas | Gas Boiler - Maintenance | A | Cumulative Summer Peak Savings (MW) | Technical Potential | 0 | 0 | 0 | 0 | 0 | 0 | 0 | 0 | 0 | 0 | 0 | 0 | 0 | 0 | 0 | 0 | 0 | 0 | 0 | 0 | 0 | 0 | 0
F9_Industrial_Paper and Printing_Existing_Process_Natural Gas_Gas Boiler - Maintenance_A_Technical Potential | F9 | Industrial | Paper and Printing | Existing | Process | Natural Gas | Gas Boiler - Maintenance | A | Cumulative Winter Peak Savings (MW) | Technical Potential | 0 | 0 | 0 | 0 | 0 | 0 | 0 | 0 | 0 | 0 | 0 | 0 | 0 | 0 | 0 | 0 | 0 | 0 | 0 | 0 | 0 | 0 | 0
F10_Industrial_Paper and Printing_Existing_Process_Natural Gas_Gas Boiler - Maintenance_A_Technical Potential | F10 | Industrial | Paper and Printing | Existing | Process | Natural Gas | Gas Boiler - Maintenance | A | Purchases (Incremental) | Technical Potential | 0 | 0 | 1.3382 | 0.92182 | 0.62715 | 0.48 | 0.4133 | 0.35148 | 0.29591 | 0.24707 | 0.20486 | 0.16886 | 0.13847 | 0.10598 | 0.081115 | 0.062083 | 0.047517 | 0.042878 | 0.032978 | 0.027909 | 0.023004 | 0.018259 | 0
F11_Industrial_Paper and Printing_Existing_Process_Natural Gas_Gas Boiler - Maintenance_A_Technical Potential | F11 | Industrial | Paper and Printing | Existing | Process | Natural Gas | Gas Boiler - Maintenance | A | Purchases (Cumulative) | Technical Potential | 0 | 0 | 1.3382 | 2.2601 | 2.8872 | 3.3672 | 3.7805 | 4.132 | 4.4279 | 4.675 | 4.8798 | 5.0487 | 5.1872 | 5.2931 | 5.3743 | 5.4363 | 5.4839 | 5.5267 | 5.5597 | 5.5876 | 5.6106 | 5.6289 | 0
F1_Industrial_Paper and Printing_Existing_Space Heating_Natural Gas_Gas Furnace - Maintenance_A_Technical Potential | F1 | Industrial | Paper and Printing | Existing | Space Heating | Natural Gas | Gas Furnace - Maintenance | A | Integrated Unit Energy Savings (kWh or therms) | Technical Potential | 0 | 0 | 0.0093236 | 0.0091684 | 0.0089758 | 0.0087416 | 0.0084675 | 0.0081613 | 0.0078355 | 0.0075048 | 0.0071829 | 0.0068805 | 0.006604 | 0.0063553 | 0.0061348 | 0.0059398 | 0.0057669 | 0.005616 | 0.0054831 | 0.0053635 | 0.0052596 | 0.0051617 | 0
F2_Industrial_Paper and Printing_Existing_Space Heating_Natural Gas_Gas Furnace - Maintenance_A_Technical Potential | F2 | Industrial | Paper and Printing | Existing | Space Heating | Natural Gas | Gas Furnace - Maintenance | A | Integrated Unit Summer Peak Savings (kW) | Technical Potential | 0 | 0 | 0 | 0 | 0 | 0 | 0 | 0 | 0 | 0 | 0 | 0 | 0 | 0 | 0 | 0 | 0 | 0 | 0 | 0 | 0 | 0 | 0
F3_Industrial_Paper and Printing_Existing_Space Heating_Natural Gas_Gas Furnace - Maintenance_A_Technical Potential | F3 | Industrial | Paper and Printing | Existing | Space Heating | Natural Gas | Gas Furnace - Maintenance | A | Integrated Unit Winter Peak Savings (kW) | Technical Potential | 0 | 0 | 0 | 0 | 0 | 0 | 0 | 0 | 0 | 0 | 0 | 0 | 0 | 0 | 0 | 0 | 0 | 0 | 0 | 0 | 0 | 0 | 0
F4_Industrial_Paper and Printing_Existing_Space Heating_Natural Gas_Gas Furnace - Maintenance_A_Technical Potential | F4 | Industrial | Paper and Printing | Existing | Space Heating | Natural Gas | Gas Furnace - Maintenance | A | Incremental Energy Savings (MWh or mTherms) | Technical Potential | 0 | 0 | 4.7416e-06 | 3.2118e-06 | 2.1392e-06 | 1.5946e-06 | 1.3299e-06 | 1.0901e-06 | 8.8113e-07 | 7.0465e-07 | 5.592e-07 | 4.4152e-07 | 3.4751e-07 | 2.5596e-07 | 1.8911e-07 | 1.4014e-07 | 1.0414e-07 | 9.1511e-08 | 6.8717e-08 | 5.6885e-08 | 4.5979e-08 | 3.5817e-08 | 0
F5_Industrial_Paper and Printing_Existing_Space Heating_Natural Gas_Gas Furnace - Maintenance_A_Technical Potential | F5 | Industrial | Paper and Printing | Existing | Space Heating | Natural Gas | Gas Furnace - Maintenance | A | Incremental Summer Peak Savings (MW) | Technical Potential | 0 | 0 | 0 | 0 | 0 | 0 | 0 | 0 | 0 | 0 | 0 | 0 | 0 | 0 | 0 | 0 | 0 | 0 | 0 | 0 | 0 | 0 | 0
F6_Industrial_Paper and Printing_Existing_Space Heating_Natural Gas_Gas Furnace - Maintenance_A_Technical Potential | F6 | Industrial | Paper and Printing | Existing | Space Heating | Natural Gas | Gas Furnace - Maintenance | A | Incremental Winter Peak Savings (MW) | Technical Potential | 0 | 0 | 0 | 0 | 0 | 0 | 0 | 0 | 0 | 0 | 0 | 0 | 0 | 0 | 0 | 0 | 0 | 0 | 0 | 0 | 0 | 0 | 0
F7_Industrial_Paper and Printing_Existing_Space Heating_Natural Gas_Gas Furnace - Maintenance_A_Technical Potential | F7 | Industrial | Paper and Printing | Existing | Space Heating | Natural Gas | Gas Furnace - Maintenance | A | Cumulative Energy Savings (MWh or mTherms) | Technical Potential | 0 | 0 | 4.7416e-06 | 7.8745e-06 | 9.8482e-06 | 1.1186e-05 | 1.2165e-05 | 1.2815e-05 | 1.3185e-05 | 1.3333e-05 | 1.332e-05 | 1.3201e-05 | 1.3018e-05 | 1.2784e-05 | 1.2529e-05 | 1.2271e-05 | 1.2018e-05 | 1.1795e-05 | 1.1585e-05 | 1.1389e-05 | 1.1214e-05 | 1.1041e-05 | 0
F8_Industrial_Paper and Printing_Existing_Space Heating_Natural Gas_Gas Furnace - Maintenance_A_Technical Potential | F8 | Industrial | Paper and Printing | Existing | Space Heating | Natural Gas | Gas Furnace - Maintenance | A | Cumulative Summer Peak Savings (MW) | Technical Potential | 0 | 0 | 0 | 0 | 0 | 0 | 0 | 0 | 0 | 0 | 0 | 0 | 0 | 0 | 0 | 0 | 0 | 0 | 0 | 0 | 0 | 0 | 0
F9_Industrial_Paper and Printing_Existing_Space Heating_Natural Gas_Gas Furnace - Maintenance_A_Technical Potential | F9 | Industrial | Paper and Printing | Existing | Space Heating | Natural Gas | Gas Furnace - Maintenance | A | Cumulative Winter Peak Savings (MW) | Technical Potential | 0 | 0 | 0 | 0 | 0 | 0 | 0 | 0 | 0 | 0 | 0 | 0 | 0 | 0 | 0 | 0 | 0 | 0 | 0 | 0 | 0 | 0 | 0
F10_Industrial_Paper and Printing_Existing_Space Heating_Natural Gas_Gas Furnace - Maintenance_A_Technical Potential | F10 | Industrial | Paper and Printing | Existing | Space Heating | Natural Gas | Gas Furnace - Maintenance | A | Purchases (Incremental) | Technical Potential | 0 | 0 | 0.50856 | 0.35031 | 0.23833 | 0.18241 | 0.15706 | 0.13357 | 0.11245 | 0.093893 | 0.077852 | 0.064169 | 0.052622 | 0.040275 | 0.030826 | 0.023593 | 0.018057 | 0.016295 | 0.012533 | 0.010606 | 0.0087419 | 0.006939 | 0
F11_Industrial_Paper and Printing_Existing_Space Heating_Natural Gas_Gas Furnace - Maintenance_A_Technical Potential | F11 | Industrial | Paper and Printing | Existing | Space Heating | Natural Gas | Gas Furnace - Maintenance | A | Purchases (Cumulative) | Technical Potential | 0 | 0 | 0.50856 | 0.85887 | 1.0972 | 1.2796 | 1.4367 | 1.5702 | 1.6827 | 1.7766 | 1.8544 | 1.9186 | 1.9712 | 2.0115 | 2.0423 | 2.0659 | 2.084 | 2.1003 | 2.1128 | 2.1234 | 2.1322 | 2.1391 | 0
F1_Industrial_Paper and Printing_Existing_Space Heating_Natural Gas_Gas Boiler - Hot Water Reset_A_Technical Potential | F1 | Industrial | Paper and Printing | Existing | Space Heating | Natural Gas | Gas Boiler - Hot Water Reset | A | Integrated Unit Energy Savings (kWh or therms) | Technical Potential | 0 | 0 | 366.7687 | 364.7884 | 362.7216 | 360.5521 | 358.2654 | 355.8495 | 353.2931 | 350.5858 | 347.7414 | 344.7727 | 341.7059 | 338.5422 | 335.3621 | 332.1568 | 328.9419 | 325.9288 | 323.1065 | 320.4534 | 317.9602 | 315.6233 | 0
F2_Industrial_Paper and Printing_Existing_Space Heating_Natural Gas_Gas Boiler - Hot Water Reset_A_Technical Potential | F2 | Industrial | Paper and Printing | Existing | Space Heating | Natural Gas | Gas Boiler - Hot Water Reset | A | Integrated Unit Summer Peak Savings (kW) | Technical Potential | 0 | 0 | 0 | 0 | 0 | 0 | 0 | 0 | 0 | 0 | 0 | 0 | 0 | 0 | 0 | 0 | 0 | 0 | 0 | 0 | 0 | 0 | 0
F3_Industrial_Paper and Printing_Existing_Space Heating_Natural Gas_Gas Boiler - Hot Water Reset_A_Technical Potential | F3 | Industrial | Paper and Printing | Existing | Space Heating | Natural Gas | Gas Boiler - Hot Water Reset | A | Integrated Unit Winter Peak Savings (kW) | Technical Potential | 0 | 0 | 0 | 0 | 0 | 0 | 0 | 0 | 0 | 0 | 0 | 0 | 0 | 0 | 0 | 0 | 0 | 0 | 0 | 0 | 0 | 0 | 0
F4_Industrial_Paper and Printing_Existing_Space Heating_Natural Gas_Gas Boiler - Hot Water Reset_A_Technical Potential | F4 | Industrial | Paper and Printing | Existing | Space Heating | Natural Gas | Gas Boiler - Hot Water Reset | A | Incremental Energy Savings (MWh or mTherms) | Technical Potential | 0 | 0 | 0.0059778 | 0.0071743 | 0.008579 | 0.0097287 | 0.010836 | 0.012367 | 0.013237 | 0.013187 | 0.012114 | 0.010146 | 0.0076475 | 0.0049279 | 0.0027856 | 0.0013055 | 0.00053755 | 0.00019034 | 5.7924e-05 | 1.2305e-05 | 1.9723e-06 | 2.3095e-07 | 0
F5_Industrial_Paper and Printing_Existing_Space Heating_Natural Gas_Gas Boiler - Hot Water Reset_A_Technical Potential | F5 | Industrial | Paper and Printing | Existing | Space Heating | Natural Gas | Gas Boiler - Hot Water Reset | A | Incremental Summer Peak Savings (MW) | Technical Potential | 0 | 0 | 0 | 0 | 0 | 0 | 0 | 0 | 0 | 0 | 0 | 0 | 0 | 0 | 0 | 0 | 0 | 0 | 0 | 0 | 0 | 0 | 0
F6_Industrial_Paper and Printing_Existing_Space Heating_Natural Gas_Gas Boiler - Hot Water Reset_A_Technical Potential | F6 | Industrial | Paper and Printing | Existing | Space Heating | Natural Gas | Gas Boiler - Hot Water Reset | A | Incremental Winter Peak Savings (MW) | Technical Potential | 0 | 0 | 0 | 0 | 0 | 0 | 0 | 0 | 0 | 0 | 0 | 0 | 0 | 0 | 0 | 0 | 0 | 0 | 0 | 0 | 0 | 0 | 0
F7_Industrial_Paper and Printing_Existing_Space Heating_Natural Gas_Gas Boiler - Hot Water Reset_A_Technical Potential | F7 | Industrial | Paper and Printing | Existing | Space Heating | Natural Gas | Gas Boiler - Hot Water Reset | A | Cumulative Energy Savings (MWh or mTherms) | Technical Potential | 0 | 0 | 0.0059778 | 0.01312 | 0.021625 | 0.031224 | 0.041862 | 0.053947 | 0.066796 | 0.079471 | 0.09094 | 0.10031 | 0.10706 | 0.111 | 0.11274 | 0.11297 | 0.11242 | 0.11158 | 0.11067 | 0.10977 | 0.10892 | 0.10812 | 0
F8_Industrial_Paper and Printing_Existing_Space Heating_Natural Gas_Gas Boiler - Hot Water Reset_A_Technical Potential | F8 | Industrial | Paper and Printing | Existing | Space Heating | Natural Gas | Gas Boiler - Hot Water Reset | A | Cumulative Summer Peak Savings (MW) | Technical Potential | 0 | 0 | 0 | 0 | 0 | 0 | 0 | 0 | 0 | 0 | 0 | 0 | 0 | 0 | 0 | 0 | 0 | 0 | 0 | 0 | 0 | 0 | 0
F9_Industrial_Paper and Printing_Existing_Space Heating_Natural Gas_Gas Boiler - Hot Water Reset_A_Technical Potential | F9 | Industrial | Paper and Printing | Existing | Space Heating | Natural Gas | Gas Boiler - Hot Water Reset | A | Cumulative Winter Peak Savings (MW) | Technical Potential | 0 | 0 | 0 | 0 | 0 | 0 | 0 | 0 | 0 | 0 | 0 | 0 | 0 | 0 | 0 | 0 | 0 | 0 | 0 | 0 | 0 | 0 | 0
F10_Industrial_Paper and Printing_Existing_Space Heating_Natural Gas_Gas Boiler - Hot Water Reset_A_Technical Potential | F10 | Industrial | Paper and Printing | Existing | Space Heating | Natural Gas | Gas Boiler - Hot Water Reset | A | Purchases (Incremental) | Technical Potential | 0 | 0 | 0.016299 | 0.019667 | 0.023652 | 0.026983 | 0.030247 | 0.034752 | 0.037466 | 0.037615 | 0.034836 | 0.029428 | 0.02238 | 0.014556 | 0.0083063 | 0.0039304 | 0.0016342 | 0.00058401 | 0.00017927 | 3.8399e-05 | 6.203e-06 | 7.3173e-07 | 0
F11_Industrial_Paper and Printing_Existing_Space Heating_Natural Gas_Gas Boiler - Hot Water Reset_A_Technical Potential | F11 | Industrial | Paper and Printing | Existing | Space Heating | Natural Gas | Gas Boiler - Hot Water Reset | A | Purchases (Cumulative) | Technical Potential | 0 | 0 | 0.016299 | 0.035966 | 0.059618 | 0.0866 | 0.11685 | 0.1516 | 0.18907 | 0.22668 | 0.26152 | 0.29094 | 0.31332 | 0.32788 | 0.33619 | 0.34012 | 0.34175 | 0.34234 | 0.34252 | 0.34255 | 0.34256 | 0.34256 | 0
F1_Industrial_Paper and Printing_Existing_Process_Natural Gas_Gas Boiler - Hot Water Reset_A_Technical Potential | F1 | Industrial | Paper and Printing | Existing | Process | Natural Gas | Gas Boiler - Hot Water Reset | A | Integrated Unit Energy Savings (kWh or therms) | Technical Potential | 0 | 0 | 101.4254 | 101.4 | 101.3793 | 101.3607 | 101.343 | 101.3259 | 101.3096 | 101.2938 | 101.2786 | 101.2637 | 101.2492 | 101.235 | 101.2211 | 101.2073 | 101.1937 | 101.1798 | 101.1659 | 101.1519 | 101.1378 | 101.1235 | 0
F2_Industrial_Paper and Printing_Existing_Process_Natural Gas_Gas Boiler - Hot Water Reset_A_Technical Potential | F2 | Industrial | Paper and Printing | Existing | Process | Natural Gas | Gas Boiler - Hot Water Reset | A | Integrated Unit Summer Peak Savings (kW) | Technical Potential | 0 | 0 | 0 | 0 | 0 | 0 | 0 | 0 | 0 | 0 | 0 | 0 | 0 | 0 | 0 | 0 | 0 | 0 | 0 | 0 | 0 | 0 | 0
F3_Industrial_Paper and Printing_Existing_Process_Natural Gas_Gas Boiler - Hot Water Reset_A_Technical Potential | F3 | Industrial | Paper and Printing | Existing | Process | Natural Gas | Gas Boiler - Hot Water Reset | A | Integrated Unit Winter Peak Savings (kW) | Technical Potential | 0 | 0 | 0 | 0 | 0 | 0 | 0 | 0 | 0 | 0 | 0 | 0 | 0 | 0 | 0 | 0 | 0 | 0 | 0 | 0 | 0 | 0 | 0
F4_Industrial_Paper and Printing_Existing_Process_Natural Gas_Gas Boiler - Hot Water Reset_A_Technical Potential | F4 | Industrial | Paper and Printing | Existing | Process | Natural Gas | Gas Boiler - Hot Water Reset | A | Incremental Energy Savings (MWh or mTherms) | Technical Potential | 0 | 0 | 0.065963 | 0.079576 | 0.09568 | 0.10913 | 0.12231 | 0.14051 | 0.15146 | 0.15204 | 0.14078 | 0.11891 | 0.090419 | 0.058801 | 0.033549 | 0.015873 | 0.0065987 | 0.0023578 | 0.00072369 | 0.00015499 | 2.5033e-05 | 2.9526e-06 | 0
F5_Industrial_Paper and Printing_Existing_Process_Natural Gas_Gas Boiler - Hot Water Reset_A_Technical Potential | F5 | Industrial | Paper and Printing | Existing | Process | Natural Gas | Gas Boiler - Hot Water Reset | A | Incremental Summer Peak Savings (MW) | Technical Potential | 0 | 0 | 0 | 0 | 0 | 0 | 0 | 0 | 0 | 0 | 0 | 0 | 0 | 0 | 0 | 0 | 0 | 0 | 0 | 0 | 0 | 0 | 0
F6_Industrial_Paper and Printing_Existing_Process_Natural Gas_Gas Boiler - Hot Water Reset_A_Technical Potential | F6 | Industrial | Paper and Printing | Existing | Process | Natural Gas | Gas Boiler - Hot Water Reset | A | Incremental Winter Peak Savings (MW) | Technical Potential | 0 | 0 | 0 | 0 | 0 | 0 | 0 | 0 | 0 | 0 | 0 | 0 | 0 | 0 | 0 | 0 | 0 | 0 | 0 | 0 | 0 | 0 | 0
F7_Industrial_Paper and Printing_Existing_Process_Natural Gas_Gas Boiler - Hot Water Reset_A_Technical Potential | F7 | Industrial | Paper and Printing | Existing | Process | Natural Gas | Gas Boiler - Hot Water Reset | A | Cumulative Energy Savings (MWh or mTherms) | Technical Potential | 0 | 0 | 0.065963 | 0.14552 | 0.24117 | 0.35026 | 0.47252 | 0.61295 | 0.76431 | 0.91622 | 1.0569 | 1.1756 | 1.2659 | 1.3245 | 1.3579 | 1.3736 | 1.38 | 1.3821 | 1.3827 | 1.3826 | 1.3825 | 1.3823 | 0
F8_Industrial_Paper and Printing_Existing_Process_Natural Gas_Gas Boiler - Hot Water Reset_A_Technical Potential | F8 | Industrial | Paper and Printing | Existing | Process | Natural Gas | Gas Boiler - Hot Water Reset | A | Cumulative Summer Peak Savings (MW) | Technical Potential | 0 | 0 | 0 | 0 | 0 | 0 | 0 | 0 | 0 | 0 | 0 | 0 | 0 | 0 | 0 | 0 | 0 | 0 | 0 | 0 | 0 | 0 | 0
F9_Industrial_Paper and Printing_Existing_Process_Natural Gas_Gas Boiler - Hot Water Reset_A_Technical Potential | F9 | Industrial | Paper and Printing | Existing | Process | Natural Gas | Gas Boiler - Hot Water Reset | A | Cumulative Winter Peak Savings (MW) | Technical Potential | 0 | 0 | 0 | 0 | 0 | 0 | 0 | 0 | 0 | 0 | 0 | 0 | 0 | 0 | 0 | 0 | 0 | 0 | 0 | 0 | 0 | 0 | 0
F10_Industrial_Paper and Printing_Existing_Process_Natural Gas_Gas Boiler - Hot Water Reset_A_Technical Potential | F10 | Industrial | Paper and Printing | Existing | Process | Natural Gas | Gas Boiler - Hot Water Reset | A | Purchases (Incremental) | Technical Potential | 0 | 0 | 0.65036 | 0.78478 | 0.94378 | 1.0767 | 1.2069 | 1.3867 | 1.495 | 1.5009 | 1.3901 | 1.1743 | 0.89304 | 0.58084 | 0.33145 | 0.15683 | 0.065209 | 0.023304 | 0.0071535 | 0.0015323 | 0.00024752 | 2.9198e-05 | 0
F11_Industrial_Paper and Printing_Existing_Process_Natural Gas_Gas Boiler - Hot Water Reset_A_Technical Potential | F11 | Industrial | Paper and Printing | Existing | Process | Natural Gas | Gas Boiler - Hot Water Reset | A | Purchases (Cumulative) | Technical Potential | 0 | 0 | 0.65036 | 1.4351 | 2.3789 | 3.4556 | 4.6625 | 6.0492 | 7.5443 | 9.0452 | 10.4353 | 11.6095 | 12.5026 | 13.0834 | 13.4149 | 13.5717 | 13.6369 | 13.6602 | 13.6674 | 13.6689 | 13.6691 | 13.6692 | 0
F1_Industrial_Paper and Printing_Existing_Space Heating_Natural Gas_Steam Trap Maintenance_A_Technical Potential | F1 | Industrial | Paper and Printing | Existing | Space Heating | Natural Gas | Steam Trap Maintenance | A | Integrated Unit Energy Savings (kWh or therms) | Technical Potential | 0 | 0 | 129.6388 | 129.0065 | 128.3437 | 127.6445 | 126.904 | 126.1176 | 125.2813 | 124.3915 | 123.4529 | 122.4701 | 121.4522 | 120.3997 | 119.3412 | 118.2734 | 117.2021 | 116.2025 | 115.2708 | 114.3995 | 113.5854 | 112.8273 | 0
F2_Industrial_Paper and Printing_Existing_Space Heating_Natural Gas_Steam Trap Maintenance_A_Technical Potential | F2 | Industrial | Paper and Printing | Existing | Space Heating | Natural Gas | Steam Trap Maintenance | A | Integrated Unit Summer Peak Savings (kW) | Technical Potential | 0 | 0 | 0 | 0 | 0 | 0 | 0 | 0 | 0 | 0 | 0 | 0 | 0 | 0 | 0 | 0 | 0 | 0 | 0 | 0 | 0 | 0 | 0
F3_Industrial_Paper and Printing_Existing_Space Heating_Natural Gas_Steam Trap Maintenance_A_Technical Potential | F3 | Industrial | Paper and Printing | Existing | Space Heating | Natural Gas | Steam Trap Maintenance | A | Integrated Unit Winter Peak Savings (kW) | Technical Potential | 0 | 0 | 0 | 0 | 0 | 0 | 0 | 0 | 0 | 0 | 0 | 0 | 0 | 0 | 0 | 0 | 0 | 0 | 0 | 0 | 0 | 0 | 0
F4_Industrial_Paper and Printing_Existing_Space Heating_Natural Gas_Steam Trap Maintenance_A_Technical Potential | F4 | Industrial | Paper and Printing | Existing | Space Heating | Natural Gas | Steam Trap Maintenance | A | Incremental Energy Savings (MWh or mTherms) | Technical Potential | 0 | 0 | 0.0011793 | 0.0011533 | 0.0011276 | 0.0011021 | 0.0010769 | 0.0010517 | 0.0010267 | 0.0010019 | 0.00097717 | 0.00095268 | 0.00092847 | 0.00090456 | 0.00088115 | 0.00085821 | 0.00083577 | 0.00081435 | 0.0007939 | 0.00077431 | 0.00075555 | 0.00073756 | 0
F5_Industrial_Paper and Printing_Existing_Space Heating_Natural Gas_Steam Trap Maintenance_A_Technical Potential | F5 | Industrial | Paper and Printing | Existing | Space Heating | Natural Gas | Steam Trap Maintenance | A | Incremental Summer Peak Savings (MW) | Technical Potential | 0 | 0 | 0 | 0 | 0 | 0 | 0 | 0 | 0 | 0 | 0 | 0 | 0 | 0 | 0 | 0 | 0 | 0 | 0 | 0 | 0 | 0 | 0
F6_Industrial_Paper and Printing_Existing_Space Heating_Natural Gas_Steam Trap Maintenance_A_Technical Potential | F6 | Industrial | Paper and Printing | Existing | Space Heating | Natural Gas | Steam Trap Maintenance | A | Incremental Winter Peak Savings (MW) | Technical Potential | 0 | 0 | 0 | 0 | 0 | 0 | 0 | 0 | 0 | 0 | 0 | 0 | 0 | 0 | 0 | 0 | 0 | 0 | 0 | 0 | 0 | 0 | 0
F7_Industrial_Paper and Printing_Existing_Space Heating_Natural Gas_Steam Trap Maintenance_A_Technical Potential | F7 | Industrial | Paper and Printing | Existing | Space Heating | Natural Gas | Steam Trap Maintenance | A | Cumulative Energy Savings (MWh or mTherms) | Technical Potential | 0 | 0 | 0.0011793 | 0.0023269 | 0.0034426 | 0.004526 | 0.0055765 | 0.0065937 | 0.0075767 | 0.0085248 | 0.0094377 | 0.010315 | 0.011158 | 0.011966 | 0.012742 | 0.013486 | 0.0142 | 0.014893 | 0.015567 | 0.016224 | 0.016864 | 0.017489 | 0
F8_Industrial_Paper and Printing_Existing_Space Heating_Natural Gas_Steam Trap Maintenance_A_Technical Potential | F8 | Industrial | Paper and Printing | Existing | Space Heating | Natural Gas | Steam Trap Maintenance | A | Cumulative Summer Peak Savings (MW) | Technical Potential | 0 | 0 | 0 | 0 | 0 | 0 | 0 | 0 | 0 | 0 | 0 | 0 | 0 | 0 | 0 | 0 | 0 | 0 | 0 | 0 | 0 | 0 | 0
F9_Industrial_Paper and Printing_Existing_Space Heating_Natural Gas_Steam Trap Maintenance_A_Technical Potential | F9 | Industrial | Paper and Printing | Existing | Space Heating | Natural Gas | Steam Trap Maintenance | A | Cumulative Winter Peak Savings (MW) | Technical Potential | 0 | 0 | 0 | 0 | 0 | 0 | 0 | 0 | 0 | 0 | 0 | 0 | 0 | 0 | 0 | 0 | 0 | 0 | 0 | 0 | 0 | 0 | 0
F10_Industrial_Paper and Printing_Existing_Space Heating_Natural Gas_Steam Trap Maintenance_A_Technical Potential | F10 | Industrial | Paper and Printing | Existing | Space Heating | Natural Gas | Steam Trap Maintenance | A | Purchases (Incremental) | Technical Potential | 0 | 0 | 0.0090969 | 0.0089401 | 0.008786 | 0.0086345 | 0.0084856 | 0.0083393 | 0.0081955 | 0.0080542 | 0.0079153 | 0.0077789 | 0.0076448 | 0.007513 | 0.0073834 | 0.0072561 | 0.007131 | 0.0070081 | 0.0068872 | 0.0067685 | 0.0066518 | 0.0065371 | 0
F11_Industrial_Paper and Printing_Existing_Space Heating_Natural Gas_Steam Trap Maintenance_A_Technical Potential | F11 | Industrial | Paper and Printing | Existing | Space Heating | Natural Gas | Steam Trap Maintenance | A | Purchases (Cumulative) | Technical Potential | 0 | 0 | 0.0090969 | 0.018037 | 0.026823 | 0.035457 | 0.043943 | 0.052282 | 0.060478 | 0.068532 | 0.076447 | 0.084226 | 0.091871 | 0.099384 | 0.10677 | 0.11402 | 0.12115 | 0.12816 | 0.13505 | 0.14182 | 0.14847 | 0.15501 | 0
F1_Industrial_Paper and Printing_Existing_Process_Natural Gas_Steam Trap Maintenance_A_Technical Potential | F1 | Industrial | Paper and Printing | Existing | Process | Natural Gas | Steam Trap Maintenance | A | Integrated Unit Energy Savings (kWh or therms) | Technical Potential | 0 | 0 | 71.6687 | 71.6567 | 71.6481 | 71.6411 | 71.6348 | 71.6291 | 71.6241 | 71.6195 | 71.6154 | 71.6117 | 71.6083 | 71.6054 | 71.6027 | 71.6003 | 71.5981 | 71.5958 | 71.5937 | 71.5916 | 71.5896 | 71.5876 | 0
F2_Industrial_Paper and Printing_Existing_Process_Natural Gas_Steam Trap Maintenance_A_Technical Potential | F2 | Industrial | Paper and Printing | Existing | Process | Natural Gas | Steam Trap Maintenance | A | Integrated Unit Summer Peak Savings (kW) | Technical Potential | 0 | 0 | 0 | 0 | 0 | 0 | 0 | 0 | 0 | 0 | 0 | 0 | 0 | 0 | 0 | 0 | 0 | 0 | 0 | 0 | 0 | 0 | 0
F3_Industrial_Paper and Printing_Existing_Process_Natural Gas_Steam Trap Maintenance_A_Technical Potential | F3 | Industrial | Paper and Printing | Existing | Process | Natural Gas | Steam Trap Maintenance | A | Integrated Unit Winter Peak Savings (kW) | Technical Potential | 0 | 0 | 0 | 0 | 0 | 0 | 0 | 0 | 0 | 0 | 0 | 0 | 0 | 0 | 0 | 0 | 0 | 0 | 0 | 0 | 0 | 0 | 0
F4_Industrial_Paper and Printing_Existing_Process_Natural Gas_Steam Trap Maintenance_A_Technical Potential | F4 | Industrial | Paper and Printing | Existing | Process | Natural Gas | Steam Trap Maintenance | A | Incremental Energy Savings (MWh or mTherms) | Technical Potential | 0 | 0 | 0.026015 | 0.025563 | 0.025119 | 0.024683 | 0.024256 | 0.023835 | 0.023423 | 0.023018 | 0.022619 | 0.022228 | 0.021844 | 0.021466 | 0.021096 | 0.020731 | 0.020373 | 0.020021 | 0.019675 | 0.019336 | 0.019002 | 0.018674 | 0
F5_Industrial_Paper and Printing_Existing_Process_Natural Gas_Steam Trap Maintenance_A_Technical Potential | F5 | Industrial | Paper and Printing | Existing | Process | Natural Gas | Steam Trap Maintenance | A | Incremental Summer Peak Savings (MW) | Technical Potential | 0 | 0 | 0 | 0 | 0 | 0 | 0 | 0 | 0 | 0 | 0 | 0 | 0 | 0 | 0 | 0 | 0 | 0 | 0 | 0 | 0 | 0 | 0
F6_Industrial_Paper and Printing_Existing_Process_Natural Gas_Steam Trap Maintenance_A_Technical Potential | F6 | Industrial | Paper and Printing | Existing | Process | Natural Gas | Steam Trap Maintenance | A | Incremental Winter Peak Savings (MW) | Technical Potential | 0 | 0 | 0 | 0 | 0 | 0 | 0 | 0 | 0 | 0 | 0 | 0 | 0 | 0 | 0 | 0 | 0 | 0 | 0 | 0 | 0 | 0 | 0
F7_Industrial_Paper and Printing_Existing_Process_Natural Gas_Steam Trap Maintenance_A_Technical Potential | F7 | Industrial | Paper and Printing | Existing | Process | Natural Gas | Steam Trap Maintenance | A | Cumulative Energy Savings (MWh or mTherms) | Technical Potential | 0 | 0 | 0.026015 | 0.051573 | 0.076686 | 0.10136 | 0.12561 | 0.14943 | 0.17285 | 0.19585 | 0.21846 | 0.24068 | 0.26251 | 0.28397 | 0.30505 | 0.32577 | 0.34614 | 0.36615 | 0.38581 | 0.40513 | 0.42412 | 0.44279 | 0
F8_Industrial_Paper and Printing_Existing_Process_Natural Gas_Steam Trap Maintenance_A_Technical Potential | F8 | Industrial | Paper and Printing | Existing | Process | Natural Gas | Steam Trap Maintenance | A | Cumulative Summer Peak Savings (MW) | Technical Potential | 0 | 0 | 0 | 0 | 0 | 0 | 0 | 0 | 0 | 0 | 0 | 0 | 0 | 0 | 0 | 0 | 0 | 0 | 0 | 0 | 0 | 0 | 0
F9_Industrial_Paper and Printing_Existing_Process_Natural Gas_Steam Trap Maintenance_A_Technical Potential | F9 | Industrial | Paper and Printing | Existing | Process | Natural Gas | Steam Trap Maintenance | A | Cumulative Winter Peak Savings (MW) | Technical Potential | 0 | 0 | 0 | 0 | 0 | 0 | 0 | 0 | 0 | 0 | 0 | 0 | 0 | 0 | 0 | 0 | 0 | 0 | 0 | 0 | 0 | 0 | 0
F10_Industrial_Paper and Printing_Existing_Process_Natural Gas_Steam Trap Maintenance_A_Technical Potential | F10 | Industrial | Paper and Printing | Existing | Process | Natural Gas | Steam Trap Maintenance | A | Purchases (Incremental) | Technical Potential | 0 | 0 | 0.36299 | 0.35674 | 0.35059 | 0.34454 | 0.3386 | 0.33276 | 0.32702 | 0.32139 | 0.31585 | 0.3104 | 0.30505 | 0.29979 | 0.29462 | 0.28954 | 0.28455 | 0.27964 | 0.27482 | 0.27008 | 0.26543 | 0.26085 | 0
F11_Industrial_Paper and Printing_Existing_Process_Natural Gas_Steam Trap Maintenance_A_Technical Potential | F11 | Industrial | Paper and Printing | Existing | Process | Natural Gas | Steam Trap Maintenance | A | Purchases (Cumulative) | Technical Potential | 0 | 0 | 0.36299 | 0.71973 | 1.0703 | 1.4149 | 1.7535 | 2.0862 | 2.4132 | 2.7346 | 3.0505 | 3.3609 | 3.6659 | 3.9657 | 4.2603 | 4.5499 | 4.8344 | 5.1141 | 5.3889 | 5.659 | 5.9244 | 6.1852 | 0
F1_Industrial_Paper and Printing_Existing_Space Heating_Natural Gas_Gas Boiler - High Turndown_A_Technical Potential | F1 | Industrial | Paper and Printing | Existing | Space Heating | Natural Gas | Gas Boiler - High Turndown | A | Integrated Unit Energy Savings (kWh or therms) | Technical Potential | 0 | 0 | 136.824 | 134.9625 | 132.544 | 129.4968 | 125.8343 | 121.6624 | 117.1611 | 112.5419 | 108.0119 | 103.7311 | 99.8013 | 96.2583 | 93.1153 | 90.3337 | 87.8699 | 85.7224 | 83.8362 | 82.1421 | 80.6769 | 79.2954 | 0
F2_Industrial_Paper and Printing_Existing_Space Heating_Natural Gas_Gas Boiler - High Turndown_A_Technical Potential | F2 | Industrial | Paper and Printing | Existing | Space Heating | Natural Gas | Gas Boiler - High Turndown | A | Integrated Unit Summer Peak Savings (kW) | Technical Potential | 0 | 0 | 0 | 0 | 0 | 0 | 0 | 0 | 0 | 0 | 0 | 0 | 0 | 0 | 0 | 0 | 0 | 0 | 0 | 0 | 0 | 0 | 0
F3_Industrial_Paper and Printing_Existing_Space Heating_Natural Gas_Gas Boiler - High Turndown_A_Technical Potential | F3 | Industrial | Paper and Printing | Existing | Space Heating | Natural Gas | Gas Boiler - High Turndown | A | Integrated Unit Winter Peak Savings (kW) | Technical Potential | 0 | 0 | 0 | 0 | 0 | 0 | 0 | 0 | 0 | 0 | 0 | 0 | 0 | 0 | 0 | 0 | 0 | 0 | 0 | 0 | 0 | 0 | 0
F4_Industrial_Paper and Printing_Existing_Space Heating_Natural Gas_Gas Boiler - High Turndown_A_Technical Potential | F4 | Industrial | Paper and Printing | Existing | Space Heating | Natural Gas | Gas Boiler - High Turndown | A | Incremental Energy Savings (MWh or mTherms) | Technical Potential | 0 | 0 | 0.0034034 | 0.0032992 | 0.0031842 | 0.0030574 | 0.0029197 | 0.0024968 | 0.0018904 | 0.0014276 | 0.0010772 | 0.00081336 | 0.00061525 | 0.00046654 | 0.00035482 | 0.00027063 | 0.00020697 | 0.00015874 | 1.0407e-06 | 3.5788e-07 | 1.1776e-07 | 3.7092e-08 | 0
F5_Industrial_Paper and Printing_Existing_Space Heating_Natural Gas_Gas Boiler - High Turndown_A_Technical Potential | F5 | Industrial | Paper and Printing | Existing | Space Heating | Natural Gas | Gas Boiler - High Turndown | A | Incremental Summer Peak Savings (MW) | Technical Potential | 0 | 0 | 0 | 0 | 0 | 0 | 0 | 0 | 0 | 0 | 0 | 0 | 0 | 0 | 0 | 0 | 0 | 0 | 0 | 0 | 0 | 0 | 0
F6_Industrial_Paper and Printing_Existing_Space Heating_Natural Gas_Gas Boiler - High Turndown_A_Technical Potential | F6 | Industrial | Paper and Printing | Existing | Space Heating | Natural Gas | Gas Boiler - High Turndown | A | Incremental Winter Peak Savings (MW) | Technical Potential | 0 | 0 | 0 | 0 | 0 | 0 | 0 | 0 | 0 | 0 | 0 | 0 | 0 | 0 | 0 | 0 | 0 | 0 | 0 | 0 | 0 | 0 | 0
F7_Industrial_Paper and Printing_Existing_Space Heating_Natural Gas_Gas Boiler - High Turndown_A_Technical Potential | F7 | Industrial | Paper and Printing | Existing | Space Heating | Natural Gas | Gas Boiler - High Turndown | A | Cumulative Energy Savings (MWh or mTherms) | Technical Potential | 0 | 0 | 0.0034034 | 0.0066563 | 0.0097213 | 0.012555 | 0.01512 | 0.017115 | 0.018372 | 0.019076 | 0.019385 | 0.01943 | 0.019309 | 0.01909 | 0.018822 | 0.01853 | 0.018232 | 0.017945 | 0.017551 | 0.017197 | 0.01689 | 0.016601 | 0
F8_Industrial_Paper and Printing_Existing_Space Heating_Natural Gas_Gas Boiler - High Turndown_A_Technical Potential | F8 | Industrial | Paper and Printing | Existing | Space Heating | Natural Gas | Gas Boiler - High Turndown | A | Cumulative Summer Peak Savings (MW) | Technical Potential | 0 | 0 | 0 | 0 | 0 | 0 | 0 | 0 | 0 | 0 | 0 | 0 | 0 | 0 | 0 | 0 | 0 | 0 | 0 | 0 | 0 | 0 | 0
F9_Industrial_Paper and Printing_Existing_Space Heating_Natural Gas_Gas Boiler - High Turndown_A_Technical Potential | F9 | Industrial | Paper and Printing | Existing | Space Heating | Natural Gas | Gas Boiler - High Turndown | A | Cumulative Winter Peak Savings (MW) | Technical Potential | 0 | 0 | 0 | 0 | 0 | 0 | 0 | 0 | 0 | 0 | 0 | 0 | 0 | 0 | 0 | 0 | 0 | 0 | 0 | 0 | 0 | 0 | 0
F10_Industrial_Paper and Printing_Existing_Space Heating_Natural Gas_Gas Boiler - High Turndown_A_Technical Potential | F10 | Industrial | Paper and Printing | Existing | Space Heating | Natural Gas | Gas Boiler - High Turndown | A | Purchases (Incremental) | Technical Potential | 0 | 0 | 0.024874 | 0.024445 | 0.024024 | 0.02361 | 0.023203 | 0.020522 | 0.016135 | 0.012685 | 0.0099733 | 0.0078411 | 0.0061647 | 0.0048467 | 0.0038105 | 0.0029959 | 0.0023554 | 0.0018518 | 1.2413e-05 | 4.3568e-06 | 1.4597e-06 | 4.6777e-07 | 0
F11_Industrial_Paper and Printing_Existing_Space Heating_Natural Gas_Gas Boiler - High Turndown_A_Technical Potential | F11 | Industrial | Paper and Printing | Existing | Space Heating | Natural Gas | Gas Boiler - High Turndown | A | Purchases (Cumulative) | Technical Potential | 0 | 0 | 0.024874 | 0.04932 | 0.073344 | 0.096954 | 0.12016 | 0.14068 | 0.15681 | 0.1695 | 0.17947 | 0.18731 | 0.19348 | 0.19832 | 0.20214 | 0.20513 | 0.20749 | 0.20934 | 0.20935 | 0.20936 | 0.20936 | 0.20936 | 0
F1_Industrial_Paper and Printing_Existing_Process_Natural Gas_Gas Boiler - High Turndown_A_Technical Potential | F1 | Industrial | Paper and Printing | Existing | Process | Natural Gas | Gas Boiler - High Turndown | A | Integrated Unit Energy Savings (kWh or therms) | Technical Potential | 0 | 0 | 75.6124 | 75.1274 | 74.6359 | 74.1364 | 73.6278 | 73.1377 | 72.6908 | 72.2795 | 71.8987 | 71.5446 | 71.2143 | 70.9046 | 70.611 | 70.3288 | 70.0538 | 69.7829 | 69.5353 | 69.2845 | 69.0302 | 68.7722 | 0
F2_Industrial_Paper and Printing_Existing_Process_Natural Gas_Gas Boiler - High Turndown_A_Technical Potential | F2 | Industrial | Paper and Printing | Existing | Process | Natural Gas | Gas Boiler - High Turndown | A | Integrated Unit Summer Peak Savings (kW) | Technical Potential | 0 | 0 | 0 | 0 | 0 | 0 | 0 | 0 | 0 | 0 | 0 | 0 | 0 | 0 | 0 | 0 | 0 | 0 | 0 | 0 | 0 | 0 | 0
F3_Industrial_Paper and Printing_Existing_Process_Natural Gas_Gas Boiler - High Turndown_A_Technical Potential | F3 | Industrial | Paper and Printing | Existing | Process | Natural Gas | Gas Boiler - High Turndown | A | Integrated Unit Winter Peak Savings (kW) | Technical Potential | 0 | 0 | 0 | 0 | 0 | 0 | 0 | 0 | 0 | 0 | 0 | 0 | 0 | 0 | 0 | 0 | 0 | 0 | 0 | 0 | 0 | 0 | 0
F4_Industrial_Paper and Printing_Existing_Process_Natural Gas_Gas Boiler - High Turndown_A_Technical Potential | F4 | Industrial | Paper and Printing | Existing | Process | Natural Gas | Gas Boiler - High Turndown | A | Incremental Energy Savings (MWh or mTherms) | Technical Potential | 0 | 0 | 0.07505 | 0.073283 | 0.071548 | 0.069844 | 0.068169 | 0.059893 | 0.0468 | 0.036587 | 0.028613 | 0.022385 | 0.017518 | 0.013713 | 0.010737 | 0.0084074 | 0.0065841 | 0.0051564 | 3.4442e-05 | 1.2045e-05 | 4.0206e-06 | 1.2837e-06 | 0
F5_Industrial_Paper and Printing_Existing_Process_Natural Gas_Gas Boiler - High Turndown_A_Technical Potential | F5 | Industrial | Paper and Printing | Existing | Process | Natural Gas | Gas Boiler - High Turndown | A | Incremental Summer Peak Savings (MW) | Technical Potential | 0 | 0 | 0 | 0 | 0 | 0 | 0 | 0 | 0 | 0 | 0 | 0 | 0 | 0 | 0 | 0 | 0 | 0 | 0 | 0 | 0 | 0 | 0
F6_Industrial_Paper and Printing_Existing_Process_Natural Gas_Gas Boiler - High Turndown_A_Technical Potential | F6 | Industrial | Paper and Printing | Existing | Process | Natural Gas | Gas Boiler - High Turndown | A | Incremental Winter Peak Savings (MW) | Technical Potential | 0 | 0 | 0 | 0 | 0 | 0 | 0 | 0 | 0 | 0 | 0 | 0 | 0 | 0 | 0 | 0 | 0 | 0 | 0 | 0 | 0 | 0 | 0
F7_Industrial_Paper and Printing_Existing_Process_Natural Gas_Gas Boiler - High Turndown_A_Technical Potential | F7 | Industrial | Paper and Printing | Existing | Process | Natural Gas | Gas Boiler - High Turndown | A | Cumulative Energy Savings (MWh or mTherms) | Technical Potential | 0 | 0 | 0.07505 | 0.14785 | 0.21843 | 0.28681 | 0.35302 | 0.41056 | 0.45485 | 0.48886 | 0.5149 | 0.53475 | 0.5498 | 0.56112 | 0.56953 | 0.57566 | 0.58 | 0.58291 | 0.58088 | 0.57879 | 0.57667 | 0.57452 | 0
F8_Industrial_Paper and Printing_Existing_Process_Natural Gas_Gas Boiler - High Turndown_A_Technical Potential | F8 | Industrial | Paper and Printing | Existing | Process | Natural Gas | Gas Boiler - High Turndown | A | Cumulative Summer Peak Savings (MW) | Technical Potential | 0 | 0 | 0 | 0 | 0 | 0 | 0 | 0 | 0 | 0 | 0 | 0 | 0 | 0 | 0 | 0 | 0 | 0 | 0 | 0 | 0 | 0 | 0
F9_Industrial_Paper and Printing_Existing_Process_Natural Gas_Gas Boiler - High Turndown_A_Technical Potential | F9 | Industrial | Paper and Printing | Existing | Process | Natural Gas | Gas Boiler - High Turndown | A | Cumulative Winter Peak Savings (MW) | Technical Potential | 0 | 0 | 0 | 0 | 0 | 0 | 0 | 0 | 0 | 0 | 0 | 0 | 0 | 0 | 0 | 0 | 0 | 0 | 0 | 0 | 0 | 0 | 0
F10_Industrial_Paper and Printing_Existing_Process_Natural Gas_Gas Boiler - High Turndown_A_Technical Potential | F10 | Industrial | Paper and Printing | Existing | Process | Natural Gas | Gas Boiler - High Turndown | A | Purchases (Incremental) | Technical Potential | 0 | 0 | 0.99256 | 0.97545 | 0.95863 | 0.9421 | 0.92586 | 0.8189 | 0.64383 | 0.50618 | 0.39796 | 0.31288 | 0.24599 | 0.1934 | 0.15205 | 0.11954 | 0.093986 | 0.073893 | 0.00049532 | 0.00017385 | 5.8245e-05 | 1.8665e-05 | 0
F11_Industrial_Paper and Printing_Existing_Process_Natural Gas_Gas Boiler - High Turndown_A_Technical Potential | F11 | Industrial | Paper and Printing | Existing | Process | Natural Gas | Gas Boiler - High Turndown | A | Purchases (Cumulative) | Technical Potential | 0 | 0 | 0.99256 | 1.968 | 2.9266 | 3.8687 | 4.7946 | 5.6135 | 6.2573 | 6.7635 | 7.1615 | 7.4743 | 7.7203 | 7.9137 | 8.0658 | 8.1853 | 8.2793 | 8.3532 | 8.3537 | 8.3539 | 8.3539 | 8.354 | 0
F1_Industrial_Paper and Printing_Existing_Space Heating_Natural Gas_Gas Boiler - Burner Control Optimization_A_Technical Potential | F1 | Industrial | Paper and Printing | Existing | Space Heating | Natural Gas | Gas Boiler - Burner Control Optimization | A | Integrated Unit Energy Savings (kWh or therms) | Technical Potential | 0 | 0 | 39.6751 | 39.1315 | 38.4265 | 37.5393 | 36.4738 | 35.2611 | 33.9534 | 32.612 | 31.2967 | 30.054 | 28.9133 | 27.8848 | 26.9724 | 26.1648 | 25.4494 | 24.8256 | 24.2777 | 23.7855 | 23.3597 | 22.958 | 0
F2_Industrial_Paper and Printing_Existing_Space Heating_Natural Gas_Gas Boiler - Burner Control Optimization_A_Technical Potential | F2 | Industrial | Paper and Printing | Existing | Space Heating | Natural Gas | Gas Boiler - Burner Control Optimization | A | Integrated Unit Summer Peak Savings (kW) | Technical Potential | 0 | 0 | 0 | 0 | 0 | 0 | 0 | 0 | 0 | 0 | 0 | 0 | 0 | 0 | 0 | 0 | 0 | 0 | 0 | 0 | 0 | 0 | 0
F3_Industrial_Paper and Printing_Existing_Space Heating_Natural Gas_Gas Boiler - Burner Control Optimization_A_Technical Potential | F3 | Industrial | Paper and Printing | Existing | Space Heating | Natural Gas | Gas Boiler - Burner Control Optimization | A | Integrated Unit Winter Peak Savings (kW) | Technical Potential | 0 | 0 | 0 | 0 | 0 | 0 | 0 | 0 | 0 | 0 | 0 | 0 | 0 | 0 | 0 | 0 | 0 | 0 | 0 | 0 | 0 | 0 | 0
F4_Industrial_Paper and Printing_Existing_Space Heating_Natural Gas_Gas Boiler - Burner Control Optimization_A_Technical Potential | F4 | Industrial | Paper and Printing | Existing | Space Heating | Natural Gas | Gas Boiler - Burner Control Optimization | A | Incremental Energy Savings (MWh or mTherms) | Technical Potential | 0 | 0 | 0.00026622 | 0.00040562 | 0.00078289 | 0.0013154 | 0.0019538 | 0.0025987 | 0.0031299 | 0.0034468 | 0.0035008 | 0.0033038 | 0.0029154 | 0.0024178 | 0.0018928 | 0.0014035 | 0.00098851 | 0.00066336 | 0.00042502 | 0.00026042 | 0.00015299 | 0.00010005 | 0
F5_Industrial_Paper and Printing_Existing_Space Heating_Natural Gas_Gas Boiler - Burner Control Optimization_A_Technical Potential | F5 | Industrial | Paper and Printing | Existing | Space Heating | Natural Gas | Gas Boiler - Burner Control Optimization | A | Incremental Summer Peak Savings (MW) | Technical Potential | 0 | 0 | 0 | 0 | 0 | 0 | 0 | 0 | 0 | 0 | 0 | 0 | 0 | 0 | 0 | 0 | 0 | 0 | 0 | 0 | 0 | 0 | 0
F6_Industrial_Paper and Printing_Existing_Space Heating_Natural Gas_Gas Boiler - Burner Control Optimization_A_Technical Potential | F6 | Industrial | Paper and Printing | Existing | Space Heating | Natural Gas | Gas Boiler - Burner Control Optimization | A | Incremental Winter Peak Savings (MW) | Technical Potential | 0 | 0 | 0 | 0 | 0 | 0 | 0 | 0 | 0 | 0 | 0 | 0 | 0 | 0 | 0 | 0 | 0 | 0 | 0 | 0 | 0 | 0 | 0
F7_Industrial_Paper and Printing_Existing_Space Heating_Natural Gas_Gas Boiler - Burner Control Optimization_A_Technical Potential | F7 | Industrial | Paper and Printing | Existing | Space Heating | Natural Gas | Gas Boiler - Burner Control Optimization | A | Cumulative Energy Savings (MWh or mTherms) | Technical Potential | 0 | 0 | 0.00026622 | 0.00066819 | 0.001439 | 0.0027212 | 0.0045977 | 0.0070435 | 0.0099122 | 0.012967 | 0.015945 | 0.018616 | 0.020825 | 0.022502 | 0.023658 | 0.024353 | 0.024676 | 0.024735 | 0.024614 | 0.024375 | 0.024092 | 0.023778 | 0
F8_Industrial_Paper and Printing_Existing_Space Heating_Natural Gas_Gas Boiler - Burner Control Optimization_A_Technical Potential | F8 | Industrial | Paper and Printing | Existing | Space Heating | Natural Gas | Gas Boiler - Burner Control Optimization | A | Cumulative Summer Peak Savings (MW) | Technical Potential | 0 | 0 | 0 | 0 | 0 | 0 | 0 | 0 | 0 | 0 | 0 | 0 | 0 | 0 | 0 | 0 | 0 | 0 | 0 | 0 | 0 | 0 | 0
F9_Industrial_Paper and Printing_Existing_Space Heating_Natural Gas_Gas Boiler - Burner Control Optimization_A_Technical Potential | F9 | Industrial | Paper and Printing | Existing | Space Heating | Natural Gas | Gas Boiler - Burner Control Optimization | A | Cumulative Winter Peak Savings (MW) | Technical Potential | 0 | 0 | 0 | 0 | 0 | 0 | 0 | 0 | 0 | 0 | 0 | 0 | 0 | 0 | 0 | 0 | 0 | 0 | 0 | 0 | 0 | 0 | 0
F10_Industrial_Paper and Printing_Existing_Space Heating_Natural Gas_Gas Boiler - Burner Control Optimization_A_Technical Potential | F10 | Industrial | Paper and Printing | Existing | Space Heating | Natural Gas | Gas Boiler - Burner Control Optimization | A | Purchases (Incremental) | Technical Potential | 0 | 0 | 0.00671 | 0.010366 | 0.020374 | 0.035039 | 0.053566 | 0.073699 | 0.092182 | 0.10569 | 0.11186 | 0.10993 | 0.10083 | 0.086707 | 0.070175 | 0.053639 | 0.038842 | 0.026721 | 0.017507 | 0.010949 | 0.0065495 | 0.0043581 | 0
F11_Industrial_Paper and Printing_Existing_Space Heating_Natural Gas_Gas Boiler - Burner Control Optimization_A_Technical Potential | F11 | Industrial | Paper and Printing | Existing | Space Heating | Natural Gas | Gas Boiler - Burner Control Optimization | A | Purchases (Cumulative) | Technical Potential | 0 | 0 | 0.00671 | 0.017076 | 0.037449 | 0.072489 | 0.12605 | 0.19975 | 0.29194 | 0.39763 | 0.50949 | 0.61942 | 0.72025 | 0.80696 | 0.87713 | 0.93077 | 0.96961 | 0.99633 | 1.0138 | 1.0248 | 1.0313 | 1.0357 | 0
F1_Industrial_Paper and Printing_Existing_Process_Natural Gas_Gas Boiler - Burner Control Optimization_A_Technical Potential | F1 | Industrial | Paper and Printing | Existing | Process | Natural Gas | Gas Boiler - Burner Control Optimization | A | Integrated Unit Energy Savings (kWh or therms) | Technical Potential | 0 | 0 | 21.9224 | 21.7766 | 21.6288 | 21.4787 | 21.326 | 21.1791 | 21.0455 | 20.923 | 20.8098 | 20.7048 | 20.607 | 20.5155 | 20.4288 | 20.3456 | 20.2646 | 20.1849 | 20.1124 | 20.0389 | 19.9644 | 19.8888 | 0
F2_Industrial_Paper and Printing_Existing_Process_Natural Gas_Gas Boiler - Burner Control Optimization_A_Technical Potential | F2 | Industrial | Paper and Printing | Existing | Process | Natural Gas | Gas Boiler - Burner Control Optimization | A | Integrated Unit Summer Peak Savings (kW) | Technical Potential | 0 | 0 | 0 | 0 | 0 | 0 | 0 | 0 | 0 | 0 | 0 | 0 | 0 | 0 | 0 | 0 | 0 | 0 | 0 | 0 | 0 | 0 | 0
F3_Industrial_Paper and Printing_Existing_Process_Natural Gas_Gas Boiler - Burner Control Optimization_A_Technical Potential | F3 | Industrial | Paper and Printing | Existing | Process | Natural Gas | Gas Boiler - Burner Control Optimization | A | Integrated Unit Winter Peak Savings (kW) | Technical Potential | 0 | 0 | 0 | 0 | 0 | 0 | 0 | 0 | 0 | 0 | 0 | 0 | 0 | 0 | 0 | 0 | 0 | 0 | 0 | 0 | 0 | 0 | 0
F4_Industrial_Paper and Printing_Existing_Process_Natural Gas_Gas Boiler - Burner Control Optimization_A_Technical Potential | F4 | Industrial | Paper and Printing | Existing | Process | Natural Gas | Gas Boiler - Burner Control Optimization | A | Incremental Energy Savings (MWh or mTherms) | Technical Potential | 0 | 0 | 0.0058697 | 0.0090072 | 0.017584 | 0.030031 | 0.045583 | 0.062284 | 0.077412 | 0.08824 | 0.092884 | 0.090823 | 0.082913 | 0.070981 | 0.057204 | 0.043547 | 0.031409 | 0.021522 | 0.01405 | 0.0087546 | 0.0052175 | 0.0034587 | 0
F5_Industrial_Paper and Printing_Existing_Process_Natural Gas_Gas Boiler - Burner Control Optimization_A_Technical Potential | F5 | Industrial | Paper and Printing | Existing | Process | Natural Gas | Gas Boiler - Burner Control Optimization | A | Incremental Summer Peak Savings (MW) | Technical Potential | 0 | 0 | 0 | 0 | 0 | 0 | 0 | 0 | 0 | 0 | 0 | 0 | 0 | 0 | 0 | 0 | 0 | 0 | 0 | 0 | 0 | 0 | 0
F6_Industrial_Paper and Printing_Existing_Process_Natural Gas_Gas Boiler - Burner Control Optimization_A_Technical Potential | F6 | Industrial | Paper and Printing | Existing | Process | Natural Gas | Gas Boiler - Burner Control Optimization | A | Incremental Winter Peak Savings (MW) | Technical Potential | 0 | 0 | 0 | 0 | 0 | 0 | 0 | 0 | 0 | 0 | 0 | 0 | 0 | 0 | 0 | 0 | 0 | 0 | 0 | 0 | 0 | 0 | 0
F7_Industrial_Paper and Printing_Existing_Process_Natural Gas_Gas Boiler - Burner Control Optimization_A_Technical Potential | F7 | Industrial | Paper and Printing | Existing | Process | Natural Gas | Gas Boiler - Burner Control Optimization | A | Cumulative Energy Savings (MWh or mTherms) | Technical Potential | 0 | 0 | 0.0058697 | 0.014838 | 0.032321 | 0.062127 | 0.10727 | 0.16881 | 0.24516 | 0.33197 | 0.42306 | 0.51175 | 0.59225 | 0.6606 | 0.71501 | 0.75564 | 0.78404 | 0.80248 | 0.81365 | 0.81943 | 0.8216 | 0.82195 | 0
F8_Industrial_Paper and Printing_Existing_Process_Natural Gas_Gas Boiler - Burner Control Optimization_A_Technical Potential | F8 | Industrial | Paper and Printing | Existing | Process | Natural Gas | Gas Boiler - Burner Control Optimization | A | Cumulative Summer Peak Savings (MW) | Technical Potential | 0 | 0 | 0 | 0 | 0 | 0 | 0 | 0 | 0 | 0 | 0 | 0 | 0 | 0 | 0 | 0 | 0 | 0 | 0 | 0 | 0 | 0 | 0
F9_Industrial_Paper and Printing_Existing_Process_Natural Gas_Gas Boiler - Burner Control Optimization_A_Technical Potential | F9 | Industrial | Paper and Printing | Existing | Process | Natural Gas | Gas Boiler - Burner Control Optimization | A | Cumulative Winter Peak Savings (MW) | Technical Potential | 0 | 0 | 0 | 0 | 0 | 0 | 0 | 0 | 0 | 0 | 0 | 0 | 0 | 0 | 0 | 0 | 0 | 0 | 0 | 0 | 0 | 0 | 0
F10_Industrial_Paper and Printing_Existing_Process_Natural Gas_Gas Boiler - Burner Control Optimization_A_Technical Potential | F10 | Industrial | Paper and Printing | Existing | Process | Natural Gas | Gas Boiler - Burner Control Optimization | A | Purchases (Incremental) | Technical Potential | 0 | 0 | 0.26775 | 0.41362 | 0.81297 | 1.3982 | 2.1374 | 2.9408 | 3.6783 | 4.2174 | 4.4635 | 4.3865 | 4.0235 | 3.4599 | 2.8002 | 2.1404 | 1.5499 | 1.0662 | 0.69857 | 0.43688 | 0.26134 | 0.1739 | 0
F11_Industrial_Paper and Printing_Existing_Process_Natural Gas_Gas Boiler - Burner Control Optimization_A_Technical Potential | F11 | Industrial | Paper and Printing | Existing | Process | Natural Gas | Gas Boiler - Burner Control Optimization | A | Purchases (Cumulative) | Technical Potential | 0 | 0 | 0.26775 | 0.68136 | 1.4943 | 2.8925 | 5.0299 | 7.9708 | 11.6491 | 15.8665 | 20.3299 | 24.7165 | 28.74 | 32.1999 | 35 | 37.1404 | 38.6903 | 39.7566 | 40.4552 | 40.892 | 41.1534 | 41.3273 | 0
F1_Industrial_Paper and Printing_Existing_Space Heating_Natural Gas_HVAC - Demand Controlled Ventilation_A_Technical Potential | F1 | Industrial | Paper and Printing | Existing | Space Heating | Natural Gas | HVAC - Demand Controlled Ventilation | A | Integrated Unit Energy Savings (kWh or therms) | Technical Potential | 0 | 0 | 0.076468 | 0.075863 | 0.075238 | 0.074593 | 0.073928 | 0.073244 | 0.07254 | 0.071816 | 0.071079 | 0.070333 | 0.069582 | 0.068824 | 0.068075 | 0.067332 | 0.066596 | 0.06591 | 0.06527 | 0.06467 | 0.064109 | 0.063583 | 0
F2_Industrial_Paper and Printing_Existing_Space Heating_Natural Gas_HVAC - Demand Controlled Ventilation_A_Technical Potential | F2 | Industrial | Paper and Printing | Existing | Space Heating | Natural Gas | HVAC - Demand Controlled Ventilation | A | Integrated Unit Summer Peak Savings (kW) | Technical Potential | 0 | 0 | 0 | 0 | 0 | 0 | 0 | 0 | 0 | 0 | 0 | 0 | 0 | 0 | 0 | 0 | 0 | 0 | 0 | 0 | 0 | 0 | 0
F3_Industrial_Paper and Printing_Existing_Space Heating_Natural Gas_HVAC - Demand Controlled Ventilation_A_Technical Potential | F3 | Industrial | Paper and Printing | Existing | Space Heating | Natural Gas | HVAC - Demand Controlled Ventilation | A | Integrated Unit Winter Peak Savings (kW) | Technical Potential | 0 | 0 | 0 | 0 | 0 | 0 | 0 | 0 | 0 | 0 | 0 | 0 | 0 | 0 | 0 | 0 | 0 | 0 | 0 | 0 | 0 | 0 | 0
F4_Industrial_Paper and Printing_Existing_Space Heating_Natural Gas_HVAC - Demand Controlled Ventilation_A_Technical Potential | F4 | Industrial | Paper and Printing | Existing | Space Heating | Natural Gas | HVAC - Demand Controlled Ventilation | A | Incremental Energy Savings (MWh or mTherms) | Technical Potential | 0 | 0 | 0.034404 | 0.033543 | 0.032693 | 0.031854 | 0.031026 | 0.030209 | 0.029403 | 0.028608 | 0.027826 | 0.027059 | 0.026308 | 0.025573 | 0.024859 | 0.024163 | 0.023487 | 0.022845 | 0.022233 | 0.021649 | 0.021091 | 0.020557 | 0
F5_Industrial_Paper and Printing_Existing_Space Heating_Natural Gas_HVAC - Demand Controlled Ventilation_A_Technical Potential | F5 | Industrial | Paper and Printing | Existing | Space Heating | Natural Gas | HVAC - Demand Controlled Ventilation | A | Incremental Summer Peak Savings (MW) | Technical Potential | 0 | 0 | 0 | 0 | 0 | 0 | 0 | 0 | 0 | 0 | 0 | 0 | 0 | 0 | 0 | 0 | 0 | 0 | 0 | 0 | 0 | 0 | 0
F6_Industrial_Paper and Printing_Existing_Space Heating_Natural Gas_HVAC - Demand Controlled Ventilation_A_Technical Potential | F6 | Industrial | Paper and Printing | Existing | Space Heating | Natural Gas | HVAC - Demand Controlled Ventilation | A | Incremental Winter Peak Savings (MW) | Technical Potential | 0 | 0 | 0 | 0 | 0 | 0 | 0 | 0 | 0 | 0 | 0 | 0 | 0 | 0 | 0 | 0 | 0 | 0 | 0 | 0 | 0 | 0 | 0
F7_Industrial_Paper and Printing_Existing_Space Heating_Natural Gas_HVAC - Demand Controlled Ventilation_A_Technical Potential | F7 | Industrial | Paper and Printing | Existing | Space Heating | Natural Gas | HVAC - Demand Controlled Ventilation | A | Cumulative Energy Savings (MWh or mTherms) | Technical Potential | 0 | 0 | 0.034404 | 0.067675 | 0.099811 | 0.13081 | 0.16067 | 0.18939 | 0.21697 | 0.24342 | 0.26875 | 0.29298 | 0.31616 | 0.33829 | 0.35947 | 0.37971 | 0.39905 | 0.41778 | 0.43595 | 0.4536 | 0.47075 | 0.48745 | 0
F8_Industrial_Paper and Printing_Existing_Space Heating_Natural Gas_HVAC - Demand Controlled Ventilation_A_Technical Potential | F8 | Industrial | Paper and Printing | Existing | Space Heating | Natural Gas | HVAC - Demand Controlled Ventilation | A | Cumulative Summer Peak Savings (MW) | Technical Potential | 0 | 0 | 0 | 0 | 0 | 0 | 0 | 0 | 0 | 0 | 0 | 0 | 0 | 0 | 0 | 0 | 0 | 0 | 0 | 0 | 0 | 0 | 0
F9_Industrial_Paper and Printing_Existing_Space Heating_Natural Gas_HVAC - Demand Controlled Ventilation_A_Technical Potential | F9 | Industrial | Paper and Printing | Existing | Space Heating | Natural Gas | HVAC - Demand Controlled Ventilation | A | Cumulative Winter Peak Savings (MW) | Technical Potential | 0 | 0 | 0 | 0 | 0 | 0 | 0 | 0 | 0 | 0 | 0 | 0 | 0 | 0 | 0 | 0 | 0 | 0 | 0 | 0 | 0 | 0 | 0
F10_Industrial_Paper and Printing_Existing_Space Heating_Natural Gas_HVAC - Demand Controlled Ventilation_A_Technical Potential | F10 | Industrial | Paper and Printing | Existing | Space Heating | Natural Gas | HVAC - Demand Controlled Ventilation | A | Purchases (Incremental) | Technical Potential | 0 | 0 | 449.9139 | 442.1568 | 434.5334 | 427.0414 | 419.6786 | 412.4428 | 405.3317 | 398.3432 | 391.4752 | 384.7257 | 378.0925 | 371.5736 | 365.1672 | 358.8712 | 352.6838 | 346.603 | 340.6271 | 334.7542 | 328.9826 | 323.3105 | 0
F11_Industrial_Paper and Printing_Existing_Space Heating_Natural Gas_HVAC - Demand Controlled Ventilation_A_Technical Potential | F11 | Industrial | Paper and Printing | Existing | Space Heating | Natural Gas | HVAC - Demand Controlled Ventilation | A | Purchases (Cumulative) | Technical Potential | 0 | 0 | 449.9139 | 892.0707 | 1326.604 | 1753.6454 | 2173.3241 | 2585.7669 | 2991.0986 | 3389.4418 | 3780.9171 | 4165.6427 | 4543.7352 | 4915.3089 | 5280.476 | 5639.3473 | 5992.031 | 6338.634 | 6679.2612 | 7014.0154 | 7342.998 | 7666.3085 | 0
F1_Industrial_Paper and Printing_Existing_Space Heating_Natural Gas_Gas Boiler - Stack Economizer_A_Technical Potential | F1 | Industrial | Paper and Printing | Existing | Space Heating | Natural Gas | Gas Boiler - Stack Economizer | A | Integrated Unit Energy Savings (kWh or therms) | Technical Potential | 0 | 0 | 100.2619 | 99.5606 | 98.809 | 97.9928 | 97.0971 | 96.1066 | 95.0091 | 93.7966 | 92.4733 | 91.0506 | 89.5517 | 88.0018 | 86.4516 | 84.931 | 83.472 | 82.1418 | 80.9445 | 79.8726 | 78.907 | 78.0204 | 0
F2_Industrial_Paper and Printing_Existing_Space Heating_Natural Gas_Gas Boiler - Stack Economizer_A_Technical Potential | F2 | Industrial | Paper and Printing | Existing | Space Heating | Natural Gas | Gas Boiler - Stack Economizer | A | Integrated Unit Summer Peak Savings (kW) | Technical Potential | 0 | 0 | 0 | 0 | 0 | 0 | 0 | 0 | 0 | 0 | 0 | 0 | 0 | 0 | 0 | 0 | 0 | 0 | 0 | 0 | 0 | 0 | 0
F3_Industrial_Paper and Printing_Existing_Space Heating_Natural Gas_Gas Boiler - Stack Economizer_A_Technical Potential | F3 | Industrial | Paper and Printing | Existing | Space Heating | Natural Gas | Gas Boiler - Stack Economizer | A | Integrated Unit Winter Peak Savings (kW) | Technical Potential | 0 | 0 | 0 | 0 | 0 | 0 | 0 | 0 | 0 | 0 | 0 | 0 | 0 | 0 | 0 | 0 | 0 | 0 | 0 | 0 | 0 | 0 | 0
F4_Industrial_Paper and Printing_Existing_Space Heating_Natural Gas_Gas Boiler - Stack Economizer_A_Technical Potential | F4 | Industrial | Paper and Printing | Existing | Space Heating | Natural Gas | Gas Boiler - Stack Economizer | A | Incremental Energy Savings (MWh or mTherms) | Technical Potential | 0 | 0 | 0.0066505 | 0.0064902 | 0.0063301 | 0.0061696 | 0.0060078 | 0.0052596 | 0.0040879 | 0.0031729 | 0.0024594 | 0.0019038 | 0.0014722 | 0.0011374 | 0.00087847 | 0.00067851 | 0.00052429 | 0.00040563 | 2.6794e-06 | 9.2797e-07 | 3.0714e-07 | 9.7321e-08 | 0
F5_Industrial_Paper and Printing_Existing_Space Heating_Natural Gas_Gas Boiler - Stack Economizer_A_Technical Potential | F5 | Industrial | Paper and Printing | Existing | Space Heating | Natural Gas | Gas Boiler - Stack Economizer | A | Incremental Summer Peak Savings (MW) | Technical Potential | 0 | 0 | 0 | 0 | 0 | 0 | 0 | 0 | 0 | 0 | 0 | 0 | 0 | 0 | 0 | 0 | 0 | 0 | 0 | 0 | 0 | 0 | 0
F6_Industrial_Paper and Printing_Existing_Space Heating_Natural Gas_Gas Boiler - Stack Economizer_A_Technical Potential | F6 | Industrial | Paper and Printing | Existing | Space Heating | Natural Gas | Gas Boiler - Stack Economizer | A | Incremental Winter Peak Savings (MW) | Technical Potential | 0 | 0 | 0 | 0 | 0 | 0 | 0 | 0 | 0 | 0 | 0 | 0 | 0 | 0 | 0 | 0 | 0 | 0 | 0 | 0 | 0 | 0 | 0
F7_Industrial_Paper and Printing_Existing_Space Heating_Natural Gas_Gas Boiler - Stack Economizer_A_Technical Potential | F7 | Industrial | Paper and Printing | Existing | Space Heating | Natural Gas | Gas Boiler - Stack Economizer | A | Cumulative Energy Savings (MWh or mTherms) | Technical Potential | 0 | 0 | 0.0066505 | 0.013094 | 0.019325 | 0.025335 | 0.031112 | 0.036054 | 0.03973 | 0.042396 | 0.044257 | 0.04548 | 0.046203 | 0.046541 | 0.0466 | 0.046459 | 0.046185 | 0.045854 | 0.045189 | 0.044591 | 0.044053 | 0.043558 | 0
F8_Industrial_Paper and Printing_Existing_Space Heating_Natural Gas_Gas Boiler - Stack Economizer_A_Technical Potential | F8 | Industrial | Paper and Printing | Existing | Space Heating | Natural Gas | Gas Boiler - Stack Economizer | A | Cumulative Summer Peak Savings (MW) | Technical Potential | 0 | 0 | 0 | 0 | 0 | 0 | 0 | 0 | 0 | 0 | 0 | 0 | 0 | 0 | 0 | 0 | 0 | 0 | 0 | 0 | 0 | 0 | 0
F9_Industrial_Paper and Printing_Existing_Space Heating_Natural Gas_Gas Boiler - Stack Economizer_A_Technical Potential | F9 | Industrial | Paper and Printing | Existing | Space Heating | Natural Gas | Gas Boiler - Stack Economizer | A | Cumulative Winter Peak Savings (MW) | Technical Potential | 0 | 0 | 0 | 0 | 0 | 0 | 0 | 0 | 0 | 0 | 0 | 0 | 0 | 0 | 0 | 0 | 0 | 0 | 0 | 0 | 0 | 0 | 0
F10_Industrial_Paper and Printing_Existing_Space Heating_Natural Gas_Gas Boiler - Stack Economizer_A_Technical Potential | F10 | Industrial | Paper and Printing | Existing | Space Heating | Natural Gas | Gas Boiler - Stack Economizer | A | Purchases (Incremental) | Technical Potential | 0 | 0 | 0.066332 | 0.065188 | 0.064064 | 0.062959 | 0.061874 | 0.054726 | 0.043026 | 0.033828 | 0.026595 | 0.02091 | 0.016439 | 0.012925 | 0.010161 | 0.007989 | 0.006281 | 0.0049382 | 3.3101e-05 | 1.1618e-05 | 3.8924e-06 | 1.2474e-06 | 0
F11_Industrial_Paper and Printing_Existing_Space Heating_Natural Gas_Gas Boiler - Stack Economizer_A_Technical Potential | F11 | Industrial | Paper and Printing | Existing | Space Heating | Natural Gas | Gas Boiler - Stack Economizer | A | Purchases (Cumulative) | Technical Potential | 0 | 0 | 0.066332 | 0.13152 | 0.19558 | 0.25854 | 0.32042 | 0.37514 | 0.41817 | 0.452 | 0.47859 | 0.4995 | 0.51594 | 0.52887 | 0.53903 | 0.54702 | 0.5533 | 0.55824 | 0.55827 | 0.55828 | 0.55828 | 0.55829 | 0
F1_Industrial_Paper and Printing_Existing_Process_Natural Gas_Gas Boiler - Stack Economizer_A_Technical Potential | F1 | Industrial | Paper and Printing | Existing | Process | Natural Gas | Gas Boiler - Stack Economizer | A | Integrated Unit Energy Savings (kWh or therms) | Technical Potential | 0 | 0 | 72.6317 | 72.2103 | 71.7828 | 71.3479 | 70.9045 | 70.4748 | 70.0794 | 69.7124 | 69.3701 | 69.0501 | 68.75 | 68.4676 | 68.1989 | 67.9399 | 67.6866 | 67.4365 | 67.2051 | 66.9707 | 66.7329 | 66.4916 | 0
F2_Industrial_Paper and Printing_Existing_Process_Natural Gas_Gas Boiler - Stack Economizer_A_Technical Potential | F2 | Industrial | Paper and Printing | Existing | Process | Natural Gas | Gas Boiler - Stack Economizer | A | Integrated Unit Summer Peak Savings (kW) | Technical Potential | 0 | 0 | 0 | 0 | 0 | 0 | 0 | 0 | 0 | 0 | 0 | 0 | 0 | 0 | 0 | 0 | 0 | 0 | 0 | 0 | 0 | 0 | 0
F3_Industrial_Paper and Printing_Existing_Process_Natural Gas_Gas Boiler - Stack Economizer_A_Technical Potential | F3 | Industrial | Paper and Printing | Existing | Process | Natural Gas | Gas Boiler - Stack Economizer | A | Integrated Unit Winter Peak Savings (kW) | Technical Potential | 0 | 0 | 0 | 0 | 0 | 0 | 0 | 0 | 0 | 0 | 0 | 0 | 0 | 0 | 0 | 0 | 0 | 0 | 0 | 0 | 0 | 0 | 0
F4_Industrial_Paper and Printing_Existing_Process_Natural Gas_Gas Boiler - Stack Economizer_A_Technical Potential | F4 | Industrial | Paper and Printing | Existing | Process | Natural Gas | Gas Boiler - Stack Economizer | A | Incremental Energy Savings (MWh or mTherms) | Technical Potential | 0 | 0 | 0.19224 | 0.18783 | 0.1835 | 0.17924 | 0.17506 | 0.1539 | 0.12032 | 0.094099 | 0.073618 | 0.057612 | 0.045098 | 0.035311 | 0.027653 | 0.021658 | 0.016964 | 0.013288 | 8.8767e-05 | 3.1047e-05 | 1.0365e-05 | 3.3096e-06 | 0
F5_Industrial_Paper and Printing_Existing_Process_Natural Gas_Gas Boiler - Stack Economizer_A_Technical Potential | F5 | Industrial | Paper and Printing | Existing | Process | Natural Gas | Gas Boiler - Stack Economizer | A | Incremental Summer Peak Savings (MW) | Technical Potential | 0 | 0 | 0 | 0 | 0 | 0 | 0 | 0 | 0 | 0 | 0 | 0 | 0 | 0 | 0 | 0 | 0 | 0 | 0 | 0 | 0 | 0 | 0
F6_Industrial_Paper and Printing_Existing_Process_Natural Gas_Gas Boiler - Stack Economizer_A_Technical Potential | F6 | Industrial | Paper and Printing | Existing | Process | Natural Gas | Gas Boiler - Stack Economizer | A | Incremental Winter Peak Savings (MW) | Technical Potential | 0 | 0 | 0 | 0 | 0 | 0 | 0 | 0 | 0 | 0 | 0 | 0 | 0 | 0 | 0 | 0 | 0 | 0 | 0 | 0 | 0 | 0 | 0
F7_Industrial_Paper and Printing_Existing_Process_Natural Gas_Gas Boiler - Stack Economizer_A_Technical Potential | F7 | Industrial | Paper and Printing | Existing | Process | Natural Gas | Gas Boiler - Stack Economizer | A | Cumulative Energy Savings (MWh or mTherms) | Technical Potential | 0 | 0 | 0.19224 | 0.37896 | 0.56022 | 0.73607 | 0.90655 | 1.055 | 1.1694 | 1.2573 | 1.3248 | 1.3763 | 1.4154 | 1.4449 | 1.4669 | 1.483 | 1.4944 | 1.5022 | 1.4971 | 1.4919 | 1.4866 | 1.4812 | 0
F8_Industrial_Paper and Printing_Existing_Process_Natural Gas_Gas Boiler - Stack Economizer_A_Technical Potential | F8 | Industrial | Paper and Printing | Existing | Process | Natural Gas | Gas Boiler - Stack Economizer | A | Cumulative Summer Peak Savings (MW) | Technical Potential | 0 | 0 | 0 | 0 | 0 | 0 | 0 | 0 | 0 | 0 | 0 | 0 | 0 | 0 | 0 | 0 | 0 | 0 | 0 | 0 | 0 | 0 | 0
F9_Industrial_Paper and Printing_Existing_Process_Natural Gas_Gas Boiler - Stack Economizer_A_Technical Potential | F9 | Industrial | Paper and Printing | Existing | Process | Natural Gas | Gas Boiler - Stack Economizer | A | Cumulative Winter Peak Savings (MW) | Technical Potential | 0 | 0 | 0 | 0 | 0 | 0 | 0 | 0 | 0 | 0 | 0 | 0 | 0 | 0 | 0 | 0 | 0 | 0 | 0 | 0 | 0 | 0 | 0
F10_Industrial_Paper and Printing_Existing_Process_Natural Gas_Gas Boiler - Stack Economizer_A_Technical Potential | F10 | Industrial | Paper and Printing | Existing | Process | Natural Gas | Gas Boiler - Stack Economizer | A | Purchases (Incremental) | Technical Potential | 0 | 0 | 2.6468 | 2.6012 | 2.5563 | 2.5123 | 2.469 | 2.1837 | 1.7169 | 1.3498 | 1.0612 | 0.83435 | 0.65597 | 0.51573 | 0.40547 | 0.31878 | 0.25063 | 0.19705 | 0.0013208 | 0.0004636 | 0.00015532 | 4.9774e-05 | 0
F11_Industrial_Paper and Printing_Existing_Process_Natural Gas_Gas Boiler - Stack Economizer_A_Technical Potential | F11 | Industrial | Paper and Printing | Existing | Process | Natural Gas | Gas Boiler - Stack Economizer | A | Purchases (Cumulative) | Technical Potential | 0 | 0 | 2.6468 | 5.248 | 7.8044 | 10.3166 | 12.7856 | 14.9693 | 16.6862 | 18.036 | 19.0972 | 19.9316 | 20.5876 | 21.1033 | 21.5088 | 21.8276 | 22.0782 | 22.2752 | 22.2766 | 22.277 | 22.2772 | 22.2772 | 0
F1_Industrial_Paper and Printing_Existing_Space Heating_Natural Gas_Gas Furnace Tube Inserts_A_Technical Potential | F1 | Industrial | Paper and Printing | Existing | Space Heating | Natural Gas | Gas Furnace Tube Inserts | A | Integrated Unit Energy Savings (kWh or therms) | Technical Potential | 0 | 0 | 0.087928 | 0.087247 | 0.086543 | 0.085816 | 0.085066 | 0.084293 | 0.083498 | 0.082681 | 0.081848 | 0.081004 | 0.080154 | 0.079297 | 0.07845 | 0.077609 | 0.076777 | 0.076002 | 0.07528 | 0.074605 | 0.073973 | 0.073384 | 0
F2_Industrial_Paper and Printing_Existing_Space Heating_Natural Gas_Gas Furnace Tube Inserts_A_Technical Potential | F2 | Industrial | Paper and Printing | Existing | Space Heating | Natural Gas | Gas Furnace Tube Inserts | A | Integrated Unit Summer Peak Savings (kW) | Technical Potential | 0 | 0 | 0 | 0 | 0 | 0 | 0 | 0 | 0 | 0 | 0 | 0 | 0 | 0 | 0 | 0 | 0 | 0 | 0 | 0 | 0 | 0 | 0
F3_Industrial_Paper and Printing_Existing_Space Heating_Natural Gas_Gas Furnace Tube Inserts_A_Technical Potential | F3 | Industrial | Paper and Printing | Existing | Space Heating | Natural Gas | Gas Furnace Tube Inserts | A | Integrated Unit Winter Peak Savings (kW) | Technical Potential | 0 | 0 | 0 | 0 | 0 | 0 | 0 | 0 | 0 | 0 | 0 | 0 | 0 | 0 | 0 | 0 | 0 | 0 | 0 | 0 | 0 | 0 | 0
F4_Industrial_Paper and Printing_Existing_Space Heating_Natural Gas_Gas Furnace Tube Inserts_A_Technical Potential | F4 | Industrial | Paper and Printing | Existing | Space Heating | Natural Gas | Gas Furnace Tube Inserts | A | Incremental Energy Savings (MWh or mTherms) | Technical Potential | 0 | 0 | 0 | 0 | 0 | 0 | 0 | 0 | 0 | 0 | 0 | 0 | 0 | 0 | 0 | 0 | 0 | 0 | 0 | 0 | 0 | 0 | 0
F5_Industrial_Paper and Printing_Existing_Space Heating_Natural Gas_Gas Furnace Tube Inserts_A_Technical Potential | F5 | Industrial | Paper and Printing | Existing | Space Heating | Natural Gas | Gas Furnace Tube Inserts | A | Incremental Summer Peak Savings (MW) | Technical Potential | 0 | 0 | 0 | 0 | 0 | 0 | 0 | 0 | 0 | 0 | 0 | 0 | 0 | 0 | 0 | 0 | 0 | 0 | 0 | 0 | 0 | 0 | 0
F6_Industrial_Paper and Printing_Existing_Space Heating_Natural Gas_Gas Furnace Tube Inserts_A_Technical Potential | F6 | Industrial | Paper and Printing | Existing | Space Heating | Natural Gas | Gas Furnace Tube Inserts | A | Incremental Winter Peak Savings (MW) | Technical Potential | 0 | 0 | 0 | 0 | 0 | 0 | 0 | 0 | 0 | 0 | 0 | 0 | 0 | 0 | 0 | 0 | 0 | 0 | 0 | 0 | 0 | 0 | 0
F7_Industrial_Paper and Printing_Existing_Space Heating_Natural Gas_Gas Furnace Tube Inserts_A_Technical Potential | F7 | Industrial | Paper and Printing | Existing | Space Heating | Natural Gas | Gas Furnace Tube Inserts | A | Cumulative Energy Savings (MWh or mTherms) | Technical Potential | 0 | 0 | 0 | 0 | 0 | 0 | 0 | 0 | 0 | 0 | 0 | 0 | 0 | 0 | 0 | 0 | 0 | 0 | 0 | 0 | 0 | 0 | 0
F8_Industrial_Paper and Printing_Existing_Space Heating_Natural Gas_Gas Furnace Tube Inserts_A_Technical Potential | F8 | Industrial | Paper and Printing | Existing | Space Heating | Natural Gas | Gas Furnace Tube Inserts | A | Cumulative Summer Peak Savings (MW) | Technical Potential | 0 | 0 | 0 | 0 | 0 | 0 | 0 | 0 | 0 | 0 | 0 | 0 | 0 | 0 | 0 | 0 | 0 | 0 | 0 | 0 | 0 | 0 | 0
F9_Industrial_Paper and Printing_Existing_Space Heating_Natural Gas_Gas Furnace Tube Inserts_A_Technical Potential | F9 | Industrial | Paper and Printing | Existing | Space Heating | Natural Gas | Gas Furnace Tube Inserts | A | Cumulative Winter Peak Savings (MW) | Technical Potential | 0 | 0 | 0 | 0 | 0 | 0 | 0 | 0 | 0 | 0 | 0 | 0 | 0 | 0 | 0 | 0 | 0 | 0 | 0 | 0 | 0 | 0 | 0
F10_Industrial_Paper and Printing_Existing_Space Heating_Natural Gas_Gas Furnace Tube Inserts_A_Technical Potential | F10 | Industrial | Paper and Printing | Existing | Space Heating | Natural Gas | Gas Furnace Tube Inserts | A | Purchases (Incremental) | Technical Potential | 0 | 0 | 0 | 0 | 0 | 0 | 0 | 0 | 0 | 0 | 0 | 0 | 0 | 0 | 0 | 0 | 0 | 0 | 0 | 0 | 0 | 0 | 0
F11_Industrial_Paper and Printing_Existing_Space Heating_Natural Gas_Gas Furnace Tube Inserts_A_Technical Potential | F11 | Industrial | Paper and Printing | Existing | Space Heating | Natural Gas | Gas Furnace Tube Inserts | A | Purchases (Cumulative) | Technical Potential | 0 | 0 | 0 | 0 | 0 | 0 | 0 | 0 | 0 | 0 | 0 | 0 | 0 | 0 | 0 | 0 | 0 | 0 | 0 | 0 | 0 | 0 | 0
F1_Industrial_Paper and Printing_Existing_Space Heating_Natural Gas_Space Heating - Heat Recovery Ventilator_A_Technical Potential | F1 | Industrial | Paper and Printing | Existing | Space Heating | Natural Gas | Space Heating - Heat Recovery Ventilator | A | Integrated Unit Energy Savings (kWh or therms) | Technical Potential | 0 | 0 | 0.013244 | 0.013045 | 0.012783 | 0.012448 | 0.012046 | 0.011589 | 0.011099 | 0.010603 | 0.010122 | 0.0096741 | 0.0092691 | 0.0089093 | 0.0085944 | 0.0083191 | 0.0080776 | 0.0078682 | 0.007685 | 0.0075203 | 0.0073784 | 0.007244 | 0
F2_Industrial_Paper and Printing_Existing_Space Heating_Natural Gas_Space Heating - Heat Recovery Ventilator_A_Technical Potential | F2 | Industrial | Paper and Printing | Existing | Space Heating | Natural Gas | Space Heating - Heat Recovery Ventilator | A | Integrated Unit Summer Peak Savings (kW) | Technical Potential | 0 | 0 | 0 | 0 | 0 | 0 | 0 | 0 | 0 | 0 | 0 | 0 | 0 | 0 | 0 | 0 | 0 | 0 | 0 | 0 | 0 | 0 | 0
F3_Industrial_Paper and Printing_Existing_Space Heating_Natural Gas_Space Heating - Heat Recovery Ventilator_A_Technical Potential | F3 | Industrial | Paper and Printing | Existing | Space Heating | Natural Gas | Space Heating - Heat Recovery Ventilator | A | Integrated Unit Winter Peak Savings (kW) | Technical Potential | 0 | 0 | 0 | 0 | 0 | 0 | 0 | 0 | 0 | 0 | 0 | 0 | 0 | 0 | 0 | 0 | 0 | 0 | 0 | 0 | 0 | 0 | 0
F4_Industrial_Paper and Printing_Existing_Space Heating_Natural Gas_Space Heating - Heat Recovery Ventilator_A_Technical Potential | F4 | Industrial | Paper and Printing | Existing | Space Heating | Natural Gas | Space Heating - Heat Recovery Ventilator | A | Incremental Energy Savings (MWh or mTherms) | Technical Potential | 0 | 0 | 0.014585 | 0.014119 | 0.013596 | 0.013012 | 0.012374 | 0.011699 | 0.011012 | 0.010338 | 0.009699 | 0.0091101 | 0.0085782 | 0.0081031 | 0.0076819 | 0.0073076 | 0.0069731 | 0.0066753 | 0.0064074 | 0.006162 | 0.0059415 | 0.0057327 | 0
F5_Industrial_Paper and Printing_Existing_Space Heating_Natural Gas_Space Heating - Heat Recovery Ventilator_A_Technical Potential | F5 | Industrial | Paper and Printing | Existing | Space Heating | Natural Gas | Space Heating - Heat Recovery Ventilator | A | Incremental Summer Peak Savings (MW) | Technical Potential | 0 | 0 | 0 | 0 | 0 | 0 | 0 | 0 | 0 | 0 | 0 | 0 | 0 | 0 | 0 | 0 | 0 | 0 | 0 | 0 | 0 | 0 | 0
F6_Industrial_Paper and Printing_Existing_Space Heating_Natural Gas_Space Heating - Heat Recovery Ventilator_A_Technical Potential | F6 | Industrial | Paper and Printing | Existing | Space Heating | Natural Gas | Space Heating - Heat Recovery Ventilator | A | Incremental Winter Peak Savings (MW) | Technical Potential | 0 | 0 | 0 | 0 | 0 | 0 | 0 | 0 | 0 | 0 | 0 | 0 | 0 | 0 | 0 | 0 | 0 | 0 | 0 | 0 | 0 | 0 | 0
F7_Industrial_Paper and Printing_Existing_Space Heating_Natural Gas_Space Heating - Heat Recovery Ventilator_A_Technical Potential | F7 | Industrial | Paper and Printing | Existing | Space Heating | Natural Gas | Space Heating - Heat Recovery Ventilator | A | Cumulative Energy Savings (MWh or mTherms) | Technical Potential | 0 | 0 | 0.014585 | 0.028485 | 0.041507 | 0.053434 | 0.064079 | 0.073347 | 0.081262 | 0.087964 | 0.093675 | 0.09864 | 0.10309 | 0.10719 | 0.11108 | 0.11483 | 0.11847 | 0.12208 | 0.12564 | 0.12911 | 0.13262 | 0.13593 | 0
F8_Industrial_Paper and Printing_Existing_Space Heating_Natural Gas_Space Heating - Heat Recovery Ventilator_A_Technical Potential | F8 | Industrial | Paper and Printing | Existing | Space Heating | Natural Gas | Space Heating - Heat Recovery Ventilator | A | Cumulative Summer Peak Savings (MW) | Technical Potential | 0 | 0 | 0 | 0 | 0 | 0 | 0 | 0 | 0 | 0 | 0 | 0 | 0 | 0 | 0 | 0 | 0 | 0 | 0 | 0 | 0 | 0 | 0
F9_Industrial_Paper and Printing_Existing_Space Heating_Natural Gas_Space Heating - Heat Recovery Ventilator_A_Technical Potential | F9 | Industrial | Paper and Printing | Existing | Space Heating | Natural Gas | Space Heating - Heat Recovery Ventilator | A | Cumulative Winter Peak Savings (MW) | Technical Potential | 0 | 0 | 0 | 0 | 0 | 0 | 0 | 0 | 0 | 0 | 0 | 0 | 0 | 0 | 0 | 0 | 0 | 0 | 0 | 0 | 0 | 0 | 0
F10_Industrial_Paper and Printing_Existing_Space Heating_Natural Gas_Space Heating - Heat Recovery Ventilator_A_Technical Potential | F10 | Industrial | Paper and Printing | Existing | Space Heating | Natural Gas | Space Heating - Heat Recovery Ventilator | A | Purchases (Incremental) | Technical Potential | 0 | 0 | 1101.2662 | 1082.2788 | 1063.6189 | 1045.2806 | 1027.2585 | 1009.5472 | 992.1412 | 975.0353 | 958.2244 | 941.7032 | 925.467 | 909.5107 | 893.8294 | 878.4186 | 863.2734 | 848.3894 | 833.762 | 819.3868 | 805.2594 | 791.3757 | 0
F11_Industrial_Paper and Printing_Existing_Space Heating_Natural Gas_Space Heating - Heat Recovery Ventilator_A_Technical Potential | F11 | Industrial | Paper and Printing | Existing | Space Heating | Natural Gas | Space Heating - Heat Recovery Ventilator | A | Purchases (Cumulative) | Technical Potential | 0 | 0 | 1101.2662 | 2183.545 | 3247.1639 | 4292.4445 | 5319.7031 | 6329.2502 | 7321.3914 | 8296.4267 | 9254.6511 | 10196.3544 | 11121.8213 | 12031.332 | 12925.1614 | 13803.58 | 14666.8535 | 15515.2429 | 16349.0049 | 17168.3917 | 17973.6511 | 18765.0268 | 0
F1_Industrial_Paper and Printing_Existing_Space Heating_Natural Gas_Thermostat - Programmable_A_Technical Potential | F1 | Industrial | Paper and Printing | Existing | Space Heating | Natural Gas | Thermostat - Programmable | A | Integrated Unit Energy Savings (kWh or therms) | Technical Potential | 0 | 0 | 0.0063955 | 0.0062876 | 0.0061481 | 0.0059736 | 0.0057655 | 0.0055305 | 0.0052793 | 0.0050239 | 0.0047754 | 0.0045424 | 0.0043297 | 0.004139 | 0.0039704 | 0.0038221 | 0.0036917 | 0.0035784 | 0.0034794 | 0.0033911 | 0.0033147 | 0.0032428 | 0
F2_Industrial_Paper and Printing_Existing_Space Heating_Natural Gas_Thermostat - Programmable_A_Technical Potential | F2 | Industrial | Paper and Printing | Existing | Space Heating | Natural Gas | Thermostat - Programmable | A | Integrated Unit Summer Peak Savings (kW) | Technical Potential | 0 | 0 | 0 | 0 | 0 | 0 | 0 | 0 | 0 | 0 | 0 | 0 | 0 | 0 | 0 | 0 | 0 | 0 | 0 | 0 | 0 | 0 | 0
F3_Industrial_Paper and Printing_Existing_Space Heating_Natural Gas_Thermostat - Programmable_A_Technical Potential | F3 | Industrial | Paper and Printing | Existing | Space Heating | Natural Gas | Thermostat - Programmable | A | Integrated Unit Winter Peak Savings (kW) | Technical Potential | 0 | 0 | 0 | 0 | 0 | 0 | 0 | 0 | 0 | 0 | 0 | 0 | 0 | 0 | 0 | 0 | 0 | 0 | 0 | 0 | 0 | 0 | 0
F4_Industrial_Paper and Printing_Existing_Space Heating_Natural Gas_Thermostat - Programmable_A_Technical Potential | F4 | Industrial | Paper and Printing | Existing | Space Heating | Natural Gas | Thermostat - Programmable | A | Incremental Energy Savings (MWh or mTherms) | Technical Potential | 0 | 0 | 0.021129 | 0.020415 | 0.019618 | 0.018732 | 0.017768 | 0.01675 | 0.015713 | 0.014695 | 0.013728 | 0.012833 | 0.012021 | 0.011293 | 0.010647 | 0.010072 | 0.0095608 | 0.0091077 | 0.008703 | 0.0083357 | 0.0080076 | 0.0076989 | 0
F5_Industrial_Paper and Printing_Existing_Space Heating_Natural Gas_Thermostat - Programmable_A_Technical Potential | F5 | Industrial | Paper and Printing | Existing | Space Heating | Natural Gas | Thermostat - Programmable | A | Incremental Summer Peak Savings (MW) | Technical Potential | 0 | 0 | 0 | 0 | 0 | 0 | 0 | 0 | 0 | 0 | 0 | 0 | 0 | 0 | 0 | 0 | 0 | 0 | 0 | 0 | 0 | 0 | 0
F6_Industrial_Paper and Printing_Existing_Space Heating_Natural Gas_Thermostat - Programmable_A_Technical Potential | F6 | Industrial | Paper and Printing | Existing | Space Heating | Natural Gas | Thermostat - Programmable | A | Incremental Winter Peak Savings (MW) | Technical Potential | 0 | 0 | 0 | 0 | 0 | 0 | 0 | 0 | 0 | 0 | 0 | 0 | 0 | 0 | 0 | 0 | 0 | 0 | 0 | 0 | 0 | 0 | 0
F7_Industrial_Paper and Printing_Existing_Space Heating_Natural Gas_Thermostat - Programmable_A_Technical Potential | F7 | Industrial | Paper and Printing | Existing | Space Heating | Natural Gas | Thermostat - Programmable | A | Cumulative Energy Savings (MWh or mTherms) | Technical Potential | 0 | 0 | 0.021129 | 0.041188 | 0.059892 | 0.076924 | 0.092012 | 0.10501 | 0.11596 | 0.12504 | 0.13259 | 0.13895 | 0.14446 | 0.14939 | 0.15396 | 0.15828 | 0.16244 | 0.16656 | 0.17065 | 0.17466 | 0.17873 | 0.18256 | 0
F8_Industrial_Paper and Printing_Existing_Space Heating_Natural Gas_Thermostat - Programmable_A_Technical Potential | F8 | Industrial | Paper and Printing | Existing | Space Heating | Natural Gas | Thermostat - Programmable | A | Cumulative Summer Peak Savings (MW) | Technical Potential | 0 | 0 | 0 | 0 | 0 | 0 | 0 | 0 | 0 | 0 | 0 | 0 | 0 | 0 | 0 | 0 | 0 | 0 | 0 | 0 | 0 | 0 | 0
F9_Industrial_Paper and Printing_Existing_Space Heating_Natural Gas_Thermostat - Programmable_A_Technical Potential | F9 | Industrial | Paper and Printing | Existing | Space Heating | Natural Gas | Thermostat - Programmable | A | Cumulative Winter Peak Savings (MW) | Technical Potential | 0 | 0 | 0 | 0 | 0 | 0 | 0 | 0 | 0 | 0 | 0 | 0 | 0 | 0 | 0 | 0 | 0 | 0 | 0 | 0 | 0 | 0 | 0
F10_Industrial_Paper and Printing_Existing_Space Heating_Natural Gas_Thermostat - Programmable_A_Technical Potential | F10 | Industrial | Paper and Printing | Existing | Space Heating | Natural Gas | Thermostat - Programmable | A | Purchases (Incremental) | Technical Potential | 0 | 0 | 3303.7986 | 3246.8365 | 3190.8566 | 3135.8418 | 3081.7756 | 3028.6415 | 2976.4236 | 2925.1059 | 2874.6731 | 2825.1097 | 2776.401 | 2728.532 | 2681.4883 | 2635.2558 | 2589.8203 | 2545.1682 | 2501.286 | 2458.1604 | 2415.7783 | 2374.127 | 0
F11_Industrial_Paper and Printing_Existing_Space Heating_Natural Gas_Thermostat - Programmable_A_Technical Potential | F11 | Industrial | Paper and Printing | Existing | Space Heating | Natural Gas | Thermostat - Programmable | A | Purchases (Cumulative) | Technical Potential | 0 | 0 | 3303.7986 | 6550.6351 | 9741.4918 | 12877.3336 | 15959.1092 | 18987.7507 | 21964.1743 | 24889.2802 | 27763.9533 | 30589.0631 | 33365.464 | 36093.996 | 38775.4843 | 41410.7401 | 44000.5604 | 46545.7286 | 49047.0147 | 51505.1751 | 53920.9534 | 56295.0804 | 0
F1_Industrial_Paper and Printing_Existing_Space Heating_Natural Gas_ENERGY STAR Connected Thermostat_A_Technical Potential | F1 | Industrial | Paper and Printing | Existing | Space Heating | Natural Gas | ENERGY STAR Connected Thermostat | A | Integrated Unit Energy Savings (kWh or therms) | Technical Potential | 0 | 0 | 0.015484 | 0.015249 | 0.014937 | 0.014542 | 0.014067 | 0.013528 | 0.012952 | 0.012366 | 0.011799 | 0.01127 | 0.010791 | 0.010365 | 0.0099922 | 0.0096656 | 0.0093789 | 0.0091304 | 0.0089129 | 0.0087176 | 0.0085491 | 0.0083898 | 0
F2_Industrial_Paper and Printing_Existing_Space Heating_Natural Gas_ENERGY STAR Connected Thermostat_A_Technical Potential | F2 | Industrial | Paper and Printing | Existing | Space Heating | Natural Gas | ENERGY STAR Connected Thermostat | A | Integrated Unit Summer Peak Savings (kW) | Technical Potential | 0 | 0 | 0 | 0 | 0 | 0 | 0 | 0 | 0 | 0 | 0 | 0 | 0 | 0 | 0 | 0 | 0 | 0 | 0 | 0 | 0 | 0 | 0
F3_Industrial_Paper and Printing_Existing_Space Heating_Natural Gas_ENERGY STAR Connected Thermostat_A_Technical Potential | F3 | Industrial | Paper and Printing | Existing | Space Heating | Natural Gas | ENERGY STAR Connected Thermostat | A | Integrated Unit Winter Peak Savings (kW) | Technical Potential | 0 | 0 | 0 | 0 | 0 | 0 | 0 | 0 | 0 | 0 | 0 | 0 | 0 | 0 | 0 | 0 | 0 | 0 | 0 | 0 | 0 | 0 | 0
F4_Industrial_Paper and Printing_Existing_Space Heating_Natural Gas_ENERGY STAR Connected Thermostat_A_Technical Potential | F4 | Industrial | Paper and Printing | Existing | Space Heating | Natural Gas | ENERGY STAR Connected Thermostat | A | Incremental Energy Savings (MWh or mTherms) | Technical Potential | 0 | 0 | 0.051157 | 0.04951 | 0.047663 | 0.045603 | 0.043352 | 0.040973 | 0.03855 | 0.036172 | 0.033918 | 0.031839 | 0.029961 | 0.028282 | 0.026794 | 0.025471 | 0.02429 | 0.023238 | 0.022294 | 0.021429 | 0.020653 | 0.019918 | 0
F5_Industrial_Paper and Printing_Existing_Space Heating_Natural Gas_ENERGY STAR Connected Thermostat_A_Technical Potential | F5 | Industrial | Paper and Printing | Existing | Space Heating | Natural Gas | ENERGY STAR Connected Thermostat | A | Incremental Summer Peak Savings (MW) | Technical Potential | 0 | 0 | 0 | 0 | 0 | 0 | 0 | 0 | 0 | 0 | 0 | 0 | 0 | 0 | 0 | 0 | 0 | 0 | 0 | 0 | 0 | 0 | 0
F6_Industrial_Paper and Printing_Existing_Space Heating_Natural Gas_ENERGY STAR Connected Thermostat_A_Technical Potential | F6 | Industrial | Paper and Printing | Existing | Space Heating | Natural Gas | ENERGY STAR Connected Thermostat | A | Incremental Winter Peak Savings (MW) | Technical Potential | 0 | 0 | 0 | 0 | 0 | 0 | 0 | 0 | 0 | 0 | 0 | 0 | 0 | 0 | 0 | 0 | 0 | 0 | 0 | 0 | 0 | 0 | 0
F7_Industrial_Paper and Printing_Existing_Space Heating_Natural Gas_ENERGY STAR Connected Thermostat_A_Technical Potential | F7 | Industrial | Paper and Printing | Existing | Space Heating | Natural Gas | ENERGY STAR Connected Thermostat | A | Cumulative Energy Savings (MWh or mTherms) | Technical Potential | 0 | 0 | 0.051157 | 0.099888 | 0.14551 | 0.18727 | 0.2245 | 0.25687 | 0.28447 | 0.30778 | 0.32758 | 0.34474 | 0.36006 | 0.37413 | 0.38745 | 0.40026 | 0.41268 | 0.42498 | 0.43715 | 0.449 | 0.46098 | 0.4723 | 0
F8_Industrial_Paper and Printing_Existing_Space Heating_Natural Gas_ENERGY STAR Connected Thermostat_A_Technical Potential | F8 | Industrial | Paper and Printing | Existing | Space Heating | Natural Gas | ENERGY STAR Connected Thermostat | A | Cumulative Summer Peak Savings (MW) | Technical Potential | 0 | 0 | 0 | 0 | 0 | 0 | 0 | 0 | 0 | 0 | 0 | 0 | 0 | 0 | 0 | 0 | 0 | 0 | 0 | 0 | 0 | 0 | 0
F9_Industrial_Paper and Printing_Existing_Space Heating_Natural Gas_ENERGY STAR Connected Thermostat_A_Technical Potential | F9 | Industrial | Paper and Printing | Existing | Space Heating | Natural Gas | ENERGY STAR Connected Thermostat | A | Cumulative Winter Peak Savings (MW) | Technical Potential | 0 | 0 | 0 | 0 | 0 | 0 | 0 | 0 | 0 | 0 | 0 | 0 | 0 | 0 | 0 | 0 | 0 | 0 | 0 | 0 | 0 | 0 | 0
F10_Industrial_Paper and Printing_Existing_Space Heating_Natural Gas_ENERGY STAR Connected Thermostat_A_Technical Potential | F10 | Industrial | Paper and Printing | Existing | Space Heating | Natural Gas | ENERGY STAR Connected Thermostat | A | Purchases (Incremental) | Technical Potential | 0 | 0 | 3303.7986 | 3246.8365 | 3190.8566 | 3135.8418 | 3081.7756 | 3028.6415 | 2976.4236 | 2925.1059 | 2874.6731 | 2825.1097 | 2776.401 | 2728.532 | 2681.4883 | 2635.2558 | 2589.8203 | 2545.1682 | 2501.286 | 2458.1604 | 2415.7783 | 2374.127 | 0
F11_Industrial_Paper and Printing_Existing_Space Heating_Natural Gas_ENERGY STAR Connected Thermostat_A_Technical Potential | F11 | Industrial | Paper and Printing | Existing | Space Heating | Natural Gas | ENERGY STAR Connected Thermostat | A | Purchases (Cumulative) | Technical Potential | 0 | 0 | 3303.7986 | 6550.6351 | 9741.4918 | 12877.3336 | 15959.1092 | 18987.7507 | 21964.1743 | 24889.2802 | 27763.9533 | 30589.0631 | 33365.464 | 36093.996 | 38775.4843 | 41410.7401 | 44000.5604 | 46545.7286 | 49047.0147 | 51505.1751 | 53920.9534 | 56295.0804 | 0
F1_Industrial_Paper and Printing_Existing_Space Heating_Natural Gas_Destratification Fans (HVLS)_A_Technical Potential | F1 | Industrial | Paper and Printing | Existing | Space Heating | Natural Gas | Destratification Fans (HVLS) | A | Integrated Unit Energy Savings (kWh or therms) | Technical Potential | 0 | 0 | 0.015473 | 0.015226 | 0.014903 | 0.014498 | 0.014013 | 0.013465 | 0.01288 | 0.012287 | 0.011713 | 0.011179 | 0.010694 | 0.010263 | 0.0098838 | 0.0095517 | 0.0092594 | 0.0090052 | 0.0087818 | 0.0085806 | 0.008406 | 0.0082406 | 0
F2_Industrial_Paper and Printing_Existing_Space Heating_Natural Gas_Destratification Fans (HVLS)_A_Technical Potential | F2 | Industrial | Paper and Printing | Existing | Space Heating | Natural Gas | Destratification Fans (HVLS) | A | Integrated Unit Summer Peak Savings (kW) | Technical Potential | 0 | 0 | 0 | 0 | 0 | 0 | 0 | 0 | 0 | 0 | 0 | 0 | 0 | 0 | 0 | 0 | 0 | 0 | 0 | 0 | 0 | 0 | 0
F3_Industrial_Paper and Printing_Existing_Space Heating_Natural Gas_Destratification Fans (HVLS)_A_Technical Potential | F3 | Industrial | Paper and Printing | Existing | Space Heating | Natural Gas | Destratification Fans (HVLS) | A | Integrated Unit Winter Peak Savings (kW) | Technical Potential | 0 | 0 | 0 | 0 | 0 | 0 | 0 | 0 | 0 | 0 | 0 | 0 | 0 | 0 | 0 | 0 | 0 | 0 | 0 | 0 | 0 | 0 | 0
F4_Industrial_Paper and Printing_Existing_Space Heating_Natural Gas_Destratification Fans (HVLS)_A_Technical Potential | F4 | Industrial | Paper and Printing | Existing | Space Heating | Natural Gas | Destratification Fans (HVLS) | A | Incremental Energy Savings (MWh or mTherms) | Technical Potential | 0 | 0 | 0.051119 | 0.049435 | 0.047554 | 0.045462 | 0.043184 | 0.04078 | 0.038336 | 0.035941 | 0.033672 | 0.031581 | 0.029691 | 0.028002 | 0.026503 | 0.025171 | 0.02398 | 0.02292 | 0.021966 | 0.021092 | 0.020307 | 0.019564 | 0
F5_Industrial_Paper and Printing_Existing_Space Heating_Natural Gas_Destratification Fans (HVLS)_A_Technical Potential | F5 | Industrial | Paper and Printing | Existing | Space Heating | Natural Gas | Destratification Fans (HVLS) | A | Incremental Summer Peak Savings (MW) | Technical Potential | 0 | 0 | 0 | 0 | 0 | 0 | 0 | 0 | 0 | 0 | 0 | 0 | 0 | 0 | 0 | 0 | 0 | 0 | 0 | 0 | 0 | 0 | 0
F6_Industrial_Paper and Printing_Existing_Space Heating_Natural Gas_Destratification Fans (HVLS)_A_Technical Potential | F6 | Industrial | Paper and Printing | Existing | Space Heating | Natural Gas | Destratification Fans (HVLS) | A | Incremental Winter Peak Savings (MW) | Technical Potential | 0 | 0 | 0 | 0 | 0 | 0 | 0 | 0 | 0 | 0 | 0 | 0 | 0 | 0 | 0 | 0 | 0 | 0 | 0 | 0 | 0 | 0 | 0
F7_Industrial_Paper and Printing_Existing_Space Heating_Natural Gas_Destratification Fans (HVLS)_A_Technical Potential | F7 | Industrial | Paper and Printing | Existing | Space Heating | Natural Gas | Destratification Fans (HVLS) | A | Cumulative Energy Savings (MWh or mTherms) | Technical Potential | 0 | 0 | 0.051119 | 0.099737 | 0.14518 | 0.18669 | 0.22363 | 0.25567 | 0.2829 | 0.30582 | 0.32521 | 0.34194 | 0.35681 | 0.37042 | 0.38325 | 0.39554 | 0.40742 | 0.41915 | 0.43072 | 0.44194 | 0.45326 | 0.46391 | 0
F8_Industrial_Paper and Printing_Existing_Space Heating_Natural Gas_Destratification Fans (HVLS)_A_Technical Potential | F8 | Industrial | Paper and Printing | Existing | Space Heating | Natural Gas | Destratification Fans (HVLS) | A | Cumulative Summer Peak Savings (MW) | Technical Potential | 0 | 0 | 0 | 0 | 0 | 0 | 0 | 0 | 0 | 0 | 0 | 0 | 0 | 0 | 0 | 0 | 0 | 0 | 0 | 0 | 0 | 0 | 0
F9_Industrial_Paper and Printing_Existing_Space Heating_Natural Gas_Destratification Fans (HVLS)_A_Technical Potential | F9 | Industrial | Paper and Printing | Existing | Space Heating | Natural Gas | Destratification Fans (HVLS) | A | Cumulative Winter Peak Savings (MW) | Technical Potential | 0 | 0 | 0 | 0 | 0 | 0 | 0 | 0 | 0 | 0 | 0 | 0 | 0 | 0 | 0 | 0 | 0 | 0 | 0 | 0 | 0 | 0 | 0
F10_Industrial_Paper and Printing_Existing_Space Heating_Natural Gas_Destratification Fans (HVLS)_A_Technical Potential | F10 | Industrial | Paper and Printing | Existing | Space Heating | Natural Gas | Destratification Fans (HVLS) | A | Purchases (Incremental) | Technical Potential | 0 | 0 | 3303.7986 | 3246.8365 | 3190.8566 | 3135.8418 | 3081.7756 | 3028.6415 | 2976.4236 | 2925.1059 | 2874.6731 | 2825.1097 | 2776.401 | 2728.532 | 2681.4883 | 2635.2558 | 2589.8203 | 2545.1682 | 2501.286 | 2458.1604 | 2415.7783 | 2374.127 | 0
F11_Industrial_Paper and Printing_Existing_Space Heating_Natural Gas_Destratification Fans (HVLS)_A_Technical Potential | F11 | Industrial | Paper and Printing | Existing | Space Heating | Natural Gas | Destratification Fans (HVLS) | A | Purchases (Cumulative) | Technical Potential | 0 | 0 | 3303.7986 | 6550.6351 | 9741.4918 | 12877.3336 | 15959.1092 | 18987.7507 | 21964.1743 | 24889.2802 | 27763.9533 | 30589.0631 | 33365.464 | 36093.996 | 38775.4843 | 41410.7401 | 44000.5604 | 46545.7286 | 49047.0147 | 51505.1751 | 53920.9534 | 56295.0804 | 0
F1_Industrial_Paper and Printing_Existing_Space Heating_Natural Gas_Gas Boiler - Insulate Steam Lines/Condensate Tank_A_Technical Potential | F1 | Industrial | Paper and Printing | Existing | Space Heating | Natural Gas | Gas Boiler - Insulate Steam Lines/Condensate Tank | A | Integrated Unit Energy Savings (kWh or therms) | Technical Potential | 0 | 0 | 1090.8458 | 1083.2828 | 1075.1713 | 1066.3579 | 1056.6793 | 1045.9681 | 1034.093 | 1020.9658 | 1006.632 | 991.2145 | 974.9669 | 958.1621 | 941.3542 | 924.8656 | 909.0477 | 894.6315 | 881.6611 | 870.0561 | 859.6085 | 850.0213 | 0
F2_Industrial_Paper and Printing_Existing_Space Heating_Natural Gas_Gas Boiler - Insulate Steam Lines/Condensate Tank_A_Technical Potential | F2 | Industrial | Paper and Printing | Existing | Space Heating | Natural Gas | Gas Boiler - Insulate Steam Lines/Condensate Tank | A | Integrated Unit Summer Peak Savings (kW) | Technical Potential | 0 | 0 | 0 | 0 | 0 | 0 | 0 | 0 | 0 | 0 | 0 | 0 | 0 | 0 | 0 | 0 | 0 | 0 | 0 | 0 | 0 | 0 | 0
F3_Industrial_Paper and Printing_Existing_Space Heating_Natural Gas_Gas Boiler - Insulate Steam Lines/Condensate Tank_A_Technical Potential | F3 | Industrial | Paper and Printing | Existing | Space Heating | Natural Gas | Gas Boiler - Insulate Steam Lines/Condensate Tank | A | Integrated Unit Winter Peak Savings (kW) | Technical Potential | 0 | 0 | 0 | 0 | 0 | 0 | 0 | 0 | 0 | 0 | 0 | 0 | 0 | 0 | 0 | 0 | 0 | 0 | 0 | 0 | 0 | 0 | 0
F4_Industrial_Paper and Printing_Existing_Space Heating_Natural Gas_Gas Boiler - Insulate Steam Lines/Condensate Tank_A_Technical Potential | F4 | Industrial | Paper and Printing | Existing | Space Heating | Natural Gas | Gas Boiler - Insulate Steam Lines/Condensate Tank | A | Incremental Energy Savings (MWh or mTherms) | Technical Potential | 0 | 0 | 0.0041347 | 0.0040353 | 0.003936 | 0.0038364 | 0.0037361 | 0.0036344 | 0.0035312 | 0.0034263 | 0.0033199 | 0.0032127 | 0.0031056 | 0.0029994 | 0.002896 | 0.0027962 | 0.002701 | 0.0026123 | 0.0025301 | 0.0024537 | 0.0023825 | 0.0023153 | 0
F5_Industrial_Paper and Printing_Existing_Space Heating_Natural Gas_Gas Boiler - Insulate Steam Lines/Condensate Tank_A_Technical Potential | F5 | Industrial | Paper and Printing | Existing | Space Heating | Natural Gas | Gas Boiler - Insulate Steam Lines/Condensate Tank | A | Incremental Summer Peak Savings (MW) | Technical Potential | 0 | 0 | 0 | 0 | 0 | 0 | 0 | 0 | 0 | 0 | 0 | 0 | 0 | 0 | 0 | 0 | 0 | 0 | 0 | 0 | 0 | 0 | 0
F6_Industrial_Paper and Printing_Existing_Space Heating_Natural Gas_Gas Boiler - Insulate Steam Lines/Condensate Tank_A_Technical Potential | F6 | Industrial | Paper and Printing | Existing | Space Heating | Natural Gas | Gas Boiler - Insulate Steam Lines/Condensate Tank | A | Incremental Winter Peak Savings (MW) | Technical Potential | 0 | 0 | 0 | 0 | 0 | 0 | 0 | 0 | 0 | 0 | 0 | 0 | 0 | 0 | 0 | 0 | 0 | 0 | 0 | 0 | 0 | 0 | 0
F7_Industrial_Paper and Printing_Existing_Space Heating_Natural Gas_Gas Boiler - Insulate Steam Lines/Condensate Tank_A_Technical Potential | F7 | Industrial | Paper and Printing | Existing | Space Heating | Natural Gas | Gas Boiler - Insulate Steam Lines/Condensate Tank | A | Cumulative Energy Savings (MWh or mTherms) | Technical Potential | 0 | 0 | 0.0041347 | 0.0081413 | 0.012016 | 0.015754 | 0.019347 | 0.022786 | 0.026058 | 0.029154 | 0.032064 | 0.034786 | 0.037321 | 0.039678 | 0.041877 | 0.04394 | 0.04589 | 0.047774 | 0.049612 | 0.051412 | 0.053178 | 0.0549 | 0
F8_Industrial_Paper and Printing_Existing_Space Heating_Natural Gas_Gas Boiler - Insulate Steam Lines/Condensate Tank_A_Technical Potential | F8 | Industrial | Paper and Printing | Existing | Space Heating | Natural Gas | Gas Boiler - Insulate Steam Lines/Condensate Tank | A | Cumulative Summer Peak Savings (MW) | Technical Potential | 0 | 0 | 0 | 0 | 0 | 0 | 0 | 0 | 0 | 0 | 0 | 0 | 0 | 0 | 0 | 0 | 0 | 0 | 0 | 0 | 0 | 0 | 0
F9_Industrial_Paper and Printing_Existing_Space Heating_Natural Gas_Gas Boiler - Insulate Steam Lines/Condensate Tank_A_Technical Potential | F9 | Industrial | Paper and Printing | Existing | Space Heating | Natural Gas | Gas Boiler - Insulate Steam Lines/Condensate Tank | A | Cumulative Winter Peak Savings (MW) | Technical Potential | 0 | 0 | 0 | 0 | 0 | 0 | 0 | 0 | 0 | 0 | 0 | 0 | 0 | 0 | 0 | 0 | 0 | 0 | 0 | 0 | 0 | 0 | 0
F10_Industrial_Paper and Printing_Existing_Space Heating_Natural Gas_Gas Boiler - Insulate Steam Lines/Condensate Tank_A_Technical Potential | F10 | Industrial | Paper and Printing | Existing | Space Heating | Natural Gas | Gas Boiler - Insulate Steam Lines/Condensate Tank | A | Purchases (Incremental) | Technical Potential | 0 | 0 | 0.0037904 | 0.003725 | 0.0036608 | 0.0035977 | 0.0035357 | 0.0034747 | 0.0034148 | 0.0033559 | 0.0032981 | 0.0032412 | 0.0031853 | 0.0031304 | 0.0030764 | 0.0030234 | 0.0029713 | 0.00292 | 0.0028697 | 0.0028202 | 0.0027716 | 0.0027238 | 0
F11_Industrial_Paper and Printing_Existing_Space Heating_Natural Gas_Gas Boiler - Insulate Steam Lines/Condensate Tank_A_Technical Potential | F11 | Industrial | Paper and Printing | Existing | Space Heating | Natural Gas | Gas Boiler - Insulate Steam Lines/Condensate Tank | A | Purchases (Cumulative) | Technical Potential | 0 | 0 | 0.0037904 | 0.0075154 | 0.011176 | 0.014774 | 0.01831 | 0.021784 | 0.025199 | 0.028555 | 0.031853 | 0.035094 | 0.03828 | 0.04141 | 0.044486 | 0.04751 | 0.050481 | 0.053401 | 0.056271 | 0.059091 | 0.061863 | 0.064586 | 0
F1_Industrial_Paper and Printing_Existing_Process_Natural Gas_Gas Boiler - Insulate Steam Lines/Condensate Tank_A_Technical Potential | F1 | Industrial | Paper and Printing | Existing | Process | Natural Gas | Gas Boiler - Insulate Steam Lines/Condensate Tank | A | Integrated Unit Energy Savings (kWh or therms) | Technical Potential | 0 | 0 | 601.3875 | 598.4239 | 595.4138 | 592.3459 | 589.2109 | 586.1597 | 583.3362 | 580.7043 | 578.2434 | 575.9405 | 573.7827 | 571.7568 | 569.8325 | 567.98 | 566.1697 | 564.3801 | 562.7202 | 561.0372 | 559.3294 | 557.5959 | 0
F2_Industrial_Paper and Printing_Existing_Process_Natural Gas_Gas Boiler - Insulate Steam Lines/Condensate Tank_A_Technical Potential | F2 | Industrial | Paper and Printing | Existing | Process | Natural Gas | Gas Boiler - Insulate Steam Lines/Condensate Tank | A | Integrated Unit Summer Peak Savings (kW) | Technical Potential | 0 | 0 | 0 | 0 | 0 | 0 | 0 | 0 | 0 | 0 | 0 | 0 | 0 | 0 | 0 | 0 | 0 | 0 | 0 | 0 | 0 | 0 | 0
F3_Industrial_Paper and Printing_Existing_Process_Natural Gas_Gas Boiler - Insulate Steam Lines/Condensate Tank_A_Technical Potential | F3 | Industrial | Paper and Printing | Existing | Process | Natural Gas | Gas Boiler - Insulate Steam Lines/Condensate Tank | A | Integrated Unit Winter Peak Savings (kW) | Technical Potential | 0 | 0 | 0 | 0 | 0 | 0 | 0 | 0 | 0 | 0 | 0 | 0 | 0 | 0 | 0 | 0 | 0 | 0 | 0 | 0 | 0 | 0 | 0
F4_Industrial_Paper and Printing_Existing_Process_Natural Gas_Gas Boiler - Insulate Steam Lines/Condensate Tank_A_Technical Potential | F4 | Industrial | Paper and Printing | Existing | Process | Natural Gas | Gas Boiler - Insulate Steam Lines/Condensate Tank | A | Incremental Energy Savings (MWh or mTherms) | Technical Potential | 0 | 0 | 0.090958 | 0.08895 | 0.086976 | 0.085036 | 0.083128 | 0.081272 | 0.079486 | 0.077763 | 0.076098 | 0.074488 | 0.07293 | 0.071419 | 0.069952 | 0.068522 | 0.067126 | 0.06576 | 0.064436 | 0.063136 | 0.061859 | 0.060604 | 0
F5_Industrial_Paper and Printing_Existing_Process_Natural Gas_Gas Boiler - Insulate Steam Lines/Condensate Tank_A_Technical Potential | F5 | Industrial | Paper and Printing | Existing | Process | Natural Gas | Gas Boiler - Insulate Steam Lines/Condensate Tank | A | Incremental Summer Peak Savings (MW) | Technical Potential | 0 | 0 | 0 | 0 | 0 | 0 | 0 | 0 | 0 | 0 | 0 | 0 | 0 | 0 | 0 | 0 | 0 | 0 | 0 | 0 | 0 | 0 | 0
F6_Industrial_Paper and Printing_Existing_Process_Natural Gas_Gas Boiler - Insulate Steam Lines/Condensate Tank_A_Technical Potential | F6 | Industrial | Paper and Printing | Existing | Process | Natural Gas | Gas Boiler - Insulate Steam Lines/Condensate Tank | A | Incremental Winter Peak Savings (MW) | Technical Potential | 0 | 0 | 0 | 0 | 0 | 0 | 0 | 0 | 0 | 0 | 0 | 0 | 0 | 0 | 0 | 0 | 0 | 0 | 0 | 0 | 0 | 0 | 0
F7_Industrial_Paper and Printing_Existing_Process_Natural Gas_Gas Boiler - Insulate Steam Lines/Condensate Tank_A_Technical Potential | F7 | Industrial | Paper and Printing | Existing | Process | Natural Gas | Gas Boiler - Insulate Steam Lines/Condensate Tank | A | Cumulative Energy Savings (MWh or mTherms) | Technical Potential | 0 | 0 | 0.090958 | 0.17946 | 0.26553 | 0.3492 | 0.43048 | 0.50952 | 0.58655 | 0.66167 | 0.73497 | 0.80653 | 0.87643 | 0.94476 | 1.0115 | 1.0768 | 1.1405 | 1.2026 | 1.2635 | 1.3229 | 1.3807 | 1.437 | 0
F8_Industrial_Paper and Printing_Existing_Process_Natural Gas_Gas Boiler - Insulate Steam Lines/Condensate Tank_A_Technical Potential | F8 | Industrial | Paper and Printing | Existing | Process | Natural Gas | Gas Boiler - Insulate Steam Lines/Condensate Tank | A | Cumulative Summer Peak Savings (MW) | Technical Potential | 0 | 0 | 0 | 0 | 0 | 0 | 0 | 0 | 0 | 0 | 0 | 0 | 0 | 0 | 0 | 0 | 0 | 0 | 0 | 0 | 0 | 0 | 0
F9_Industrial_Paper and Printing_Existing_Process_Natural Gas_Gas Boiler - Insulate Steam Lines/Condensate Tank_A_Technical Potential | F9 | Industrial | Paper and Printing | Existing | Process | Natural Gas | Gas Boiler - Insulate Steam Lines/Condensate Tank | A | Cumulative Winter Peak Savings (MW) | Technical Potential | 0 | 0 | 0 | 0 | 0 | 0 | 0 | 0 | 0 | 0 | 0 | 0 | 0 | 0 | 0 | 0 | 0 | 0 | 0 | 0 | 0 | 0 | 0
F10_Industrial_Paper and Printing_Existing_Process_Natural Gas_Gas Boiler - Insulate Steam Lines/Condensate Tank_A_Technical Potential | F10 | Industrial | Paper and Printing | Existing | Process | Natural Gas | Gas Boiler - Insulate Steam Lines/Condensate Tank | A | Purchases (Incremental) | Technical Potential | 0 | 0 | 0.15125 | 0.14864 | 0.14608 | 0.14356 | 0.14108 | 0.13865 | 0.13626 | 0.13391 | 0.1316 | 0.12933 | 0.1271 | 0.12491 | 0.12276 | 0.12064 | 0.11856 | 0.11652 | 0.11451 | 0.11253 | 0.11059 | 0.10869 | 0
F11_Industrial_Paper and Printing_Existing_Process_Natural Gas_Gas Boiler - Insulate Steam Lines/Condensate Tank_A_Technical Potential | F11 | Industrial | Paper and Printing | Existing | Process | Natural Gas | Gas Boiler - Insulate Steam Lines/Condensate Tank | A | Purchases (Cumulative) | Technical Potential | 0 | 0 | 0.15125 | 0.29989 | 0.44596 | 0.58952 | 0.73061 | 0.86926 | 1.0055 | 1.1394 | 1.271 | 1.4004 | 1.5275 | 1.6524 | 1.7751 | 1.8958 | 2.0143 | 2.1309 | 2.2454 | 2.3579 | 2.4685 | 2.5772 | 0
F1_Industrial_Paper and Printing_Existing_Space Heating_Natural Gas_Gas Boiler - Insulate Hot Water Lines_A_Technical Potential | F1 | Industrial | Paper and Printing | Existing | Space Heating | Natural Gas | Gas Boiler - Insulate Hot Water Lines | A | Integrated Unit Energy Savings (kWh or therms) | Technical Potential | 0 | 0 | 1234.5512 | 1227.7524 | 1220.6325 | 1213.1402 | 1205.2273 | 1196.8434 | 1187.9626 | 1178.5682 | 1168.7281 | 1158.5047 | 1147.9997 | 1137.2244 | 1126.4385 | 1115.5998 | 1104.746 | 1094.5777 | 1085.053 | 1076.0974 | 1067.6793 | 1059.7856 | 0
F2_Industrial_Paper and Printing_Existing_Space Heating_Natural Gas_Gas Boiler - Insulate Hot Water Lines_A_Technical Potential | F2 | Industrial | Paper and Printing | Existing | Space Heating | Natural Gas | Gas Boiler - Insulate Hot Water Lines | A | Integrated Unit Summer Peak Savings (kW) | Technical Potential | 0 | 0 | 0 | 0 | 0 | 0 | 0 | 0 | 0 | 0 | 0 | 0 | 0 | 0 | 0 | 0 | 0 | 0 | 0 | 0 | 0 | 0 | 0
F3_Industrial_Paper and Printing_Existing_Space Heating_Natural Gas_Gas Boiler - Insulate Hot Water Lines_A_Technical Potential | F3 | Industrial | Paper and Printing | Existing | Space Heating | Natural Gas | Gas Boiler - Insulate Hot Water Lines | A | Integrated Unit Winter Peak Savings (kW) | Technical Potential | 0 | 0 | 0 | 0 | 0 | 0 | 0 | 0 | 0 | 0 | 0 | 0 | 0 | 0 | 0 | 0 | 0 | 0 | 0 | 0 | 0 | 0 | 0
F4_Industrial_Paper and Printing_Existing_Space Heating_Natural Gas_Gas Boiler - Insulate Hot Water Lines_A_Technical Potential | F4 | Industrial | Paper and Printing | Existing | Space Heating | Natural Gas | Gas Boiler - Insulate Hot Water Lines | A | Incremental Energy Savings (MWh or mTherms) | Technical Potential | 0 | 0 | 0.0093589 | 0.0091469 | 0.008937 | 0.008729 | 0.0085226 | 0.0083174 | 0.0081133 | 0.0079104 | 0.0077091 | 0.0075099 | 0.0073135 | 0.0071199 | 0.0069308 | 0.0067458 | 0.006565 | 0.0063924 | 0.0062275 | 0.0060696 | 0.0059183 | 0.0057733 | 0
F5_Industrial_Paper and Printing_Existing_Space Heating_Natural Gas_Gas Boiler - Insulate Hot Water Lines_A_Technical Potential | F5 | Industrial | Paper and Printing | Existing | Space Heating | Natural Gas | Gas Boiler - Insulate Hot Water Lines | A | Incremental Summer Peak Savings (MW) | Technical Potential | 0 | 0 | 0 | 0 | 0 | 0 | 0 | 0 | 0 | 0 | 0 | 0 | 0 | 0 | 0 | 0 | 0 | 0 | 0 | 0 | 0 | 0 | 0
F6_Industrial_Paper and Printing_Existing_Space Heating_Natural Gas_Gas Boiler - Insulate Hot Water Lines_A_Technical Potential | F6 | Industrial | Paper and Printing | Existing | Space Heating | Natural Gas | Gas Boiler - Insulate Hot Water Lines | A | Incremental Winter Peak Savings (MW) | Technical Potential | 0 | 0 | 0 | 0 | 0 | 0 | 0 | 0 | 0 | 0 | 0 | 0 | 0 | 0 | 0 | 0 | 0 | 0 | 0 | 0 | 0 | 0 | 0
F7_Industrial_Paper and Printing_Existing_Space Heating_Natural Gas_Gas Boiler - Insulate Hot Water Lines_A_Technical Potential | F7 | Industrial | Paper and Printing | Existing | Space Heating | Natural Gas | Gas Boiler - Insulate Hot Water Lines | A | Cumulative Energy Savings (MWh or mTherms) | Technical Potential | 0 | 0 | 0.0093589 | 0.018454 | 0.027284 | 0.035846 | 0.044134 | 0.052145 | 0.059871 | 0.067308 | 0.074455 | 0.081314 | 0.08789 | 0.094185 | 0.10022 | 0.106 | 0.11154 | 0.1169 | 0.12211 | 0.12718 | 0.1321 | 0.1369 | 0
F8_Industrial_Paper and Printing_Existing_Space Heating_Natural Gas_Gas Boiler - Insulate Hot Water Lines_A_Technical Potential | F8 | Industrial | Paper and Printing | Existing | Space Heating | Natural Gas | Gas Boiler - Insulate Hot Water Lines | A | Cumulative Summer Peak Savings (MW) | Technical Potential | 0 | 0 | 0 | 0 | 0 | 0 | 0 | 0 | 0 | 0 | 0 | 0 | 0 | 0 | 0 | 0 | 0 | 0 | 0 | 0 | 0 | 0 | 0
F9_Industrial_Paper and Printing_Existing_Space Heating_Natural Gas_Gas Boiler - Insulate Hot Water Lines_A_Technical Potential | F9 | Industrial | Paper and Printing | Existing | Space Heating | Natural Gas | Gas Boiler - Insulate Hot Water Lines | A | Cumulative Winter Peak Savings (MW) | Technical Potential | 0 | 0 | 0 | 0 | 0 | 0 | 0 | 0 | 0 | 0 | 0 | 0 | 0 | 0 | 0 | 0 | 0 | 0 | 0 | 0 | 0 | 0 | 0
F10_Industrial_Paper and Printing_Existing_Space Heating_Natural Gas_Gas Boiler - Insulate Hot Water Lines_A_Technical Potential | F10 | Industrial | Paper and Printing | Existing | Space Heating | Natural Gas | Gas Boiler - Insulate Hot Water Lines | A | Purchases (Incremental) | Technical Potential | 0 | 0 | 0.0075808 | 0.0074501 | 0.0073216 | 0.0071954 | 0.0070713 | 0.0069494 | 0.0068296 | 0.0067118 | 0.0065961 | 0.0064824 | 0.0063706 | 0.0062608 | 0.0061528 | 0.0060468 | 0.0059425 | 0.0058401 | 0.0057394 | 0.0056404 | 0.0055432 | 0.0054476 | 0
F11_Industrial_Paper and Printing_Existing_Space Heating_Natural Gas_Gas Boiler - Insulate Hot Water Lines_A_Technical Potential | F11 | Industrial | Paper and Printing | Existing | Space Heating | Natural Gas | Gas Boiler - Insulate Hot Water Lines | A | Purchases (Cumulative) | Technical Potential | 0 | 0 | 0.0075808 | 0.015031 | 0.022352 | 0.029548 | 0.036619 | 0.043569 | 0.050398 | 0.05711 | 0.063706 | 0.070189 | 0.076559 | 0.08282 | 0.088973 | 0.09502 | 0.10096 | 0.1068 | 0.11254 | 0.11818 | 0.12373 | 0.12917 | 0
F1_Industrial_Paper and Printing_Existing_Process_Natural Gas_Gas Boiler - Insulate Hot Water Lines_A_Technical Potential | F1 | Industrial | Paper and Printing | Existing | Process | Natural Gas | Gas Boiler - Insulate Hot Water Lines | A | Integrated Unit Energy Savings (kWh or therms) | Technical Potential | 0 | 0 | 682.7188 | 682.3727 | 682.0163 | 681.6368 | 681.2237 | 680.7633 | 680.2698 | 679.7658 | 679.2794 | 678.8376 | 678.4591 | 678.156 | 677.9146 | 677.7175 | 677.5434 | 677.3783 | 677.2163 | 677.0537 | 676.8894 | 676.7231 | 0
F2_Industrial_Paper and Printing_Existing_Process_Natural Gas_Gas Boiler - Insulate Hot Water Lines_A_Technical Potential | F2 | Industrial | Paper and Printing | Existing | Process | Natural Gas | Gas Boiler - Insulate Hot Water Lines | A | Integrated Unit Summer Peak Savings (kW) | Technical Potential | 0 | 0 | 0 | 0 | 0 | 0 | 0 | 0 | 0 | 0 | 0 | 0 | 0 | 0 | 0 | 0 | 0 | 0 | 0 | 0 | 0 | 0 | 0
F3_Industrial_Paper and Printing_Existing_Process_Natural Gas_Gas Boiler - Insulate Hot Water Lines_A_Technical Potential | F3 | Industrial | Paper and Printing | Existing | Process | Natural Gas | Gas Boiler - Insulate Hot Water Lines | A | Integrated Unit Winter Peak Savings (kW) | Technical Potential | 0 | 0 | 0 | 0 | 0 | 0 | 0 | 0 | 0 | 0 | 0 | 0 | 0 | 0 | 0 | 0 | 0 | 0 | 0 | 0 | 0 | 0 | 0
F4_Industrial_Paper and Printing_Existing_Process_Natural Gas_Gas Boiler - Insulate Hot Water Lines_A_Technical Potential | F4 | Industrial | Paper and Printing | Existing | Process | Natural Gas | Gas Boiler - Insulate Hot Water Lines | A | Incremental Energy Savings (MWh or mTherms) | Technical Potential | 0 | 0 | 0.20652 | 0.20286 | 0.19925 | 0.19571 | 0.19222 | 0.18878 | 0.18539 | 0.18206 | 0.17879 | 0.17559 | 0.17247 | 0.16942 | 0.16644 | 0.16352 | 0.16066 | 0.15785 | 0.15509 | 0.15238 | 0.14972 | 0.1471 | 0
F5_Industrial_Paper and Printing_Existing_Process_Natural Gas_Gas Boiler - Insulate Hot Water Lines_A_Technical Potential | F5 | Industrial | Paper and Printing | Existing | Process | Natural Gas | Gas Boiler - Insulate Hot Water Lines | A | Incremental Summer Peak Savings (MW) | Technical Potential | 0 | 0 | 0 | 0 | 0 | 0 | 0 | 0 | 0 | 0 | 0 | 0 | 0 | 0 | 0 | 0 | 0 | 0 | 0 | 0 | 0 | 0 | 0
F6_Industrial_Paper and Printing_Existing_Process_Natural Gas_Gas Boiler - Insulate Hot Water Lines_A_Technical Potential | F6 | Industrial | Paper and Printing | Existing | Process | Natural Gas | Gas Boiler - Insulate Hot Water Lines | A | Incremental Winter Peak Savings (MW) | Technical Potential | 0 | 0 | 0 | 0 | 0 | 0 | 0 | 0 | 0 | 0 | 0 | 0 | 0 | 0 | 0 | 0 | 0 | 0 | 0 | 0 | 0 | 0 | 0
F7_Industrial_Paper and Printing_Existing_Process_Natural Gas_Gas Boiler - Insulate Hot Water Lines_A_Technical Potential | F7 | Industrial | Paper and Printing | Existing | Process | Natural Gas | Gas Boiler - Insulate Hot Water Lines | A | Cumulative Energy Savings (MWh or mTherms) | Technical Potential | 0 | 0 | 0.20652 | 0.40927 | 0.60831 | 0.80368 | 0.99541 | 1.1835 | 1.368 | 1.5491 | 1.7268 | 1.9012 | 2.0726 | 2.2411 | 2.4068 | 2.5696 | 2.7296 | 2.8868 | 3.0412 | 3.1929 | 3.3418 | 3.4881 | 0
F8_Industrial_Paper and Printing_Existing_Process_Natural Gas_Gas Boiler - Insulate Hot Water Lines_A_Technical Potential | F8 | Industrial | Paper and Printing | Existing | Process | Natural Gas | Gas Boiler - Insulate Hot Water Lines | A | Cumulative Summer Peak Savings (MW) | Technical Potential | 0 | 0 | 0 | 0 | 0 | 0 | 0 | 0 | 0 | 0 | 0 | 0 | 0 | 0 | 0 | 0 | 0 | 0 | 0 | 0 | 0 | 0 | 0
F9_Industrial_Paper and Printing_Existing_Process_Natural Gas_Gas Boiler - Insulate Hot Water Lines_A_Technical Potential | F9 | Industrial | Paper and Printing | Existing | Process | Natural Gas | Gas Boiler - Insulate Hot Water Lines | A | Cumulative Winter Peak Savings (MW) | Technical Potential | 0 | 0 | 0 | 0 | 0 | 0 | 0 | 0 | 0 | 0 | 0 | 0 | 0 | 0 | 0 | 0 | 0 | 0 | 0 | 0 | 0 | 0 | 0
F10_Industrial_Paper and Printing_Existing_Process_Natural Gas_Gas Boiler - Insulate Hot Water Lines_A_Technical Potential | F10 | Industrial | Paper and Printing | Existing | Process | Natural Gas | Gas Boiler - Insulate Hot Water Lines | A | Purchases (Incremental) | Technical Potential | 0 | 0 | 0.3025 | 0.29728 | 0.29215 | 0.28712 | 0.28217 | 0.2773 | 0.27252 | 0.26782 | 0.2632 | 0.25867 | 0.25421 | 0.24982 | 0.24552 | 0.24128 | 0.23712 | 0.23304 | 0.22902 | 0.22507 | 0.22119 | 0.21737 | 0
F11_Industrial_Paper and Printing_Existing_Process_Natural Gas_Gas Boiler - Insulate Hot Water Lines_A_Technical Potential | F11 | Industrial | Paper and Printing | Existing | Process | Natural Gas | Gas Boiler - Insulate Hot Water Lines | A | Purchases (Cumulative) | Technical Potential | 0 | 0 | 0.3025 | 0.59977 | 0.89193 | 1.179 | 1.4612 | 1.7385 | 2.011 | 2.2789 | 2.5421 | 2.8007 | 3.0549 | 3.3048 | 3.5503 | 3.7916 | 4.0287 | 4.2617 | 4.4907 | 4.7158 | 4.937 | 5.1544 | 0
F1_Industrial_Paper and Printing_Existing_Process_Natural Gas_Process - Insulate Heated Process Fluids_A_Technical Potential | F1 | Industrial | Paper and Printing | Existing | Process | Natural Gas | Process - Insulate Heated Process Fluids | A | Integrated Unit Energy Savings (kWh or therms) | Technical Potential | 0 | 0 | 556.3699 | 553.4673 | 550.5205 | 547.519 | 544.4543 | 541.466 | 538.6867 | 536.083 | 533.6356 | 531.3324 | 529.1614 | 527.1101 | 525.1506 | 523.2552 | 521.3966 | 519.555 | 517.8306 | 516.0826 | 514.3095 | 512.5106 | 0
F2_Industrial_Paper and Printing_Existing_Process_Natural Gas_Process - Insulate Heated Process Fluids_A_Technical Potential | F2 | Industrial | Paper and Printing | Existing | Process | Natural Gas | Process - Insulate Heated Process Fluids | A | Integrated Unit Summer Peak Savings (kW) | Technical Potential | 0 | 0 | 0 | 0 | 0 | 0 | 0 | 0 | 0 | 0 | 0 | 0 | 0 | 0 | 0 | 0 | 0 | 0 | 0 | 0 | 0 | 0 | 0
F3_Industrial_Paper and Printing_Existing_Process_Natural Gas_Process - Insulate Heated Process Fluids_A_Technical Potential | F3 | Industrial | Paper and Printing | Existing | Process | Natural Gas | Process - Insulate Heated Process Fluids | A | Integrated Unit Winter Peak Savings (kW) | Technical Potential | 0 | 0 | 0 | 0 | 0 | 0 | 0 | 0 | 0 | 0 | 0 | 0 | 0 | 0 | 0 | 0 | 0 | 0 | 0 | 0 | 0 | 0 | 0
F4_Industrial_Paper and Printing_Existing_Process_Natural Gas_Process - Insulate Heated Process Fluids_A_Technical Potential | F4 | Industrial | Paper and Printing | Existing | Process | Natural Gas | Process - Insulate Heated Process Fluids | A | Incremental Energy Savings (MWh or mTherms) | Technical Potential | 0 | 0 | 0.18408 | 0.17996 | 0.17591 | 0.17194 | 0.16803 | 0.1478 | 0.11561 | 0.090452 | 0.070789 | 0.055415 | 0.043389 | 0.033981 | 0.026617 | 0.020851 | 0.016335 | 0.012797 | 8.5496e-05 | 2.9907e-05 | 9.9853e-06 | 3.1887e-06 | 0
F5_Industrial_Paper and Printing_Existing_Process_Natural Gas_Process - Insulate Heated Process Fluids_A_Technical Potential | F5 | Industrial | Paper and Printing | Existing | Process | Natural Gas | Process - Insulate Heated Process Fluids | A | Incremental Summer Peak Savings (MW) | Technical Potential | 0 | 0 | 0 | 0 | 0 | 0 | 0 | 0 | 0 | 0 | 0 | 0 | 0 | 0 | 0 | 0 | 0 | 0 | 0 | 0 | 0 | 0 | 0
F6_Industrial_Paper and Printing_Existing_Process_Natural Gas_Process - Insulate Heated Process Fluids_A_Technical Potential | F6 | Industrial | Paper and Printing | Existing | Process | Natural Gas | Process - Insulate Heated Process Fluids | A | Incremental Winter Peak Savings (MW) | Technical Potential | 0 | 0 | 0 | 0 | 0 | 0 | 0 | 0 | 0 | 0 | 0 | 0 | 0 | 0 | 0 | 0 | 0 | 0 | 0 | 0 | 0 | 0 | 0
F7_Industrial_Paper and Printing_Existing_Process_Natural Gas_Process - Insulate Heated Process Fluids_A_Technical Potential | F7 | Industrial | Paper and Printing | Existing | Process | Natural Gas | Process - Insulate Heated Process Fluids | A | Cumulative Energy Savings (MWh or mTherms) | Technical Potential | 0 | 0 | 0.18408 | 0.36308 | 0.53706 | 0.70607 | 0.87014 | 1.0132 | 1.1236 | 1.2086 | 1.2739 | 1.3238 | 1.3618 | 1.3905 | 1.4119 | 1.4277 | 1.4389 | 1.4467 | 1.4419 | 1.4371 | 1.4322 | 1.4272 | 0
F8_Industrial_Paper and Printing_Existing_Process_Natural Gas_Process - Insulate Heated Process Fluids_A_Technical Potential | F8 | Industrial | Paper and Printing | Existing | Process | Natural Gas | Process - Insulate Heated Process Fluids | A | Cumulative Summer Peak Savings (MW) | Technical Potential | 0 | 0 | 0 | 0 | 0 | 0 | 0 | 0 | 0 | 0 | 0 | 0 | 0 | 0 | 0 | 0 | 0 | 0 | 0 | 0 | 0 | 0 | 0
F9_Industrial_Paper and Printing_Existing_Process_Natural Gas_Process - Insulate Heated Process Fluids_A_Technical Potential | F9 | Industrial | Paper and Printing | Existing | Process | Natural Gas | Process - Insulate Heated Process Fluids | A | Cumulative Winter Peak Savings (MW) | Technical Potential | 0 | 0 | 0 | 0 | 0 | 0 | 0 | 0 | 0 | 0 | 0 | 0 | 0 | 0 | 0 | 0 | 0 | 0 | 0 | 0 | 0 | 0 | 0
F10_Industrial_Paper and Printing_Existing_Process_Natural Gas_Process - Insulate Heated Process Fluids_A_Technical Potential | F10 | Industrial | Paper and Printing | Existing | Process | Natural Gas | Process - Insulate Heated Process Fluids | A | Purchases (Incremental) | Technical Potential | 0 | 0 | 0.33085 | 0.32515 | 0.31954 | 0.31403 | 0.30862 | 0.27297 | 0.21461 | 0.16873 | 0.13265 | 0.10429 | 0.081997 | 0.064466 | 0.050684 | 0.039848 | 0.031329 | 0.024631 | 0.00016511 | 5.7949e-05 | 1.9415e-05 | 6.2218e-06 | 0
F11_Industrial_Paper and Printing_Existing_Process_Natural Gas_Process - Insulate Heated Process Fluids_A_Technical Potential | F11 | Industrial | Paper and Printing | Existing | Process | Natural Gas | Process - Insulate Heated Process Fluids | A | Purchases (Cumulative) | Technical Potential | 0 | 0 | 0.33085 | 0.656 | 0.97554 | 1.2896 | 1.5982 | 1.8712 | 2.0858 | 2.2545 | 2.3872 | 2.4914 | 2.5734 | 2.6379 | 2.6886 | 2.7284 | 2.7598 | 2.7844 | 2.7846 | 2.7846 | 2.7846 | 2.7847 | 0
F1_Industrial_Paper and Printing_Existing_Process_Natural Gas_Process Heat Recovery_A_Technical Potential | F1 | Industrial | Paper and Printing | Existing | Process | Natural Gas | Process Heat Recovery | A | Integrated Unit Energy Savings (kWh or therms) | Technical Potential | 0 | 0 | 73.2335 | 73.0762 | 72.9159 | 72.7513 | 72.5811 | 72.4039 | 72.2212 | 72.0355 | 71.8496 | 71.6664 | 71.4878 | 71.315 | 71.1464 | 70.9802 | 70.8141 | 70.6465 | 70.4769 | 70.3048 | 70.13 | 69.9524 | 0
F2_Industrial_Paper and Printing_Existing_Process_Natural Gas_Process Heat Recovery_A_Technical Potential | F2 | Industrial | Paper and Printing | Existing | Process | Natural Gas | Process Heat Recovery | A | Integrated Unit Summer Peak Savings (kW) | Technical Potential | 0 | 0 | 0 | 0 | 0 | 0 | 0 | 0 | 0 | 0 | 0 | 0 | 0 | 0 | 0 | 0 | 0 | 0 | 0 | 0 | 0 | 0 | 0
F3_Industrial_Paper and Printing_Existing_Process_Natural Gas_Process Heat Recovery_A_Technical Potential | F3 | Industrial | Paper and Printing | Existing | Process | Natural Gas | Process Heat Recovery | A | Integrated Unit Winter Peak Savings (kW) | Technical Potential | 0 | 0 | 0 | 0 | 0 | 0 | 0 | 0 | 0 | 0 | 0 | 0 | 0 | 0 | 0 | 0 | 0 | 0 | 0 | 0 | 0 | 0 | 0
F4_Industrial_Paper and Printing_Existing_Process_Natural Gas_Process Heat Recovery_A_Technical Potential | F4 | Industrial | Paper and Printing | Existing | Process | Natural Gas | Process Heat Recovery | A | Incremental Energy Savings (MWh or mTherms) | Technical Potential | 0 | 0 | 0.87226 | 0.85538 | 0.83879 | 0.82247 | 0.8064 | 0.7115 | 0.55798 | 0.43756 | 0.34312 | 0.26908 | 0.21102 | 0.16551 | 0.12982 | 0.10182 | 0.079867 | 0.062643 | 0.0004189 | 0.00014667 | 4.9016e-05 | 1.5668e-05 | 0
F5_Industrial_Paper and Printing_Existing_Process_Natural Gas_Process Heat Recovery_A_Technical Potential | F5 | Industrial | Paper and Printing | Existing | Process | Natural Gas | Process Heat Recovery | A | Incremental Summer Peak Savings (MW) | Technical Potential | 0 | 0 | 0 | 0 | 0 | 0 | 0 | 0 | 0 | 0 | 0 | 0 | 0 | 0 | 0 | 0 | 0 | 0 | 0 | 0 | 0 | 0 | 0
F6_Industrial_Paper and Printing_Existing_Process_Natural Gas_Process Heat Recovery_A_Technical Potential | F6 | Industrial | Paper and Printing | Existing | Process | Natural Gas | Process Heat Recovery | A | Incremental Winter Peak Savings (MW) | Technical Potential | 0 | 0 | 0 | 0 | 0 | 0 | 0 | 0 | 0 | 0 | 0 | 0 | 0 | 0 | 0 | 0 | 0 | 0 | 0 | 0 | 0 | 0 | 0
F7_Industrial_Paper and Printing_Existing_Process_Natural Gas_Process Heat Recovery_A_Technical Potential | F7 | Industrial | Paper and Printing | Existing | Process | Natural Gas | Process Heat Recovery | A | Cumulative Energy Savings (MWh or mTherms) | Technical Potential | 0 | 0 | 0.87226 | 1.7258 | 2.5608 | 3.3775 | 4.176 | 4.8773 | 5.4229 | 5.8465 | 6.1746 | 6.4279 | 6.6229 | 6.7724 | 6.8862 | 6.972 | 7.0355 | 7.0815 | 7.0649 | 7.0478 | 7.0303 | 7.0126 | 0
F8_Industrial_Paper and Printing_Existing_Process_Natural Gas_Process Heat Recovery_A_Technical Potential | F8 | Industrial | Paper and Printing | Existing | Process | Natural Gas | Process Heat Recovery | A | Cumulative Summer Peak Savings (MW) | Technical Potential | 0 | 0 | 0 | 0 | 0 | 0 | 0 | 0 | 0 | 0 | 0 | 0 | 0 | 0 | 0 | 0 | 0 | 0 | 0 | 0 | 0 | 0 | 0
F9_Industrial_Paper and Printing_Existing_Process_Natural Gas_Process Heat Recovery_A_Technical Potential | F9 | Industrial | Paper and Printing | Existing | Process | Natural Gas | Process Heat Recovery | A | Cumulative Winter Peak Savings (MW) | Technical Potential | 0 | 0 | 0 | 0 | 0 | 0 | 0 | 0 | 0 | 0 | 0 | 0 | 0 | 0 | 0 | 0 | 0 | 0 | 0 | 0 | 0 | 0 | 0
F10_Industrial_Paper and Printing_Existing_Process_Natural Gas_Process Heat Recovery_A_Technical Potential | F10 | Industrial | Paper and Printing | Existing | Process | Natural Gas | Process Heat Recovery | A | Purchases (Incremental) | Technical Potential | 0 | 0 | 11.9107 | 11.7053 | 11.5035 | 11.3052 | 11.1103 | 9.8268 | 7.7259 | 6.0742 | 4.7756 | 3.7546 | 2.9519 | 2.3208 | 1.8246 | 1.4345 | 1.1278 | 0.88671 | 0.0059438 | 0.0020862 | 0.00069894 | 0.00022398 | 0
F11_Industrial_Paper and Printing_Existing_Process_Natural Gas_Process Heat Recovery_A_Technical Potential | F11 | Industrial | Paper and Printing | Existing | Process | Natural Gas | Process Heat Recovery | A | Purchases (Cumulative) | Technical Potential | 0 | 0 | 11.9107 | 23.6161 | 35.1196 | 46.4248 | 57.5351 | 67.3619 | 75.0878 | 81.162 | 85.9376 | 89.6922 | 92.644 | 94.9648 | 96.7895 | 98.224 | 99.3518 | 100.2385 | 100.2445 | 100.2466 | 100.2473 | 100.2475 | 0
F1_Industrial_Paper and Printing_Existing_Space Heating_Natural Gas_Building Automation System_A_Technical Potential | F1 | Industrial | Paper and Printing | Existing | Space Heating | Natural Gas | Building Automation System | A | Integrated Unit Energy Savings (kWh or therms) | Technical Potential | 0 | 0 | 0.015564 | 0.015463 | 0.015358 | 0.015246 | 0.01513 | 0.015007 | 0.014877 | 0.014742 | 0.014601 | 0.014456 | 0.014308 | 0.014156 | 0.014005 | 0.013853 | 0.0137 | 0.013556 | 0.013419 | 0.01329 | 0.013166 | 0.013048 | 0
F2_Industrial_Paper and Printing_Existing_Space Heating_Natural Gas_Building Automation System_A_Technical Potential | F2 | Industrial | Paper and Printing | Existing | Space Heating | Natural Gas | Building Automation System | A | Integrated Unit Summer Peak Savings (kW) | Technical Potential | 0 | 0 | 0 | 0 | 0 | 0 | 0 | 0 | 0 | 0 | 0 | 0 | 0 | 0 | 0 | 0 | 0 | 0 | 0 | 0 | 0 | 0 | 0
F3_Industrial_Paper and Printing_Existing_Space Heating_Natural Gas_Building Automation System_A_Technical Potential | F3 | Industrial | Paper and Printing | Existing | Space Heating | Natural Gas | Building Automation System | A | Integrated Unit Winter Peak Savings (kW) | Technical Potential | 0 | 0 | 0 | 0 | 0 | 0 | 0 | 0 | 0 | 0 | 0 | 0 | 0 | 0 | 0 | 0 | 0 | 0 | 0 | 0 | 0 | 0 | 0
F4_Industrial_Paper and Printing_Existing_Space Heating_Natural Gas_Building Automation System_A_Technical Potential | F4 | Industrial | Paper and Printing | Existing | Space Heating | Natural Gas | Building Automation System | A | Incremental Energy Savings (MWh or mTherms) | Technical Potential | 0 | 0 | 0.010549 | 0.020589 | 0.035681 | 0.056626 | 0.083822 | 0.11702 | 0.15509 | 0.19579 | 0.23571 | 0.27045 | 0.29514 | 0.30529 | 0.29805 | 0.27312 | 0.23339 | 0.18769 | 0.13963 | 0.094083 | 0.058523 | 0.037174 | 0
F5_Industrial_Paper and Printing_Existing_Space Heating_Natural Gas_Building Automation System_A_Technical Potential | F5 | Industrial | Paper and Printing | Existing | Space Heating | Natural Gas | Building Automation System | A | Incremental Summer Peak Savings (MW) | Technical Potential | 0 | 0 | 0 | 0 | 0 | 0 | 0 | 0 | 0 | 0 | 0 | 0 | 0 | 0 | 0 | 0 | 0 | 0 | 0 | 0 | 0 | 0 | 0
F6_Industrial_Paper and Printing_Existing_Space Heating_Natural Gas_Building Automation System_A_Technical Potential | F6 | Industrial | Paper and Printing | Existing | Space Heating | Natural Gas | Building Automation System | A | Incremental Winter Peak Savings (MW) | Technical Potential | 0 | 0 | 0 | 0 | 0 | 0 | 0 | 0 | 0 | 0 | 0 | 0 | 0 | 0 | 0 | 0 | 0 | 0 | 0 | 0 | 0 | 0 | 0
F7_Industrial_Paper and Printing_Existing_Space Heating_Natural Gas_Building Automation System_A_Technical Potential | F7 | Industrial | Paper and Printing | Existing | Space Heating | Natural Gas | Building Automation System | A | Cumulative Energy Savings (MWh or mTherms) | Technical Potential | 0 | 0 | 0.010549 | 0.03107 | 0.066538 | 0.12268 | 0.20556 | 0.32092 | 0.47324 | 0.66472 | 0.89409 | 1.1556 | 1.4389 | 1.729 | 2.0085 | 2.2598 | 2.4683 | 2.63 | 2.7432 | 2.8107 | 2.8431 | 2.8549 | 0
F8_Industrial_Paper and Printing_Existing_Space Heating_Natural Gas_Building Automation System_A_Technical Potential | F8 | Industrial | Paper and Printing | Existing | Space Heating | Natural Gas | Building Automation System | A | Cumulative Summer Peak Savings (MW) | Technical Potential | 0 | 0 | 0 | 0 | 0 | 0 | 0 | 0 | 0 | 0 | 0 | 0 | 0 | 0 | 0 | 0 | 0 | 0 | 0 | 0 | 0 | 0 | 0
F9_Industrial_Paper and Printing_Existing_Space Heating_Natural Gas_Building Automation System_A_Technical Potential | F9 | Industrial | Paper and Printing | Existing | Space Heating | Natural Gas | Building Automation System | A | Cumulative Winter Peak Savings (MW) | Technical Potential | 0 | 0 | 0 | 0 | 0 | 0 | 0 | 0 | 0 | 0 | 0 | 0 | 0 | 0 | 0 | 0 | 0 | 0 | 0 | 0 | 0 | 0 | 0
F10_Industrial_Paper and Printing_Existing_Space Heating_Natural Gas_Building Automation System_A_Technical Potential | F10 | Industrial | Paper and Printing | Existing | Space Heating | Natural Gas | Building Automation System | A | Purchases (Incremental) | Technical Potential | 0 | 0 | 677.7801 | 1331.4787 | 2323.3404 | 3714.0724 | 5540.2459 | 7798.0088 | 10424.5467 | 13280.978 | 16143.0691 | 18708.2975 | 20627.6062 | 21565.5463 | 21282.2076 | 19716.172 | 17036.0469 | 13845.7152 | 10405.3499 | 7079.502 | 4445.0321 | 2848.9524 | 0
F11_Industrial_Paper and Printing_Existing_Space Heating_Natural Gas_Building Automation System_A_Technical Potential | F11 | Industrial | Paper and Printing | Existing | Space Heating | Natural Gas | Building Automation System | A | Purchases (Cumulative) | Technical Potential | 0 | 0 | 677.7801 | 2009.2588 | 4332.5992 | 8046.6717 | 13586.9176 | 21384.9264 | 31809.4731 | 45090.4511 | 61233.5202 | 79941.8177 | 100569.4239 | 122134.9702 | 143417.1778 | 163133.3498 | 180169.3967 | 194015.1119 | 204420.4618 | 211499.9638 | 215944.9959 | 218793.9483 | 0
F1_Industrial_Paper and Printing_Existing_Space Heating_Natural Gas_Steam System Efficiency Improvements_A_Technical Potential | F1 | Industrial | Paper and Printing | Existing | Space Heating | Natural Gas | Steam System Efficiency Improvements | A | Integrated Unit Energy Savings (kWh or therms) | Technical Potential | 0 | 0 | 0.13828 | 0.13616 | 0.13337 | 0.12985 | 0.12561 | 0.12082 | 0.11568 | 0.11048 | 0.10543 | 0.10073 | 0.096479 | 0.092698 | 0.089385 | 0.086486 | 0.083941 | 0.081733 | 0.079799 | 0.07806 | 0.076561 | 0.075144 | 0
F2_Industrial_Paper and Printing_Existing_Space Heating_Natural Gas_Steam System Efficiency Improvements_A_Technical Potential | F2 | Industrial | Paper and Printing | Existing | Space Heating | Natural Gas | Steam System Efficiency Improvements | A | Integrated Unit Summer Peak Savings (kW) | Technical Potential | 0 | 0 | 0 | 0 | 0 | 0 | 0 | 0 | 0 | 0 | 0 | 0 | 0 | 0 | 0 | 0 | 0 | 0 | 0 | 0 | 0 | 0 | 0
F3_Industrial_Paper and Printing_Existing_Space Heating_Natural Gas_Steam System Efficiency Improvements_A_Technical Potential | F3 | Industrial | Paper and Printing | Existing | Space Heating | Natural Gas | Steam System Efficiency Improvements | A | Integrated Unit Winter Peak Savings (kW) | Technical Potential | 0 | 0 | 0 | 0 | 0 | 0 | 0 | 0 | 0 | 0 | 0 | 0 | 0 | 0 | 0 | 0 | 0 | 0 | 0 | 0 | 0 | 0 | 0
F4_Industrial_Paper and Printing_Existing_Space Heating_Natural Gas_Steam System Efficiency Improvements_A_Technical Potential | F4 | Industrial | Paper and Printing | Existing | Space Heating | Natural Gas | Steam System Efficiency Improvements | A | Incremental Energy Savings (MWh or mTherms) | Technical Potential | 0 | 0 | 0.00066422 | 0.0012848 | 0.0021961 | 0.0034179 | 0.0049322 | 0.0066769 | 0.0085467 | 0.010398 | 0.012062 | 0.013356 | 0.014104 | 0.014168 | 0.013482 | 0.012085 | 0.010135 | 0.0080201 | 0.0058847 | 0.0039165 | 0.0024119 | 0.0015172 | 0
F5_Industrial_Paper and Printing_Existing_Space Heating_Natural Gas_Steam System Efficiency Improvements_A_Technical Potential | F5 | Industrial | Paper and Printing | Existing | Space Heating | Natural Gas | Steam System Efficiency Improvements | A | Incremental Summer Peak Savings (MW) | Technical Potential | 0 | 0 | 0 | 0 | 0 | 0 | 0 | 0 | 0 | 0 | 0 | 0 | 0 | 0 | 0 | 0 | 0 | 0 | 0 | 0 | 0 | 0 | 0
F6_Industrial_Paper and Printing_Existing_Space Heating_Natural Gas_Steam System Efficiency Improvements_A_Technical Potential | F6 | Industrial | Paper and Printing | Existing | Space Heating | Natural Gas | Steam System Efficiency Improvements | A | Incremental Winter Peak Savings (MW) | Technical Potential | 0 | 0 | 0 | 0 | 0 | 0 | 0 | 0 | 0 | 0 | 0 | 0 | 0 | 0 | 0 | 0 | 0 | 0 | 0 | 0 | 0 | 0 | 0
F7_Industrial_Paper and Printing_Existing_Space Heating_Natural Gas_Steam System Efficiency Improvements_A_Technical Potential | F7 | Industrial | Paper and Printing | Existing | Space Heating | Natural Gas | Steam System Efficiency Improvements | A | Cumulative Energy Savings (MWh or mTherms) | Technical Potential | 0 | 0 | 0.00066422 | 0.0019389 | 0.0040953 | 0.007405 | 0.012096 | 0.018311 | 0.026079 | 0.035304 | 0.045755 | 0.057071 | 0.068765 | 0.080238 | 0.090852 | 0.09999 | 0.10718 | 0.11238 | 0.11561 | 0.11701 | 0.11717 | 0.11652 | 0
F8_Industrial_Paper and Printing_Existing_Space Heating_Natural Gas_Steam System Efficiency Improvements_A_Technical Potential | F8 | Industrial | Paper and Printing | Existing | Space Heating | Natural Gas | Steam System Efficiency Improvements | A | Cumulative Summer Peak Savings (MW) | Technical Potential | 0 | 0 | 0 | 0 | 0 | 0 | 0 | 0 | 0 | 0 | 0 | 0 | 0 | 0 | 0 | 0 | 0 | 0 | 0 | 0 | 0 | 0 | 0
F9_Industrial_Paper and Printing_Existing_Space Heating_Natural Gas_Steam System Efficiency Improvements_A_Technical Potential | F9 | Industrial | Paper and Printing | Existing | Space Heating | Natural Gas | Steam System Efficiency Improvements | A | Cumulative Winter Peak Savings (MW) | Technical Potential | 0 | 0 | 0 | 0 | 0 | 0 | 0 | 0 | 0 | 0 | 0 | 0 | 0 | 0 | 0 | 0 | 0 | 0 | 0 | 0 | 0 | 0 | 0
F10_Industrial_Paper and Printing_Existing_Space Heating_Natural Gas_Steam System Efficiency Improvements_A_Technical Potential | F10 | Industrial | Paper and Printing | Existing | Space Heating | Natural Gas | Steam System Efficiency Improvements | A | Purchases (Incremental) | Technical Potential | 0 | 0 | 4.8035 | 9.4364 | 16.4658 | 26.3221 | 39.2644 | 55.2654 | 73.88 | 94.1239 | 114.4079 | 132.588 | 146.1904 | 152.8377 | 150.8296 | 139.7309 | 120.7365 | 98.1263 | 73.744 | 50.1733 | 31.5025 | 20.1909 | 0
F11_Industrial_Paper and Printing_Existing_Space Heating_Natural Gas_Steam System Efficiency Improvements_A_Technical Potential | F11 | Industrial | Paper and Printing | Existing | Space Heating | Natural Gas | Steam System Efficiency Improvements | A | Purchases (Cumulative) | Technical Potential | 0 | 0 | 4.8035 | 14.2399 | 30.7057 | 57.0277 | 96.2921 | 151.5576 | 225.4376 | 319.5615 | 433.9694 | 566.5574 | 712.7478 | 865.5855 | 1016.4151 | 1156.146 | 1276.8826 | 1375.0088 | 1448.7528 | 1498.9261 | 1530.4286 | 1550.6195 | 0
F1_Industrial_Paper and Printing_Existing_Process_Natural Gas_Steam System Efficiency Improvements_A_Technical Potential | F1 | Industrial | Paper and Printing | Existing | Process | Natural Gas | Steam System Efficiency Improvements | A | Integrated Unit Energy Savings (kWh or therms) | Technical Potential | 0 | 0 | 0.076483 | 0.075972 | 0.075452 | 0.07492 | 0.074376 | 0.073846 | 0.073359 | 0.072907 | 0.072485 | 0.072092 | 0.071725 | 0.071383 | 0.071061 | 0.070755 | 0.07046 | 0.070172 | 0.069911 | 0.069648 | 0.069383 | 0.069114 | 0
F2_Industrial_Paper and Printing_Existing_Process_Natural Gas_Steam System Efficiency Improvements_A_Technical Potential | F2 | Industrial | Paper and Printing | Existing | Process | Natural Gas | Steam System Efficiency Improvements | A | Integrated Unit Summer Peak Savings (kW) | Technical Potential | 0 | 0 | 0 | 0 | 0 | 0 | 0 | 0 | 0 | 0 | 0 | 0 | 0 | 0 | 0 | 0 | 0 | 0 | 0 | 0 | 0 | 0 | 0
F3_Industrial_Paper and Printing_Existing_Process_Natural Gas_Steam System Efficiency Improvements_A_Technical Potential | F3 | Industrial | Paper and Printing | Existing | Process | Natural Gas | Steam System Efficiency Improvements | A | Integrated Unit Winter Peak Savings (kW) | Technical Potential | 0 | 0 | 0 | 0 | 0 | 0 | 0 | 0 | 0 | 0 | 0 | 0 | 0 | 0 | 0 | 0 | 0 | 0 | 0 | 0 | 0 | 0 | 0
F4_Industrial_Paper and Printing_Existing_Process_Natural Gas_Steam System Efficiency Improvements_A_Technical Potential | F4 | Industrial | Paper and Printing | Existing | Process | Natural Gas | Steam System Efficiency Improvements | A | Incremental Energy Savings (MWh or mTherms) | Technical Potential | 0 | 0 | 3.5597e-06 | 6.9463e-06 | 1.2038e-05 | 1.9108e-05 | 2.8296e-05 | 3.9544e-05 | 5.2514e-05 | 6.6491e-05 | 8.0353e-05 | 9.2617e-05 | 0.0001016 | 0.00010571 | 0.00010385 | 9.5796e-05 | 8.2428e-05 | 6.6718e-05 | 4.9954e-05 | 3.3859e-05 | 2.1178e-05 | 1.3521e-05 | 0
F5_Industrial_Paper and Printing_Existing_Process_Natural Gas_Steam System Efficiency Improvements_A_Technical Potential | F5 | Industrial | Paper and Printing | Existing | Process | Natural Gas | Steam System Efficiency Improvements | A | Incremental Summer Peak Savings (MW) | Technical Potential | 0 | 0 | 0 | 0 | 0 | 0 | 0 | 0 | 0 | 0 | 0 | 0 | 0 | 0 | 0 | 0 | 0 | 0 | 0 | 0 | 0 | 0 | 0
F6_Industrial_Paper and Printing_Existing_Process_Natural Gas_Steam System Efficiency Improvements_A_Technical Potential | F6 | Industrial | Paper and Printing | Existing | Process | Natural Gas | Steam System Efficiency Improvements | A | Incremental Winter Peak Savings (MW) | Technical Potential | 0 | 0 | 0 | 0 | 0 | 0 | 0 | 0 | 0 | 0 | 0 | 0 | 0 | 0 | 0 | 0 | 0 | 0 | 0 | 0 | 0 | 0 | 0
F7_Industrial_Paper and Printing_Existing_Process_Natural Gas_Steam System Efficiency Improvements_A_Technical Potential | F7 | Industrial | Paper and Printing | Existing | Process | Natural Gas | Steam System Efficiency Improvements | A | Cumulative Energy Savings (MWh or mTherms) | Technical Potential | 0 | 0 | 3.5597e-06 | 1.0482e-05 | 2.2448e-05 | 4.1398e-05 | 6.9393e-05 | 0.00010844 | 0.00016024 | 0.00022575 | 0.00030479 | 0.00039576 | 0.00049534 | 0.00059869 | 0.00069984 | 0.00079262 | 0.00087174 | 0.00093489 | 0.00098137 | 0.0010115 | 0.0010289 | 0.0010384 | 0
F8_Industrial_Paper and Printing_Existing_Process_Natural Gas_Steam System Efficiency Improvements_A_Technical Potential | F8 | Industrial | Paper and Printing | Existing | Process | Natural Gas | Steam System Efficiency Improvements | A | Cumulative Summer Peak Savings (MW) | Technical Potential | 0 | 0 | 0 | 0 | 0 | 0 | 0 | 0 | 0 | 0 | 0 | 0 | 0 | 0 | 0 | 0 | 0 | 0 | 0 | 0 | 0 | 0 | 0
F9_Industrial_Paper and Printing_Existing_Process_Natural Gas_Steam System Efficiency Improvements_A_Technical Potential | F9 | Industrial | Paper and Printing | Existing | Process | Natural Gas | Steam System Efficiency Improvements | A | Cumulative Winter Peak Savings (MW) | Technical Potential | 0 | 0 | 0 | 0 | 0 | 0 | 0 | 0 | 0 | 0 | 0 | 0 | 0 | 0 | 0 | 0 | 0 | 0 | 0 | 0 | 0 | 0 | 0
F10_Industrial_Paper and Printing_Existing_Process_Natural Gas_Steam System Efficiency Improvements_A_Technical Potential | F10 | Industrial | Paper and Printing | Existing | Process | Natural Gas | Steam System Efficiency Improvements | A | Purchases (Incremental) | Technical Potential | 0 | 0 | 0.046543 | 0.091432 | 0.15954 | 0.25504 | 0.38045 | 0.53549 | 0.71585 | 0.912 | 1.1085 | 1.2847 | 1.4165 | 1.4809 | 1.4614 | 1.3539 | 1.1699 | 0.95078 | 0.71453 | 0.48615 | 0.30524 | 0.19564 | 0
F11_Industrial_Paper and Printing_Existing_Process_Natural Gas_Steam System Efficiency Improvements_A_Technical Potential | F11 | Industrial | Paper and Printing | Existing | Process | Natural Gas | Steam System Efficiency Improvements | A | Purchases (Cumulative) | Technical Potential | 0 | 0 | 0.046543 | 0.13798 | 0.29752 | 0.55256 | 0.93301 | 1.4685 | 2.1844 | 3.0964 | 4.2049 | 5.4896 | 6.9061 | 8.387 | 9.8484 | 11.2023 | 12.3722 | 13.323 | 14.0375 | 14.5237 | 14.8289 | 15.0246 | 0
F1_Industrial_Paper and Printing_Existing_Space Heating_Natural Gas_Strategic Energy Management_A_Technical Potential | F1 | Industrial | Paper and Printing | Existing | Space Heating | Natural Gas | Strategic Energy Management | A | Integrated Unit Energy Savings (kWh or therms) | Technical Potential | 0 | 0 | 56.5574 | 56.2456 | 55.9166 | 55.5687 | 55.2004 | 54.81 | 54.397 | 53.961 | 53.5058 | 53.0346 | 52.5516 | 52.0569 | 51.5619 | 51.0643 | 50.5655 | 50.0972 | 49.6573 | 49.2421 | 48.8499 | 48.4799 | 0
F2_Industrial_Paper and Printing_Existing_Space Heating_Natural Gas_Strategic Energy Management_A_Technical Potential | F2 | Industrial | Paper and Printing | Existing | Space Heating | Natural Gas | Strategic Energy Management | A | Integrated Unit Summer Peak Savings (kW) | Technical Potential | 0 | 0 | 0 | 0 | 0 | 0 | 0 | 0 | 0 | 0 | 0 | 0 | 0 | 0 | 0 | 0 | 0 | 0 | 0 | 0 | 0 | 0 | 0
F3_Industrial_Paper and Printing_Existing_Space Heating_Natural Gas_Strategic Energy Management_A_Technical Potential | F3 | Industrial | Paper and Printing | Existing | Space Heating | Natural Gas | Strategic Energy Management | A | Integrated Unit Winter Peak Savings (kW) | Technical Potential | 0 | 0 | 0 | 0 | 0 | 0 | 0 | 0 | 0 | 0 | 0 | 0 | 0 | 0 | 0 | 0 | 0 | 0 | 0 | 0 | 0 | 0 | 0
F4_Industrial_Paper and Printing_Existing_Space Heating_Natural Gas_Strategic Energy Management_A_Technical Potential | F4 | Industrial | Paper and Printing | Existing | Space Heating | Natural Gas | Strategic Energy Management | A | Incremental Energy Savings (MWh or mTherms) | Technical Potential | 0 | 0 | 0.066399 | 0.064894 | 0.063402 | 0.061921 | 0.06045 | 0.058988 | 0.057534 | 0.056089 | 0.054657 | 0.053242 | 0.051847 | 0.050473 | 0.049132 | 0.047818 | 0.046535 | 0.045309 | 0.044137 | 0.043013 | 0.041935 | 0.0409 | 0
F5_Industrial_Paper and Printing_Existing_Space Heating_Natural Gas_Strategic Energy Management_A_Technical Potential | F5 | Industrial | Paper and Printing | Existing | Space Heating | Natural Gas | Strategic Energy Management | A | Incremental Summer Peak Savings (MW) | Technical Potential | 0 | 0 | 0 | 0 | 0 | 0 | 0 | 0 | 0 | 0 | 0 | 0 | 0 | 0 | 0 | 0 | 0 | 0 | 0 | 0 | 0 | 0 | 0
F6_Industrial_Paper and Printing_Existing_Space Heating_Natural Gas_Strategic Energy Management_A_Technical Potential | F6 | Industrial | Paper and Printing | Existing | Space Heating | Natural Gas | Strategic Energy Management | A | Incremental Winter Peak Savings (MW) | Technical Potential | 0 | 0 | 0 | 0 | 0 | 0 | 0 | 0 | 0 | 0 | 0 | 0 | 0 | 0 | 0 | 0 | 0 | 0 | 0 | 0 | 0 | 0 | 0
F7_Industrial_Paper and Printing_Existing_Space Heating_Natural Gas_Strategic Energy Management_A_Technical Potential | F7 | Industrial | Paper and Printing | Existing | Space Heating | Natural Gas | Strategic Energy Management | A | Cumulative Energy Savings (MWh or mTherms) | Technical Potential | 0 | 0 | 0.066399 | 0.13093 | 0.19356 | 0.25428 | 0.31305 | 0.36982 | 0.42457 | 0.47725 | 0.52788 | 0.57648 | 0.62307 | 0.66768 | 0.71046 | 0.75143 | 0.79062 | 0.82861 | 0.86547 | 0.90125 | 0.936 | 0.96981 | 0
F8_Industrial_Paper and Printing_Existing_Space Heating_Natural Gas_Strategic Energy Management_A_Technical Potential | F8 | Industrial | Paper and Printing | Existing | Space Heating | Natural Gas | Strategic Energy Management | A | Cumulative Summer Peak Savings (MW) | Technical Potential | 0 | 0 | 0 | 0 | 0 | 0 | 0 | 0 | 0 | 0 | 0 | 0 | 0 | 0 | 0 | 0 | 0 | 0 | 0 | 0 | 0 | 0 | 0
F9_Industrial_Paper and Printing_Existing_Space Heating_Natural Gas_Strategic Energy Management_A_Technical Potential | F9 | Industrial | Paper and Printing | Existing | Space Heating | Natural Gas | Strategic Energy Management | A | Cumulative Winter Peak Savings (MW) | Technical Potential | 0 | 0 | 0 | 0 | 0 | 0 | 0 | 0 | 0 | 0 | 0 | 0 | 0 | 0 | 0 | 0 | 0 | 0 | 0 | 0 | 0 | 0 | 0
F10_Industrial_Paper and Printing_Existing_Space Heating_Natural Gas_Strategic Energy Management_A_Technical Potential | F10 | Industrial | Paper and Printing | Existing | Space Heating | Natural Gas | Strategic Energy Management | A | Purchases (Incremental) | Technical Potential | 0 | 0 | 1.174 | 1.1538 | 1.1339 | 1.1143 | 1.0951 | 1.0762 | 1.0577 | 1.0394 | 1.0215 | 1.0039 | 0.98659 | 0.96958 | 0.95287 | 0.93644 | 0.92029 | 0.90442 | 0.88883 | 0.87351 | 0.85845 | 0.84365 | 0
F11_Industrial_Paper and Printing_Existing_Space Heating_Natural Gas_Strategic Energy Management_A_Technical Potential | F11 | Industrial | Paper and Printing | Existing | Space Heating | Natural Gas | Strategic Energy Management | A | Purchases (Cumulative) | Technical Potential | 0 | 0 | 1.174 | 2.3278 | 3.4616 | 4.576 | 5.6711 | 6.7473 | 7.805 | 8.8444 | 9.8659 | 10.8698 | 11.8564 | 12.826 | 13.7789 | 14.7153 | 15.6356 | 16.54 | 17.4288 | 18.3023 | 19.1608 | 20.0044 | 0
F1_Industrial_Paper and Printing_Existing_Process_Natural Gas_Strategic Energy Management_A_Technical Potential | F1 | Industrial | Paper and Printing | Existing | Process | Natural Gas | Strategic Energy Management | A | Integrated Unit Energy Savings (kWh or therms) | Technical Potential | 0 | 0 | 56.8214 | 56.7553 | 56.6877 | 56.6175 | 56.544 | 56.4659 | 56.3843 | 56.3013 | 56.219 | 56.1398 | 56.0651 | 55.9959 | 55.9311 | 55.8692 | 55.8084 | 55.7475 | 55.6861 | 55.6238 | 55.5606 | 55.4963 | 0
F2_Industrial_Paper and Printing_Existing_Process_Natural Gas_Strategic Energy Management_A_Technical Potential | F2 | Industrial | Paper and Printing | Existing | Process | Natural Gas | Strategic Energy Management | A | Integrated Unit Summer Peak Savings (kW) | Technical Potential | 0 | 0 | 0 | 0 | 0 | 0 | 0 | 0 | 0 | 0 | 0 | 0 | 0 | 0 | 0 | 0 | 0 | 0 | 0 | 0 | 0 | 0 | 0
F3_Industrial_Paper and Printing_Existing_Process_Natural Gas_Strategic Energy Management_A_Technical Potential | F3 | Industrial | Paper and Printing | Existing | Process | Natural Gas | Strategic Energy Management | A | Integrated Unit Winter Peak Savings (kW) | Technical Potential | 0 | 0 | 0 | 0 | 0 | 0 | 0 | 0 | 0 | 0 | 0 | 0 | 0 | 0 | 0 | 0 | 0 | 0 | 0 | 0 | 0 | 0 | 0
F4_Industrial_Paper and Printing_Existing_Process_Natural Gas_Strategic Energy Management_A_Technical Potential | F4 | Industrial | Paper and Printing | Existing | Process | Natural Gas | Strategic Energy Management | A | Incremental Energy Savings (MWh or mTherms) | Technical Potential | 0 | 0 | 0.30939 | 0.3037 | 0.29811 | 0.29261 | 0.28719 | 0.28185 | 0.27659 | 0.27142 | 0.26635 | 0.26139 | 0.25654 | 0.2518 | 0.24718 | 0.24265 | 0.2382 | 0.23384 | 0.22956 | 0.22535 | 0.22121 | 0.21714 | 0
F5_Industrial_Paper and Printing_Existing_Process_Natural Gas_Strategic Energy Management_A_Technical Potential | F5 | Industrial | Paper and Printing | Existing | Process | Natural Gas | Strategic Energy Management | A | Incremental Summer Peak Savings (MW) | Technical Potential | 0 | 0 | 0 | 0 | 0 | 0 | 0 | 0 | 0 | 0 | 0 | 0 | 0 | 0 | 0 | 0 | 0 | 0 | 0 | 0 | 0 | 0 | 0
F6_Industrial_Paper and Printing_Existing_Process_Natural Gas_Strategic Energy Management_A_Technical Potential | F6 | Industrial | Paper and Printing | Existing | Process | Natural Gas | Strategic Energy Management | A | Incremental Winter Peak Savings (MW) | Technical Potential | 0 | 0 | 0 | 0 | 0 | 0 | 0 | 0 | 0 | 0 | 0 | 0 | 0 | 0 | 0 | 0 | 0 | 0 | 0 | 0 | 0 | 0 | 0
F7_Industrial_Paper and Printing_Existing_Process_Natural Gas_Strategic Energy Management_A_Technical Potential | F7 | Industrial | Paper and Printing | Existing | Process | Natural Gas | Strategic Energy Management | A | Cumulative Energy Savings (MWh or mTherms) | Technical Potential | 0 | 0 | 0.30939 | 0.61273 | 0.91011 | 1.2016 | 1.4872 | 1.767 | 2.041 | 2.3094 | 2.5724 | 2.8302 | 3.083 | 3.331 | 3.5743 | 3.813 | 4.047 | 4.2764 | 4.5013 | 4.7216 | 4.9374 | 5.1489 | 0
F8_Industrial_Paper and Printing_Existing_Process_Natural Gas_Strategic Energy Management_A_Technical Potential | F8 | Industrial | Paper and Printing | Existing | Process | Natural Gas | Strategic Energy Management | A | Cumulative Summer Peak Savings (MW) | Technical Potential | 0 | 0 | 0 | 0 | 0 | 0 | 0 | 0 | 0 | 0 | 0 | 0 | 0 | 0 | 0 | 0 | 0 | 0 | 0 | 0 | 0 | 0 | 0
F9_Industrial_Paper and Printing_Existing_Process_Natural Gas_Strategic Energy Management_A_Technical Potential | F9 | Industrial | Paper and Printing | Existing | Process | Natural Gas | Strategic Energy Management | A | Cumulative Winter Peak Savings (MW) | Technical Potential | 0 | 0 | 0 | 0 | 0 | 0 | 0 | 0 | 0 | 0 | 0 | 0 | 0 | 0 | 0 | 0 | 0 | 0 | 0 | 0 | 0 | 0 | 0
F10_Industrial_Paper and Printing_Existing_Process_Natural Gas_Strategic Energy Management_A_Technical Potential | F10 | Industrial | Paper and Printing | Existing | Process | Natural Gas | Strategic Energy Management | A | Purchases (Incremental) | Technical Potential | 0 | 0 | 5.4449 | 5.351 | 5.2588 | 5.1681 | 5.079 | 4.9914 | 4.9054 | 4.8208 | 4.7377 | 4.656 | 4.5757 | 4.4968 | 4.4193 | 4.3431 | 4.2682 | 4.1946 | 4.1223 | 4.0512 | 3.9814 | 3.9127 | 0
F11_Industrial_Paper and Printing_Existing_Process_Natural Gas_Strategic Energy Management_A_Technical Potential | F11 | Industrial | Paper and Printing | Existing | Process | Natural Gas | Strategic Energy Management | A | Purchases (Cumulative) | Technical Potential | 0 | 0 | 5.4449 | 10.7959 | 16.0547 | 21.2228 | 26.3018 | 31.2933 | 36.1986 | 41.0194 | 45.7571 | 50.4131 | 54.9888 | 59.4857 | 63.905 | 68.2481 | 72.5163 | 76.7109 | 80.8332 | 84.8845 | 88.8659 | 92.7786 | 0
F1_Industrial_Paper and Printing_Existing_Miscellaneous_Natural Gas_Strategic Energy Management_A_Technical Potential | F1 | Industrial | Paper and Printing | Existing | Miscellaneous | Natural Gas | Strategic Energy Management | A | Integrated Unit Energy Savings (kWh or therms) | Technical Potential | 0 | 0 | 18.0192 | 18.0192 | 18.0192 | 18.0192 | 18.0192 | 18.0192 | 18.0192 | 18.0192 | 18.0192 | 18.0192 | 18.0192 | 18.0192 | 18.0192 | 18.0192 | 18.0192 | 18.0192 | 18.0192 | 18.0192 | 18.0192 | 18.0192 | 0
F2_Industrial_Paper and Printing_Existing_Miscellaneous_Natural Gas_Strategic Energy Management_A_Technical Potential | F2 | Industrial | Paper and Printing | Existing | Miscellaneous | Natural Gas | Strategic Energy Management | A | Integrated Unit Summer Peak Savings (kW) | Technical Potential | 0 | 0 | 0 | 0 | 0 | 0 | 0 | 0 | 0 | 0 | 0 | 0 | 0 | 0 | 0 | 0 | 0 | 0 | 0 | 0 | 0 | 0 | 0
F3_Industrial_Paper and Printing_Existing_Miscellaneous_Natural Gas_Strategic Energy Management_A_Technical Potential | F3 | Industrial | Paper and Printing | Existing | Miscellaneous | Natural Gas | Strategic Energy Management | A | Integrated Unit Winter Peak Savings (kW) | Technical Potential | 0 | 0 | 0 | 0 | 0 | 0 | 0 | 0 | 0 | 0 | 0 | 0 | 0 | 0 | 0 | 0 | 0 | 0 | 0 | 0 | 0 | 0 | 0
F4_Industrial_Paper and Printing_Existing_Miscellaneous_Natural Gas_Strategic Energy Management_A_Technical Potential | F4 | Industrial | Paper and Printing | Existing | Miscellaneous | Natural Gas | Strategic Energy Management | A | Incremental Energy Savings (MWh or mTherms) | Technical Potential | 0 | 0 | 0.024528 | 0.024105 | 0.02369 | 0.023281 | 0.02288 | 0.022485 | 0.022098 | 0.021717 | 0.021342 | 0.020974 | 0.020613 | 0.020257 | 0.019908 | 0.019565 | 0.019227 | 0.018896 | 0.01857 | 0.01825 | 0.017935 | 0.017626 | 0
F5_Industrial_Paper and Printing_Existing_Miscellaneous_Natural Gas_Strategic Energy Management_A_Technical Potential | F5 | Industrial | Paper and Printing | Existing | Miscellaneous | Natural Gas | Strategic Energy Management | A | Incremental Summer Peak Savings (MW) | Technical Potential | 0 | 0 | 0 | 0 | 0 | 0 | 0 | 0 | 0 | 0 | 0 | 0 | 0 | 0 | 0 | 0 | 0 | 0 | 0 | 0 | 0 | 0 | 0
F6_Industrial_Paper and Printing_Existing_Miscellaneous_Natural Gas_Strategic Energy Management_A_Technical Potential | F6 | Industrial | Paper and Printing | Existing | Miscellaneous | Natural Gas | Strategic Energy Management | A | Incremental Winter Peak Savings (MW) | Technical Potential | 0 | 0 | 0 | 0 | 0 | 0 | 0 | 0 | 0 | 0 | 0 | 0 | 0 | 0 | 0 | 0 | 0 | 0 | 0 | 0 | 0 | 0 | 0
F7_Industrial_Paper and Printing_Existing_Miscellaneous_Natural Gas_Strategic Energy Management_A_Technical Potential | F7 | Industrial | Paper and Printing | Existing | Miscellaneous | Natural Gas | Strategic Energy Management | A | Cumulative Energy Savings (MWh or mTherms) | Technical Potential | 0 | 0 | 0.024528 | 0.048634 | 0.072323 | 0.095605 | 0.11848 | 0.14097 | 0.16307 | 0.18478 | 0.20613 | 0.2271 | 0.24771 | 0.26797 | 0.28788 | 0.30744 | 0.32667 | 0.34557 | 0.36414 | 0.38239 | 0.40032 | 0.41795 | 0
F8_Industrial_Paper and Printing_Existing_Miscellaneous_Natural Gas_Strategic Energy Management_A_Technical Potential | F8 | Industrial | Paper and Printing | Existing | Miscellaneous | Natural Gas | Strategic Energy Management | A | Cumulative Summer Peak Savings (MW) | Technical Potential | 0 | 0 | 0 | 0 | 0 | 0 | 0 | 0 | 0 | 0 | 0 | 0 | 0 | 0 | 0 | 0 | 0 | 0 | 0 | 0 | 0 | 0 | 0
F9_Industrial_Paper and Printing_Existing_Miscellaneous_Natural Gas_Strategic Energy Management_A_Technical Potential | F9 | Industrial | Paper and Printing | Existing | Miscellaneous | Natural Gas | Strategic Energy Management | A | Cumulative Winter Peak Savings (MW) | Technical Potential | 0 | 0 | 0 | 0 | 0 | 0 | 0 | 0 | 0 | 0 | 0 | 0 | 0 | 0 | 0 | 0 | 0 | 0 | 0 | 0 | 0 | 0 | 0
F10_Industrial_Paper and Printing_Existing_Miscellaneous_Natural Gas_Strategic Energy Management_A_Technical Potential | F10 | Industrial | Paper and Printing | Existing | Miscellaneous | Natural Gas | Strategic Energy Management | A | Purchases (Incremental) | Technical Potential | 0 | 0 | 1.3612 | 1.3378 | 1.3147 | 1.292 | 1.2698 | 1.2479 | 1.2263 | 1.2052 | 1.1844 | 1.164 | 1.1439 | 1.1242 | 1.1048 | 1.0858 | 1.0671 | 1.0487 | 1.0306 | 1.0128 | 0.99535 | 0.97819 | 0
F11_Industrial_Paper and Printing_Existing_Miscellaneous_Natural Gas_Strategic Energy Management_A_Technical Potential | F11 | Industrial | Paper and Printing | Existing | Miscellaneous | Natural Gas | Strategic Energy Management | A | Purchases (Cumulative) | Technical Potential | 0 | 0 | 1.3612 | 2.699 | 4.0137 | 5.3057 | 6.5755 | 7.8233 | 9.0497 | 10.2549 | 11.4393 | 12.6033 | 13.7472 | 14.8714 | 15.9762 | 17.062 | 18.1291 | 19.1777 | 20.2083 | 21.2211 | 22.2165 | 23.1947 | 0
F1_Industrial_Paper and Printing_Existing_Space Heating_Natural Gas_Commissioning_A_Technical Potential | F1 | Industrial | Paper and Printing | Existing | Space Heating | Natural Gas | Commissioning | A | Integrated Unit Energy Savings (kWh or therms) | Technical Potential | 0 | 0 | 68.1267 | 67.8159 | 67.4854 | 67.1335 | 66.7584 | 66.3586 | 65.9325 | 65.479 | 65.0011 | 64.5017 | 63.9852 | 63.4512 | 62.9142 | 62.372 | 61.8273 | 61.3194 | 60.846 | 60.4028 | 59.9879 | 59.6005 | 0
F2_Industrial_Paper and Printing_Existing_Space Heating_Natural Gas_Commissioning_A_Technical Potential | F2 | Industrial | Paper and Printing | Existing | Space Heating | Natural Gas | Commissioning | A | Integrated Unit Summer Peak Savings (kW) | Technical Potential | 0 | 0 | 0 | 0 | 0 | 0 | 0 | 0 | 0 | 0 | 0 | 0 | 0 | 0 | 0 | 0 | 0 | 0 | 0 | 0 | 0 | 0 | 0
F3_Industrial_Paper and Printing_Existing_Space Heating_Natural Gas_Commissioning_A_Technical Potential | F3 | Industrial | Paper and Printing | Existing | Space Heating | Natural Gas | Commissioning | A | Integrated Unit Winter Peak Savings (kW) | Technical Potential | 0 | 0 | 0 | 0 | 0 | 0 | 0 | 0 | 0 | 0 | 0 | 0 | 0 | 0 | 0 | 0 | 0 | 0 | 0 | 0 | 0 | 0 | 0
F4_Industrial_Paper and Printing_Existing_Space Heating_Natural Gas_Commissioning_A_Technical Potential | F4 | Industrial | Paper and Printing | Existing | Space Heating | Natural Gas | Commissioning | A | Incremental Energy Savings (MWh or mTherms) | Technical Potential | 0 | 0 | 0 | 0 | 0 | 0 | 0 | 0 | 0 | 0 | 0 | 0 | 0 | 0 | 0 | 0 | 0 | 0 | 0 | 0 | 0 | 0 | 0
F5_Industrial_Paper and Printing_Existing_Space Heating_Natural Gas_Commissioning_A_Technical Potential | F5 | Industrial | Paper and Printing | Existing | Space Heating | Natural Gas | Commissioning | A | Incremental Summer Peak Savings (MW) | Technical Potential | 0 | 0 | 0 | 0 | 0 | 0 | 0 | 0 | 0 | 0 | 0 | 0 | 0 | 0 | 0 | 0 | 0 | 0 | 0 | 0 | 0 | 0 | 0
F6_Industrial_Paper and Printing_Existing_Space Heating_Natural Gas_Commissioning_A_Technical Potential | F6 | Industrial | Paper and Printing | Existing | Space Heating | Natural Gas | Commissioning | A | Incremental Winter Peak Savings (MW) | Technical Potential | 0 | 0 | 0 | 0 | 0 | 0 | 0 | 0 | 0 | 0 | 0 | 0 | 0 | 0 | 0 | 0 | 0 | 0 | 0 | 0 | 0 | 0 | 0
F7_Industrial_Paper and Printing_Existing_Space Heating_Natural Gas_Commissioning_A_Technical Potential | F7 | Industrial | Paper and Printing | Existing | Space Heating | Natural Gas | Commissioning | A | Cumulative Energy Savings (MWh or mTherms) | Technical Potential | 0 | 0 | 0 | 0 | 0 | 0 | 0 | 0 | 0 | 0 | 0 | 0 | 0 | 0 | 0 | 0 | 0 | 0 | 0 | 0 | 0 | 0 | 0
F8_Industrial_Paper and Printing_Existing_Space Heating_Natural Gas_Commissioning_A_Technical Potential | F8 | Industrial | Paper and Printing | Existing | Space Heating | Natural Gas | Commissioning | A | Cumulative Summer Peak Savings (MW) | Technical Potential | 0 | 0 | 0 | 0 | 0 | 0 | 0 | 0 | 0 | 0 | 0 | 0 | 0 | 0 | 0 | 0 | 0 | 0 | 0 | 0 | 0 | 0 | 0
F9_Industrial_Paper and Printing_Existing_Space Heating_Natural Gas_Commissioning_A_Technical Potential | F9 | Industrial | Paper and Printing | Existing | Space Heating | Natural Gas | Commissioning | A | Cumulative Winter Peak Savings (MW) | Technical Potential | 0 | 0 | 0 | 0 | 0 | 0 | 0 | 0 | 0 | 0 | 0 | 0 | 0 | 0 | 0 | 0 | 0 | 0 | 0 | 0 | 0 | 0 | 0
F10_Industrial_Paper and Printing_Existing_Space Heating_Natural Gas_Commissioning_A_Technical Potential | F10 | Industrial | Paper and Printing | Existing | Space Heating | Natural Gas | Commissioning | A | Purchases (Incremental) | Technical Potential | 0 | 0 | 0 | 0 | 0 | 0 | 0 | 0 | 0 | 0 | 0 | 0 | 0 | 0 | 0 | 0 | 0 | 0 | 0 | 0 | 0 | 0 | 0
F11_Industrial_Paper and Printing_Existing_Space Heating_Natural Gas_Commissioning_A_Technical Potential | F11 | Industrial | Paper and Printing | Existing | Space Heating | Natural Gas | Commissioning | A | Purchases (Cumulative) | Technical Potential | 0 | 0 | 0 | 0 | 0 | 0 | 0 | 0 | 0 | 0 | 0 | 0 | 0 | 0 | 0 | 0 | 0 | 0 | 0 | 0 | 0 | 0 | 0
F1_Industrial_Paper and Printing_Existing_Process_Natural Gas_Commissioning_A_Technical Potential | F1 | Industrial | Paper and Printing | Existing | Process | Natural Gas | Commissioning | A | Integrated Unit Energy Savings (kWh or therms) | Technical Potential | 0 | 0 | 317.5129 | 317.5129 | 317.5129 | 317.5129 | 317.5129 | 317.5129 | 317.5129 | 317.5129 | 317.5129 | 317.5129 | 317.5129 | 317.5129 | 317.5129 | 317.5129 | 317.5129 | 317.5129 | 317.5129 | 317.5129 | 317.5129 | 317.5129 | 0
F2_Industrial_Paper and Printing_Existing_Process_Natural Gas_Commissioning_A_Technical Potential | F2 | Industrial | Paper and Printing | Existing | Process | Natural Gas | Commissioning | A | Integrated Unit Summer Peak Savings (kW) | Technical Potential | 0 | 0 | 0 | 0 | 0 | 0 | 0 | 0 | 0 | 0 | 0 | 0 | 0 | 0 | 0 | 0 | 0 | 0 | 0 | 0 | 0 | 0 | 0
F3_Industrial_Paper and Printing_Existing_Process_Natural Gas_Commissioning_A_Technical Potential | F3 | Industrial | Paper and Printing | Existing | Process | Natural Gas | Commissioning | A | Integrated Unit Winter Peak Savings (kW) | Technical Potential | 0 | 0 | 0 | 0 | 0 | 0 | 0 | 0 | 0 | 0 | 0 | 0 | 0 | 0 | 0 | 0 | 0 | 0 | 0 | 0 | 0 | 0 | 0
F4_Industrial_Paper and Printing_Existing_Process_Natural Gas_Commissioning_A_Technical Potential | F4 | Industrial | Paper and Printing | Existing | Process | Natural Gas | Commissioning | A | Incremental Energy Savings (MWh or mTherms) | Technical Potential | 0 | 0 | 0 | 0 | 0 | 0 | 0 | 0 | 0 | 0 | 0 | 0 | 0 | 0 | 0 | 0 | 0 | 0 | 0 | 0 | 0 | 0 | 0
F5_Industrial_Paper and Printing_Existing_Process_Natural Gas_Commissioning_A_Technical Potential | F5 | Industrial | Paper and Printing | Existing | Process | Natural Gas | Commissioning | A | Incremental Summer Peak Savings (MW) | Technical Potential | 0 | 0 | 0 | 0 | 0 | 0 | 0 | 0 | 0 | 0 | 0 | 0 | 0 | 0 | 0 | 0 | 0 | 0 | 0 | 0 | 0 | 0 | 0
F6_Industrial_Paper and Printing_Existing_Process_Natural Gas_Commissioning_A_Technical Potential | F6 | Industrial | Paper and Printing | Existing | Process | Natural Gas | Commissioning | A | Incremental Winter Peak Savings (MW) | Technical Potential | 0 | 0 | 0 | 0 | 0 | 0 | 0 | 0 | 0 | 0 | 0 | 0 | 0 | 0 | 0 | 0 | 0 | 0 | 0 | 0 | 0 | 0 | 0
F7_Industrial_Paper and Printing_Existing_Process_Natural Gas_Commissioning_A_Technical Potential | F7 | Industrial | Paper and Printing | Existing | Process | Natural Gas | Commissioning | A | Cumulative Energy Savings (MWh or mTherms) | Technical Potential | 0 | 0 | 0 | 0 | 0 | 0 | 0 | 0 | 0 | 0 | 0 | 0 | 0 | 0 | 0 | 0 | 0 | 0 | 0 | 0 | 0 | 0 | 0
F8_Industrial_Paper and Printing_Existing_Process_Natural Gas_Commissioning_A_Technical Potential | F8 | Industrial | Paper and Printing | Existing | Process | Natural Gas | Commissioning | A | Cumulative Summer Peak Savings (MW) | Technical Potential | 0 | 0 | 0 | 0 | 0 | 0 | 0 | 0 | 0 | 0 | 0 | 0 | 0 | 0 | 0 | 0 | 0 | 0 | 0 | 0 | 0 | 0 | 0
F9_Industrial_Paper and Printing_Existing_Process_Natural Gas_Commissioning_A_Technical Potential | F9 | Industrial | Paper and Printing | Existing | Process | Natural Gas | Commissioning | A | Cumulative Winter Peak Savings (MW) | Technical Potential | 0 | 0 | 0 | 0 | 0 | 0 | 0 | 0 | 0 | 0 | 0 | 0 | 0 | 0 | 0 | 0 | 0 | 0 | 0 | 0 | 0 | 0 | 0
F10_Industrial_Paper and Printing_Existing_Process_Natural Gas_Commissioning_A_Technical Potential | F10 | Industrial | Paper and Printing | Existing | Process | Natural Gas | Commissioning | A | Purchases (Incremental) | Technical Potential | 0 | 0 | 0 | 0 | 0 | 0 | 0 | 0 | 0 | 0 | 0 | 0 | 0 | 0 | 0 | 0 | 0 | 0 | 0 | 0 | 0 | 0 | 0
F11_Industrial_Paper and Printing_Existing_Process_Natural Gas_Commissioning_A_Technical Potential | F11 | Industrial | Paper and Printing | Existing | Process | Natural Gas | Commissioning | A | Purchases (Cumulative) | Technical Potential | 0 | 0 | 0 | 0 | 0 | 0 | 0 | 0 | 0 | 0 | 0 | 0 | 0 | 0 | 0 | 0 | 0 | 0 | 0 | 0 | 0 | 0 | 0
F1_Industrial_Paper and Printing_Existing_Space Heating_Natural Gas_Retrocommissioning_A_Technical Potential | F1 | Industrial | Paper and Printing | Existing | Space Heating | Natural Gas | Retrocommissioning | A | Integrated Unit Energy Savings (kWh or therms) | Technical Potential | 0 | 0 | 9.4619 | 9.4184 | 9.3722 | 9.3232 | 9.2709 | 9.2152 | 9.1559 | 9.0928 | 9.0263 | 8.9569 | 8.8851 | 8.8109 | 8.7362 | 8.6609 | 8.5852 | 8.5146 | 8.4488 | 8.3872 | 8.3296 | 8.2757 | 0
F2_Industrial_Paper and Printing_Existing_Space Heating_Natural Gas_Retrocommissioning_A_Technical Potential | F2 | Industrial | Paper and Printing | Existing | Space Heating | Natural Gas | Retrocommissioning | A | Integrated Unit Summer Peak Savings (kW) | Technical Potential | 0 | 0 | 0 | 0 | 0 | 0 | 0 | 0 | 0 | 0 | 0 | 0 | 0 | 0 | 0 | 0 | 0 | 0 | 0 | 0 | 0 | 0 | 0
F3_Industrial_Paper and Printing_Existing_Space Heating_Natural Gas_Retrocommissioning_A_Technical Potential | F3 | Industrial | Paper and Printing | Existing | Space Heating | Natural Gas | Retrocommissioning | A | Integrated Unit Winter Peak Savings (kW) | Technical Potential | 0 | 0 | 0 | 0 | 0 | 0 | 0 | 0 | 0 | 0 | 0 | 0 | 0 | 0 | 0 | 0 | 0 | 0 | 0 | 0 | 0 | 0 | 0
F4_Industrial_Paper and Printing_Existing_Space Heating_Natural Gas_Retrocommissioning_A_Technical Potential | F4 | Industrial | Paper and Printing | Existing | Space Heating | Natural Gas | Retrocommissioning | A | Incremental Energy Savings (MWh or mTherms) | Technical Potential | 0 | 0 | 0.010018 | 0.0097996 | 0.0095835 | 0.0093689 | 0.0091558 | 0.0089439 | 0.0087331 | 0.0085234 | 0.0083152 | 0.008109 | 0.0079053 | 0.0077041 | 0.0075071 | 0.007314 | 0.0071251 | 0.0069447 | 0.0067722 | 0.0066069 | 0.0064484 | 0.0062963 | 0
F5_Industrial_Paper and Printing_Existing_Space Heating_Natural Gas_Retrocommissioning_A_Technical Potential | F5 | Industrial | Paper and Printing | Existing | Space Heating | Natural Gas | Retrocommissioning | A | Incremental Summer Peak Savings (MW) | Technical Potential | 0 | 0 | 0 | 0 | 0 | 0 | 0 | 0 | 0 | 0 | 0 | 0 | 0 | 0 | 0 | 0 | 0 | 0 | 0 | 0 | 0 | 0 | 0
F6_Industrial_Paper and Printing_Existing_Space Heating_Natural Gas_Retrocommissioning_A_Technical Potential | F6 | Industrial | Paper and Printing | Existing | Space Heating | Natural Gas | Retrocommissioning | A | Incremental Winter Peak Savings (MW) | Technical Potential | 0 | 0 | 0 | 0 | 0 | 0 | 0 | 0 | 0 | 0 | 0 | 0 | 0 | 0 | 0 | 0 | 0 | 0 | 0 | 0 | 0 | 0 | 0
F7_Industrial_Paper and Printing_Existing_Space Heating_Natural Gas_Retrocommissioning_A_Technical Potential | F7 | Industrial | Paper and Printing | Existing | Space Heating | Natural Gas | Retrocommissioning | A | Cumulative Energy Savings (MWh or mTherms) | Technical Potential | 0 | 0 | 0.010018 | 0.019771 | 0.029258 | 0.038474 | 0.047414 | 0.056073 | 0.064445 | 0.072524 | 0.080309 | 0.0878 | 0.095002 | 0.10191 | 0.10856 | 0.11493 | 0.12105 | 0.127 | 0.13279 | 0.13843 | 0.14393 | 0.1493 | 0
F8_Industrial_Paper and Printing_Existing_Space Heating_Natural Gas_Retrocommissioning_A_Technical Potential | F8 | Industrial | Paper and Printing | Existing | Space Heating | Natural Gas | Retrocommissioning | A | Cumulative Summer Peak Savings (MW) | Technical Potential | 0 | 0 | 0 | 0 | 0 | 0 | 0 | 0 | 0 | 0 | 0 | 0 | 0 | 0 | 0 | 0 | 0 | 0 | 0 | 0 | 0 | 0 | 0
F9_Industrial_Paper and Printing_Existing_Space Heating_Natural Gas_Retrocommissioning_A_Technical Potential | F9 | Industrial | Paper and Printing | Existing | Space Heating | Natural Gas | Retrocommissioning | A | Cumulative Winter Peak Savings (MW) | Technical Potential | 0 | 0 | 0 | 0 | 0 | 0 | 0 | 0 | 0 | 0 | 0 | 0 | 0 | 0 | 0 | 0 | 0 | 0 | 0 | 0 | 0 | 0 | 0
F10_Industrial_Paper and Printing_Existing_Space Heating_Natural Gas_Retrocommissioning_A_Technical Potential | F10 | Industrial | Paper and Printing | Existing | Space Heating | Natural Gas | Retrocommissioning | A | Purchases (Incremental) | Technical Potential | 0 | 0 | 1.0587 | 1.0405 | 1.0225 | 1.0049 | 0.98758 | 0.97056 | 0.95382 | 0.93738 | 0.92122 | 0.90533 | 0.88972 | 0.87438 | 0.85931 | 0.84449 | 0.82993 | 0.81562 | 0.80156 | 0.78774 | 0.77416 | 0.76081 | 0
F11_Industrial_Paper and Printing_Existing_Space Heating_Natural Gas_Retrocommissioning_A_Technical Potential | F11 | Industrial | Paper and Printing | Existing | Space Heating | Natural Gas | Retrocommissioning | A | Purchases (Cumulative) | Technical Potential | 0 | 0 | 1.0587 | 2.0992 | 3.1218 | 4.1267 | 5.1142 | 6.0848 | 7.0386 | 7.976 | 8.8972 | 9.8026 | 10.6923 | 11.5667 | 12.426 | 13.2705 | 14.1004 | 14.916 | 15.7176 | 16.5053 | 17.2795 | 18.0403 | 0
F1_Industrial_Paper and Printing_Existing_Process_Natural Gas_Retrocommissioning_A_Technical Potential | F1 | Industrial | Paper and Printing | Existing | Process | Natural Gas | Retrocommissioning | A | Integrated Unit Energy Savings (kWh or therms) | Technical Potential | 0 | 0 | 0 | 0 | 0 | 0 | 0 | 0 | 0 | 0 | 0 | 0 | 0 | 0 | 0 | 0 | 0 | 0 | 0 | 0 | 0 | 0 | 0
F2_Industrial_Paper and Printing_Existing_Process_Natural Gas_Retrocommissioning_A_Technical Potential | F2 | Industrial | Paper and Printing | Existing | Process | Natural Gas | Retrocommissioning | A | Integrated Unit Summer Peak Savings (kW) | Technical Potential | 0 | 0 | 0 | 0 | 0 | 0 | 0 | 0 | 0 | 0 | 0 | 0 | 0 | 0 | 0 | 0 | 0 | 0 | 0 | 0 | 0 | 0 | 0
F3_Industrial_Paper and Printing_Existing_Process_Natural Gas_Retrocommissioning_A_Technical Potential | F3 | Industrial | Paper and Printing | Existing | Process | Natural Gas | Retrocommissioning | A | Integrated Unit Winter Peak Savings (kW) | Technical Potential | 0 | 0 | 0 | 0 | 0 | 0 | 0 | 0 | 0 | 0 | 0 | 0 | 0 | 0 | 0 | 0 | 0 | 0 | 0 | 0 | 0 | 0 | 0
F4_Industrial_Paper and Printing_Existing_Process_Natural Gas_Retrocommissioning_A_Technical Potential | F4 | Industrial | Paper and Printing | Existing | Process | Natural Gas | Retrocommissioning | A | Incremental Energy Savings (MWh or mTherms) | Technical Potential | 0 | 0 | 0 | 0 | 0 | 0 | 0 | 0 | 0 | 0 | 0 | 0 | 0 | 0 | 0 | 0 | 0 | 0 | 0 | 0 | 0 | 0 | 0
F5_Industrial_Paper and Printing_Existing_Process_Natural Gas_Retrocommissioning_A_Technical Potential | F5 | Industrial | Paper and Printing | Existing | Process | Natural Gas | Retrocommissioning | A | Incremental Summer Peak Savings (MW) | Technical Potential | 0 | 0 | 0 | 0 | 0 | 0 | 0 | 0 | 0 | 0 | 0 | 0 | 0 | 0 | 0 | 0 | 0 | 0 | 0 | 0 | 0 | 0 | 0
F6_Industrial_Paper and Printing_Existing_Process_Natural Gas_Retrocommissioning_A_Technical Potential | F6 | Industrial | Paper and Printing | Existing | Process | Natural Gas | Retrocommissioning | A | Incremental Winter Peak Savings (MW) | Technical Potential | 0 | 0 | 0 | 0 | 0 | 0 | 0 | 0 | 0 | 0 | 0 | 0 | 0 | 0 | 0 | 0 | 0 | 0 | 0 | 0 | 0 | 0 | 0
F7_Industrial_Paper and Printing_Existing_Process_Natural Gas_Retrocommissioning_A_Technical Potential | F7 | Industrial | Paper and Printing | Existing | Process | Natural Gas | Retrocommissioning | A | Cumulative Energy Savings (MWh or mTherms) | Technical Potential | 0 | 0 | 0 | 0 | 0 | 0 | 0 | 0 | 0 | 0 | 0 | 0 | 0 | 0 | 0 | 0 | 0 | 0 | 0 | 0 | 0 | 0 | 0
F8_Industrial_Paper and Printing_Existing_Process_Natural Gas_Retrocommissioning_A_Technical Potential | F8 | Industrial | Paper and Printing | Existing | Process | Natural Gas | Retrocommissioning | A | Cumulative Summer Peak Savings (MW) | Technical Potential | 0 | 0 | 0 | 0 | 0 | 0 | 0 | 0 | 0 | 0 | 0 | 0 | 0 | 0 | 0 | 0 | 0 | 0 | 0 | 0 | 0 | 0 | 0
F9_Industrial_Paper and Printing_Existing_Process_Natural Gas_Retrocommissioning_A_Technical Potential | F9 | Industrial | Paper and Printing | Existing | Process | Natural Gas | Retrocommissioning | A | Cumulative Winter Peak Savings (MW) | Technical Potential | 0 | 0 | 0 | 0 | 0 | 0 | 0 | 0 | 0 | 0 | 0 | 0 | 0 | 0 | 0 | 0 | 0 | 0 | 0 | 0 | 0 | 0 | 0
F10_Industrial_Paper and Printing_Existing_Process_Natural Gas_Retrocommissioning_A_Technical Potential | F10 | Industrial | Paper and Printing | Existing | Process | Natural Gas | Retrocommissioning | A | Purchases (Incremental) | Technical Potential | 0 | 0 | 1.0587 | 1.0405 | 1.0225 | 1.0049 | 0.98758 | 0.97056 | 0.95382 | 0.93738 | 0.92122 | 0.90533 | 0.88972 | 0.87438 | 0.85931 | 0.84449 | 0.82993 | 0.81562 | 0.80156 | 0.78774 | 0.77416 | 0.76081 | 0
F11_Industrial_Paper and Printing_Existing_Process_Natural Gas_Retrocommissioning_A_Technical Potential | F11 | Industrial | Paper and Printing | Existing | Process | Natural Gas | Retrocommissioning | A | Purchases (Cumulative) | Technical Potential | 0 | 0 | 1.0587 | 2.0992 | 3.1218 | 4.1267 | 5.1142 | 6.0848 | 7.0386 | 7.976 | 8.8972 | 9.8026 | 10.6923 | 11.5667 | 12.426 | 13.2705 | 14.1004 | 14.916 | 15.7176 | 16.5053 | 17.2795 | 18.0403 | 0
F1_Industrial_Paper and Printing_New_Space Heating_Natural Gas_Insulation - Roof/Ceiling_A_Technical Potential | F1 | Industrial | Paper and Printing | New | Space Heating | Natural Gas | Insulation - Roof/Ceiling | A | Integrated Unit Energy Savings (kWh or therms) | Technical Potential | 0 | 0 | 0.078561 | 0.073867 | 0.071969 | 0.070813 | 0.070239 | 0.069714 | 0.069246 | 0.068788 | 0.068359 | 0.067916 | 0.067315 | 0.066786 | 0.066206 | 0.066125 | 0.066017 | 0.065885 | 0.065891 | 0.065858 | 0.065931 | 0.065949 | 0
F2_Industrial_Paper and Printing_New_Space Heating_Natural Gas_Insulation - Roof/Ceiling_A_Technical Potential | F2 | Industrial | Paper and Printing | New | Space Heating | Natural Gas | Insulation - Roof/Ceiling | A | Integrated Unit Summer Peak Savings (kW) | Technical Potential | 0 | 0 | 0 | 0 | 0 | 0 | 0 | 0 | 0 | 0 | 0 | 0 | 0 | 0 | 0 | 0 | 0 | 0 | 0 | 0 | 0 | 0 | 0
F3_Industrial_Paper and Printing_New_Space Heating_Natural Gas_Insulation - Roof/Ceiling_A_Technical Potential | F3 | Industrial | Paper and Printing | New | Space Heating | Natural Gas | Insulation - Roof/Ceiling | A | Integrated Unit Winter Peak Savings (kW) | Technical Potential | 0 | 0 | 0 | 0 | 0 | 0 | 0 | 0 | 0 | 0 | 0 | 0 | 0 | 0 | 0 | 0 | 0 | 0 | 0 | 0 | 0 | 0 | 0
F4_Industrial_Paper and Printing_New_Space Heating_Natural Gas_Insulation - Roof/Ceiling_A_Technical Potential | F4 | Industrial | Paper and Printing | New | Space Heating | Natural Gas | Insulation - Roof/Ceiling | A | Incremental Energy Savings (MWh or mTherms) | Technical Potential | 0 | 0 | 0 | 0 | 0 | 0 | 0 | 0 | 0 | 0 | 0 | 0 | 0 | 0 | 0 | 0 | 0 | 0 | 0 | 0 | 0 | 0 | 0
F5_Industrial_Paper and Printing_New_Space Heating_Natural Gas_Insulation - Roof/Ceiling_A_Technical Potential | F5 | Industrial | Paper and Printing | New | Space Heating | Natural Gas | Insulation - Roof/Ceiling | A | Incremental Summer Peak Savings (MW) | Technical Potential | 0 | 0 | 0 | 0 | 0 | 0 | 0 | 0 | 0 | 0 | 0 | 0 | 0 | 0 | 0 | 0 | 0 | 0 | 0 | 0 | 0 | 0 | 0
F6_Industrial_Paper and Printing_New_Space Heating_Natural Gas_Insulation - Roof/Ceiling_A_Technical Potential | F6 | Industrial | Paper and Printing | New | Space Heating | Natural Gas | Insulation - Roof/Ceiling | A | Incremental Winter Peak Savings (MW) | Technical Potential | 0 | 0 | 0 | 0 | 0 | 0 | 0 | 0 | 0 | 0 | 0 | 0 | 0 | 0 | 0 | 0 | 0 | 0 | 0 | 0 | 0 | 0 | 0
F7_Industrial_Paper and Printing_New_Space Heating_Natural Gas_Insulation - Roof/Ceiling_A_Technical Potential | F7 | Industrial | Paper and Printing | New | Space Heating | Natural Gas | Insulation - Roof/Ceiling | A | Cumulative Energy Savings (MWh or mTherms) | Technical Potential | 0 | 0 | 0 | 0 | 0 | 0 | 0 | 0 | 0 | 0 | 0 | 0 | 0 | 0 | 0 | 0 | 0 | 0 | 0 | 0 | 0 | 0 | 0
F8_Industrial_Paper and Printing_New_Space Heating_Natural Gas_Insulation - Roof/Ceiling_A_Technical Potential | F8 | Industrial | Paper and Printing | New | Space Heating | Natural Gas | Insulation - Roof/Ceiling | A | Cumulative Summer Peak Savings (MW) | Technical Potential | 0 | 0 | 0 | 0 | 0 | 0 | 0 | 0 | 0 | 0 | 0 | 0 | 0 | 0 | 0 | 0 | 0 | 0 | 0 | 0 | 0 | 0 | 0
F9_Industrial_Paper and Printing_New_Space Heating_Natural Gas_Insulation - Roof/Ceiling_A_Technical Potential | F9 | Industrial | Paper and Printing | New | Space Heating | Natural Gas | Insulation - Roof/Ceiling | A | Cumulative Winter Peak Savings (MW) | Technical Potential | 0 | 0 | 0 | 0 | 0 | 0 | 0 | 0 | 0 | 0 | 0 | 0 | 0 | 0 | 0 | 0 | 0 | 0 | 0 | 0 | 0 | 0 | 0
F10_Industrial_Paper and Printing_New_Space Heating_Natural Gas_Insulation - Roof/Ceiling_A_Technical Potential | F10 | Industrial | Paper and Printing | New | Space Heating | Natural Gas | Insulation - Roof/Ceiling | A | Purchases (Incremental) | Technical Potential | 0 | 0 | 0 | 0 | 0 | 0 | 0 | 0 | 0 | 0 | 0 | 0 | 0 | 0 | 0 | 0 | 0 | 0 | 0 | 0 | 0 | 0 | 0
F11_Industrial_Paper and Printing_New_Space Heating_Natural Gas_Insulation - Roof/Ceiling_A_Technical Potential | F11 | Industrial | Paper and Printing | New | Space Heating | Natural Gas | Insulation - Roof/Ceiling | A | Purchases (Cumulative) | Technical Potential | 0 | 0 | 0 | 0 | 0 | 0 | 0 | 0 | 0 | 0 | 0 | 0 | 0 | 0 | 0 | 0 | 0 | 0 | 0 | 0 | 0 | 0 | 0
F1_Industrial_Paper and Printing_New_Space Heating_Natural Gas_Insulation - Wall Cavity_A_Technical Potential | F1 | Industrial | Paper and Printing | New | Space Heating | Natural Gas | Insulation - Wall Cavity | A | Integrated Unit Energy Savings (kWh or therms) | Technical Potential | 0 | 0 | 0.017187 | 0.01616 | 0.015744 | 0.015492 | 0.015366 | 0.015251 | 0.015149 | 0.015048 | 0.014955 | 0.014858 | 0.014726 | 0.01461 | 0.014484 | 0.014466 | 0.014442 | 0.014413 | 0.014415 | 0.014408 | 0.014424 | 0.014428 | 0
F2_Industrial_Paper and Printing_New_Space Heating_Natural Gas_Insulation - Wall Cavity_A_Technical Potential | F2 | Industrial | Paper and Printing | New | Space Heating | Natural Gas | Insulation - Wall Cavity | A | Integrated Unit Summer Peak Savings (kW) | Technical Potential | 0 | 0 | 0 | 0 | 0 | 0 | 0 | 0 | 0 | 0 | 0 | 0 | 0 | 0 | 0 | 0 | 0 | 0 | 0 | 0 | 0 | 0 | 0
F3_Industrial_Paper and Printing_New_Space Heating_Natural Gas_Insulation - Wall Cavity_A_Technical Potential | F3 | Industrial | Paper and Printing | New | Space Heating | Natural Gas | Insulation - Wall Cavity | A | Integrated Unit Winter Peak Savings (kW) | Technical Potential | 0 | 0 | 0 | 0 | 0 | 0 | 0 | 0 | 0 | 0 | 0 | 0 | 0 | 0 | 0 | 0 | 0 | 0 | 0 | 0 | 0 | 0 | 0
F4_Industrial_Paper and Printing_New_Space Heating_Natural Gas_Insulation - Wall Cavity_A_Technical Potential | F4 | Industrial | Paper and Printing | New | Space Heating | Natural Gas | Insulation - Wall Cavity | A | Incremental Energy Savings (MWh or mTherms) | Technical Potential | 0 | 0 | 0 | 0 | 0 | 0 | 0 | 0 | 0 | 0 | 0 | 0 | 0 | 0 | 0 | 0 | 0 | 0 | 0 | 0 | 0 | 0 | 0
F5_Industrial_Paper and Printing_New_Space Heating_Natural Gas_Insulation - Wall Cavity_A_Technical Potential | F5 | Industrial | Paper and Printing | New | Space Heating | Natural Gas | Insulation - Wall Cavity | A | Incremental Summer Peak Savings (MW) | Technical Potential | 0 | 0 | 0 | 0 | 0 | 0 | 0 | 0 | 0 | 0 | 0 | 0 | 0 | 0 | 0 | 0 | 0 | 0 | 0 | 0 | 0 | 0 | 0
F6_Industrial_Paper and Printing_New_Space Heating_Natural Gas_Insulation - Wall Cavity_A_Technical Potential | F6 | Industrial | Paper and Printing | New | Space Heating | Natural Gas | Insulation - Wall Cavity | A | Incremental Winter Peak Savings (MW) | Technical Potential | 0 | 0 | 0 | 0 | 0 | 0 | 0 | 0 | 0 | 0 | 0 | 0 | 0 | 0 | 0 | 0 | 0 | 0 | 0 | 0 | 0 | 0 | 0
F7_Industrial_Paper and Printing_New_Space Heating_Natural Gas_Insulation - Wall Cavity_A_Technical Potential | F7 | Industrial | Paper and Printing | New | Space Heating | Natural Gas | Insulation - Wall Cavity | A | Cumulative Energy Savings (MWh or mTherms) | Technical Potential | 0 | 0 | 0 | 0 | 0 | 0 | 0 | 0 | 0 | 0 | 0 | 0 | 0 | 0 | 0 | 0 | 0 | 0 | 0 | 0 | 0 | 0 | 0
F8_Industrial_Paper and Printing_New_Space Heating_Natural Gas_Insulation - Wall Cavity_A_Technical Potential | F8 | Industrial | Paper and Printing | New | Space Heating | Natural Gas | Insulation - Wall Cavity | A | Cumulative Summer Peak Savings (MW) | Technical Potential | 0 | 0 | 0 | 0 | 0 | 0 | 0 | 0 | 0 | 0 | 0 | 0 | 0 | 0 | 0 | 0 | 0 | 0 | 0 | 0 | 0 | 0 | 0
F9_Industrial_Paper and Printing_New_Space Heating_Natural Gas_Insulation - Wall Cavity_A_Technical Potential | F9 | Industrial | Paper and Printing | New | Space Heating | Natural Gas | Insulation - Wall Cavity | A | Cumulative Winter Peak Savings (MW) | Technical Potential | 0 | 0 | 0 | 0 | 0 | 0 | 0 | 0 | 0 | 0 | 0 | 0 | 0 | 0 | 0 | 0 | 0 | 0 | 0 | 0 | 0 | 0 | 0
F10_Industrial_Paper and Printing_New_Space Heating_Natural Gas_Insulation - Wall Cavity_A_Technical Potential | F10 | Industrial | Paper and Printing | New | Space Heating | Natural Gas | Insulation - Wall Cavity | A | Purchases (Incremental) | Technical Potential | 0 | 0 | 0 | 0 | 0 | 0 | 0 | 0 | 0 | 0 | 0 | 0 | 0 | 0 | 0 | 0 | 0 | 0 | 0 | 0 | 0 | 0 | 0
F11_Industrial_Paper and Printing_New_Space Heating_Natural Gas_Insulation - Wall Cavity_A_Technical Potential | F11 | Industrial | Paper and Printing | New | Space Heating | Natural Gas | Insulation - Wall Cavity | A | Purchases (Cumulative) | Technical Potential | 0 | 0 | 0 | 0 | 0 | 0 | 0 | 0 | 0 | 0 | 0 | 0 | 0 | 0 | 0 | 0 | 0 | 0 | 0 | 0 | 0 | 0 | 0
F1_Industrial_Paper and Printing_New_Space Heating_Natural Gas_Insulation - Ducting_A_Technical Potential | F1 | Industrial | Paper and Printing | New | Space Heating | Natural Gas | Insulation - Ducting | A | Integrated Unit Energy Savings (kWh or therms) | Technical Potential | 0 | 0 | 0.0012666 | 0.0011907 | 0.0011599 | 0.0011411 | 0.0011315 | 0.0011227 | 0.0011149 | 0.0011071 | 0.0010998 | 0.0010923 | 0.0010822 | 0.0010734 | 0.0010637 | 0.0010622 | 0.0010603 | 0.0010582 | 0.0010583 | 0.0010578 | 0.001059 | 0.0010593 | 0
F2_Industrial_Paper and Printing_New_Space Heating_Natural Gas_Insulation - Ducting_A_Technical Potential | F2 | Industrial | Paper and Printing | New | Space Heating | Natural Gas | Insulation - Ducting | A | Integrated Unit Summer Peak Savings (kW) | Technical Potential | 0 | 0 | 0 | 0 | 0 | 0 | 0 | 0 | 0 | 0 | 0 | 0 | 0 | 0 | 0 | 0 | 0 | 0 | 0 | 0 | 0 | 0 | 0
F3_Industrial_Paper and Printing_New_Space Heating_Natural Gas_Insulation - Ducting_A_Technical Potential | F3 | Industrial | Paper and Printing | New | Space Heating | Natural Gas | Insulation - Ducting | A | Integrated Unit Winter Peak Savings (kW) | Technical Potential | 0 | 0 | 0 | 0 | 0 | 0 | 0 | 0 | 0 | 0 | 0 | 0 | 0 | 0 | 0 | 0 | 0 | 0 | 0 | 0 | 0 | 0 | 0
F4_Industrial_Paper and Printing_New_Space Heating_Natural Gas_Insulation - Ducting_A_Technical Potential | F4 | Industrial | Paper and Printing | New | Space Heating | Natural Gas | Insulation - Ducting | A | Incremental Energy Savings (MWh or mTherms) | Technical Potential | 0 | 0 | 0 | 0 | 0 | 0 | 0 | 0 | 0 | 0 | 0 | 0 | 0 | 0 | 0 | 0 | 0 | 0 | 0 | 0 | 0 | 0 | 0
F5_Industrial_Paper and Printing_New_Space Heating_Natural Gas_Insulation - Ducting_A_Technical Potential | F5 | Industrial | Paper and Printing | New | Space Heating | Natural Gas | Insulation - Ducting | A | Incremental Summer Peak Savings (MW) | Technical Potential | 0 | 0 | 0 | 0 | 0 | 0 | 0 | 0 | 0 | 0 | 0 | 0 | 0 | 0 | 0 | 0 | 0 | 0 | 0 | 0 | 0 | 0 | 0
F6_Industrial_Paper and Printing_New_Space Heating_Natural Gas_Insulation - Ducting_A_Technical Potential | F6 | Industrial | Paper and Printing | New | Space Heating | Natural Gas | Insulation - Ducting | A | Incremental Winter Peak Savings (MW) | Technical Potential | 0 | 0 | 0 | 0 | 0 | 0 | 0 | 0 | 0 | 0 | 0 | 0 | 0 | 0 | 0 | 0 | 0 | 0 | 0 | 0 | 0 | 0 | 0
F7_Industrial_Paper and Printing_New_Space Heating_Natural Gas_Insulation - Ducting_A_Technical Potential | F7 | Industrial | Paper and Printing | New | Space Heating | Natural Gas | Insulation - Ducting | A | Cumulative Energy Savings (MWh or mTherms) | Technical Potential | 0 | 0 | 0 | 0 | 0 | 0 | 0 | 0 | 0 | 0 | 0 | 0 | 0 | 0 | 0 | 0 | 0 | 0 | 0 | 0 | 0 | 0 | 0
F8_Industrial_Paper and Printing_New_Space Heating_Natural Gas_Insulation - Ducting_A_Technical Potential | F8 | Industrial | Paper and Printing | New | Space Heating | Natural Gas | Insulation - Ducting | A | Cumulative Summer Peak Savings (MW) | Technical Potential | 0 | 0 | 0 | 0 | 0 | 0 | 0 | 0 | 0 | 0 | 0 | 0 | 0 | 0 | 0 | 0 | 0 | 0 | 0 | 0 | 0 | 0 | 0
F9_Industrial_Paper and Printing_New_Space Heating_Natural Gas_Insulation - Ducting_A_Technical Potential | F9 | Industrial | Paper and Printing | New | Space Heating | Natural Gas | Insulation - Ducting | A | Cumulative Winter Peak Savings (MW) | Technical Potential | 0 | 0 | 0 | 0 | 0 | 0 | 0 | 0 | 0 | 0 | 0 | 0 | 0 | 0 | 0 | 0 | 0 | 0 | 0 | 0 | 0 | 0 | 0
F10_Industrial_Paper and Printing_New_Space Heating_Natural Gas_Insulation - Ducting_A_Technical Potential | F10 | Industrial | Paper and Printing | New | Space Heating | Natural Gas | Insulation - Ducting | A | Purchases (Incremental) | Technical Potential | 0 | 0 | 0 | 0 | 0 | 0 | 0 | 0 | 0 | 0 | 0 | 0 | 0 | 0 | 0 | 0 | 0 | 0 | 0 | 0 | 0 | 0 | 0
F11_Industrial_Paper and Printing_New_Space Heating_Natural Gas_Insulation - Ducting_A_Technical Potential | F11 | Industrial | Paper and Printing | New | Space Heating | Natural Gas | Insulation - Ducting | A | Purchases (Cumulative) | Technical Potential | 0 | 0 | 0 | 0 | 0 | 0 | 0 | 0 | 0 | 0 | 0 | 0 | 0 | 0 | 0 | 0 | 0 | 0 | 0 | 0 | 0 | 0 | 0
F1_Industrial_Paper and Printing_New_Space Heating_Natural Gas_HVAC - Duct Repair and Sealing_A_Technical Potential | F1 | Industrial | Paper and Printing | New | Space Heating | Natural Gas | HVAC - Duct Repair and Sealing | A | Integrated Unit Energy Savings (kWh or therms) | Technical Potential | 0 | 0 | 0.0035824 | 0.0033677 | 0.0032806 | 0.0032273 | 0.0032003 | 0.0031755 | 0.0031532 | 0.0031313 | 0.0031105 | 0.0030893 | 0.0030608 | 0.0030358 | 0.0030085 | 0.0030042 | 0.0029989 | 0.002993 | 0.0029932 | 0.0029917 | 0.0029951 | 0.002996 | 0
F2_Industrial_Paper and Printing_New_Space Heating_Natural Gas_HVAC - Duct Repair and Sealing_A_Technical Potential | F2 | Industrial | Paper and Printing | New | Space Heating | Natural Gas | HVAC - Duct Repair and Sealing | A | Integrated Unit Summer Peak Savings (kW) | Technical Potential | 0 | 0 | 0 | 0 | 0 | 0 | 0 | 0 | 0 | 0 | 0 | 0 | 0 | 0 | 0 | 0 | 0 | 0 | 0 | 0 | 0 | 0 | 0
F3_Industrial_Paper and Printing_New_Space Heating_Natural Gas_HVAC - Duct Repair and Sealing_A_Technical Potential | F3 | Industrial | Paper and Printing | New | Space Heating | Natural Gas | HVAC - Duct Repair and Sealing | A | Integrated Unit Winter Peak Savings (kW) | Technical Potential | 0 | 0 | 0 | 0 | 0 | 0 | 0 | 0 | 0 | 0 | 0 | 0 | 0 | 0 | 0 | 0 | 0 | 0 | 0 | 0 | 0 | 0 | 0
F4_Industrial_Paper and Printing_New_Space Heating_Natural Gas_HVAC - Duct Repair and Sealing_A_Technical Potential | F4 | Industrial | Paper and Printing | New | Space Heating | Natural Gas | HVAC - Duct Repair and Sealing | A | Incremental Energy Savings (MWh or mTherms) | Technical Potential | 0 | 0 | 0 | 0 | 0 | 0 | 0 | 0 | 0 | 0 | 0 | 0 | 0 | 0 | 0 | 0 | 0 | 0 | 0 | 0 | 0 | 0 | 0
F5_Industrial_Paper and Printing_New_Space Heating_Natural Gas_HVAC - Duct Repair and Sealing_A_Technical Potential | F5 | Industrial | Paper and Printing | New | Space Heating | Natural Gas | HVAC - Duct Repair and Sealing | A | Incremental Summer Peak Savings (MW) | Technical Potential | 0 | 0 | 0 | 0 | 0 | 0 | 0 | 0 | 0 | 0 | 0 | 0 | 0 | 0 | 0 | 0 | 0 | 0 | 0 | 0 | 0 | 0 | 0
F6_Industrial_Paper and Printing_New_Space Heating_Natural Gas_HVAC - Duct Repair and Sealing_A_Technical Potential | F6 | Industrial | Paper and Printing | New | Space Heating | Natural Gas | HVAC - Duct Repair and Sealing | A | Incremental Winter Peak Savings (MW) | Technical Potential | 0 | 0 | 0 | 0 | 0 | 0 | 0 | 0 | 0 | 0 | 0 | 0 | 0 | 0 | 0 | 0 | 0 | 0 | 0 | 0 | 0 | 0 | 0
F7_Industrial_Paper and Printing_New_Space Heating_Natural Gas_HVAC - Duct Repair and Sealing_A_Technical Potential | F7 | Industrial | Paper and Printing | New | Space Heating | Natural Gas | HVAC - Duct Repair and Sealing | A | Cumulative Energy Savings (MWh or mTherms) | Technical Potential | 0 | 0 | 0 | 0 | 0 | 0 | 0 | 0 | 0 | 0 | 0 | 0 | 0 | 0 | 0 | 0 | 0 | 0 | 0 | 0 | 0 | 0 | 0
F8_Industrial_Paper and Printing_New_Space Heating_Natural Gas_HVAC - Duct Repair and Sealing_A_Technical Potential | F8 | Industrial | Paper and Printing | New | Space Heating | Natural Gas | HVAC - Duct Repair and Sealing | A | Cumulative Summer Peak Savings (MW) | Technical Potential | 0 | 0 | 0 | 0 | 0 | 0 | 0 | 0 | 0 | 0 | 0 | 0 | 0 | 0 | 0 | 0 | 0 | 0 | 0 | 0 | 0 | 0 | 0
F9_Industrial_Paper and Printing_New_Space Heating_Natural Gas_HVAC - Duct Repair and Sealing_A_Technical Potential | F9 | Industrial | Paper and Printing | New | Space Heating | Natural Gas | HVAC - Duct Repair and Sealing | A | Cumulative Winter Peak Savings (MW) | Technical Potential | 0 | 0 | 0 | 0 | 0 | 0 | 0 | 0 | 0 | 0 | 0 | 0 | 0 | 0 | 0 | 0 | 0 | 0 | 0 | 0 | 0 | 0 | 0
F10_Industrial_Paper and Printing_New_Space Heating_Natural Gas_HVAC - Duct Repair and Sealing_A_Technical Potential | F10 | Industrial | Paper and Printing | New | Space Heating | Natural Gas | HVAC - Duct Repair and Sealing | A | Purchases (Incremental) | Technical Potential | 0 | 0 | 0 | 0 | 0 | 0 | 0 | 0 | 0 | 0 | 0 | 0 | 0 | 0 | 0 | 0 | 0 | 0 | 0 | 0 | 0 | 0 | 0
F11_Industrial_Paper and Printing_New_Space Heating_Natural Gas_HVAC - Duct Repair and Sealing_A_Technical Potential | F11 | Industrial | Paper and Printing | New | Space Heating | Natural Gas | HVAC - Duct Repair and Sealing | A | Purchases (Cumulative) | Technical Potential | 0 | 0 | 0 | 0 | 0 | 0 | 0 | 0 | 0 | 0 | 0 | 0 | 0 | 0 | 0 | 0 | 0 | 0 | 0 | 0 | 0 | 0 | 0
F1_Industrial_Paper and Printing_New_Space Heating_Natural Gas_Windows - High Efficiency_A_Technical Potential | F1 | Industrial | Paper and Printing | New | Space Heating | Natural Gas | Windows - High Efficiency | A | Integrated Unit Energy Savings (kWh or therms) | Technical Potential | 0 | 0 | 0.007336 | 0.0068905 | 0.0067069 | 0.0065933 | 0.0065315 | 0.0064764 | 0.0064271 | 0.0063795 | 0.0063336 | 0.0062873 | 0.0062271 | 0.0061749 | 0.0061173 | 0.0061074 | 0.0060957 | 0.0060837 | 0.0060835 | 0.0060808 | 0.0060879 | 0.0060899 | 0
F2_Industrial_Paper and Printing_New_Space Heating_Natural Gas_Windows - High Efficiency_A_Technical Potential | F2 | Industrial | Paper and Printing | New | Space Heating | Natural Gas | Windows - High Efficiency | A | Integrated Unit Summer Peak Savings (kW) | Technical Potential | 0 | 0 | 0 | 0 | 0 | 0 | 0 | 0 | 0 | 0 | 0 | 0 | 0 | 0 | 0 | 0 | 0 | 0 | 0 | 0 | 0 | 0 | 0
F3_Industrial_Paper and Printing_New_Space Heating_Natural Gas_Windows - High Efficiency_A_Technical Potential | F3 | Industrial | Paper and Printing | New | Space Heating | Natural Gas | Windows - High Efficiency | A | Integrated Unit Winter Peak Savings (kW) | Technical Potential | 0 | 0 | 0 | 0 | 0 | 0 | 0 | 0 | 0 | 0 | 0 | 0 | 0 | 0 | 0 | 0 | 0 | 0 | 0 | 0 | 0 | 0 | 0
F4_Industrial_Paper and Printing_New_Space Heating_Natural Gas_Windows - High Efficiency_A_Technical Potential | F4 | Industrial | Paper and Printing | New | Space Heating | Natural Gas | Windows - High Efficiency | A | Incremental Energy Savings (MWh or mTherms) | Technical Potential | 0 | 0 | 0 | 0 | 0 | 0 | 0 | 0 | 0 | 0 | 0 | 0 | 0 | 0 | 0 | 0 | 0 | 0 | 0 | 0 | 0 | 0 | 0
F5_Industrial_Paper and Printing_New_Space Heating_Natural Gas_Windows - High Efficiency_A_Technical Potential | F5 | Industrial | Paper and Printing | New | Space Heating | Natural Gas | Windows - High Efficiency | A | Incremental Summer Peak Savings (MW) | Technical Potential | 0 | 0 | 0 | 0 | 0 | 0 | 0 | 0 | 0 | 0 | 0 | 0 | 0 | 0 | 0 | 0 | 0 | 0 | 0 | 0 | 0 | 0 | 0
F6_Industrial_Paper and Printing_New_Space Heating_Natural Gas_Windows - High Efficiency_A_Technical Potential | F6 | Industrial | Paper and Printing | New | Space Heating | Natural Gas | Windows - High Efficiency | A | Incremental Winter Peak Savings (MW) | Technical Potential | 0 | 0 | 0 | 0 | 0 | 0 | 0 | 0 | 0 | 0 | 0 | 0 | 0 | 0 | 0 | 0 | 0 | 0 | 0 | 0 | 0 | 0 | 0
F7_Industrial_Paper and Printing_New_Space Heating_Natural Gas_Windows - High Efficiency_A_Technical Potential | F7 | Industrial | Paper and Printing | New | Space Heating | Natural Gas | Windows - High Efficiency | A | Cumulative Energy Savings (MWh or mTherms) | Technical Potential | 0 | 0 | 0 | 0 | 0 | 0 | 0 | 0 | 0 | 0 | 0 | 0 | 0 | 0 | 0 | 0 | 0 | 0 | 0 | 0 | 0 | 0 | 0
F8_Industrial_Paper and Printing_New_Space Heating_Natural Gas_Windows - High Efficiency_A_Technical Potential | F8 | Industrial | Paper and Printing | New | Space Heating | Natural Gas | Windows - High Efficiency | A | Cumulative Summer Peak Savings (MW) | Technical Potential | 0 | 0 | 0 | 0 | 0 | 0 | 0 | 0 | 0 | 0 | 0 | 0 | 0 | 0 | 0 | 0 | 0 | 0 | 0 | 0 | 0 | 0 | 0
F9_Industrial_Paper and Printing_New_Space Heating_Natural Gas_Windows - High Efficiency_A_Technical Potential | F9 | Industrial | Paper and Printing | New | Space Heating | Natural Gas | Windows - High Efficiency | A | Cumulative Winter Peak Savings (MW) | Technical Potential | 0 | 0 | 0 | 0 | 0 | 0 | 0 | 0 | 0 | 0 | 0 | 0 | 0 | 0 | 0 | 0 | 0 | 0 | 0 | 0 | 0 | 0 | 0
F10_Industrial_Paper and Printing_New_Space Heating_Natural Gas_Windows - High Efficiency_A_Technical Potential | F10 | Industrial | Paper and Printing | New | Space Heating | Natural Gas | Windows - High Efficiency | A | Purchases (Incremental) | Technical Potential | 0 | 0 | 0 | 0 | 0 | 0 | 0 | 0 | 0 | 0 | 0 | 0 | 0 | 0 | 0 | 0 | 0 | 0 | 0 | 0 | 0 | 0 | 0
F11_Industrial_Paper and Printing_New_Space Heating_Natural Gas_Windows - High Efficiency_A_Technical Potential | F11 | Industrial | Paper and Printing | New | Space Heating | Natural Gas | Windows - High Efficiency | A | Purchases (Cumulative) | Technical Potential | 0 | 0 | 0 | 0 | 0 | 0 | 0 | 0 | 0 | 0 | 0 | 0 | 0 | 0 | 0 | 0 | 0 | 0 | 0 | 0 | 0 | 0 | 0
F1_Industrial_Paper and Printing_New_Space Heating_Natural Gas_Gas Boiler - Maintenance_A_Technical Potential | F1 | Industrial | Paper and Printing | New | Space Heating | Natural Gas | Gas Boiler - Maintenance | A | Integrated Unit Energy Savings (kWh or therms) | Technical Potential | 0 | 0 | 96.2386 | 90.6032 | 88.3979 | 87.1135 | 86.613 | 86.1762 | 85.8461 | 85.5559 | 85.3799 | 85.2093 | 84.8655 | 84.5893 | 84.2959 | 84.5544 | 84.7087 | 84.7036 | 84.8632 | 84.8376 | 84.8778 | 84.7986 | 0
F2_Industrial_Paper and Printing_New_Space Heating_Natural Gas_Gas Boiler - Maintenance_A_Technical Potential | F2 | Industrial | Paper and Printing | New | Space Heating | Natural Gas | Gas Boiler - Maintenance | A | Integrated Unit Summer Peak Savings (kW) | Technical Potential | 0 | 0 | 0 | 0 | 0 | 0 | 0 | 0 | 0 | 0 | 0 | 0 | 0 | 0 | 0 | 0 | 0 | 0 | 0 | 0 | 0 | 0 | 0
F3_Industrial_Paper and Printing_New_Space Heating_Natural Gas_Gas Boiler - Maintenance_A_Technical Potential | F3 | Industrial | Paper and Printing | New | Space Heating | Natural Gas | Gas Boiler - Maintenance | A | Integrated Unit Winter Peak Savings (kW) | Technical Potential | 0 | 0 | 0 | 0 | 0 | 0 | 0 | 0 | 0 | 0 | 0 | 0 | 0 | 0 | 0 | 0 | 0 | 0 | 0 | 0 | 0 | 0 | 0
F4_Industrial_Paper and Printing_New_Space Heating_Natural Gas_Gas Boiler - Maintenance_A_Technical Potential | F4 | Industrial | Paper and Printing | New | Space Heating | Natural Gas | Gas Boiler - Maintenance | A | Incremental Energy Savings (MWh or mTherms) | Technical Potential | 0 | 0 | 8.9268e-05 | 0.0001028 | 9.901e-05 | 0.00010143 | 0.0001017 | 0.0001009 | 9.9954e-05 | 0.00010046 | 9.9973e-05 | 0.00017825 | 0.00019594 | 0.00019379 | 0.00035268 | 0.00039045 | 0.00038813 | 0.00070877 | 0.00078376 | 0.00077744 | 0.0014406 | 0.0015697 | 0
F5_Industrial_Paper and Printing_New_Space Heating_Natural Gas_Gas Boiler - Maintenance_A_Technical Potential | F5 | Industrial | Paper and Printing | New | Space Heating | Natural Gas | Gas Boiler - Maintenance | A | Incremental Summer Peak Savings (MW) | Technical Potential | 0 | 0 | 0 | 0 | 0 | 0 | 0 | 0 | 0 | 0 | 0 | 0 | 0 | 0 | 0 | 0 | 0 | 0 | 0 | 0 | 0 | 0 | 0
F6_Industrial_Paper and Printing_New_Space Heating_Natural Gas_Gas Boiler - Maintenance_A_Technical Potential | F6 | Industrial | Paper and Printing | New | Space Heating | Natural Gas | Gas Boiler - Maintenance | A | Incremental Winter Peak Savings (MW) | Technical Potential | 0 | 0 | 0 | 0 | 0 | 0 | 0 | 0 | 0 | 0 | 0 | 0 | 0 | 0 | 0 | 0 | 0 | 0 | 0 | 0 | 0 | 0 | 0
F7_Industrial_Paper and Printing_New_Space Heating_Natural Gas_Gas Boiler - Maintenance_A_Technical Potential | F7 | Industrial | Paper and Printing | New | Space Heating | Natural Gas | Gas Boiler - Maintenance | A | Cumulative Energy Savings (MWh or mTherms) | Technical Potential | 0 | 0 | 8.9268e-05 | 0.00018684 | 0.0002813 | 0.00029784 | 0.00029956 | 0.00030244 | 0.00030128 | 0.00030026 | 0.00029964 | 0.00029904 | 0.00029784 | 0.00029687 | 0.00029584 | 0.00029674 | 0.00029728 | 0.00029727 | 0.00029783 | 0.00029774 | 0.00029788 | 0.0002976 | 0
F8_Industrial_Paper and Printing_New_Space Heating_Natural Gas_Gas Boiler - Maintenance_A_Technical Potential | F8 | Industrial | Paper and Printing | New | Space Heating | Natural Gas | Gas Boiler - Maintenance | A | Cumulative Summer Peak Savings (MW) | Technical Potential | 0 | 0 | 0 | 0 | 0 | 0 | 0 | 0 | 0 | 0 | 0 | 0 | 0 | 0 | 0 | 0 | 0 | 0 | 0 | 0 | 0 | 0 | 0
F9_Industrial_Paper and Printing_New_Space Heating_Natural Gas_Gas Boiler - Maintenance_A_Technical Potential | F9 | Industrial | Paper and Printing | New | Space Heating | Natural Gas | Gas Boiler - Maintenance | A | Cumulative Winter Peak Savings (MW) | Technical Potential | 0 | 0 | 0 | 0 | 0 | 0 | 0 | 0 | 0 | 0 | 0 | 0 | 0 | 0 | 0 | 0 | 0 | 0 | 0 | 0 | 0 | 0 | 0
F10_Industrial_Paper and Printing_New_Space Heating_Natural Gas_Gas Boiler - Maintenance_A_Technical Potential | F10 | Industrial | Paper and Printing | New | Space Heating | Natural Gas | Gas Boiler - Maintenance | A | Purchases (Incremental) | Technical Potential | 0 | 0 | 0.00092757 | 0.0011346 | 0.00112 | 0.0011643 | 0.0011742 | 0.0011709 | 0.0011643 | 0.0011742 | 0.0011709 | 0.0020919 | 0.0023089 | 0.002291 | 0.0041838 | 0.0046178 | 0.0045819 | 0.0083677 | 0.0092355 | 0.0091638 | 0.016972 | 0.018511 | 0
F11_Industrial_Paper and Printing_New_Space Heating_Natural Gas_Gas Boiler - Maintenance_A_Technical Potential | F11 | Industrial | Paper and Printing | New | Space Heating | Natural Gas | Gas Boiler - Maintenance | A | Purchases (Cumulative) | Technical Potential | 0 | 0 | 0.00092757 | 0.0020622 | 0.0031823 | 0.003419 | 0.0034586 | 0.0035095 | 0.0035095 | 0.0035095 | 0.0035095 | 0.0035095 | 0.0035095 | 0.0035095 | 0.0035095 | 0.0035095 | 0.0035095 | 0.0035095 | 0.0035095 | 0.0035095 | 0.0035095 | 0.0035095 | 0
F1_Industrial_Paper and Printing_New_Process_Natural Gas_Gas Boiler - Maintenance_A_Technical Potential | F1 | Industrial | Paper and Printing | New | Process | Natural Gas | Gas Boiler - Maintenance | A | Integrated Unit Energy Savings (kWh or therms) | Technical Potential | 0 | 0 | 55.8015 | 55.8015 | 55.8015 | 55.8015 | 55.8015 | 55.8015 | 55.8015 | 55.8015 | 55.8015 | 55.8015 | 55.8015 | 55.8015 | 55.8015 | 55.8015 | 55.8015 | 55.8015 | 55.8015 | 55.8015 | 55.8015 | 55.8015 | 0
F2_Industrial_Paper and Printing_New_Process_Natural Gas_Gas Boiler - Maintenance_A_Technical Potential | F2 | Industrial | Paper and Printing | New | Process | Natural Gas | Gas Boiler - Maintenance | A | Integrated Unit Summer Peak Savings (kW) | Technical Potential | 0 | 0 | 0 | 0 | 0 | 0 | 0 | 0 | 0 | 0 | 0 | 0 | 0 | 0 | 0 | 0 | 0 | 0 | 0 | 0 | 0 | 0 | 0
F3_Industrial_Paper and Printing_New_Process_Natural Gas_Gas Boiler - Maintenance_A_Technical Potential | F3 | Industrial | Paper and Printing | New | Process | Natural Gas | Gas Boiler - Maintenance | A | Integrated Unit Winter Peak Savings (kW) | Technical Potential | 0 | 0 | 0 | 0 | 0 | 0 | 0 | 0 | 0 | 0 | 0 | 0 | 0 | 0 | 0 | 0 | 0 | 0 | 0 | 0 | 0 | 0 | 0
F4_Industrial_Paper and Printing_New_Process_Natural Gas_Gas Boiler - Maintenance_A_Technical Potential | F4 | Industrial | Paper and Printing | New | Process | Natural Gas | Gas Boiler - Maintenance | A | Incremental Energy Savings (MWh or mTherms) | Technical Potential | 0 | 0 | 0.0020654 | 0.0025264 | 0.0024939 | 0.0025926 | 0.0026146 | 0.0026072 | 0.0025926 | 0.0026146 | 0.0026072 | 0.0046579 | 0.0051411 | 0.0051011 | 0.0093159 | 0.010282 | 0.010202 | 0.018632 | 0.020564 | 0.020405 | 0.037791 | 0.041217 | 0
F5_Industrial_Paper and Printing_New_Process_Natural Gas_Gas Boiler - Maintenance_A_Technical Potential | F5 | Industrial | Paper and Printing | New | Process | Natural Gas | Gas Boiler - Maintenance | A | Incremental Summer Peak Savings (MW) | Technical Potential | 0 | 0 | 0 | 0 | 0 | 0 | 0 | 0 | 0 | 0 | 0 | 0 | 0 | 0 | 0 | 0 | 0 | 0 | 0 | 0 | 0 | 0 | 0
F6_Industrial_Paper and Printing_New_Process_Natural Gas_Gas Boiler - Maintenance_A_Technical Potential | F6 | Industrial | Paper and Printing | New | Process | Natural Gas | Gas Boiler - Maintenance | A | Incremental Winter Peak Savings (MW) | Technical Potential | 0 | 0 | 0 | 0 | 0 | 0 | 0 | 0 | 0 | 0 | 0 | 0 | 0 | 0 | 0 | 0 | 0 | 0 | 0 | 0 | 0 | 0 | 0
F7_Industrial_Paper and Printing_New_Process_Natural Gas_Gas Boiler - Maintenance_A_Technical Potential | F7 | Industrial | Paper and Printing | New | Process | Natural Gas | Gas Boiler - Maintenance | A | Cumulative Energy Savings (MWh or mTherms) | Technical Potential | 0 | 0 | 0.0020654 | 0.0045918 | 0.0070857 | 0.007613 | 0.0077011 | 0.0078144 | 0.0078144 | 0.0078144 | 0.0078144 | 0.0078144 | 0.0078144 | 0.0078144 | 0.0078144 | 0.0078144 | 0.0078144 | 0.0078144 | 0.0078144 | 0.0078144 | 0.0078144 | 0.0078144 | 0
F8_Industrial_Paper and Printing_New_Process_Natural Gas_Gas Boiler - Maintenance_A_Technical Potential | F8 | Industrial | Paper and Printing | New | Process | Natural Gas | Gas Boiler - Maintenance | A | Cumulative Summer Peak Savings (MW) | Technical Potential | 0 | 0 | 0 | 0 | 0 | 0 | 0 | 0 | 0 | 0 | 0 | 0 | 0 | 0 | 0 | 0 | 0 | 0 | 0 | 0 | 0 | 0 | 0
F9_Industrial_Paper and Printing_New_Process_Natural Gas_Gas Boiler - Maintenance_A_Technical Potential | F9 | Industrial | Paper and Printing | New | Process | Natural Gas | Gas Boiler - Maintenance | A | Cumulative Winter Peak Savings (MW) | Technical Potential | 0 | 0 | 0 | 0 | 0 | 0 | 0 | 0 | 0 | 0 | 0 | 0 | 0 | 0 | 0 | 0 | 0 | 0 | 0 | 0 | 0 | 0 | 0
F10_Industrial_Paper and Printing_New_Process_Natural Gas_Gas Boiler - Maintenance_A_Technical Potential | F10 | Industrial | Paper and Printing | New | Process | Natural Gas | Gas Boiler - Maintenance | A | Purchases (Incremental) | Technical Potential | 0 | 0 | 0.037013 | 0.045275 | 0.044693 | 0.046461 | 0.046856 | 0.046723 | 0.046461 | 0.046856 | 0.046723 | 0.083473 | 0.092131 | 0.091416 | 0.16695 | 0.18426 | 0.18283 | 0.33389 | 0.36852 | 0.36566 | 0.67724 | 0.73863 | 0
F11_Industrial_Paper and Printing_New_Process_Natural Gas_Gas Boiler - Maintenance_A_Technical Potential | F11 | Industrial | Paper and Printing | New | Process | Natural Gas | Gas Boiler - Maintenance | A | Purchases (Cumulative) | Technical Potential | 0 | 0 | 0.037013 | 0.082288 | 0.12698 | 0.13643 | 0.13801 | 0.14004 | 0.14004 | 0.14004 | 0.14004 | 0.14004 | 0.14004 | 0.14004 | 0.14004 | 0.14004 | 0.14004 | 0.14004 | 0.14004 | 0.14004 | 0.14004 | 0.14004 | 0
F1_Industrial_Paper and Printing_New_Space Heating_Natural Gas_Gas Furnace - Maintenance_A_Technical Potential | F1 | Industrial | Paper and Printing | New | Space Heating | Natural Gas | Gas Furnace - Maintenance | A | Integrated Unit Energy Savings (kWh or therms) | Technical Potential | 0 | 0 | 0.0082688 | 0.0077745 | 0.0075745 | 0.0074527 | 0.007392 | 0.0073366 | 0.0072873 | 0.007239 | 0.0071938 | 0.0071473 | 0.007084 | 0.0070283 | 0.0069673 | 0.0069588 | 0.0069475 | 0.0069337 | 0.0069344 | 0.006931 | 0.0069387 | 0.0069407 | 0
F2_Industrial_Paper and Printing_New_Space Heating_Natural Gas_Gas Furnace - Maintenance_A_Technical Potential | F2 | Industrial | Paper and Printing | New | Space Heating | Natural Gas | Gas Furnace - Maintenance | A | Integrated Unit Summer Peak Savings (kW) | Technical Potential | 0 | 0 | 0 | 0 | 0 | 0 | 0 | 0 | 0 | 0 | 0 | 0 | 0 | 0 | 0 | 0 | 0 | 0 | 0 | 0 | 0 | 0 | 0
F3_Industrial_Paper and Printing_New_Space Heating_Natural Gas_Gas Furnace - Maintenance_A_Technical Potential | F3 | Industrial | Paper and Printing | New | Space Heating | Natural Gas | Gas Furnace - Maintenance | A | Integrated Unit Winter Peak Savings (kW) | Technical Potential | 0 | 0 | 0 | 0 | 0 | 0 | 0 | 0 | 0 | 0 | 0 | 0 | 0 | 0 | 0 | 0 | 0 | 0 | 0 | 0 | 0 | 0 | 0
F4_Industrial_Paper and Printing_New_Space Heating_Natural Gas_Gas Furnace - Maintenance_A_Technical Potential | F4 | Industrial | Paper and Printing | New | Space Heating | Natural Gas | Gas Furnace - Maintenance | A | Incremental Energy Savings (MWh or mTherms) | Technical Potential | 0 | 0 | 1.1631e-07 | 1.3377e-07 | 1.2865e-07 | 1.3159e-07 | 1.3162e-07 | 1.3027e-07 | 1.2866e-07 | 1.289e-07 | 1.2773e-07 | 2.2672e-07 | 2.4802e-07 | 2.4416e-07 | 4.4203e-07 | 4.8728e-07 | 4.8271e-07 | 8.7979e-07 | 9.7114e-07 | 9.6313e-07 | 1.7858e-06 | 1.9482e-06 | 0
F5_Industrial_Paper and Printing_New_Space Heating_Natural Gas_Gas Furnace - Maintenance_A_Technical Potential | F5 | Industrial | Paper and Printing | New | Space Heating | Natural Gas | Gas Furnace - Maintenance | A | Incremental Summer Peak Savings (MW) | Technical Potential | 0 | 0 | 0 | 0 | 0 | 0 | 0 | 0 | 0 | 0 | 0 | 0 | 0 | 0 | 0 | 0 | 0 | 0 | 0 | 0 | 0 | 0 | 0
F6_Industrial_Paper and Printing_New_Space Heating_Natural Gas_Gas Furnace - Maintenance_A_Technical Potential | F6 | Industrial | Paper and Printing | New | Space Heating | Natural Gas | Gas Furnace - Maintenance | A | Incremental Winter Peak Savings (MW) | Technical Potential | 0 | 0 | 0 | 0 | 0 | 0 | 0 | 0 | 0 | 0 | 0 | 0 | 0 | 0 | 0 | 0 | 0 | 0 | 0 | 0 | 0 | 0 | 0
F7_Industrial_Paper and Printing_New_Space Heating_Natural Gas_Gas Furnace - Maintenance_A_Technical Potential | F7 | Industrial | Paper and Printing | New | Space Heating | Natural Gas | Gas Furnace - Maintenance | A | Cumulative Energy Savings (MWh or mTherms) | Technical Potential | 0 | 0 | 1.1631e-07 | 2.4312e-07 | 3.6551e-07 | 3.8639e-07 | 3.8769e-07 | 3.9044e-07 | 3.8781e-07 | 3.8525e-07 | 3.8284e-07 | 3.8036e-07 | 3.7699e-07 | 3.7403e-07 | 3.7079e-07 | 3.7033e-07 | 3.6973e-07 | 3.69e-07 | 3.6903e-07 | 3.6885e-07 | 3.6926e-07 | 3.6937e-07 | 0
F8_Industrial_Paper and Printing_New_Space Heating_Natural Gas_Gas Furnace - Maintenance_A_Technical Potential | F8 | Industrial | Paper and Printing | New | Space Heating | Natural Gas | Gas Furnace - Maintenance | A | Cumulative Summer Peak Savings (MW) | Technical Potential | 0 | 0 | 0 | 0 | 0 | 0 | 0 | 0 | 0 | 0 | 0 | 0 | 0 | 0 | 0 | 0 | 0 | 0 | 0 | 0 | 0 | 0 | 0
F9_Industrial_Paper and Printing_New_Space Heating_Natural Gas_Gas Furnace - Maintenance_A_Technical Potential | F9 | Industrial | Paper and Printing | New | Space Heating | Natural Gas | Gas Furnace - Maintenance | A | Cumulative Winter Peak Savings (MW) | Technical Potential | 0 | 0 | 0 | 0 | 0 | 0 | 0 | 0 | 0 | 0 | 0 | 0 | 0 | 0 | 0 | 0 | 0 | 0 | 0 | 0 | 0 | 0 | 0
F10_Industrial_Paper and Printing_New_Space Heating_Natural Gas_Gas Furnace - Maintenance_A_Technical Potential | F10 | Industrial | Paper and Printing | New | Space Heating | Natural Gas | Gas Furnace - Maintenance | A | Purchases (Incremental) | Technical Potential | 0 | 0 | 0.014066 | 0.017206 | 0.016984 | 0.017656 | 0.017806 | 0.017756 | 0.017656 | 0.017806 | 0.017756 | 0.031722 | 0.035012 | 0.03474 | 0.063443 | 0.070024 | 0.06948 | 0.12689 | 0.14005 | 0.13896 | 0.25736 | 0.2807 | 0
F11_Industrial_Paper and Printing_New_Space Heating_Natural Gas_Gas Furnace - Maintenance_A_Technical Potential | F11 | Industrial | Paper and Printing | New | Space Heating | Natural Gas | Gas Furnace - Maintenance | A | Purchases (Cumulative) | Technical Potential | 0 | 0 | 0.014066 | 0.031271 | 0.048256 | 0.051846 | 0.052447 | 0.053218 | 0.053218 | 0.053218 | 0.053218 | 0.053218 | 0.053218 | 0.053218 | 0.053218 | 0.053218 | 0.053218 | 0.053218 | 0.053218 | 0.053218 | 0.053218 | 0.053218 | 0
F1_Industrial_Paper and Printing_New_Space Heating_Natural Gas_Gas Boiler - Hot Water Reset_A_Technical Potential | F1 | Industrial | Paper and Printing | New | Space Heating | Natural Gas | Gas Boiler - Hot Water Reset | A | Integrated Unit Energy Savings (kWh or therms) | Technical Potential | 0 | 0 | 349.7868 | 329.2142 | 321.121 | 316.3877 | 314.4737 | 312.8053 | 311.5261 | 310.4016 | 309.6746 | 308.9774 | 307.6532 | 306.585 | 305.4315 | 306.2902 | 306.7718 | 306.7017 | 307.2113 | 307.0711 | 307.1758 | 306.8521 | 0
F2_Industrial_Paper and Printing_New_Space Heating_Natural Gas_Gas Boiler - Hot Water Reset_A_Technical Potential | F2 | Industrial | Paper and Printing | New | Space Heating | Natural Gas | Gas Boiler - Hot Water Reset | A | Integrated Unit Summer Peak Savings (kW) | Technical Potential | 0 | 0 | 0 | 0 | 0 | 0 | 0 | 0 | 0 | 0 | 0 | 0 | 0 | 0 | 0 | 0 | 0 | 0 | 0 | 0 | 0 | 0 | 0
F3_Industrial_Paper and Printing_New_Space Heating_Natural Gas_Gas Boiler - Hot Water Reset_A_Technical Potential | F3 | Industrial | Paper and Printing | New | Space Heating | Natural Gas | Gas Boiler - Hot Water Reset | A | Integrated Unit Winter Peak Savings (kW) | Technical Potential | 0 | 0 | 0 | 0 | 0 | 0 | 0 | 0 | 0 | 0 | 0 | 0 | 0 | 0 | 0 | 0 | 0 | 0 | 0 | 0 | 0 | 0 | 0
F4_Industrial_Paper and Printing_New_Space Heating_Natural Gas_Gas Boiler - Hot Water Reset_A_Technical Potential | F4 | Industrial | Paper and Printing | New | Space Heating | Natural Gas | Gas Boiler - Hot Water Reset | A | Incremental Energy Savings (MWh or mTherms) | Technical Potential | 0 | 0 | 0.00031536 | 0.00063601 | 0.0010825 | 0.0016526 | 0.0021567 | 0.0028901 | 0.0035697 | 0.0041055 | 0.0041904 | 0.0039198 | 0.0032682 | 0.0023451 | 0.001431 | 0.0007346 | 0.00032978 | 0.00012772 | 0.00027697 | 0.00059323 | 0.0010355 | 0.0016028 | 0
F5_Industrial_Paper and Printing_New_Space Heating_Natural Gas_Gas Boiler - Hot Water Reset_A_Technical Potential | F5 | Industrial | Paper and Printing | New | Space Heating | Natural Gas | Gas Boiler - Hot Water Reset | A | Incremental Summer Peak Savings (MW) | Technical Potential | 0 | 0 | 0 | 0 | 0 | 0 | 0 | 0 | 0 | 0 | 0 | 0 | 0 | 0 | 0 | 0 | 0 | 0 | 0 | 0 | 0 | 0 | 0
F6_Industrial_Paper and Printing_New_Space Heating_Natural Gas_Gas Boiler - Hot Water Reset_A_Technical Potential | F6 | Industrial | Paper and Printing | New | Space Heating | Natural Gas | Gas Boiler - Hot Water Reset | A | Incremental Winter Peak Savings (MW) | Technical Potential | 0 | 0 | 0 | 0 | 0 | 0 | 0 | 0 | 0 | 0 | 0 | 0 | 0 | 0 | 0 | 0 | 0 | 0 | 0 | 0 | 0 | 0 | 0
F7_Industrial_Paper and Printing_New_Space Heating_Natural Gas_Gas Boiler - Hot Water Reset_A_Technical Potential | F7 | Industrial | Paper and Printing | New | Space Heating | Natural Gas | Gas Boiler - Hot Water Reset | A | Cumulative Energy Savings (MWh or mTherms) | Technical Potential | 0 | 0 | 0.00031536 | 0.00093282 | 0.0019924 | 0.0036157 | 0.0057505 | 0.0086101 | 0.012145 | 0.016206 | 0.020359 | 0.024233 | 0.027397 | 0.029647 | 0.030966 | 0.031788 | 0.032168 | 0.032288 | 0.032342 | 0.032327 | 0.032338 | 0.032304 | 0
F8_Industrial_Paper and Printing_New_Space Heating_Natural Gas_Gas Boiler - Hot Water Reset_A_Technical Potential | F8 | Industrial | Paper and Printing | New | Space Heating | Natural Gas | Gas Boiler - Hot Water Reset | A | Cumulative Summer Peak Savings (MW) | Technical Potential | 0 | 0 | 0 | 0 | 0 | 0 | 0 | 0 | 0 | 0 | 0 | 0 | 0 | 0 | 0 | 0 | 0 | 0 | 0 | 0 | 0 | 0 | 0
F9_Industrial_Paper and Printing_New_Space Heating_Natural Gas_Gas Boiler - Hot Water Reset_A_Technical Potential | F9 | Industrial | Paper and Printing | New | Space Heating | Natural Gas | Gas Boiler - Hot Water Reset | A | Cumulative Winter Peak Savings (MW) | Technical Potential | 0 | 0 | 0 | 0 | 0 | 0 | 0 | 0 | 0 | 0 | 0 | 0 | 0 | 0 | 0 | 0 | 0 | 0 | 0 | 0 | 0 | 0 | 0
F10_Industrial_Paper and Printing_New_Space Heating_Natural Gas_Gas Boiler - Hot Water Reset_A_Technical Potential | F10 | Industrial | Paper and Printing | New | Space Heating | Natural Gas | Gas Boiler - Hot Water Reset | A | Purchases (Incremental) | Technical Potential | 0 | 0 | 0.00090157 | 0.0019319 | 0.0033711 | 0.0052235 | 0.0068581 | 0.0092394 | 0.011459 | 0.013226 | 0.013531 | 0.012686 | 0.010623 | 0.0076489 | 0.0046851 | 0.0023984 | 0.001075 | 0.00041643 | 0.00090157 | 0.0019319 | 0.0033711 | 0.0052235 | 0
F11_Industrial_Paper and Printing_New_Space Heating_Natural Gas_Gas Boiler - Hot Water Reset_A_Technical Potential | F11 | Industrial | Paper and Printing | New | Space Heating | Natural Gas | Gas Boiler - Hot Water Reset | A | Purchases (Cumulative) | Technical Potential | 0 | 0 | 0.00090157 | 0.0028335 | 0.0062045 | 0.011428 | 0.018286 | 0.027525 | 0.038984 | 0.052211 | 0.065742 | 0.078429 | 0.089052 | 0.096701 | 0.10139 | 0.10378 | 0.10486 | 0.10528 | 0.10528 | 0.10528 | 0.10528 | 0.10528 | 0
F1_Industrial_Paper and Printing_New_Process_Natural Gas_Gas Boiler - Hot Water Reset_A_Technical Potential | F1 | Industrial | Paper and Printing | New | Process | Natural Gas | Gas Boiler - Hot Water Reset | A | Integrated Unit Energy Savings (kWh or therms) | Technical Potential | 0 | 0 | 101.4455 | 101.4422 | 101.441 | 101.4442 | 101.4458 | 101.4471 | 101.4483 | 101.4493 | 101.45 | 101.4506 | 101.4511 | 101.4516 | 101.4519 | 101.4522 | 101.4525 | 101.4528 | 101.453 | 101.4532 | 101.4533 | 101.4535 | 0
F2_Industrial_Paper and Printing_New_Process_Natural Gas_Gas Boiler - Hot Water Reset_A_Technical Potential | F2 | Industrial | Paper and Printing | New | Process | Natural Gas | Gas Boiler - Hot Water Reset | A | Integrated Unit Summer Peak Savings (kW) | Technical Potential | 0 | 0 | 0 | 0 | 0 | 0 | 0 | 0 | 0 | 0 | 0 | 0 | 0 | 0 | 0 | 0 | 0 | 0 | 0 | 0 | 0 | 0 | 0
F3_Industrial_Paper and Printing_New_Process_Natural Gas_Gas Boiler - Hot Water Reset_A_Technical Potential | F3 | Industrial | Paper and Printing | New | Process | Natural Gas | Gas Boiler - Hot Water Reset | A | Integrated Unit Winter Peak Savings (kW) | Technical Potential | 0 | 0 | 0 | 0 | 0 | 0 | 0 | 0 | 0 | 0 | 0 | 0 | 0 | 0 | 0 | 0 | 0 | 0 | 0 | 0 | 0 | 0 | 0
F4_Industrial_Paper and Printing_New_Process_Natural Gas_Gas Boiler - Hot Water Reset_A_Technical Potential | F4 | Industrial | Paper and Printing | New | Process | Natural Gas | Gas Boiler - Hot Water Reset | A | Incremental Energy Savings (MWh or mTherms) | Technical Potential | 0 | 0 | 0.0036495 | 0.00782 | 0.013645 | 0.021144 | 0.027761 | 0.037401 | 0.046386 | 0.053542 | 0.054777 | 0.051357 | 0.043004 | 0.030965 | 0.018966 | 0.0097093 | 0.0043519 | 0.0016858 | 0.0036498 | 0.0078209 | 0.013647 | 0.021146 | 0
F5_Industrial_Paper and Printing_New_Process_Natural Gas_Gas Boiler - Hot Water Reset_A_Technical Potential | F5 | Industrial | Paper and Printing | New | Process | Natural Gas | Gas Boiler - Hot Water Reset | A | Incremental Summer Peak Savings (MW) | Technical Potential | 0 | 0 | 0 | 0 | 0 | 0 | 0 | 0 | 0 | 0 | 0 | 0 | 0 | 0 | 0 | 0 | 0 | 0 | 0 | 0 | 0 | 0 | 0
F6_Industrial_Paper and Printing_New_Process_Natural Gas_Gas Boiler - Hot Water Reset_A_Technical Potential | F6 | Industrial | Paper and Printing | New | Process | Natural Gas | Gas Boiler - Hot Water Reset | A | Incremental Winter Peak Savings (MW) | Technical Potential | 0 | 0 | 0 | 0 | 0 | 0 | 0 | 0 | 0 | 0 | 0 | 0 | 0 | 0 | 0 | 0 | 0 | 0 | 0 | 0 | 0 | 0 | 0
F7_Industrial_Paper and Printing_New_Process_Natural Gas_Gas Boiler - Hot Water Reset_A_Technical Potential | F7 | Industrial | Paper and Printing | New | Process | Natural Gas | Gas Boiler - Hot Water Reset | A | Cumulative Energy Savings (MWh or mTherms) | Technical Potential | 0 | 0 | 0.0036495 | 0.011469 | 0.025115 | 0.04626 | 0.074022 | 0.11142 | 0.15781 | 0.21136 | 0.26613 | 0.31749 | 0.3605 | 0.39146 | 0.41043 | 0.42014 | 0.4245 | 0.42618 | 0.42618 | 0.42618 | 0.42618 | 0.42619 | 0
F8_Industrial_Paper and Printing_New_Process_Natural Gas_Gas Boiler - Hot Water Reset_A_Technical Potential | F8 | Industrial | Paper and Printing | New | Process | Natural Gas | Gas Boiler - Hot Water Reset | A | Cumulative Summer Peak Savings (MW) | Technical Potential | 0 | 0 | 0 | 0 | 0 | 0 | 0 | 0 | 0 | 0 | 0 | 0 | 0 | 0 | 0 | 0 | 0 | 0 | 0 | 0 | 0 | 0 | 0
F9_Industrial_Paper and Printing_New_Process_Natural Gas_Gas Boiler - Hot Water Reset_A_Technical Potential | F9 | Industrial | Paper and Printing | New | Process | Natural Gas | Gas Boiler - Hot Water Reset | A | Cumulative Winter Peak Savings (MW) | Technical Potential | 0 | 0 | 0 | 0 | 0 | 0 | 0 | 0 | 0 | 0 | 0 | 0 | 0 | 0 | 0 | 0 | 0 | 0 | 0 | 0 | 0 | 0 | 0
F10_Industrial_Paper and Printing_New_Process_Natural Gas_Gas Boiler - Hot Water Reset_A_Technical Potential | F10 | Industrial | Paper and Printing | New | Process | Natural Gas | Gas Boiler - Hot Water Reset | A | Purchases (Incremental) | Technical Potential | 0 | 0 | 0.035975 | 0.077089 | 0.13452 | 0.20843 | 0.27366 | 0.36868 | 0.45724 | 0.52777 | 0.53995 | 0.50623 | 0.42389 | 0.30522 | 0.18695 | 0.095703 | 0.042896 | 0.016617 | 0.035975 | 0.077089 | 0.13452 | 0.20843 | 0
F11_Industrial_Paper and Printing_New_Process_Natural Gas_Gas Boiler - Hot Water Reset_A_Technical Potential | F11 | Industrial | Paper and Printing | New | Process | Natural Gas | Gas Boiler - Hot Water Reset | A | Purchases (Cumulative) | Technical Potential | 0 | 0 | 0.035975 | 0.11306 | 0.24758 | 0.45601 | 0.72967 | 1.0983 | 1.5556 | 2.0834 | 2.6233 | 3.1295 | 3.5534 | 3.8586 | 4.0456 | 4.1413 | 4.1842 | 4.2008 | 4.2008 | 4.2008 | 4.2008 | 4.2008 | 0
F1_Industrial_Paper and Printing_New_Space Heating_Natural Gas_Steam Trap Maintenance_A_Technical Potential | F1 | Industrial | Paper and Printing | New | Space Heating | Natural Gas | Steam Trap Maintenance | A | Integrated Unit Energy Savings (kWh or therms) | Technical Potential | 0 | 0 | 123.6299 | 116.3898 | 113.5566 | 111.9074 | 111.2648 | 110.704 | 110.2801 | 109.9076 | 109.6817 | 109.4626 | 109.0211 | 108.6664 | 108.2896 | 108.6217 | 108.82 | 108.8136 | 109.0186 | 108.9858 | 109.0374 | 108.9357 | 0
F2_Industrial_Paper and Printing_New_Space Heating_Natural Gas_Steam Trap Maintenance_A_Technical Potential | F2 | Industrial | Paper and Printing | New | Space Heating | Natural Gas | Steam Trap Maintenance | A | Integrated Unit Summer Peak Savings (kW) | Technical Potential | 0 | 0 | 0 | 0 | 0 | 0 | 0 | 0 | 0 | 0 | 0 | 0 | 0 | 0 | 0 | 0 | 0 | 0 | 0 | 0 | 0 | 0 | 0
F3_Industrial_Paper and Printing_New_Space Heating_Natural Gas_Steam Trap Maintenance_A_Technical Potential | F3 | Industrial | Paper and Printing | New | Space Heating | Natural Gas | Steam Trap Maintenance | A | Integrated Unit Winter Peak Savings (kW) | Technical Potential | 0 | 0 | 0 | 0 | 0 | 0 | 0 | 0 | 0 | 0 | 0 | 0 | 0 | 0 | 0 | 0 | 0 | 0 | 0 | 0 | 0 | 0 | 0
F4_Industrial_Paper and Printing_New_Space Heating_Natural Gas_Steam Trap Maintenance_A_Technical Potential | F4 | Industrial | Paper and Printing | New | Space Heating | Natural Gas | Steam Trap Maintenance | A | Incremental Energy Savings (MWh or mTherms) | Technical Potential | 0 | 0 | 0 | 0 | 0 | 0 | 0 | 0 | 0 | 0 | 0 | 0 | 0 | 0 | 0 | 0 | 0 | 0 | 0 | 0 | 0 | 0 | 0
F5_Industrial_Paper and Printing_New_Space Heating_Natural Gas_Steam Trap Maintenance_A_Technical Potential | F5 | Industrial | Paper and Printing | New | Space Heating | Natural Gas | Steam Trap Maintenance | A | Incremental Summer Peak Savings (MW) | Technical Potential | 0 | 0 | 0 | 0 | 0 | 0 | 0 | 0 | 0 | 0 | 0 | 0 | 0 | 0 | 0 | 0 | 0 | 0 | 0 | 0 | 0 | 0 | 0
F6_Industrial_Paper and Printing_New_Space Heating_Natural Gas_Steam Trap Maintenance_A_Technical Potential | F6 | Industrial | Paper and Printing | New | Space Heating | Natural Gas | Steam Trap Maintenance | A | Incremental Winter Peak Savings (MW) | Technical Potential | 0 | 0 | 0 | 0 | 0 | 0 | 0 | 0 | 0 | 0 | 0 | 0 | 0 | 0 | 0 | 0 | 0 | 0 | 0 | 0 | 0 | 0 | 0
F7_Industrial_Paper and Printing_New_Space Heating_Natural Gas_Steam Trap Maintenance_A_Technical Potential | F7 | Industrial | Paper and Printing | New | Space Heating | Natural Gas | Steam Trap Maintenance | A | Cumulative Energy Savings (MWh or mTherms) | Technical Potential | 0 | 0 | 0 | 0 | 0 | 0 | 0 | 0 | 0 | 0 | 0 | 0 | 0 | 0 | 0 | 0 | 0 | 0 | 0 | 0 | 0 | 0 | 0
F8_Industrial_Paper and Printing_New_Space Heating_Natural Gas_Steam Trap Maintenance_A_Technical Potential | F8 | Industrial | Paper and Printing | New | Space Heating | Natural Gas | Steam Trap Maintenance | A | Cumulative Summer Peak Savings (MW) | Technical Potential | 0 | 0 | 0 | 0 | 0 | 0 | 0 | 0 | 0 | 0 | 0 | 0 | 0 | 0 | 0 | 0 | 0 | 0 | 0 | 0 | 0 | 0 | 0
F9_Industrial_Paper and Printing_New_Space Heating_Natural Gas_Steam Trap Maintenance_A_Technical Potential | F9 | Industrial | Paper and Printing | New | Space Heating | Natural Gas | Steam Trap Maintenance | A | Cumulative Winter Peak Savings (MW) | Technical Potential | 0 | 0 | 0 | 0 | 0 | 0 | 0 | 0 | 0 | 0 | 0 | 0 | 0 | 0 | 0 | 0 | 0 | 0 | 0 | 0 | 0 | 0 | 0
F10_Industrial_Paper and Printing_New_Space Heating_Natural Gas_Steam Trap Maintenance_A_Technical Potential | F10 | Industrial | Paper and Printing | New | Space Heating | Natural Gas | Steam Trap Maintenance | A | Purchases (Incremental) | Technical Potential | 0 | 0 | 0 | 0 | 0 | 0 | 0 | 0 | 0 | 0 | 0 | 0 | 0 | 0 | 0 | 0 | 0 | 0 | 0 | 0 | 0 | 0 | 0
F11_Industrial_Paper and Printing_New_Space Heating_Natural Gas_Steam Trap Maintenance_A_Technical Potential | F11 | Industrial | Paper and Printing | New | Space Heating | Natural Gas | Steam Trap Maintenance | A | Purchases (Cumulative) | Technical Potential | 0 | 0 | 0 | 0 | 0 | 0 | 0 | 0 | 0 | 0 | 0 | 0 | 0 | 0 | 0 | 0 | 0 | 0 | 0 | 0 | 0 | 0 | 0
F1_Industrial_Paper and Printing_New_Process_Natural Gas_Steam Trap Maintenance_A_Technical Potential | F1 | Industrial | Paper and Printing | New | Process | Natural Gas | Steam Trap Maintenance | A | Integrated Unit Energy Savings (kWh or therms) | Technical Potential | 0 | 0 | 71.6771 | 71.6748 | 71.6739 | 71.6762 | 71.6773 | 71.6783 | 71.6791 | 71.6798 | 71.6803 | 71.6807 | 71.6811 | 71.6814 | 71.6816 | 71.6819 | 71.6821 | 71.6823 | 71.6824 | 71.6825 | 71.6827 | 71.6828 | 0
F2_Industrial_Paper and Printing_New_Process_Natural Gas_Steam Trap Maintenance_A_Technical Potential | F2 | Industrial | Paper and Printing | New | Process | Natural Gas | Steam Trap Maintenance | A | Integrated Unit Summer Peak Savings (kW) | Technical Potential | 0 | 0 | 0 | 0 | 0 | 0 | 0 | 0 | 0 | 0 | 0 | 0 | 0 | 0 | 0 | 0 | 0 | 0 | 0 | 0 | 0 | 0 | 0
F3_Industrial_Paper and Printing_New_Process_Natural Gas_Steam Trap Maintenance_A_Technical Potential | F3 | Industrial | Paper and Printing | New | Process | Natural Gas | Steam Trap Maintenance | A | Integrated Unit Winter Peak Savings (kW) | Technical Potential | 0 | 0 | 0 | 0 | 0 | 0 | 0 | 0 | 0 | 0 | 0 | 0 | 0 | 0 | 0 | 0 | 0 | 0 | 0 | 0 | 0 | 0 | 0
F4_Industrial_Paper and Printing_New_Process_Natural Gas_Steam Trap Maintenance_A_Technical Potential | F4 | Industrial | Paper and Printing | New | Process | Natural Gas | Steam Trap Maintenance | A | Incremental Energy Savings (MWh or mTherms) | Technical Potential | 0 | 0 | 0 | 0 | 0 | 0 | 0 | 0 | 0 | 0 | 0 | 0 | 0 | 0 | 0 | 0 | 0 | 0 | 0 | 0 | 0 | 0 | 0
F5_Industrial_Paper and Printing_New_Process_Natural Gas_Steam Trap Maintenance_A_Technical Potential | F5 | Industrial | Paper and Printing | New | Process | Natural Gas | Steam Trap Maintenance | A | Incremental Summer Peak Savings (MW) | Technical Potential | 0 | 0 | 0 | 0 | 0 | 0 | 0 | 0 | 0 | 0 | 0 | 0 | 0 | 0 | 0 | 0 | 0 | 0 | 0 | 0 | 0 | 0 | 0
F6_Industrial_Paper and Printing_New_Process_Natural Gas_Steam Trap Maintenance_A_Technical Potential | F6 | Industrial | Paper and Printing | New | Process | Natural Gas | Steam Trap Maintenance | A | Incremental Winter Peak Savings (MW) | Technical Potential | 0 | 0 | 0 | 0 | 0 | 0 | 0 | 0 | 0 | 0 | 0 | 0 | 0 | 0 | 0 | 0 | 0 | 0 | 0 | 0 | 0 | 0 | 0
F7_Industrial_Paper and Printing_New_Process_Natural Gas_Steam Trap Maintenance_A_Technical Potential | F7 | Industrial | Paper and Printing | New | Process | Natural Gas | Steam Trap Maintenance | A | Cumulative Energy Savings (MWh or mTherms) | Technical Potential | 0 | 0 | 0 | 0 | 0 | 0 | 0 | 0 | 0 | 0 | 0 | 0 | 0 | 0 | 0 | 0 | 0 | 0 | 0 | 0 | 0 | 0 | 0
F8_Industrial_Paper and Printing_New_Process_Natural Gas_Steam Trap Maintenance_A_Technical Potential | F8 | Industrial | Paper and Printing | New | Process | Natural Gas | Steam Trap Maintenance | A | Cumulative Summer Peak Savings (MW) | Technical Potential | 0 | 0 | 0 | 0 | 0 | 0 | 0 | 0 | 0 | 0 | 0 | 0 | 0 | 0 | 0 | 0 | 0 | 0 | 0 | 0 | 0 | 0 | 0
F9_Industrial_Paper and Printing_New_Process_Natural Gas_Steam Trap Maintenance_A_Technical Potential | F9 | Industrial | Paper and Printing | New | Process | Natural Gas | Steam Trap Maintenance | A | Cumulative Winter Peak Savings (MW) | Technical Potential | 0 | 0 | 0 | 0 | 0 | 0 | 0 | 0 | 0 | 0 | 0 | 0 | 0 | 0 | 0 | 0 | 0 | 0 | 0 | 0 | 0 | 0 | 0
F10_Industrial_Paper and Printing_New_Process_Natural Gas_Steam Trap Maintenance_A_Technical Potential | F10 | Industrial | Paper and Printing | New | Process | Natural Gas | Steam Trap Maintenance | A | Purchases (Incremental) | Technical Potential | 0 | 0 | 0 | 0 | 0 | 0 | 0 | 0 | 0 | 0 | 0 | 0 | 0 | 0 | 0 | 0 | 0 | 0 | 0 | 0 | 0 | 0 | 0
F11_Industrial_Paper and Printing_New_Process_Natural Gas_Steam Trap Maintenance_A_Technical Potential | F11 | Industrial | Paper and Printing | New | Process | Natural Gas | Steam Trap Maintenance | A | Purchases (Cumulative) | Technical Potential | 0 | 0 | 0 | 0 | 0 | 0 | 0 | 0 | 0 | 0 | 0 | 0 | 0 | 0 | 0 | 0 | 0 | 0 | 0 | 0 | 0 | 0 | 0
F1_Industrial_Paper and Printing_New_Space Heating_Natural Gas_Gas Boiler - High Turndown_A_Technical Potential | F1 | Industrial | Paper and Printing | New | Space Heating | Natural Gas | Gas Boiler - High Turndown | A | Integrated Unit Energy Savings (kWh or therms) | Technical Potential | 0 | 0 | 130.9819 | 123.1554 | 119.9902 | 118.0633 | 117.1057 | 116.2306 | 115.4509 | 114.6867 | 113.9711 | 113.2339 | 112.2312 | 111.3488 | 110.3823 | 110.2471 | 110.067 | 109.8472 | 109.8569 | 109.8023 | 109.9242 | 109.9544 | 0
F2_Industrial_Paper and Printing_New_Space Heating_Natural Gas_Gas Boiler - High Turndown_A_Technical Potential | F2 | Industrial | Paper and Printing | New | Space Heating | Natural Gas | Gas Boiler - High Turndown | A | Integrated Unit Summer Peak Savings (kW) | Technical Potential | 0 | 0 | 0 | 0 | 0 | 0 | 0 | 0 | 0 | 0 | 0 | 0 | 0 | 0 | 0 | 0 | 0 | 0 | 0 | 0 | 0 | 0 | 0
F3_Industrial_Paper and Printing_New_Space Heating_Natural Gas_Gas Boiler - High Turndown_A_Technical Potential | F3 | Industrial | Paper and Printing | New | Space Heating | Natural Gas | Gas Boiler - High Turndown | A | Integrated Unit Winter Peak Savings (kW) | Technical Potential | 0 | 0 | 0 | 0 | 0 | 0 | 0 | 0 | 0 | 0 | 0 | 0 | 0 | 0 | 0 | 0 | 0 | 0 | 0 | 0 | 0 | 0 | 0
F4_Industrial_Paper and Printing_New_Space Heating_Natural Gas_Gas Boiler - High Turndown_A_Technical Potential | F4 | Industrial | Paper and Printing | New | Space Heating | Natural Gas | Gas Boiler - High Turndown | A | Incremental Energy Savings (MWh or mTherms) | Technical Potential | 0 | 0 | 0.00018022 | 0.00029573 | 0.00041086 | 0.00053961 | 0.00061609 | 0.00063418 | 0.00056972 | 0.00051157 | 0.00044152 | 0.00038276 | 0.0003284 | 0.00028359 | 0.00023724 | 0.00020155 | 0.00017054 | 0.00015114 | 0.0002638 | 0.00037597 | 0.00050241 | 0.00057846 | 0
F5_Industrial_Paper and Printing_New_Space Heating_Natural Gas_Gas Boiler - High Turndown_A_Technical Potential | F5 | Industrial | Paper and Printing | New | Space Heating | Natural Gas | Gas Boiler - High Turndown | A | Incremental Summer Peak Savings (MW) | Technical Potential | 0 | 0 | 0 | 0 | 0 | 0 | 0 | 0 | 0 | 0 | 0 | 0 | 0 | 0 | 0 | 0 | 0 | 0 | 0 | 0 | 0 | 0 | 0
F6_Industrial_Paper and Printing_New_Space Heating_Natural Gas_Gas Boiler - High Turndown_A_Technical Potential | F6 | Industrial | Paper and Printing | New | Space Heating | Natural Gas | Gas Boiler - High Turndown | A | Incremental Winter Peak Savings (MW) | Technical Potential | 0 | 0 | 0 | 0 | 0 | 0 | 0 | 0 | 0 | 0 | 0 | 0 | 0 | 0 | 0 | 0 | 0 | 0 | 0 | 0 | 0 | 0 | 0
F7_Industrial_Paper and Printing_New_Space Heating_Natural Gas_Gas Boiler - High Turndown_A_Technical Potential | F7 | Industrial | Paper and Printing | New | Space Heating | Natural Gas | Gas Boiler - High Turndown | A | Cumulative Energy Savings (MWh or mTherms) | Technical Potential | 0 | 0 | 0.00018022 | 0.00046519 | 0.00086409 | 0.0013898 | 0.0019946 | 0.0026139 | 0.0031661 | 0.0036567 | 0.0040754 | 0.0044318 | 0.004721 | 0.0049674 | 0.0051616 | 0.0053568 | 0.0055186 | 0.0055075 | 0.005508 | 0.0055053 | 0.0055114 | 0.0055129 | 0
F8_Industrial_Paper and Printing_New_Space Heating_Natural Gas_Gas Boiler - High Turndown_A_Technical Potential | F8 | Industrial | Paper and Printing | New | Space Heating | Natural Gas | Gas Boiler - High Turndown | A | Cumulative Summer Peak Savings (MW) | Technical Potential | 0 | 0 | 0 | 0 | 0 | 0 | 0 | 0 | 0 | 0 | 0 | 0 | 0 | 0 | 0 | 0 | 0 | 0 | 0 | 0 | 0 | 0 | 0
F9_Industrial_Paper and Printing_New_Space Heating_Natural Gas_Gas Boiler - High Turndown_A_Technical Potential | F9 | Industrial | Paper and Printing | New | Space Heating | Natural Gas | Gas Boiler - High Turndown | A | Cumulative Winter Peak Savings (MW) | Technical Potential | 0 | 0 | 0 | 0 | 0 | 0 | 0 | 0 | 0 | 0 | 0 | 0 | 0 | 0 | 0 | 0 | 0 | 0 | 0 | 0 | 0 | 0 | 0
F10_Industrial_Paper and Printing_New_Space Heating_Natural Gas_Gas Boiler - High Turndown_A_Technical Potential | F10 | Industrial | Paper and Printing | New | Space Heating | Natural Gas | Gas Boiler - High Turndown | A | Purchases (Incremental) | Technical Potential | 0 | 0 | 0.0013759 | 0.0024013 | 0.0034241 | 0.0045705 | 0.0052609 | 0.0054562 | 0.0049348 | 0.0044605 | 0.003874 | 0.0033803 | 0.0029261 | 0.0025468 | 0.0021493 | 0.0018281 | 0.0015494 | 0.0013759 | 0.0024013 | 0.0034241 | 0.0045705 | 0.0052609 | 0
F11_Industrial_Paper and Printing_New_Space Heating_Natural Gas_Gas Boiler - High Turndown_A_Technical Potential | F11 | Industrial | Paper and Printing | New | Space Heating | Natural Gas | Gas Boiler - High Turndown | A | Purchases (Cumulative) | Technical Potential | 0 | 0 | 0.0013759 | 0.0037772 | 0.0072013 | 0.011772 | 0.017033 | 0.022489 | 0.027424 | 0.031884 | 0.035758 | 0.039139 | 0.042065 | 0.044611 | 0.046761 | 0.048589 | 0.050138 | 0.050138 | 0.050138 | 0.050138 | 0.050138 | 0.050138 | 0
F1_Industrial_Paper and Printing_New_Process_Natural Gas_Gas Boiler - High Turndown_A_Technical Potential | F1 | Industrial | Paper and Printing | New | Process | Natural Gas | Gas Boiler - High Turndown | A | Integrated Unit Energy Savings (kWh or therms) | Technical Potential | 0 | 0 | 75.6518 | 75.3989 | 75.1633 | 74.954 | 74.6591 | 74.4455 | 74.2915 | 74.2025 | 74.0996 | 74.0478 | 74.017 | 74.0262 | 73.9998 | 74.0071 | 74.02 | 74.0832 | 74.1102 | 74.1543 | 74.1908 | 74.2223 | 0
F2_Industrial_Paper and Printing_New_Process_Natural Gas_Gas Boiler - High Turndown_A_Technical Potential | F2 | Industrial | Paper and Printing | New | Process | Natural Gas | Gas Boiler - High Turndown | A | Integrated Unit Summer Peak Savings (kW) | Technical Potential | 0 | 0 | 0 | 0 | 0 | 0 | 0 | 0 | 0 | 0 | 0 | 0 | 0 | 0 | 0 | 0 | 0 | 0 | 0 | 0 | 0 | 0 | 0
F3_Industrial_Paper and Printing_New_Process_Natural Gas_Gas Boiler - High Turndown_A_Technical Potential | F3 | Industrial | Paper and Printing | New | Process | Natural Gas | Gas Boiler - High Turndown | A | Integrated Unit Winter Peak Savings (kW) | Technical Potential | 0 | 0 | 0 | 0 | 0 | 0 | 0 | 0 | 0 | 0 | 0 | 0 | 0 | 0 | 0 | 0 | 0 | 0 | 0 | 0 | 0 | 0 | 0
F4_Industrial_Paper and Printing_New_Process_Natural Gas_Gas Boiler - High Turndown_A_Technical Potential | F4 | Industrial | Paper and Printing | New | Process | Natural Gas | Gas Boiler - High Turndown | A | Incremental Energy Savings (MWh or mTherms) | Technical Potential | 0 | 0 | 0.0041536 | 0.0072246 | 0.01027 | 0.01367 | 0.015673 | 0.016208 | 0.014629 | 0.013207 | 0.011454 | 0.0099878 | 0.0086423 | 0.007523 | 0.0063464 | 0.0053986 | 0.0045764 | 0.0040675 | 0.0071011 | 0.010132 | 0.013531 | 0.015581 | 0
F5_Industrial_Paper and Printing_New_Process_Natural Gas_Gas Boiler - High Turndown_A_Technical Potential | F5 | Industrial | Paper and Printing | New | Process | Natural Gas | Gas Boiler - High Turndown | A | Incremental Summer Peak Savings (MW) | Technical Potential | 0 | 0 | 0 | 0 | 0 | 0 | 0 | 0 | 0 | 0 | 0 | 0 | 0 | 0 | 0 | 0 | 0 | 0 | 0 | 0 | 0 | 0 | 0
F6_Industrial_Paper and Printing_New_Process_Natural Gas_Gas Boiler - High Turndown_A_Technical Potential | F6 | Industrial | Paper and Printing | New | Process | Natural Gas | Gas Boiler - High Turndown | A | Incremental Winter Peak Savings (MW) | Technical Potential | 0 | 0 | 0 | 0 | 0 | 0 | 0 | 0 | 0 | 0 | 0 | 0 | 0 | 0 | 0 | 0 | 0 | 0 | 0 | 0 | 0 | 0 | 0
F7_Industrial_Paper and Printing_New_Process_Natural Gas_Gas Boiler - High Turndown_A_Technical Potential | F7 | Industrial | Paper and Printing | New | Process | Natural Gas | Gas Boiler - High Turndown | A | Cumulative Energy Savings (MWh or mTherms) | Technical Potential | 0 | 0 | 0.0041536 | 0.011364 | 0.021598 | 0.035208 | 0.050743 | 0.066806 | 0.081296 | 0.094406 | 0.10573 | 0.11564 | 0.12424 | 0.13178 | 0.13808 | 0.14349 | 0.14809 | 0.14822 | 0.14827 | 0.14836 | 0.14843 | 0.14849 | 0
F8_Industrial_Paper and Printing_New_Process_Natural Gas_Gas Boiler - High Turndown_A_Technical Potential | F8 | Industrial | Paper and Printing | New | Process | Natural Gas | Gas Boiler - High Turndown | A | Cumulative Summer Peak Savings (MW) | Technical Potential | 0 | 0 | 0 | 0 | 0 | 0 | 0 | 0 | 0 | 0 | 0 | 0 | 0 | 0 | 0 | 0 | 0 | 0 | 0 | 0 | 0 | 0 | 0
F9_Industrial_Paper and Printing_New_Process_Natural Gas_Gas Boiler - High Turndown_A_Technical Potential | F9 | Industrial | Paper and Printing | New | Process | Natural Gas | Gas Boiler - High Turndown | A | Cumulative Winter Peak Savings (MW) | Technical Potential | 0 | 0 | 0 | 0 | 0 | 0 | 0 | 0 | 0 | 0 | 0 | 0 | 0 | 0 | 0 | 0 | 0 | 0 | 0 | 0 | 0 | 0 | 0
F10_Industrial_Paper and Printing_New_Process_Natural Gas_Gas Boiler - High Turndown_A_Technical Potential | F10 | Industrial | Paper and Printing | New | Process | Natural Gas | Gas Boiler - High Turndown | A | Purchases (Incremental) | Technical Potential | 0 | 0 | 0.054904 | 0.095818 | 0.13663 | 0.18238 | 0.20993 | 0.21772 | 0.19691 | 0.17799 | 0.15458 | 0.13488 | 0.11676 | 0.10163 | 0.085762 | 0.072948 | 0.061826 | 0.054904 | 0.095818 | 0.13663 | 0.18238 | 0.20993 | 0
F11_Industrial_Paper and Printing_New_Process_Natural Gas_Gas Boiler - High Turndown_A_Technical Potential | F11 | Industrial | Paper and Printing | New | Process | Natural Gas | Gas Boiler - High Turndown | A | Purchases (Cumulative) | Technical Potential | 0 | 0 | 0.054904 | 0.15072 | 0.28735 | 0.46973 | 0.67966 | 0.89738 | 1.0943 | 1.2723 | 1.4269 | 1.5617 | 1.6785 | 1.7801 | 1.8659 | 1.9388 | 2.0007 | 2.0007 | 2.0007 | 2.0007 | 2.0007 | 2.0007 | 0
F1_Industrial_Paper and Printing_New_Space Heating_Natural Gas_Gas Boiler - Burner Control Optimization_A_Technical Potential | F1 | Industrial | Paper and Printing | New | Space Heating | Natural Gas | Gas Boiler - Burner Control Optimization | A | Integrated Unit Energy Savings (kWh or therms) | Technical Potential | 0 | 0 | 37.9828 | 35.7123 | 34.7935 | 34.2339 | 33.9552 | 33.7006 | 33.4741 | 33.2523 | 33.0446 | 32.8308 | 32.5401 | 32.2845 | 32.0043 | 31.9652 | 31.9132 | 31.8498 | 31.8529 | 31.8373 | 31.8729 | 31.8819 | 0
F2_Industrial_Paper and Printing_New_Space Heating_Natural Gas_Gas Boiler - Burner Control Optimization_A_Technical Potential | F2 | Industrial | Paper and Printing | New | Space Heating | Natural Gas | Gas Boiler - Burner Control Optimization | A | Integrated Unit Summer Peak Savings (kW) | Technical Potential | 0 | 0 | 0 | 0 | 0 | 0 | 0 | 0 | 0 | 0 | 0 | 0 | 0 | 0 | 0 | 0 | 0 | 0 | 0 | 0 | 0 | 0 | 0
F3_Industrial_Paper and Printing_New_Space Heating_Natural Gas_Gas Boiler - Burner Control Optimization_A_Technical Potential | F3 | Industrial | Paper and Printing | New | Space Heating | Natural Gas | Gas Boiler - Burner Control Optimization | A | Integrated Unit Winter Peak Savings (kW) | Technical Potential | 0 | 0 | 0 | 0 | 0 | 0 | 0 | 0 | 0 | 0 | 0 | 0 | 0 | 0 | 0 | 0 | 0 | 0 | 0 | 0 | 0 | 0 | 0
F4_Industrial_Paper and Printing_New_Space Heating_Natural Gas_Gas Boiler - Burner Control Optimization_A_Technical Potential | F4 | Industrial | Paper and Printing | New | Space Heating | Natural Gas | Gas Boiler - Burner Control Optimization | A | Incremental Energy Savings (MWh or mTherms) | Technical Potential | 0 | 0 | 1.4098e-05 | 3.6363e-05 | 0.00010103 | 0.00023221 | 0.0004124 | 0.00066033 | 0.00094374 | 0.0012358 | 0.0014358 | 0.0015559 | 0.0015574 | 0.001471 | 0.0012668 | 0.0010463 | 0.00081542 | 0.00060686 | 0.00042099 | 0.00028061 | 0.00017861 | 0.00012611 | 0
F5_Industrial_Paper and Printing_New_Space Heating_Natural Gas_Gas Boiler - Burner Control Optimization_A_Technical Potential | F5 | Industrial | Paper and Printing | New | Space Heating | Natural Gas | Gas Boiler - Burner Control Optimization | A | Incremental Summer Peak Savings (MW) | Technical Potential | 0 | 0 | 0 | 0 | 0 | 0 | 0 | 0 | 0 | 0 | 0 | 0 | 0 | 0 | 0 | 0 | 0 | 0 | 0 | 0 | 0 | 0 | 0
F6_Industrial_Paper and Printing_New_Space Heating_Natural Gas_Gas Boiler - Burner Control Optimization_A_Technical Potential | F6 | Industrial | Paper and Printing | New | Space Heating | Natural Gas | Gas Boiler - Burner Control Optimization | A | Incremental Winter Peak Savings (MW) | Technical Potential | 0 | 0 | 0 | 0 | 0 | 0 | 0 | 0 | 0 | 0 | 0 | 0 | 0 | 0 | 0 | 0 | 0 | 0 | 0 | 0 | 0 | 0 | 0
F7_Industrial_Paper and Printing_New_Space Heating_Natural Gas_Gas Boiler - Burner Control Optimization_A_Technical Potential | F7 | Industrial | Paper and Printing | New | Space Heating | Natural Gas | Gas Boiler - Burner Control Optimization | A | Cumulative Energy Savings (MWh or mTherms) | Technical Potential | 0 | 0 | 1.4098e-05 | 4.9618e-05 | 0.00014938 | 0.00037919 | 0.0007885 | 0.0014429 | 0.002377 | 0.003597 | 0.0050103 | 0.0065338 | 0.0080333 | 0.0094412 | 0.010626 | 0.011659 | 0.012456 | 0.013038 | 0.01346 | 0.013734 | 0.013916 | 0.014014 | 0
F8_Industrial_Paper and Printing_New_Space Heating_Natural Gas_Gas Boiler - Burner Control Optimization_A_Technical Potential | F8 | Industrial | Paper and Printing | New | Space Heating | Natural Gas | Gas Boiler - Burner Control Optimization | A | Cumulative Summer Peak Savings (MW) | Technical Potential | 0 | 0 | 0 | 0 | 0 | 0 | 0 | 0 | 0 | 0 | 0 | 0 | 0 | 0 | 0 | 0 | 0 | 0 | 0 | 0 | 0 | 0 | 0
F9_Industrial_Paper and Printing_New_Space Heating_Natural Gas_Gas Boiler - Burner Control Optimization_A_Technical Potential | F9 | Industrial | Paper and Printing | New | Space Heating | Natural Gas | Gas Boiler - Burner Control Optimization | A | Cumulative Winter Peak Savings (MW) | Technical Potential | 0 | 0 | 0 | 0 | 0 | 0 | 0 | 0 | 0 | 0 | 0 | 0 | 0 | 0 | 0 | 0 | 0 | 0 | 0 | 0 | 0 | 0 | 0
F10_Industrial_Paper and Printing_New_Space Heating_Natural Gas_Gas Boiler - Burner Control Optimization_A_Technical Potential | F10 | Industrial | Paper and Printing | New | Space Heating | Natural Gas | Gas Boiler - Burner Control Optimization | A | Purchases (Incremental) | Technical Potential | 0 | 0 | 0.00037117 | 0.0010182 | 0.0029038 | 0.0067831 | 0.012145 | 0.019594 | 0.028193 | 0.037164 | 0.04345 | 0.047391 | 0.047861 | 0.045562 | 0.039581 | 0.032732 | 0.025551 | 0.019054 | 0.013217 | 0.0088139 | 0.0056038 | 0.0039554 | 0
F11_Industrial_Paper and Printing_New_Space Heating_Natural Gas_Gas Boiler - Burner Control Optimization_A_Technical Potential | F11 | Industrial | Paper and Printing | New | Space Heating | Natural Gas | Gas Boiler - Burner Control Optimization | A | Purchases (Cumulative) | Technical Potential | 0 | 0 | 0.00037117 | 0.0013894 | 0.0042932 | 0.011076 | 0.023222 | 0.042816 | 0.071009 | 0.10817 | 0.15162 | 0.19901 | 0.24687 | 0.29244 | 0.33202 | 0.36475 | 0.3903 | 0.40935 | 0.42257 | 0.43138 | 0.43662 | 0.43955 | 0
F1_Industrial_Paper and Printing_New_Process_Natural Gas_Gas Boiler - Burner Control Optimization_A_Technical Potential | F1 | Industrial | Paper and Printing | New | Process | Natural Gas | Gas Boiler - Burner Control Optimization | A | Integrated Unit Energy Savings (kWh or therms) | Technical Potential | 0 | 0 | 21.9338 | 21.8576 | 21.7865 | 21.7234 | 21.6346 | 21.5703 | 21.5242 | 21.4978 | 21.4673 | 21.4522 | 21.4435 | 21.4467 | 21.4391 | 21.4417 | 21.446 | 21.4655 | 21.4741 | 21.4877 | 21.499 | 21.5088 | 0
F2_Industrial_Paper and Printing_New_Process_Natural Gas_Gas Boiler - Burner Control Optimization_A_Technical Potential | F2 | Industrial | Paper and Printing | New | Process | Natural Gas | Gas Boiler - Burner Control Optimization | A | Integrated Unit Summer Peak Savings (kW) | Technical Potential | 0 | 0 | 0 | 0 | 0 | 0 | 0 | 0 | 0 | 0 | 0 | 0 | 0 | 0 | 0 | 0 | 0 | 0 | 0 | 0 | 0 | 0 | 0
F3_Industrial_Paper and Printing_New_Process_Natural Gas_Gas Boiler - Burner Control Optimization_A_Technical Potential | F3 | Industrial | Paper and Printing | New | Process | Natural Gas | Gas Boiler - Burner Control Optimization | A | Integrated Unit Winter Peak Savings (kW) | Technical Potential | 0 | 0 | 0 | 0 | 0 | 0 | 0 | 0 | 0 | 0 | 0 | 0 | 0 | 0 | 0 | 0 | 0 | 0 | 0 | 0 | 0 | 0 | 0
F4_Industrial_Paper and Printing_New_Process_Natural Gas_Gas Boiler - Burner Control Optimization_A_Technical Potential | F4 | Industrial | Paper and Printing | New | Process | Natural Gas | Gas Boiler - Burner Control Optimization | A | Incremental Energy Savings (MWh or mTherms) | Technical Potential | 0 | 0 | 0.00032485 | 0.00088806 | 0.0025244 | 0.0058798 | 0.010485 | 0.016865 | 0.024215 | 0.03188 | 0.037219 | 0.040567 | 0.040952 | 0.038991 | 0.033861 | 0.028005 | 0.021866 | 0.01632 | 0.011325 | 0.0075572 | 0.0048073 | 0.0033948 | 0
F5_Industrial_Paper and Printing_New_Process_Natural Gas_Gas Boiler - Burner Control Optimization_A_Technical Potential | F5 | Industrial | Paper and Printing | New | Process | Natural Gas | Gas Boiler - Burner Control Optimization | A | Incremental Summer Peak Savings (MW) | Technical Potential | 0 | 0 | 0 | 0 | 0 | 0 | 0 | 0 | 0 | 0 | 0 | 0 | 0 | 0 | 0 | 0 | 0 | 0 | 0 | 0 | 0 | 0 | 0
F6_Industrial_Paper and Printing_New_Process_Natural Gas_Gas Boiler - Burner Control Optimization_A_Technical Potential | F6 | Industrial | Paper and Printing | New | Process | Natural Gas | Gas Boiler - Burner Control Optimization | A | Incremental Winter Peak Savings (MW) | Technical Potential | 0 | 0 | 0 | 0 | 0 | 0 | 0 | 0 | 0 | 0 | 0 | 0 | 0 | 0 | 0 | 0 | 0 | 0 | 0 | 0 | 0 | 0 | 0
F7_Industrial_Paper and Printing_New_Process_Natural Gas_Gas Boiler - Burner Control Optimization_A_Technical Potential | F7 | Industrial | Paper and Printing | New | Process | Natural Gas | Gas Boiler - Burner Control Optimization | A | Cumulative Energy Savings (MWh or mTherms) | Technical Potential | 0 | 0 | 0.00032485 | 0.0012118 | 0.0037323 | 0.0096013 | 0.020047 | 0.036852 | 0.060988 | 0.092794 | 0.12988 | 0.17036 | 0.21124 | 0.25026 | 0.28404 | 0.31207 | 0.334 | 0.35063 | 0.36209 | 0.36988 | 0.37456 | 0.37725 | 0
F8_Industrial_Paper and Printing_New_Process_Natural Gas_Gas Boiler - Burner Control Optimization_A_Technical Potential | F8 | Industrial | Paper and Printing | New | Process | Natural Gas | Gas Boiler - Burner Control Optimization | A | Cumulative Summer Peak Savings (MW) | Technical Potential | 0 | 0 | 0 | 0 | 0 | 0 | 0 | 0 | 0 | 0 | 0 | 0 | 0 | 0 | 0 | 0 | 0 | 0 | 0 | 0 | 0 | 0 | 0
F9_Industrial_Paper and Printing_New_Process_Natural Gas_Gas Boiler - Burner Control Optimization_A_Technical Potential | F9 | Industrial | Paper and Printing | New | Process | Natural Gas | Gas Boiler - Burner Control Optimization | A | Cumulative Winter Peak Savings (MW) | Technical Potential | 0 | 0 | 0 | 0 | 0 | 0 | 0 | 0 | 0 | 0 | 0 | 0 | 0 | 0 | 0 | 0 | 0 | 0 | 0 | 0 | 0 | 0 | 0
F10_Industrial_Paper and Printing_New_Process_Natural Gas_Gas Boiler - Burner Control Optimization_A_Technical Potential | F10 | Industrial | Paper and Printing | New | Process | Natural Gas | Gas Boiler - Burner Control Optimization | A | Purchases (Incremental) | Technical Potential | 0 | 0 | 0.014811 | 0.04063 | 0.11587 | 0.27067 | 0.48464 | 0.78186 | 1.125 | 1.483 | 1.7338 | 1.891 | 1.9098 | 1.8181 | 1.5794 | 1.3061 | 1.0196 | 0.7603 | 0.52739 | 0.3517 | 0.22361 | 0.15783 | 0
F11_Industrial_Paper and Printing_New_Process_Natural Gas_Gas Boiler - Burner Control Optimization_A_Technical Potential | F11 | Industrial | Paper and Printing | New | Process | Natural Gas | Gas Boiler - Burner Control Optimization | A | Purchases (Cumulative) | Technical Potential | 0 | 0 | 0.014811 | 0.05544 | 0.17131 | 0.44198 | 0.92662 | 1.7085 | 2.8335 | 4.3164 | 6.0502 | 7.9412 | 9.851 | 11.6691 | 13.2485 | 14.5545 | 15.5741 | 16.3344 | 16.8618 | 17.2135 | 17.4223 | 17.5395 | 0
F1_Industrial_Paper and Printing_New_Space Heating_Natural Gas_HVAC - Demand Controlled Ventilation_A_Technical Potential | F1 | Industrial | Paper and Printing | New | Space Heating | Natural Gas | HVAC - Demand Controlled Ventilation | A | Integrated Unit Energy Savings (kWh or therms) | Technical Potential | 0 | 0 | 0.067559 | 0.063603 | 0.062055 | 0.061154 | 0.060802 | 0.060496 | 0.060264 | 0.060061 | 0.059937 | 0.059818 | 0.059576 | 0.059382 | 0.059177 | 0.059358 | 0.059466 | 0.059463 | 0.059575 | 0.059557 | 0.059585 | 0.05953 | 0
F2_Industrial_Paper and Printing_New_Space Heating_Natural Gas_HVAC - Demand Controlled Ventilation_A_Technical Potential | F2 | Industrial | Paper and Printing | New | Space Heating | Natural Gas | HVAC - Demand Controlled Ventilation | A | Integrated Unit Summer Peak Savings (kW) | Technical Potential | 0 | 0 | 0 | 0 | 0 | 0 | 0 | 0 | 0 | 0 | 0 | 0 | 0 | 0 | 0 | 0 | 0 | 0 | 0 | 0 | 0 | 0 | 0
F3_Industrial_Paper and Printing_New_Space Heating_Natural Gas_HVAC - Demand Controlled Ventilation_A_Technical Potential | F3 | Industrial | Paper and Printing | New | Space Heating | Natural Gas | HVAC - Demand Controlled Ventilation | A | Integrated Unit Winter Peak Savings (kW) | Technical Potential | 0 | 0 | 0 | 0 | 0 | 0 | 0 | 0 | 0 | 0 | 0 | 0 | 0 | 0 | 0 | 0 | 0 | 0 | 0 | 0 | 0 | 0 | 0
F4_Industrial_Paper and Printing_New_Space Heating_Natural Gas_HVAC - Demand Controlled Ventilation_A_Technical Potential | F4 | Industrial | Paper and Printing | New | Space Heating | Natural Gas | HVAC - Demand Controlled Ventilation | A | Incremental Energy Savings (MWh or mTherms) | Technical Potential | 0 | 0 | 0.0016814 | 0.0027625 | 0.0038433 | 0.0050555 | 0.0057858 | 0.0066336 | 0.0074709 | 0.0084127 | 0.0091142 | 0.009921 | 0.010692 | 0.011595 | 0.012188 | 0.012999 | 0.013796 | 0.014696 | 0.01532 | 0.01605 | 0.016772 | 0.017468 | 0
F5_Industrial_Paper and Printing_New_Space Heating_Natural Gas_HVAC - Demand Controlled Ventilation_A_Technical Potential | F5 | Industrial | Paper and Printing | New | Space Heating | Natural Gas | HVAC - Demand Controlled Ventilation | A | Incremental Summer Peak Savings (MW) | Technical Potential | 0 | 0 | 0 | 0 | 0 | 0 | 0 | 0 | 0 | 0 | 0 | 0 | 0 | 0 | 0 | 0 | 0 | 0 | 0 | 0 | 0 | 0 | 0
F6_Industrial_Paper and Printing_New_Space Heating_Natural Gas_HVAC - Demand Controlled Ventilation_A_Technical Potential | F6 | Industrial | Paper and Printing | New | Space Heating | Natural Gas | HVAC - Demand Controlled Ventilation | A | Incremental Winter Peak Savings (MW) | Technical Potential | 0 | 0 | 0 | 0 | 0 | 0 | 0 | 0 | 0 | 0 | 0 | 0 | 0 | 0 | 0 | 0 | 0 | 0 | 0 | 0 | 0 | 0 | 0
F7_Industrial_Paper and Printing_New_Space Heating_Natural Gas_HVAC - Demand Controlled Ventilation_A_Technical Potential | F7 | Industrial | Paper and Printing | New | Space Heating | Natural Gas | HVAC - Demand Controlled Ventilation | A | Cumulative Energy Savings (MWh or mTherms) | Technical Potential | 0 | 0 | 0.0016814 | 0.0043454 | 0.0080829 | 0.013021 | 0.018732 | 0.025271 | 0.032645 | 0.040948 | 0.049978 | 0.059799 | 0.070249 | 0.081615 | 0.093521 | 0.10681 | 0.1208 | 0.13401 | 0.14699 | 0.15931 | 0.17123 | 0.18287 | 0
F8_Industrial_Paper and Printing_New_Space Heating_Natural Gas_HVAC - Demand Controlled Ventilation_A_Technical Potential | F8 | Industrial | Paper and Printing | New | Space Heating | Natural Gas | HVAC - Demand Controlled Ventilation | A | Cumulative Summer Peak Savings (MW) | Technical Potential | 0 | 0 | 0 | 0 | 0 | 0 | 0 | 0 | 0 | 0 | 0 | 0 | 0 | 0 | 0 | 0 | 0 | 0 | 0 | 0 | 0 | 0 | 0
F9_Industrial_Paper and Printing_New_Space Heating_Natural Gas_HVAC - Demand Controlled Ventilation_A_Technical Potential | F9 | Industrial | Paper and Printing | New | Space Heating | Natural Gas | HVAC - Demand Controlled Ventilation | A | Cumulative Winter Peak Savings (MW) | Technical Potential | 0 | 0 | 0 | 0 | 0 | 0 | 0 | 0 | 0 | 0 | 0 | 0 | 0 | 0 | 0 | 0 | 0 | 0 | 0 | 0 | 0 | 0 | 0
F10_Industrial_Paper and Printing_New_Space Heating_Natural Gas_HVAC - Demand Controlled Ventilation_A_Technical Potential | F10 | Industrial | Paper and Printing | New | Space Heating | Natural Gas | HVAC - Demand Controlled Ventilation | A | Purchases (Incremental) | Technical Potential | 0 | 0 | 24.8873 | 43.4331 | 61.9333 | 82.6692 | 95.1572 | 109.6541 | 123.9682 | 140.0695 | 152.0616 | 165.8542 | 179.4638 | 195.2514 | 205.9665 | 218.9892 | 232.002 | 247.1507 | 257.1569 | 269.4868 | 281.481 | 293.4397 | 0
F11_Industrial_Paper and Printing_New_Space Heating_Natural Gas_HVAC - Demand Controlled Ventilation_A_Technical Potential | F11 | Industrial | Paper and Printing | New | Space Heating | Natural Gas | HVAC - Demand Controlled Ventilation | A | Purchases (Cumulative) | Technical Potential | 0 | 0 | 24.8873 | 68.3205 | 130.2538 | 212.923 | 308.0802 | 417.7343 | 541.7025 | 681.772 | 833.8336 | 999.6878 | 1179.1516 | 1374.403 | 1580.3695 | 1799.3587 | 2031.3607 | 2253.6241 | 2467.3479 | 2674.9014 | 2873.7131 | 3071.9957 | 0
F1_Industrial_Paper and Printing_New_Space Heating_Natural Gas_Gas Boiler - Stack Economizer_A_Technical Potential | F1 | Industrial | Paper and Printing | New | Space Heating | Natural Gas | Gas Boiler - Stack Economizer | A | Integrated Unit Energy Savings (kWh or therms) | Technical Potential | 0 | 0 | 95.6261 | 89.9172 | 87.6108 | 86.2078 | 85.5142 | 84.879 | 84.3121 | 83.7549 | 83.2334 | 82.6951 | 81.9626 | 81.3174 | 80.6113 | 80.5119 | 80.3795 | 80.2171 | 80.2231 | 80.182 | 80.2698 | 80.2909 | 0
F2_Industrial_Paper and Printing_New_Space Heating_Natural Gas_Gas Boiler - Stack Economizer_A_Technical Potential | F2 | Industrial | Paper and Printing | New | Space Heating | Natural Gas | Gas Boiler - Stack Economizer | A | Integrated Unit Summer Peak Savings (kW) | Technical Potential | 0 | 0 | 0 | 0 | 0 | 0 | 0 | 0 | 0 | 0 | 0 | 0 | 0 | 0 | 0 | 0 | 0 | 0 | 0 | 0 | 0 | 0 | 0
F3_Industrial_Paper and Printing_New_Space Heating_Natural Gas_Gas Boiler - Stack Economizer_A_Technical Potential | F3 | Industrial | Paper and Printing | New | Space Heating | Natural Gas | Gas Boiler - Stack Economizer | A | Integrated Unit Winter Peak Savings (kW) | Technical Potential | 0 | 0 | 0 | 0 | 0 | 0 | 0 | 0 | 0 | 0 | 0 | 0 | 0 | 0 | 0 | 0 | 0 | 0 | 0 | 0 | 0 | 0 | 0
F4_Industrial_Paper and Printing_New_Space Heating_Natural Gas_Gas Boiler - Stack Economizer_A_Technical Potential | F4 | Industrial | Paper and Printing | New | Space Heating | Natural Gas | Gas Boiler - Stack Economizer | A | Incremental Energy Savings (MWh or mTherms) | Technical Potential | 0 | 0 | 0.00035087 | 0.00057578 | 0.00079997 | 0.0010507 | 0.0011997 | 0.001235 | 0.0011095 | 0.00099625 | 0.00085985 | 0.00074542 | 0.00063955 | 0.00055227 | 0.00046202 | 0.0003925 | 0.00033211 | 0.00029433 | 0.0005137 | 0.00073214 | 0.00097833 | 0.0011264 | 0
F5_Industrial_Paper and Printing_New_Space Heating_Natural Gas_Gas Boiler - Stack Economizer_A_Technical Potential | F5 | Industrial | Paper and Printing | New | Space Heating | Natural Gas | Gas Boiler - Stack Economizer | A | Incremental Summer Peak Savings (MW) | Technical Potential | 0 | 0 | 0 | 0 | 0 | 0 | 0 | 0 | 0 | 0 | 0 | 0 | 0 | 0 | 0 | 0 | 0 | 0 | 0 | 0 | 0 | 0 | 0
F6_Industrial_Paper and Printing_New_Space Heating_Natural Gas_Gas Boiler - Stack Economizer_A_Technical Potential | F6 | Industrial | Paper and Printing | New | Space Heating | Natural Gas | Gas Boiler - Stack Economizer | A | Incremental Winter Peak Savings (MW) | Technical Potential | 0 | 0 | 0 | 0 | 0 | 0 | 0 | 0 | 0 | 0 | 0 | 0 | 0 | 0 | 0 | 0 | 0 | 0 | 0 | 0 | 0 | 0 | 0
F7_Industrial_Paper and Printing_New_Space Heating_Natural Gas_Gas Boiler - Stack Economizer_A_Technical Potential | F7 | Industrial | Paper and Printing | New | Space Heating | Natural Gas | Gas Boiler - Stack Economizer | A | Cumulative Energy Savings (MWh or mTherms) | Technical Potential | 0 | 0 | 0.00035087 | 0.0009057 | 0.0016824 | 0.0027062 | 0.0038841 | 0.0050902 | 0.0061657 | 0.0071212 | 0.0079367 | 0.0086308 | 0.0091939 | 0.0096738 | 0.010052 | 0.010432 | 0.010747 | 0.010725 | 0.010726 | 0.01072 | 0.010732 | 0.010735 | 0
F8_Industrial_Paper and Printing_New_Space Heating_Natural Gas_Gas Boiler - Stack Economizer_A_Technical Potential | F8 | Industrial | Paper and Printing | New | Space Heating | Natural Gas | Gas Boiler - Stack Economizer | A | Cumulative Summer Peak Savings (MW) | Technical Potential | 0 | 0 | 0 | 0 | 0 | 0 | 0 | 0 | 0 | 0 | 0 | 0 | 0 | 0 | 0 | 0 | 0 | 0 | 0 | 0 | 0 | 0 | 0
F9_Industrial_Paper and Printing_New_Space Heating_Natural Gas_Gas Boiler - Stack Economizer_A_Technical Potential | F9 | Industrial | Paper and Printing | New | Space Heating | Natural Gas | Gas Boiler - Stack Economizer | A | Cumulative Winter Peak Savings (MW) | Technical Potential | 0 | 0 | 0 | 0 | 0 | 0 | 0 | 0 | 0 | 0 | 0 | 0 | 0 | 0 | 0 | 0 | 0 | 0 | 0 | 0 | 0 | 0 | 0
F10_Industrial_Paper and Printing_New_Space Heating_Natural Gas_Gas Boiler - Stack Economizer_A_Technical Potential | F10 | Industrial | Paper and Printing | New | Space Heating | Natural Gas | Gas Boiler - Stack Economizer | A | Purchases (Incremental) | Technical Potential | 0 | 0 | 0.0036692 | 0.0064034 | 0.0091309 | 0.012188 | 0.014029 | 0.01455 | 0.013159 | 0.011895 | 0.010331 | 0.009014 | 0.007803 | 0.0067915 | 0.0057314 | 0.004875 | 0.0041318 | 0.0036692 | 0.0064034 | 0.0091309 | 0.012188 | 0.014029 | 0
F11_Industrial_Paper and Printing_New_Space Heating_Natural Gas_Gas Boiler - Stack Economizer_A_Technical Potential | F11 | Industrial | Paper and Printing | New | Space Heating | Natural Gas | Gas Boiler - Stack Economizer | A | Purchases (Cumulative) | Technical Potential | 0 | 0 | 0.0036692 | 0.010073 | 0.019204 | 0.031392 | 0.045421 | 0.059971 | 0.07313 | 0.085025 | 0.095355 | 0.10437 | 0.11217 | 0.11896 | 0.1247 | 0.12957 | 0.1337 | 0.1337 | 0.1337 | 0.1337 | 0.1337 | 0.1337 | 0
F1_Industrial_Paper and Printing_New_Process_Natural Gas_Gas Boiler - Stack Economizer_A_Technical Potential | F1 | Industrial | Paper and Printing | New | Process | Natural Gas | Gas Boiler - Stack Economizer | A | Integrated Unit Energy Savings (kWh or therms) | Technical Potential | 0 | 0 | 72.6696 | 72.4517 | 72.2485 | 72.0679 | 71.8131 | 71.6281 | 71.4926 | 71.412 | 71.3188 | 71.2696 | 71.2387 | 71.243 | 71.2164 | 71.2194 | 71.2273 | 71.2778 | 71.2976 | 71.3331 | 71.3621 | 71.3866 | 0
F2_Industrial_Paper and Printing_New_Process_Natural Gas_Gas Boiler - Stack Economizer_A_Technical Potential | F2 | Industrial | Paper and Printing | New | Process | Natural Gas | Gas Boiler - Stack Economizer | A | Integrated Unit Summer Peak Savings (kW) | Technical Potential | 0 | 0 | 0 | 0 | 0 | 0 | 0 | 0 | 0 | 0 | 0 | 0 | 0 | 0 | 0 | 0 | 0 | 0 | 0 | 0 | 0 | 0 | 0
F3_Industrial_Paper and Printing_New_Process_Natural Gas_Gas Boiler - Stack Economizer_A_Technical Potential | F3 | Industrial | Paper and Printing | New | Process | Natural Gas | Gas Boiler - Stack Economizer | A | Integrated Unit Winter Peak Savings (kW) | Technical Potential | 0 | 0 | 0 | 0 | 0 | 0 | 0 | 0 | 0 | 0 | 0 | 0 | 0 | 0 | 0 | 0 | 0 | 0 | 0 | 0 | 0 | 0 | 0
F4_Industrial_Paper and Printing_New_Process_Natural Gas_Gas Boiler - Stack Economizer_A_Technical Potential | F4 | Industrial | Paper and Printing | New | Process | Natural Gas | Gas Boiler - Stack Economizer | A | Incremental Energy Savings (MWh or mTherms) | Technical Potential | 0 | 0 | 0.01064 | 0.018513 | 0.026324 | 0.035049 | 0.040201 | 0.041586 | 0.03754 | 0.033895 | 0.029399 | 0.025635 | 0.022181 | 0.019307 | 0.016287 | 0.013854 | 0.011743 | 0.010436 | 0.018218 | 0.02599 | 0.034706 | 0.039963 | 0
F5_Industrial_Paper and Printing_New_Process_Natural Gas_Gas Boiler - Stack Economizer_A_Technical Potential | F5 | Industrial | Paper and Printing | New | Process | Natural Gas | Gas Boiler - Stack Economizer | A | Incremental Summer Peak Savings (MW) | Technical Potential | 0 | 0 | 0 | 0 | 0 | 0 | 0 | 0 | 0 | 0 | 0 | 0 | 0 | 0 | 0 | 0 | 0 | 0 | 0 | 0 | 0 | 0 | 0
F6_Industrial_Paper and Printing_New_Process_Natural Gas_Gas Boiler - Stack Economizer_A_Technical Potential | F6 | Industrial | Paper and Printing | New | Process | Natural Gas | Gas Boiler - Stack Economizer | A | Incremental Winter Peak Savings (MW) | Technical Potential | 0 | 0 | 0 | 0 | 0 | 0 | 0 | 0 | 0 | 0 | 0 | 0 | 0 | 0 | 0 | 0 | 0 | 0 | 0 | 0 | 0 | 0 | 0
F7_Industrial_Paper and Printing_New_Process_Natural Gas_Gas Boiler - Stack Economizer_A_Technical Potential | F7 | Industrial | Paper and Printing | New | Process | Natural Gas | Gas Boiler - Stack Economizer | A | Cumulative Energy Savings (MWh or mTherms) | Technical Potential | 0 | 0 | 0.01064 | 0.02912 | 0.055362 | 0.090273 | 0.13016 | 0.17141 | 0.20862 | 0.24228 | 0.27136 | 0.29681 | 0.31886 | 0.33819 | 0.35435 | 0.36822 | 0.38 | 0.38027 | 0.38038 | 0.38057 | 0.38072 | 0.38085 | 0
F8_Industrial_Paper and Printing_New_Process_Natural Gas_Gas Boiler - Stack Economizer_A_Technical Potential | F8 | Industrial | Paper and Printing | New | Process | Natural Gas | Gas Boiler - Stack Economizer | A | Cumulative Summer Peak Savings (MW) | Technical Potential | 0 | 0 | 0 | 0 | 0 | 0 | 0 | 0 | 0 | 0 | 0 | 0 | 0 | 0 | 0 | 0 | 0 | 0 | 0 | 0 | 0 | 0 | 0
F9_Industrial_Paper and Printing_New_Process_Natural Gas_Gas Boiler - Stack Economizer_A_Technical Potential | F9 | Industrial | Paper and Printing | New | Process | Natural Gas | Gas Boiler - Stack Economizer | A | Cumulative Winter Peak Savings (MW) | Technical Potential | 0 | 0 | 0 | 0 | 0 | 0 | 0 | 0 | 0 | 0 | 0 | 0 | 0 | 0 | 0 | 0 | 0 | 0 | 0 | 0 | 0 | 0 | 0
F10_Industrial_Paper and Printing_New_Process_Natural Gas_Gas Boiler - Stack Economizer_A_Technical Potential | F10 | Industrial | Paper and Printing | New | Process | Natural Gas | Gas Boiler - Stack Economizer | A | Purchases (Incremental) | Technical Potential | 0 | 0 | 0.14641 | 0.25552 | 0.36435 | 0.48634 | 0.55981 | 0.58058 | 0.5251 | 0.47464 | 0.41222 | 0.35969 | 0.31136 | 0.271 | 0.2287 | 0.19453 | 0.16487 | 0.14641 | 0.25552 | 0.36435 | 0.48634 | 0.55981 | 0
F11_Industrial_Paper and Printing_New_Process_Natural Gas_Gas Boiler - Stack Economizer_A_Technical Potential | F11 | Industrial | Paper and Printing | New | Process | Natural Gas | Gas Boiler - Stack Economizer | A | Purchases (Cumulative) | Technical Potential | 0 | 0 | 0.14641 | 0.40193 | 0.76628 | 1.2526 | 1.8124 | 2.393 | 2.9181 | 3.3927 | 3.805 | 4.1646 | 4.476 | 4.747 | 4.9757 | 5.1702 | 5.3351 | 5.3351 | 5.3351 | 5.3351 | 5.3351 | 5.3351 | 0
F1_Industrial_Paper and Printing_New_Space Heating_Natural Gas_Gas Furnace Tube Inserts_A_Technical Potential | F1 | Industrial | Paper and Printing | New | Space Heating | Natural Gas | Gas Furnace Tube Inserts | A | Integrated Unit Energy Savings (kWh or therms) | Technical Potential | 0 | 0 | 0.077672 | 0.073123 | 0.071343 | 0.070307 | 0.069903 | 0.069551 | 0.069285 | 0.069051 | 0.068909 | 0.068771 | 0.068494 | 0.068271 | 0.068034 | 0.068243 | 0.068367 | 0.068363 | 0.068492 | 0.068472 | 0.068504 | 0.06844 | 0
F2_Industrial_Paper and Printing_New_Space Heating_Natural Gas_Gas Furnace Tube Inserts_A_Technical Potential | F2 | Industrial | Paper and Printing | New | Space Heating | Natural Gas | Gas Furnace Tube Inserts | A | Integrated Unit Summer Peak Savings (kW) | Technical Potential | 0 | 0 | 0 | 0 | 0 | 0 | 0 | 0 | 0 | 0 | 0 | 0 | 0 | 0 | 0 | 0 | 0 | 0 | 0 | 0 | 0 | 0 | 0
F3_Industrial_Paper and Printing_New_Space Heating_Natural Gas_Gas Furnace Tube Inserts_A_Technical Potential | F3 | Industrial | Paper and Printing | New | Space Heating | Natural Gas | Gas Furnace Tube Inserts | A | Integrated Unit Winter Peak Savings (kW) | Technical Potential | 0 | 0 | 0 | 0 | 0 | 0 | 0 | 0 | 0 | 0 | 0 | 0 | 0 | 0 | 0 | 0 | 0 | 0 | 0 | 0 | 0 | 0 | 0
F4_Industrial_Paper and Printing_New_Space Heating_Natural Gas_Gas Furnace Tube Inserts_A_Technical Potential | F4 | Industrial | Paper and Printing | New | Space Heating | Natural Gas | Gas Furnace Tube Inserts | A | Incremental Energy Savings (MWh or mTherms) | Technical Potential | 0 | 0 | 0 | 0 | 0 | 0 | 0 | 0 | 0 | 0 | 0 | 0 | 0 | 0 | 0 | 0 | 0 | 0 | 0 | 0 | 0 | 0 | 0
F5_Industrial_Paper and Printing_New_Space Heating_Natural Gas_Gas Furnace Tube Inserts_A_Technical Potential | F5 | Industrial | Paper and Printing | New | Space Heating | Natural Gas | Gas Furnace Tube Inserts | A | Incremental Summer Peak Savings (MW) | Technical Potential | 0 | 0 | 0 | 0 | 0 | 0 | 0 | 0 | 0 | 0 | 0 | 0 | 0 | 0 | 0 | 0 | 0 | 0 | 0 | 0 | 0 | 0 | 0
F6_Industrial_Paper and Printing_New_Space Heating_Natural Gas_Gas Furnace Tube Inserts_A_Technical Potential | F6 | Industrial | Paper and Printing | New | Space Heating | Natural Gas | Gas Furnace Tube Inserts | A | Incremental Winter Peak Savings (MW) | Technical Potential | 0 | 0 | 0 | 0 | 0 | 0 | 0 | 0 | 0 | 0 | 0 | 0 | 0 | 0 | 0 | 0 | 0 | 0 | 0 | 0 | 0 | 0 | 0
F7_Industrial_Paper and Printing_New_Space Heating_Natural Gas_Gas Furnace Tube Inserts_A_Technical Potential | F7 | Industrial | Paper and Printing | New | Space Heating | Natural Gas | Gas Furnace Tube Inserts | A | Cumulative Energy Savings (MWh or mTherms) | Technical Potential | 0 | 0 | 0 | 0 | 0 | 0 | 0 | 0 | 0 | 0 | 0 | 0 | 0 | 0 | 0 | 0 | 0 | 0 | 0 | 0 | 0 | 0 | 0
F8_Industrial_Paper and Printing_New_Space Heating_Natural Gas_Gas Furnace Tube Inserts_A_Technical Potential | F8 | Industrial | Paper and Printing | New | Space Heating | Natural Gas | Gas Furnace Tube Inserts | A | Cumulative Summer Peak Savings (MW) | Technical Potential | 0 | 0 | 0 | 0 | 0 | 0 | 0 | 0 | 0 | 0 | 0 | 0 | 0 | 0 | 0 | 0 | 0 | 0 | 0 | 0 | 0 | 0 | 0
F9_Industrial_Paper and Printing_New_Space Heating_Natural Gas_Gas Furnace Tube Inserts_A_Technical Potential | F9 | Industrial | Paper and Printing | New | Space Heating | Natural Gas | Gas Furnace Tube Inserts | A | Cumulative Winter Peak Savings (MW) | Technical Potential | 0 | 0 | 0 | 0 | 0 | 0 | 0 | 0 | 0 | 0 | 0 | 0 | 0 | 0 | 0 | 0 | 0 | 0 | 0 | 0 | 0 | 0 | 0
F10_Industrial_Paper and Printing_New_Space Heating_Natural Gas_Gas Furnace Tube Inserts_A_Technical Potential | F10 | Industrial | Paper and Printing | New | Space Heating | Natural Gas | Gas Furnace Tube Inserts | A | Purchases (Incremental) | Technical Potential | 0 | 0 | 0 | 0 | 0 | 0 | 0 | 0 | 0 | 0 | 0 | 0 | 0 | 0 | 0 | 0 | 0 | 0 | 0 | 0 | 0 | 0 | 0
F11_Industrial_Paper and Printing_New_Space Heating_Natural Gas_Gas Furnace Tube Inserts_A_Technical Potential | F11 | Industrial | Paper and Printing | New | Space Heating | Natural Gas | Gas Furnace Tube Inserts | A | Purchases (Cumulative) | Technical Potential | 0 | 0 | 0 | 0 | 0 | 0 | 0 | 0 | 0 | 0 | 0 | 0 | 0 | 0 | 0 | 0 | 0 | 0 | 0 | 0 | 0 | 0 | 0
F1_Industrial_Paper and Printing_New_Space Heating_Natural Gas_Space Heating - Heat Recovery Ventilator_A_Technical Potential | F1 | Industrial | Paper and Printing | New | Space Heating | Natural Gas | Space Heating - Heat Recovery Ventilator | A | Integrated Unit Energy Savings (kWh or therms) | Technical Potential | 0 | 0 | 0.01264 | 0.011884 | 0.011578 | 0.011392 | 0.011299 | 0.011214 | 0.011138 | 0.011063 | 0.010994 | 0.010922 | 0.010825 | 0.010739 | 0.010646 | 0.010633 | 0.010615 | 0.010594 | 0.010595 | 0.01059 | 0.010602 | 0.010605 | 0
F2_Industrial_Paper and Printing_New_Space Heating_Natural Gas_Space Heating - Heat Recovery Ventilator_A_Technical Potential | F2 | Industrial | Paper and Printing | New | Space Heating | Natural Gas | Space Heating - Heat Recovery Ventilator | A | Integrated Unit Summer Peak Savings (kW) | Technical Potential | 0 | 0 | 0 | 0 | 0 | 0 | 0 | 0 | 0 | 0 | 0 | 0 | 0 | 0 | 0 | 0 | 0 | 0 | 0 | 0 | 0 | 0 | 0
F3_Industrial_Paper and Printing_New_Space Heating_Natural Gas_Space Heating - Heat Recovery Ventilator_A_Technical Potential | F3 | Industrial | Paper and Printing | New | Space Heating | Natural Gas | Space Heating - Heat Recovery Ventilator | A | Integrated Unit Winter Peak Savings (kW) | Technical Potential | 0 | 0 | 0 | 0 | 0 | 0 | 0 | 0 | 0 | 0 | 0 | 0 | 0 | 0 | 0 | 0 | 0 | 0 | 0 | 0 | 0 | 0 | 0
F4_Industrial_Paper and Printing_New_Space Heating_Natural Gas_Space Heating - Heat Recovery Ventilator_A_Technical Potential | F4 | Industrial | Paper and Printing | New | Space Heating | Natural Gas | Space Heating - Heat Recovery Ventilator | A | Incremental Energy Savings (MWh or mTherms) | Technical Potential | 0 | 0 | 0.00076999 | 0.0012634 | 0.0017552 | 0.0023052 | 0.0026317 | 0.0030098 | 0.0033797 | 0.0037931 | 0.0040919 | 0.004434 | 0.0047551 | 0.0051326 | 0.0053671 | 0.0056994 | 0.0060282 | 0.0064092 | 0.0066693 | 0.0069857 | 0.0073049 | 0.0076175 | 0
F5_Industrial_Paper and Printing_New_Space Heating_Natural Gas_Space Heating - Heat Recovery Ventilator_A_Technical Potential | F5 | Industrial | Paper and Printing | New | Space Heating | Natural Gas | Space Heating - Heat Recovery Ventilator | A | Incremental Summer Peak Savings (MW) | Technical Potential | 0 | 0 | 0 | 0 | 0 | 0 | 0 | 0 | 0 | 0 | 0 | 0 | 0 | 0 | 0 | 0 | 0 | 0 | 0 | 0 | 0 | 0 | 0
F6_Industrial_Paper and Printing_New_Space Heating_Natural Gas_Space Heating - Heat Recovery Ventilator_A_Technical Potential | F6 | Industrial | Paper and Printing | New | Space Heating | Natural Gas | Space Heating - Heat Recovery Ventilator | A | Incremental Winter Peak Savings (MW) | Technical Potential | 0 | 0 | 0 | 0 | 0 | 0 | 0 | 0 | 0 | 0 | 0 | 0 | 0 | 0 | 0 | 0 | 0 | 0 | 0 | 0 | 0 | 0 | 0
F7_Industrial_Paper and Printing_New_Space Heating_Natural Gas_Space Heating - Heat Recovery Ventilator_A_Technical Potential | F7 | Industrial | Paper and Printing | New | Space Heating | Natural Gas | Space Heating - Heat Recovery Ventilator | A | Cumulative Energy Savings (MWh or mTherms) | Technical Potential | 0 | 0 | 0.00076999 | 0.0019874 | 0.0036915 | 0.0059372 | 0.0085204 | 0.011466 | 0.014768 | 0.018463 | 0.022438 | 0.026726 | 0.031243 | 0.036129 | 0.041182 | 0.04683 | 0.052782 | 0.058441 | 0.06399 | 0.06934 | 0.074578 | 0.079747 | 0
F8_Industrial_Paper and Printing_New_Space Heating_Natural Gas_Space Heating - Heat Recovery Ventilator_A_Technical Potential | F8 | Industrial | Paper and Printing | New | Space Heating | Natural Gas | Space Heating - Heat Recovery Ventilator | A | Cumulative Summer Peak Savings (MW) | Technical Potential | 0 | 0 | 0 | 0 | 0 | 0 | 0 | 0 | 0 | 0 | 0 | 0 | 0 | 0 | 0 | 0 | 0 | 0 | 0 | 0 | 0 | 0 | 0
F9_Industrial_Paper and Printing_New_Space Heating_Natural Gas_Space Heating - Heat Recovery Ventilator_A_Technical Potential | F9 | Industrial | Paper and Printing | New | Space Heating | Natural Gas | Space Heating - Heat Recovery Ventilator | A | Cumulative Winter Peak Savings (MW) | Technical Potential | 0 | 0 | 0 | 0 | 0 | 0 | 0 | 0 | 0 | 0 | 0 | 0 | 0 | 0 | 0 | 0 | 0 | 0 | 0 | 0 | 0 | 0 | 0
F10_Industrial_Paper and Printing_New_Space Heating_Natural Gas_Space Heating - Heat Recovery Ventilator_A_Technical Potential | F10 | Industrial | Paper and Printing | New | Space Heating | Natural Gas | Space Heating - Heat Recovery Ventilator | A | Purchases (Incremental) | Technical Potential | 0 | 0 | 60.9174 | 106.3124 | 151.5959 | 202.3516 | 232.9188 | 268.4032 | 303.4404 | 342.8518 | 372.2052 | 405.9657 | 439.2784 | 477.922 | 504.1496 | 536.0256 | 567.8775 | 604.9574 | 629.4497 | 659.6301 | 688.9885 | 718.2602 | 0
F11_Industrial_Paper and Printing_New_Space Heating_Natural Gas_Space Heating - Heat Recovery Ventilator_A_Technical Potential | F11 | Industrial | Paper and Printing | New | Space Heating | Natural Gas | Space Heating - Heat Recovery Ventilator | A | Purchases (Cumulative) | Technical Potential | 0 | 0 | 60.9174 | 167.2298 | 318.8257 | 521.1773 | 754.0961 | 1022.4992 | 1325.9396 | 1668.7914 | 2040.9966 | 2446.9623 | 2886.2407 | 3364.1628 | 3868.3124 | 4404.3381 | 4972.2155 | 5516.2555 | 6039.3929 | 6547.4271 | 7034.0639 | 7519.4053 | 0
F1_Industrial_Paper and Printing_New_Space Heating_Natural Gas_Thermostat - Programmable_A_Technical Potential | F1 | Industrial | Paper and Printing | New | Space Heating | Natural Gas | Thermostat - Programmable | A | Integrated Unit Energy Savings (kWh or therms) | Technical Potential | 0 | 0 | 0.0061043 | 0.0057336 | 0.0055808 | 0.0054863 | 0.0054349 | 0.005389 | 0.005348 | 0.0053084 | 0.0052702 | 0.0052317 | 0.0051816 | 0.0051382 | 0.0050902 | 0.005082 | 0.0050722 | 0.0050623 | 0.0050621 | 0.0050599 | 0.0050658 | 0.0050674 | 0
F2_Industrial_Paper and Printing_New_Space Heating_Natural Gas_Thermostat - Programmable_A_Technical Potential | F2 | Industrial | Paper and Printing | New | Space Heating | Natural Gas | Thermostat - Programmable | A | Integrated Unit Summer Peak Savings (kW) | Technical Potential | 0 | 0 | 0 | 0 | 0 | 0 | 0 | 0 | 0 | 0 | 0 | 0 | 0 | 0 | 0 | 0 | 0 | 0 | 0 | 0 | 0 | 0 | 0
F3_Industrial_Paper and Printing_New_Space Heating_Natural Gas_Thermostat - Programmable_A_Technical Potential | F3 | Industrial | Paper and Printing | New | Space Heating | Natural Gas | Thermostat - Programmable | A | Integrated Unit Winter Peak Savings (kW) | Technical Potential | 0 | 0 | 0 | 0 | 0 | 0 | 0 | 0 | 0 | 0 | 0 | 0 | 0 | 0 | 0 | 0 | 0 | 0 | 0 | 0 | 0 | 0 | 0
F4_Industrial_Paper and Printing_New_Space Heating_Natural Gas_Thermostat - Programmable_A_Technical Potential | F4 | Industrial | Paper and Printing | New | Space Heating | Natural Gas | Thermostat - Programmable | A | Incremental Energy Savings (MWh or mTherms) | Technical Potential | 0 | 0 | 0.0011156 | 0.0018287 | 0.0025381 | 0.0033305 | 0.0037977 | 0.0043393 | 0.0048684 | 0.00546 | 0.0058848 | 0.0063717 | 0.0068285 | 0.007367 | 0.0076987 | 0.0081722 | 0.0086412 | 0.0091874 | 0.009559 | 0.010013 | 0.010471 | 0.010919 | 0
F5_Industrial_Paper and Printing_New_Space Heating_Natural Gas_Thermostat - Programmable_A_Technical Potential | F5 | Industrial | Paper and Printing | New | Space Heating | Natural Gas | Thermostat - Programmable | A | Incremental Summer Peak Savings (MW) | Technical Potential | 0 | 0 | 0 | 0 | 0 | 0 | 0 | 0 | 0 | 0 | 0 | 0 | 0 | 0 | 0 | 0 | 0 | 0 | 0 | 0 | 0 | 0 | 0
F6_Industrial_Paper and Printing_New_Space Heating_Natural Gas_Thermostat - Programmable_A_Technical Potential | F6 | Industrial | Paper and Printing | New | Space Heating | Natural Gas | Thermostat - Programmable | A | Incremental Winter Peak Savings (MW) | Technical Potential | 0 | 0 | 0 | 0 | 0 | 0 | 0 | 0 | 0 | 0 | 0 | 0 | 0 | 0 | 0 | 0 | 0 | 0 | 0 | 0 | 0 | 0 | 0
F7_Industrial_Paper and Printing_New_Space Heating_Natural Gas_Thermostat - Programmable_A_Technical Potential | F7 | Industrial | Paper and Printing | New | Space Heating | Natural Gas | Thermostat - Programmable | A | Cumulative Energy Savings (MWh or mTherms) | Technical Potential | 0 | 0 | 0.0011156 | 0.0028765 | 0.0053379 | 0.008578 | 0.012295 | 0.016531 | 0.021273 | 0.026576 | 0.03227 | 0.038405 | 0.044866 | 0.050918 | 0.056518 | 0.062287 | 0.06773 | 0.073247 | 0.078727 | 0.0841 | 0.089458 | 0.094748 | 0
F8_Industrial_Paper and Printing_New_Space Heating_Natural Gas_Thermostat - Programmable_A_Technical Potential | F8 | Industrial | Paper and Printing | New | Space Heating | Natural Gas | Thermostat - Programmable | A | Cumulative Summer Peak Savings (MW) | Technical Potential | 0 | 0 | 0 | 0 | 0 | 0 | 0 | 0 | 0 | 0 | 0 | 0 | 0 | 0 | 0 | 0 | 0 | 0 | 0 | 0 | 0 | 0 | 0
F9_Industrial_Paper and Printing_New_Space Heating_Natural Gas_Thermostat - Programmable_A_Technical Potential | F9 | Industrial | Paper and Printing | New | Space Heating | Natural Gas | Thermostat - Programmable | A | Cumulative Winter Peak Savings (MW) | Technical Potential | 0 | 0 | 0 | 0 | 0 | 0 | 0 | 0 | 0 | 0 | 0 | 0 | 0 | 0 | 0 | 0 | 0 | 0 | 0 | 0 | 0 | 0 | 0
F10_Industrial_Paper and Printing_New_Space Heating_Natural Gas_Thermostat - Programmable_A_Technical Potential | F10 | Industrial | Paper and Printing | New | Space Heating | Natural Gas | Thermostat - Programmable | A | Purchases (Incremental) | Technical Potential | 0 | 0 | 182.7522 | 318.9372 | 454.7877 | 607.0548 | 698.7563 | 805.2095 | 910.3211 | 1028.5554 | 1116.6157 | 1217.8971 | 1317.8352 | 1433.7661 | 1512.4489 | 1608.0769 | 1703.6325 | 1814.8721 | 1888.3492 | 1978.8903 | 2066.9655 | 2154.7805 | 0
F11_Industrial_Paper and Printing_New_Space Heating_Natural Gas_Thermostat - Programmable_A_Technical Potential | F11 | Industrial | Paper and Printing | New | Space Heating | Natural Gas | Thermostat - Programmable | A | Purchases (Cumulative) | Technical Potential | 0 | 0 | 182.7522 | 501.6894 | 956.477 | 1563.5319 | 2262.2882 | 3067.4977 | 3977.8188 | 5006.3743 | 6122.9899 | 7340.887 | 8658.7222 | 9909.7361 | 11103.2479 | 12256.5371 | 13353.1148 | 14469.2306 | 15552.3702 | 16620.9394 | 17659.3495 | 18697.5143 | 0
F1_Industrial_Paper and Printing_New_Space Heating_Natural Gas_ENERGY STAR Connected Thermostat_A_Technical Potential | F1 | Industrial | Paper and Printing | New | Space Heating | Natural Gas | ENERGY STAR Connected Thermostat | A | Integrated Unit Energy Savings (kWh or therms) | Technical Potential | 0 | 0 | 0.014778 | 0.013893 | 0.013533 | 0.013314 | 0.013202 | 0.0131 | 0.013008 | 0.012918 | 0.012832 | 0.012744 | 0.012627 | 0.012524 | 0.012411 | 0.012393 | 0.012371 | 0.012347 | 0.012348 | 0.012342 | 0.012356 | 0.012359 | 0
F2_Industrial_Paper and Printing_New_Space Heating_Natural Gas_ENERGY STAR Connected Thermostat_A_Technical Potential | F2 | Industrial | Paper and Printing | New | Space Heating | Natural Gas | ENERGY STAR Connected Thermostat | A | Integrated Unit Summer Peak Savings (kW) | Technical Potential | 0 | 0 | 0 | 0 | 0 | 0 | 0 | 0 | 0 | 0 | 0 | 0 | 0 | 0 | 0 | 0 | 0 | 0 | 0 | 0 | 0 | 0 | 0
F3_Industrial_Paper and Printing_New_Space Heating_Natural Gas_ENERGY STAR Connected Thermostat_A_Technical Potential | F3 | Industrial | Paper and Printing | New | Space Heating | Natural Gas | ENERGY STAR Connected Thermostat | A | Integrated Unit Winter Peak Savings (kW) | Technical Potential | 0 | 0 | 0 | 0 | 0 | 0 | 0 | 0 | 0 | 0 | 0 | 0 | 0 | 0 | 0 | 0 | 0 | 0 | 0 | 0 | 0 | 0 | 0
F4_Industrial_Paper and Printing_New_Space Heating_Natural Gas_ENERGY STAR Connected Thermostat_A_Technical Potential | F4 | Industrial | Paper and Printing | New | Space Heating | Natural Gas | ENERGY STAR Connected Thermostat | A | Incremental Energy Savings (MWh or mTherms) | Technical Potential | 0 | 0 | 0.0027008 | 0.004431 | 0.0061549 | 0.0080821 | 0.009225 | 0.010548 | 0.011841 | 0.013286 | 0.014328 | 0.015521 | 0.01664 | 0.017956 | 0.018771 | 0.019929 | 0.021076 | 0.022408 | 0.023317 | 0.024423 | 0.02737 | 0.029692 | 0
F5_Industrial_Paper and Printing_New_Space Heating_Natural Gas_ENERGY STAR Connected Thermostat_A_Technical Potential | F5 | Industrial | Paper and Printing | New | Space Heating | Natural Gas | ENERGY STAR Connected Thermostat | A | Incremental Summer Peak Savings (MW) | Technical Potential | 0 | 0 | 0 | 0 | 0 | 0 | 0 | 0 | 0 | 0 | 0 | 0 | 0 | 0 | 0 | 0 | 0 | 0 | 0 | 0 | 0 | 0 | 0
F6_Industrial_Paper and Printing_New_Space Heating_Natural Gas_ENERGY STAR Connected Thermostat_A_Technical Potential | F6 | Industrial | Paper and Printing | New | Space Heating | Natural Gas | ENERGY STAR Connected Thermostat | A | Incremental Winter Peak Savings (MW) | Technical Potential | 0 | 0 | 0 | 0 | 0 | 0 | 0 | 0 | 0 | 0 | 0 | 0 | 0 | 0 | 0 | 0 | 0 | 0 | 0 | 0 | 0 | 0 | 0
F7_Industrial_Paper and Printing_New_Space Heating_Natural Gas_ENERGY STAR Connected Thermostat_A_Technical Potential | F7 | Industrial | Paper and Printing | New | Space Heating | Natural Gas | ENERGY STAR Connected Thermostat | A | Cumulative Energy Savings (MWh or mTherms) | Technical Potential | 0 | 0 | 0.0027008 | 0.0069699 | 0.012944 | 0.020816 | 0.029867 | 0.037789 | 0.045217 | 0.052315 | 0.058506 | 0.064722 | 0.070598 | 0.076577 | 0.081893 | 0.087867 | 0.093722 | 0.097419 | 0.099099 | 0.099195 | 0.099307 | 0.099336 | 0
F8_Industrial_Paper and Printing_New_Space Heating_Natural Gas_ENERGY STAR Connected Thermostat_A_Technical Potential | F8 | Industrial | Paper and Printing | New | Space Heating | Natural Gas | ENERGY STAR Connected Thermostat | A | Cumulative Summer Peak Savings (MW) | Technical Potential | 0 | 0 | 0 | 0 | 0 | 0 | 0 | 0 | 0 | 0 | 0 | 0 | 0 | 0 | 0 | 0 | 0 | 0 | 0 | 0 | 0 | 0 | 0
F9_Industrial_Paper and Printing_New_Space Heating_Natural Gas_ENERGY STAR Connected Thermostat_A_Technical Potential | F9 | Industrial | Paper and Printing | New | Space Heating | Natural Gas | ENERGY STAR Connected Thermostat | A | Cumulative Winter Peak Savings (MW) | Technical Potential | 0 | 0 | 0 | 0 | 0 | 0 | 0 | 0 | 0 | 0 | 0 | 0 | 0 | 0 | 0 | 0 | 0 | 0 | 0 | 0 | 0 | 0 | 0
F10_Industrial_Paper and Printing_New_Space Heating_Natural Gas_ENERGY STAR Connected Thermostat_A_Technical Potential | F10 | Industrial | Paper and Printing | New | Space Heating | Natural Gas | ENERGY STAR Connected Thermostat | A | Purchases (Incremental) | Technical Potential | 0 | 0 | 182.7522 | 318.9372 | 454.7877 | 607.0548 | 698.7563 | 805.2095 | 910.3211 | 1028.5554 | 1116.6157 | 1217.8971 | 1317.8352 | 1433.7661 | 1512.4489 | 1608.0769 | 1703.6325 | 1814.8721 | 1888.3492 | 1978.8903 | 2215.1318 | 2402.3888 | 0
F11_Industrial_Paper and Printing_New_Space Heating_Natural Gas_ENERGY STAR Connected Thermostat_A_Technical Potential | F11 | Industrial | Paper and Printing | New | Space Heating | Natural Gas | ENERGY STAR Connected Thermostat | A | Purchases (Cumulative) | Technical Potential | 0 | 0 | 182.7522 | 501.6894 | 956.477 | 1563.5319 | 2262.2882 | 2884.7455 | 3476.1295 | 4049.8972 | 4559.4581 | 5078.5988 | 5591.2244 | 6114.6695 | 6598.563 | 7090.0242 | 7575.7596 | 7890.0444 | 8025.6903 | 8037.344 | 8037.344 | 8037.344 | 0
F1_Industrial_Paper and Printing_New_Space Heating_Natural Gas_Destratification Fans (HVLS)_A_Technical Potential | F1 | Industrial | Paper and Printing | New | Space Heating | Natural Gas | Destratification Fans (HVLS) | A | Integrated Unit Energy Savings (kWh or therms) | Technical Potential | 0 | 0 | 0.014767 | 0.013877 | 0.013512 | 0.013288 | 0.01317 | 0.013064 | 0.012971 | 0.012879 | 0.012793 | 0.012704 | 0.012586 | 0.012483 | 0.01237 | 0.012352 | 0.01233 | 0.012307 | 0.012308 | 0.012304 | 0.01232 | 0.012325 | 0
F2_Industrial_Paper and Printing_New_Space Heating_Natural Gas_Destratification Fans (HVLS)_A_Technical Potential | F2 | Industrial | Paper and Printing | New | Space Heating | Natural Gas | Destratification Fans (HVLS) | A | Integrated Unit Summer Peak Savings (kW) | Technical Potential | 0 | 0 | 0 | 0 | 0 | 0 | 0 | 0 | 0 | 0 | 0 | 0 | 0 | 0 | 0 | 0 | 0 | 0 | 0 | 0 | 0 | 0 | 0
F3_Industrial_Paper and Printing_New_Space Heating_Natural Gas_Destratification Fans (HVLS)_A_Technical Potential | F3 | Industrial | Paper and Printing | New | Space Heating | Natural Gas | Destratification Fans (HVLS) | A | Integrated Unit Winter Peak Savings (kW) | Technical Potential | 0 | 0 | 0 | 0 | 0 | 0 | 0 | 0 | 0 | 0 | 0 | 0 | 0 | 0 | 0 | 0 | 0 | 0 | 0 | 0 | 0 | 0 | 0
F4_Industrial_Paper and Printing_New_Space Heating_Natural Gas_Destratification Fans (HVLS)_A_Technical Potential | F4 | Industrial | Paper and Printing | New | Space Heating | Natural Gas | Destratification Fans (HVLS) | A | Incremental Energy Savings (MWh or mTherms) | Technical Potential | 0 | 0 | 0.0026987 | 0.0044257 | 0.0061451 | 0.0080665 | 0.0092026 | 0.01052 | 0.011807 | 0.013247 | 0.014284 | 0.015472 | 0.016587 | 0.017898 | 0.018709 | 0.019863 | 0.021006 | 0.022335 | 0.023243 | 0.024349 | 0.025464 | 0.026557 | 0
F5_Industrial_Paper and Printing_New_Space Heating_Natural Gas_Destratification Fans (HVLS)_A_Technical Potential | F5 | Industrial | Paper and Printing | New | Space Heating | Natural Gas | Destratification Fans (HVLS) | A | Incremental Summer Peak Savings (MW) | Technical Potential | 0 | 0 | 0 | 0 | 0 | 0 | 0 | 0 | 0 | 0 | 0 | 0 | 0 | 0 | 0 | 0 | 0 | 0 | 0 | 0 | 0 | 0 | 0
F6_Industrial_Paper and Printing_New_Space Heating_Natural Gas_Destratification Fans (HVLS)_A_Technical Potential | F6 | Industrial | Paper and Printing | New | Space Heating | Natural Gas | Destratification Fans (HVLS) | A | Incremental Winter Peak Savings (MW) | Technical Potential | 0 | 0 | 0 | 0 | 0 | 0 | 0 | 0 | 0 | 0 | 0 | 0 | 0 | 0 | 0 | 0 | 0 | 0 | 0 | 0 | 0 | 0 | 0
F7_Industrial_Paper and Printing_New_Space Heating_Natural Gas_Destratification Fans (HVLS)_A_Technical Potential | F7 | Industrial | Paper and Printing | New | Space Heating | Natural Gas | Destratification Fans (HVLS) | A | Cumulative Energy Savings (MWh or mTherms) | Technical Potential | 0 | 0 | 0.0026987 | 0.0069617 | 0.012924 | 0.020776 | 0.029794 | 0.040075 | 0.051594 | 0.064479 | 0.078329 | 0.093261 | 0.10668 | 0.11973 | 0.13172 | 0.14389 | 0.15603 | 0.16816 | 0.18022 | 0.19185 | 0.2038 | 0.21543 | 0
F8_Industrial_Paper and Printing_New_Space Heating_Natural Gas_Destratification Fans (HVLS)_A_Technical Potential | F8 | Industrial | Paper and Printing | New | Space Heating | Natural Gas | Destratification Fans (HVLS) | A | Cumulative Summer Peak Savings (MW) | Technical Potential | 0 | 0 | 0 | 0 | 0 | 0 | 0 | 0 | 0 | 0 | 0 | 0 | 0 | 0 | 0 | 0 | 0 | 0 | 0 | 0 | 0 | 0 | 0
F9_Industrial_Paper and Printing_New_Space Heating_Natural Gas_Destratification Fans (HVLS)_A_Technical Potential | F9 | Industrial | Paper and Printing | New | Space Heating | Natural Gas | Destratification Fans (HVLS) | A | Cumulative Winter Peak Savings (MW) | Technical Potential | 0 | 0 | 0 | 0 | 0 | 0 | 0 | 0 | 0 | 0 | 0 | 0 | 0 | 0 | 0 | 0 | 0 | 0 | 0 | 0 | 0 | 0 | 0
F10_Industrial_Paper and Printing_New_Space Heating_Natural Gas_Destratification Fans (HVLS)_A_Technical Potential | F10 | Industrial | Paper and Printing | New | Space Heating | Natural Gas | Destratification Fans (HVLS) | A | Purchases (Incremental) | Technical Potential | 0 | 0 | 182.7522 | 318.9372 | 454.7877 | 607.0548 | 698.7563 | 805.2095 | 910.3211 | 1028.5554 | 1116.6157 | 1217.8971 | 1317.8352 | 1433.7661 | 1512.4489 | 1608.0769 | 1703.6325 | 1814.8721 | 1888.3492 | 1978.8903 | 2066.9655 | 2154.7805 | 0
F11_Industrial_Paper and Printing_New_Space Heating_Natural Gas_Destratification Fans (HVLS)_A_Technical Potential | F11 | Industrial | Paper and Printing | New | Space Heating | Natural Gas | Destratification Fans (HVLS) | A | Purchases (Cumulative) | Technical Potential | 0 | 0 | 182.7522 | 501.6894 | 956.477 | 1563.5319 | 2262.2882 | 3067.4977 | 3977.8188 | 5006.3743 | 6122.9899 | 7340.887 | 8475.97 | 9590.7989 | 10648.4602 | 11649.4823 | 12654.3584 | 13664.0211 | 14642.0491 | 15592.384 | 16542.7338 | 17479.6172 | 0
F1_Industrial_Paper and Printing_New_Space Heating_Natural Gas_Gas Boiler - Insulate Steam Lines/Condensate Tank_A_Technical Potential | F1 | Industrial | Paper and Printing | New | Space Heating | Natural Gas | Gas Boiler - Insulate Steam Lines/Condensate Tank | A | Integrated Unit Energy Savings (kWh or therms) | Technical Potential | 0 | 0 | 1040.4086 | 978.3303 | 953.266 | 938.0279 | 930.5173 | 923.6376 | 917.4995 | 911.4641 | 905.8223 | 899.9945 | 892.0515 | 885.0538 | 877.4032 | 876.3494 | 874.9372 | 873.1944 | 873.2931 | 872.8747 | 873.8605 | 874.1192 | 0
F2_Industrial_Paper and Printing_New_Space Heating_Natural Gas_Gas Boiler - Insulate Steam Lines/Condensate Tank_A_Technical Potential | F2 | Industrial | Paper and Printing | New | Space Heating | Natural Gas | Gas Boiler - Insulate Steam Lines/Condensate Tank | A | Integrated Unit Summer Peak Savings (kW) | Technical Potential | 0 | 0 | 0 | 0 | 0 | 0 | 0 | 0 | 0 | 0 | 0 | 0 | 0 | 0 | 0 | 0 | 0 | 0 | 0 | 0 | 0 | 0 | 0
F3_Industrial_Paper and Printing_New_Space Heating_Natural Gas_Gas Boiler - Insulate Steam Lines/Condensate Tank_A_Technical Potential | F3 | Industrial | Paper and Printing | New | Space Heating | Natural Gas | Gas Boiler - Insulate Steam Lines/Condensate Tank | A | Integrated Unit Winter Peak Savings (kW) | Technical Potential | 0 | 0 | 0 | 0 | 0 | 0 | 0 | 0 | 0 | 0 | 0 | 0 | 0 | 0 | 0 | 0 | 0 | 0 | 0 | 0 | 0 | 0 | 0
F4_Industrial_Paper and Printing_New_Space Heating_Natural Gas_Gas Boiler - Insulate Steam Lines/Condensate Tank_A_Technical Potential | F4 | Industrial | Paper and Printing | New | Space Heating | Natural Gas | Gas Boiler - Insulate Steam Lines/Condensate Tank | A | Incremental Energy Savings (MWh or mTherms) | Technical Potential | 0 | 0 | 0.00021814 | 0.00035798 | 0.00049739 | 0.0006533 | 0.00074597 | 0.00085326 | 0.00095823 | 0.0010756 | 0.0011604 | 0.0012575 | 0.0013487 | 0.0014559 | 0.0015225 | 0.0016168 | 0.0017101 | 0.0018181 | 0.001892 | 0.0019817 | 0.0020723 | 0.0021609 | 0
F5_Industrial_Paper and Printing_New_Space Heating_Natural Gas_Gas Boiler - Insulate Steam Lines/Condensate Tank_A_Technical Potential | F5 | Industrial | Paper and Printing | New | Space Heating | Natural Gas | Gas Boiler - Insulate Steam Lines/Condensate Tank | A | Incremental Summer Peak Savings (MW) | Technical Potential | 0 | 0 | 0 | 0 | 0 | 0 | 0 | 0 | 0 | 0 | 0 | 0 | 0 | 0 | 0 | 0 | 0 | 0 | 0 | 0 | 0 | 0 | 0
F6_Industrial_Paper and Printing_New_Space Heating_Natural Gas_Gas Boiler - Insulate Steam Lines/Condensate Tank_A_Technical Potential | F6 | Industrial | Paper and Printing | New | Space Heating | Natural Gas | Gas Boiler - Insulate Steam Lines/Condensate Tank | A | Incremental Winter Peak Savings (MW) | Technical Potential | 0 | 0 | 0 | 0 | 0 | 0 | 0 | 0 | 0 | 0 | 0 | 0 | 0 | 0 | 0 | 0 | 0 | 0 | 0 | 0 | 0 | 0 | 0
F7_Industrial_Paper and Printing_New_Space Heating_Natural Gas_Gas Boiler - Insulate Steam Lines/Condensate Tank_A_Technical Potential | F7 | Industrial | Paper and Printing | New | Space Heating | Natural Gas | Gas Boiler - Insulate Steam Lines/Condensate Tank | A | Cumulative Energy Savings (MWh or mTherms) | Technical Potential | 0 | 0 | 0.00021814 | 0.00056311 | 0.0010461 | 0.0016826 | 0.0024151 | 0.0032505 | 0.0041872 | 0.0052352 | 0.0063632 | 0.0075798 | 0.0088616 | 0.010248 | 0.011682 | 0.013285 | 0.014973 | 0.016762 | 0.018656 | 0.020628 | 0.022724 | 0.024892 | 0
F8_Industrial_Paper and Printing_New_Space Heating_Natural Gas_Gas Boiler - Insulate Steam Lines/Condensate Tank_A_Technical Potential | F8 | Industrial | Paper and Printing | New | Space Heating | Natural Gas | Gas Boiler - Insulate Steam Lines/Condensate Tank | A | Cumulative Summer Peak Savings (MW) | Technical Potential | 0 | 0 | 0 | 0 | 0 | 0 | 0 | 0 | 0 | 0 | 0 | 0 | 0 | 0 | 0 | 0 | 0 | 0 | 0 | 0 | 0 | 0 | 0
F9_Industrial_Paper and Printing_New_Space Heating_Natural Gas_Gas Boiler - Insulate Steam Lines/Condensate Tank_A_Technical Potential | F9 | Industrial | Paper and Printing | New | Space Heating | Natural Gas | Gas Boiler - Insulate Steam Lines/Condensate Tank | A | Cumulative Winter Peak Savings (MW) | Technical Potential | 0 | 0 | 0 | 0 | 0 | 0 | 0 | 0 | 0 | 0 | 0 | 0 | 0 | 0 | 0 | 0 | 0 | 0 | 0 | 0 | 0 | 0 | 0
F10_Industrial_Paper and Printing_New_Space Heating_Natural Gas_Gas Boiler - Insulate Steam Lines/Condensate Tank_A_Technical Potential | F10 | Industrial | Paper and Printing | New | Space Heating | Natural Gas | Gas Boiler - Insulate Steam Lines/Condensate Tank | A | Purchases (Incremental) | Technical Potential | 0 | 0 | 0.00020967 | 0.00036591 | 0.00052177 | 0.00069646 | 0.00080167 | 0.0009238 | 0.0010444 | 0.00118 | 0.0012811 | 0.0013973 | 0.0015119 | 0.0016449 | 0.0017352 | 0.0018449 | 0.0019545 | 0.0020822 | 0.0021665 | 0.0022703 | 0.0023714 | 0.0024721 | 0
F11_Industrial_Paper and Printing_New_Space Heating_Natural Gas_Gas Boiler - Insulate Steam Lines/Condensate Tank_A_Technical Potential | F11 | Industrial | Paper and Printing | New | Space Heating | Natural Gas | Gas Boiler - Insulate Steam Lines/Condensate Tank | A | Purchases (Cumulative) | Technical Potential | 0 | 0 | 0.00020967 | 0.00057558 | 0.0010973 | 0.0017938 | 0.0025955 | 0.0035193 | 0.0045637 | 0.0057437 | 0.0070248 | 0.0084221 | 0.009934 | 0.011579 | 0.013314 | 0.015159 | 0.017114 | 0.019196 | 0.021362 | 0.023633 | 0.026004 | 0.028476 | 0
F1_Industrial_Paper and Printing_New_Process_Natural Gas_Gas Boiler - Insulate Steam Lines/Condensate Tank_A_Technical Potential | F1 | Industrial | Paper and Printing | New | Process | Natural Gas | Gas Boiler - Insulate Steam Lines/Condensate Tank | A | Integrated Unit Energy Savings (kWh or therms) | Technical Potential | 0 | 0 | 603.3481 | 602.783 | 602.2431 | 601.7639 | 601.0737 | 600.5682 | 600.1119 | 599.7529 | 599.3486 | 599.0578 | 598.8336 | 598.7362 | 598.5685 | 598.5008 | 598.451 | 598.5096 | 598.4996 | 598.5679 | 598.6186 | 598.6564 | 0
F2_Industrial_Paper and Printing_New_Process_Natural Gas_Gas Boiler - Insulate Steam Lines/Condensate Tank_A_Technical Potential | F2 | Industrial | Paper and Printing | New | Process | Natural Gas | Gas Boiler - Insulate Steam Lines/Condensate Tank | A | Integrated Unit Summer Peak Savings (kW) | Technical Potential | 0 | 0 | 0 | 0 | 0 | 0 | 0 | 0 | 0 | 0 | 0 | 0 | 0 | 0 | 0 | 0 | 0 | 0 | 0 | 0 | 0 | 0 | 0
F3_Industrial_Paper and Printing_New_Process_Natural Gas_Gas Boiler - Insulate Steam Lines/Condensate Tank_A_Technical Potential | F3 | Industrial | Paper and Printing | New | Process | Natural Gas | Gas Boiler - Insulate Steam Lines/Condensate Tank | A | Integrated Unit Winter Peak Savings (kW) | Technical Potential | 0 | 0 | 0 | 0 | 0 | 0 | 0 | 0 | 0 | 0 | 0 | 0 | 0 | 0 | 0 | 0 | 0 | 0 | 0 | 0 | 0 | 0 | 0
F4_Industrial_Paper and Printing_New_Process_Natural Gas_Gas Boiler - Insulate Steam Lines/Condensate Tank_A_Technical Potential | F4 | Industrial | Paper and Printing | New | Process | Natural Gas | Gas Boiler - Insulate Steam Lines/Condensate Tank | A | Incremental Energy Savings (MWh or mTherms) | Technical Potential | 0 | 0 | 0.0050478 | 0.0088012 | 0.012539 | 0.016724 | 0.019228 | 0.022138 | 0.025009 | 0.028241 | 0.030638 | 0.033401 | 0.036128 | 0.0393 | 0.041445 | 0.04406 | 0.046674 | 0.049727 | 0.051739 | 0.054226 | 0.056645 | 0.059055 | 0
F5_Industrial_Paper and Printing_New_Process_Natural Gas_Gas Boiler - Insulate Steam Lines/Condensate Tank_A_Technical Potential | F5 | Industrial | Paper and Printing | New | Process | Natural Gas | Gas Boiler - Insulate Steam Lines/Condensate Tank | A | Incremental Summer Peak Savings (MW) | Technical Potential | 0 | 0 | 0 | 0 | 0 | 0 | 0 | 0 | 0 | 0 | 0 | 0 | 0 | 0 | 0 | 0 | 0 | 0 | 0 | 0 | 0 | 0 | 0
F6_Industrial_Paper and Printing_New_Process_Natural Gas_Gas Boiler - Insulate Steam Lines/Condensate Tank_A_Technical Potential | F6 | Industrial | Paper and Printing | New | Process | Natural Gas | Gas Boiler - Insulate Steam Lines/Condensate Tank | A | Incremental Winter Peak Savings (MW) | Technical Potential | 0 | 0 | 0 | 0 | 0 | 0 | 0 | 0 | 0 | 0 | 0 | 0 | 0 | 0 | 0 | 0 | 0 | 0 | 0 | 0 | 0 | 0 | 0
F7_Industrial_Paper and Printing_New_Process_Natural Gas_Gas Boiler - Insulate Steam Lines/Condensate Tank_A_Technical Potential | F7 | Industrial | Paper and Printing | New | Process | Natural Gas | Gas Boiler - Insulate Steam Lines/Condensate Tank | A | Cumulative Energy Savings (MWh or mTherms) | Technical Potential | 0 | 0 | 0.0050478 | 0.013844 | 0.026371 | 0.043073 | 0.062252 | 0.084338 | 0.10928 | 0.13746 | 0.168 | 0.20132 | 0.23737 | 0.27664 | 0.318 | 0.36203 | 0.40867 | 0.45844 | 0.51017 | 0.56446 | 0.62115 | 0.68024 | 0
F8_Industrial_Paper and Printing_New_Process_Natural Gas_Gas Boiler - Insulate Steam Lines/Condensate Tank_A_Technical Potential | F8 | Industrial | Paper and Printing | New | Process | Natural Gas | Gas Boiler - Insulate Steam Lines/Condensate Tank | A | Cumulative Summer Peak Savings (MW) | Technical Potential | 0 | 0 | 0 | 0 | 0 | 0 | 0 | 0 | 0 | 0 | 0 | 0 | 0 | 0 | 0 | 0 | 0 | 0 | 0 | 0 | 0 | 0 | 0
F9_Industrial_Paper and Printing_New_Process_Natural Gas_Gas Boiler - Insulate Steam Lines/Condensate Tank_A_Technical Potential | F9 | Industrial | Paper and Printing | New | Process | Natural Gas | Gas Boiler - Insulate Steam Lines/Condensate Tank | A | Cumulative Winter Peak Savings (MW) | Technical Potential | 0 | 0 | 0 | 0 | 0 | 0 | 0 | 0 | 0 | 0 | 0 | 0 | 0 | 0 | 0 | 0 | 0 | 0 | 0 | 0 | 0 | 0 | 0
F10_Industrial_Paper and Printing_New_Process_Natural Gas_Gas Boiler - Insulate Steam Lines/Condensate Tank_A_Technical Potential | F10 | Industrial | Paper and Printing | New | Process | Natural Gas | Gas Boiler - Insulate Steam Lines/Condensate Tank | A | Purchases (Incremental) | Technical Potential | 0 | 0 | 0.0083664 | 0.014601 | 0.02082 | 0.027791 | 0.031989 | 0.036862 | 0.041674 | 0.047087 | 0.051119 | 0.055755 | 0.06033 | 0.065638 | 0.06924 | 0.073618 | 0.077992 | 0.083085 | 0.086448 | 0.090593 | 0.094625 | 0.098646 | 0
F11_Industrial_Paper and Printing_New_Process_Natural Gas_Gas Boiler - Insulate Steam Lines/Condensate Tank_A_Technical Potential | F11 | Industrial | Paper and Printing | New | Process | Natural Gas | Gas Boiler - Insulate Steam Lines/Condensate Tank | A | Purchases (Cumulative) | Technical Potential | 0 | 0 | 0.0083664 | 0.022967 | 0.043787 | 0.071578 | 0.10357 | 0.14043 | 0.1821 | 0.22919 | 0.28031 | 0.33607 | 0.3964 | 0.46203 | 0.53127 | 0.60489 | 0.68288 | 0.76597 | 0.85242 | 0.94301 | 1.0376 | 1.1363 | 0
F1_Industrial_Paper and Printing_New_Space Heating_Natural Gas_Gas Boiler - Insulate Hot Water Lines_A_Technical Potential | F1 | Industrial | Paper and Printing | New | Space Heating | Natural Gas | Gas Boiler - Insulate Hot Water Lines | A | Integrated Unit Energy Savings (kWh or therms) | Technical Potential | 0 | 0 | 1177.3896 | 1108.0641 | 1080.7329 | 1064.7053 | 1058.1264 | 1052.3633 | 1047.899 | 1043.9695 | 1041.3745 | 1038.9281 | 1034.4171 | 1030.828 | 1026.957 | 1029.8898 | 1031.5642 | 1031.3932 | 1033.1482 | 1032.7236 | 1033.117 | 1032.0662 | 0
F2_Industrial_Paper and Printing_New_Space Heating_Natural Gas_Gas Boiler - Insulate Hot Water Lines_A_Technical Potential | F2 | Industrial | Paper and Printing | New | Space Heating | Natural Gas | Gas Boiler - Insulate Hot Water Lines | A | Integrated Unit Summer Peak Savings (kW) | Technical Potential | 0 | 0 | 0 | 0 | 0 | 0 | 0 | 0 | 0 | 0 | 0 | 0 | 0 | 0 | 0 | 0 | 0 | 0 | 0 | 0 | 0 | 0 | 0
F3_Industrial_Paper and Printing_New_Space Heating_Natural Gas_Gas Boiler - Insulate Hot Water Lines_A_Technical Potential | F3 | Industrial | Paper and Printing | New | Space Heating | Natural Gas | Gas Boiler - Insulate Hot Water Lines | A | Integrated Unit Winter Peak Savings (kW) | Technical Potential | 0 | 0 | 0 | 0 | 0 | 0 | 0 | 0 | 0 | 0 | 0 | 0 | 0 | 0 | 0 | 0 | 0 | 0 | 0 | 0 | 0 | 0 | 0
F4_Industrial_Paper and Printing_New_Space Heating_Natural Gas_Gas Boiler - Insulate Hot Water Lines_A_Technical Potential | F4 | Industrial | Paper and Printing | New | Space Heating | Natural Gas | Gas Boiler - Insulate Hot Water Lines | A | Incremental Energy Savings (MWh or mTherms) | Technical Potential | 0 | 0 | 0.00024686 | 0.00040545 | 0.00056389 | 0.00074153 | 0.00084827 | 0.00097218 | 0.0010944 | 0.0012319 | 0.0013341 | 0.0014517 | 0.001564 | 0.0016956 | 0.001782 | 0.0019001 | 0.0020162 | 0.0021475 | 0.0022383 | 0.0023446 | 0.0024499 | 0.0025514 | 0
F5_Industrial_Paper and Printing_New_Space Heating_Natural Gas_Gas Boiler - Insulate Hot Water Lines_A_Technical Potential | F5 | Industrial | Paper and Printing | New | Space Heating | Natural Gas | Gas Boiler - Insulate Hot Water Lines | A | Incremental Summer Peak Savings (MW) | Technical Potential | 0 | 0 | 0 | 0 | 0 | 0 | 0 | 0 | 0 | 0 | 0 | 0 | 0 | 0 | 0 | 0 | 0 | 0 | 0 | 0 | 0 | 0 | 0
F6_Industrial_Paper and Printing_New_Space Heating_Natural Gas_Gas Boiler - Insulate Hot Water Lines_A_Technical Potential | F6 | Industrial | Paper and Printing | New | Space Heating | Natural Gas | Gas Boiler - Insulate Hot Water Lines | A | Incremental Winter Peak Savings (MW) | Technical Potential | 0 | 0 | 0 | 0 | 0 | 0 | 0 | 0 | 0 | 0 | 0 | 0 | 0 | 0 | 0 | 0 | 0 | 0 | 0 | 0 | 0 | 0 | 0
F7_Industrial_Paper and Printing_New_Space Heating_Natural Gas_Gas Boiler - Insulate Hot Water Lines_A_Technical Potential | F7 | Industrial | Paper and Printing | New | Space Heating | Natural Gas | Gas Boiler - Insulate Hot Water Lines | A | Cumulative Energy Savings (MWh or mTherms) | Technical Potential | 0 | 0 | 0.00024686 | 0.00063778 | 0.0011859 | 0.0019099 | 0.0027464 | 0.0037036 | 0.0047823 | 0.0059963 | 0.0073154 | 0.0087499 | 0.010276 | 0.011936 | 0.013673 | 0.015612 | 0.017654 | 0.019798 | 0.02207 | 0.024406 | 0.026865 | 0.029389 | 0
F8_Industrial_Paper and Printing_New_Space Heating_Natural Gas_Gas Boiler - Insulate Hot Water Lines_A_Technical Potential | F8 | Industrial | Paper and Printing | New | Space Heating | Natural Gas | Gas Boiler - Insulate Hot Water Lines | A | Cumulative Summer Peak Savings (MW) | Technical Potential | 0 | 0 | 0 | 0 | 0 | 0 | 0 | 0 | 0 | 0 | 0 | 0 | 0 | 0 | 0 | 0 | 0 | 0 | 0 | 0 | 0 | 0 | 0
F9_Industrial_Paper and Printing_New_Space Heating_Natural Gas_Gas Boiler - Insulate Hot Water Lines_A_Technical Potential | F9 | Industrial | Paper and Printing | New | Space Heating | Natural Gas | Gas Boiler - Insulate Hot Water Lines | A | Cumulative Winter Peak Savings (MW) | Technical Potential | 0 | 0 | 0 | 0 | 0 | 0 | 0 | 0 | 0 | 0 | 0 | 0 | 0 | 0 | 0 | 0 | 0 | 0 | 0 | 0 | 0 | 0 | 0
F10_Industrial_Paper and Printing_New_Space Heating_Natural Gas_Gas Boiler - Insulate Hot Water Lines_A_Technical Potential | F10 | Industrial | Paper and Printing | New | Space Heating | Natural Gas | Gas Boiler - Insulate Hot Water Lines | A | Purchases (Incremental) | Technical Potential | 0 | 0 | 0.00020967 | 0.00036591 | 0.00052177 | 0.00069646 | 0.00080167 | 0.0009238 | 0.0010444 | 0.00118 | 0.0012811 | 0.0013973 | 0.0015119 | 0.0016449 | 0.0017352 | 0.0018449 | 0.0019545 | 0.0020822 | 0.0021665 | 0.0022703 | 0.0023714 | 0.0024721 | 0
F11_Industrial_Paper and Printing_New_Space Heating_Natural Gas_Gas Boiler - Insulate Hot Water Lines_A_Technical Potential | F11 | Industrial | Paper and Printing | New | Space Heating | Natural Gas | Gas Boiler - Insulate Hot Water Lines | A | Purchases (Cumulative) | Technical Potential | 0 | 0 | 0.00020967 | 0.00057558 | 0.0010973 | 0.0017938 | 0.0025955 | 0.0035193 | 0.0045637 | 0.0057437 | 0.0070248 | 0.0084221 | 0.009934 | 0.011579 | 0.013314 | 0.015159 | 0.017114 | 0.019196 | 0.021362 | 0.023633 | 0.026004 | 0.028476 | 0
F1_Industrial_Paper and Printing_New_Process_Natural Gas_Gas Boiler - Insulate Hot Water Lines_A_Technical Potential | F1 | Industrial | Paper and Printing | New | Process | Natural Gas | Gas Boiler - Insulate Hot Water Lines | A | Integrated Unit Energy Savings (kWh or therms) | Technical Potential | 0 | 0 | 682.8539 | 682.7194 | 682.5753 | 682.4488 | 682.25 | 682.0305 | 681.7919 | 681.5723 | 681.345 | 681.1915 | 681.1043 | 681.1114 | 681.1251 | 681.1984 | 681.2856 | 681.3887 | 681.4543 | 681.5284 | 681.5943 | 681.6546 | 0
F2_Industrial_Paper and Printing_New_Process_Natural Gas_Gas Boiler - Insulate Hot Water Lines_A_Technical Potential | F2 | Industrial | Paper and Printing | New | Process | Natural Gas | Gas Boiler - Insulate Hot Water Lines | A | Integrated Unit Summer Peak Savings (kW) | Technical Potential | 0 | 0 | 0 | 0 | 0 | 0 | 0 | 0 | 0 | 0 | 0 | 0 | 0 | 0 | 0 | 0 | 0 | 0 | 0 | 0 | 0 | 0 | 0
F3_Industrial_Paper and Printing_New_Process_Natural Gas_Gas Boiler - Insulate Hot Water Lines_A_Technical Potential | F3 | Industrial | Paper and Printing | New | Process | Natural Gas | Gas Boiler - Insulate Hot Water Lines | A | Integrated Unit Winter Peak Savings (kW) | Technical Potential | 0 | 0 | 0 | 0 | 0 | 0 | 0 | 0 | 0 | 0 | 0 | 0 | 0 | 0 | 0 | 0 | 0 | 0 | 0 | 0 | 0 | 0 | 0
F4_Industrial_Paper and Printing_New_Process_Natural Gas_Gas Boiler - Insulate Hot Water Lines_A_Technical Potential | F4 | Industrial | Paper and Printing | New | Process | Natural Gas | Gas Boiler - Insulate Hot Water Lines | A | Incremental Energy Savings (MWh or mTherms) | Technical Potential | 0 | 0 | 0.005713 | 0.0099683 | 0.014211 | 0.018966 | 0.021824 | 0.025141 | 0.028413 | 0.032093 | 0.034829 | 0.03798 | 0.041091 | 0.044707 | 0.047161 | 0.050148 | 0.053135 | 0.056613 | 0.058911 | 0.061742 | 0.064496 | 0.067242 | 0
F5_Industrial_Paper and Printing_New_Process_Natural Gas_Gas Boiler - Insulate Hot Water Lines_A_Technical Potential | F5 | Industrial | Paper and Printing | New | Process | Natural Gas | Gas Boiler - Insulate Hot Water Lines | A | Incremental Summer Peak Savings (MW) | Technical Potential | 0 | 0 | 0 | 0 | 0 | 0 | 0 | 0 | 0 | 0 | 0 | 0 | 0 | 0 | 0 | 0 | 0 | 0 | 0 | 0 | 0 | 0 | 0
F6_Industrial_Paper and Printing_New_Process_Natural Gas_Gas Boiler - Insulate Hot Water Lines_A_Technical Potential | F6 | Industrial | Paper and Printing | New | Process | Natural Gas | Gas Boiler - Insulate Hot Water Lines | A | Incremental Winter Peak Savings (MW) | Technical Potential | 0 | 0 | 0 | 0 | 0 | 0 | 0 | 0 | 0 | 0 | 0 | 0 | 0 | 0 | 0 | 0 | 0 | 0 | 0 | 0 | 0 | 0 | 0
F7_Industrial_Paper and Printing_New_Process_Natural Gas_Gas Boiler - Insulate Hot Water Lines_A_Technical Potential | F7 | Industrial | Paper and Printing | New | Process | Natural Gas | Gas Boiler - Insulate Hot Water Lines | A | Cumulative Energy Savings (MWh or mTherms) | Technical Potential | 0 | 0 | 0.005713 | 0.01568 | 0.029888 | 0.048849 | 0.070659 | 0.095777 | 0.12416 | 0.15621 | 0.19099 | 0.22892 | 0.26999 | 0.3147 | 0.36186 | 0.41205 | 0.46524 | 0.52192 | 0.58088 | 0.64269 | 0.70725 | 0.77455 | 0
F8_Industrial_Paper and Printing_New_Process_Natural Gas_Gas Boiler - Insulate Hot Water Lines_A_Technical Potential | F8 | Industrial | Paper and Printing | New | Process | Natural Gas | Gas Boiler - Insulate Hot Water Lines | A | Cumulative Summer Peak Savings (MW) | Technical Potential | 0 | 0 | 0 | 0 | 0 | 0 | 0 | 0 | 0 | 0 | 0 | 0 | 0 | 0 | 0 | 0 | 0 | 0 | 0 | 0 | 0 | 0 | 0
F9_Industrial_Paper and Printing_New_Process_Natural Gas_Gas Boiler - Insulate Hot Water Lines_A_Technical Potential | F9 | Industrial | Paper and Printing | New | Process | Natural Gas | Gas Boiler - Insulate Hot Water Lines | A | Cumulative Winter Peak Savings (MW) | Technical Potential | 0 | 0 | 0 | 0 | 0 | 0 | 0 | 0 | 0 | 0 | 0 | 0 | 0 | 0 | 0 | 0 | 0 | 0 | 0 | 0 | 0 | 0 | 0
F10_Industrial_Paper and Printing_New_Process_Natural Gas_Gas Boiler - Insulate Hot Water Lines_A_Technical Potential | F10 | Industrial | Paper and Printing | New | Process | Natural Gas | Gas Boiler - Insulate Hot Water Lines | A | Purchases (Incremental) | Technical Potential | 0 | 0 | 0.0083664 | 0.014601 | 0.02082 | 0.027791 | 0.031989 | 0.036862 | 0.041674 | 0.047087 | 0.051119 | 0.055755 | 0.06033 | 0.065638 | 0.06924 | 0.073618 | 0.077992 | 0.083085 | 0.086448 | 0.090593 | 0.094625 | 0.098646 | 0
F11_Industrial_Paper and Printing_New_Process_Natural Gas_Gas Boiler - Insulate Hot Water Lines_A_Technical Potential | F11 | Industrial | Paper and Printing | New | Process | Natural Gas | Gas Boiler - Insulate Hot Water Lines | A | Purchases (Cumulative) | Technical Potential | 0 | 0 | 0.0083664 | 0.022967 | 0.043787 | 0.071578 | 0.10357 | 0.14043 | 0.1821 | 0.22919 | 0.28031 | 0.33607 | 0.3964 | 0.46203 | 0.53127 | 0.60489 | 0.68288 | 0.76597 | 0.85242 | 0.94301 | 1.0376 | 1.1363 | 0
F1_Industrial_Paper and Printing_New_Process_Natural Gas_Process - Insulate Heated Process Fluids_A_Technical Potential | F1 | Industrial | Paper and Printing | New | Process | Natural Gas | Process - Insulate Heated Process Fluids | A | Integrated Unit Energy Savings (kWh or therms) | Technical Potential | 0 | 0 | 556.6597 | 555.175 | 553.7876 | 552.5544 | 550.8118 | 549.5432 | 548.5961 | 548.0143 | 547.3426 | 546.9694 | 546.7233 | 546.7224 | 546.5098 | 546.5036 | 546.5311 | 546.8735 | 546.9793 | 547.1991 | 547.3744 | 547.5202 | 0
F2_Industrial_Paper and Printing_New_Process_Natural Gas_Process - Insulate Heated Process Fluids_A_Technical Potential | F2 | Industrial | Paper and Printing | New | Process | Natural Gas | Process - Insulate Heated Process Fluids | A | Integrated Unit Summer Peak Savings (kW) | Technical Potential | 0 | 0 | 0 | 0 | 0 | 0 | 0 | 0 | 0 | 0 | 0 | 0 | 0 | 0 | 0 | 0 | 0 | 0 | 0 | 0 | 0 | 0 | 0
F3_Industrial_Paper and Printing_New_Process_Natural Gas_Process - Insulate Heated Process Fluids_A_Technical Potential | F3 | Industrial | Paper and Printing | New | Process | Natural Gas | Process - Insulate Heated Process Fluids | A | Integrated Unit Winter Peak Savings (kW) | Technical Potential | 0 | 0 | 0 | 0 | 0 | 0 | 0 | 0 | 0 | 0 | 0 | 0 | 0 | 0 | 0 | 0 | 0 | 0 | 0 | 0 | 0 | 0 | 0
F4_Industrial_Paper and Printing_New_Process_Natural Gas_Process - Insulate Heated Process Fluids_A_Technical Potential | F4 | Industrial | Paper and Printing | New | Process | Natural Gas | Process - Insulate Heated Process Fluids | A | Incremental Energy Savings (MWh or mTherms) | Technical Potential | 0 | 0 | 0.010188 | 0.017732 | 0.025222 | 0.033591 | 0.038543 | 0.039882 | 0.036008 | 0.032513 | 0.028203 | 0.024592 | 0.021279 | 0.01852 | 0.015623 | 0.013289 | 0.011263 | 0.009605 | 6.8179e-05 | 2.5527e-05 | 9.0927e-06 | 3.0918e-06 | 0
F5_Industrial_Paper and Printing_New_Process_Natural Gas_Process - Insulate Heated Process Fluids_A_Technical Potential | F5 | Industrial | Paper and Printing | New | Process | Natural Gas | Process - Insulate Heated Process Fluids | A | Incremental Summer Peak Savings (MW) | Technical Potential | 0 | 0 | 0 | 0 | 0 | 0 | 0 | 0 | 0 | 0 | 0 | 0 | 0 | 0 | 0 | 0 | 0 | 0 | 0 | 0 | 0 | 0 | 0
F6_Industrial_Paper and Printing_New_Process_Natural Gas_Process - Insulate Heated Process Fluids_A_Technical Potential | F6 | Industrial | Paper and Printing | New | Process | Natural Gas | Process - Insulate Heated Process Fluids | A | Incremental Winter Peak Savings (MW) | Technical Potential | 0 | 0 | 0 | 0 | 0 | 0 | 0 | 0 | 0 | 0 | 0 | 0 | 0 | 0 | 0 | 0 | 0 | 0 | 0 | 0 | 0 | 0 | 0
F7_Industrial_Paper and Printing_New_Process_Natural Gas_Process - Insulate Heated Process Fluids_A_Technical Potential | F7 | Industrial | Paper and Printing | New | Process | Natural Gas | Process - Insulate Heated Process Fluids | A | Cumulative Energy Savings (MWh or mTherms) | Technical Potential | 0 | 0 | 0.010188 | 0.027892 | 0.053044 | 0.086517 | 0.12479 | 0.16438 | 0.20011 | 0.23241 | 0.26033 | 0.28474 | 0.30589 | 0.32441 | 0.33991 | 0.35319 | 0.36447 | 0.37431 | 0.37445 | 0.37462 | 0.37475 | 0.37486 | 0
F8_Industrial_Paper and Printing_New_Process_Natural Gas_Process - Insulate Heated Process Fluids_A_Technical Potential | F8 | Industrial | Paper and Printing | New | Process | Natural Gas | Process - Insulate Heated Process Fluids | A | Cumulative Summer Peak Savings (MW) | Technical Potential | 0 | 0 | 0 | 0 | 0 | 0 | 0 | 0 | 0 | 0 | 0 | 0 | 0 | 0 | 0 | 0 | 0 | 0 | 0 | 0 | 0 | 0 | 0
F9_Industrial_Paper and Printing_New_Process_Natural Gas_Process - Insulate Heated Process Fluids_A_Technical Potential | F9 | Industrial | Paper and Printing | New | Process | Natural Gas | Process - Insulate Heated Process Fluids | A | Cumulative Winter Peak Savings (MW) | Technical Potential | 0 | 0 | 0 | 0 | 0 | 0 | 0 | 0 | 0 | 0 | 0 | 0 | 0 | 0 | 0 | 0 | 0 | 0 | 0 | 0 | 0 | 0 | 0
F10_Industrial_Paper and Printing_New_Process_Natural Gas_Process - Insulate Heated Process Fluids_A_Technical Potential | F10 | Industrial | Paper and Printing | New | Process | Natural Gas | Process - Insulate Heated Process Fluids | A | Purchases (Incremental) | Technical Potential | 0 | 0 | 0.018301 | 0.031939 | 0.045544 | 0.060792 | 0.069976 | 0.072573 | 0.065637 | 0.05933 | 0.051527 | 0.044961 | 0.03892 | 0.033875 | 0.028587 | 0.024316 | 0.020609 | 0.017563 | 0.00012465 | 4.6651e-05 | 1.6612e-05 | 5.647e-06 | 0
F11_Industrial_Paper and Printing_New_Process_Natural Gas_Process - Insulate Heated Process Fluids_A_Technical Potential | F11 | Industrial | Paper and Printing | New | Process | Natural Gas | Process - Insulate Heated Process Fluids | A | Purchases (Cumulative) | Technical Potential | 0 | 0 | 0.018301 | 0.050241 | 0.095785 | 0.15658 | 0.22655 | 0.29913 | 0.36476 | 0.42409 | 0.47562 | 0.52058 | 0.5595 | 0.59338 | 0.62196 | 0.64628 | 0.66689 | 0.68445 | 0.68458 | 0.68462 | 0.68464 | 0.68464 | 0
F1_Industrial_Paper and Printing_New_Process_Natural Gas_Process Heat Recovery_A_Technical Potential | F1 | Industrial | Paper and Printing | New | Process | Natural Gas | Process Heat Recovery | A | Integrated Unit Energy Savings (kWh or therms) | Technical Potential | 0 | 0 | 73.2508 | 73.1702 | 73.0936 | 73.0256 | 72.928 | 72.8548 | 72.7878 | 72.7339 | 72.672 | 72.6255 | 72.587 | 72.5655 | 72.532 | 72.5125 | 72.4953 | 72.4928 | 72.4783 | 72.4751 | 72.4697 | 72.4628 | 0
F2_Industrial_Paper and Printing_New_Process_Natural Gas_Process Heat Recovery_A_Technical Potential | F2 | Industrial | Paper and Printing | New | Process | Natural Gas | Process Heat Recovery | A | Integrated Unit Summer Peak Savings (kW) | Technical Potential | 0 | 0 | 0 | 0 | 0 | 0 | 0 | 0 | 0 | 0 | 0 | 0 | 0 | 0 | 0 | 0 | 0 | 0 | 0 | 0 | 0 | 0 | 0
F3_Industrial_Paper and Printing_New_Process_Natural Gas_Process Heat Recovery_A_Technical Potential | F3 | Industrial | Paper and Printing | New | Process | Natural Gas | Process Heat Recovery | A | Integrated Unit Winter Peak Savings (kW) | Technical Potential | 0 | 0 | 0 | 0 | 0 | 0 | 0 | 0 | 0 | 0 | 0 | 0 | 0 | 0 | 0 | 0 | 0 | 0 | 0 | 0 | 0 | 0 | 0
F4_Industrial_Paper and Printing_New_Process_Natural Gas_Process Heat Recovery_A_Technical Potential | F4 | Industrial | Paper and Printing | New | Process | Natural Gas | Process Heat Recovery | A | Incremental Energy Savings (MWh or mTherms) | Technical Potential | 0 | 0 | 0.048261 | 0.084132 | 0.11984 | 0.15982 | 0.18371 | 0.19034 | 0.17199 | 0.15535 | 0.13481 | 0.11755 | 0.1017 | 0.088494 | 0.074646 | 0.063475 | 0.053785 | 0.047762 | 0.083337 | 0.11883 | 0.1586 | 0.18254 | 0
F5_Industrial_Paper and Printing_New_Process_Natural Gas_Process Heat Recovery_A_Technical Potential | F5 | Industrial | Paper and Printing | New | Process | Natural Gas | Process Heat Recovery | A | Incremental Summer Peak Savings (MW) | Technical Potential | 0 | 0 | 0 | 0 | 0 | 0 | 0 | 0 | 0 | 0 | 0 | 0 | 0 | 0 | 0 | 0 | 0 | 0 | 0 | 0 | 0 | 0 | 0
F6_Industrial_Paper and Printing_New_Process_Natural Gas_Process Heat Recovery_A_Technical Potential | F6 | Industrial | Paper and Printing | New | Process | Natural Gas | Process Heat Recovery | A | Incremental Winter Peak Savings (MW) | Technical Potential | 0 | 0 | 0 | 0 | 0 | 0 | 0 | 0 | 0 | 0 | 0 | 0 | 0 | 0 | 0 | 0 | 0 | 0 | 0 | 0 | 0 | 0 | 0
F7_Industrial_Paper and Printing_New_Process_Natural Gas_Process Heat Recovery_A_Technical Potential | F7 | Industrial | Paper and Printing | New | Process | Natural Gas | Process Heat Recovery | A | Cumulative Energy Savings (MWh or mTherms) | Technical Potential | 0 | 0 | 0.048261 | 0.13234 | 0.25204 | 0.41163 | 0.59479 | 0.78454 | 0.95581 | 1.1105 | 1.2443 | 1.3611 | 1.462 | 1.5501 | 1.624 | 1.6871 | 1.7405 | 1.7404 | 1.7401 | 1.74 | 1.7398 | 1.7397 | 0
F8_Industrial_Paper and Printing_New_Process_Natural Gas_Process Heat Recovery_A_Technical Potential | F8 | Industrial | Paper and Printing | New | Process | Natural Gas | Process Heat Recovery | A | Cumulative Summer Peak Savings (MW) | Technical Potential | 0 | 0 | 0 | 0 | 0 | 0 | 0 | 0 | 0 | 0 | 0 | 0 | 0 | 0 | 0 | 0 | 0 | 0 | 0 | 0 | 0 | 0 | 0
F9_Industrial_Paper and Printing_New_Process_Natural Gas_Process Heat Recovery_A_Technical Potential | F9 | Industrial | Paper and Printing | New | Process | Natural Gas | Process Heat Recovery | A | Cumulative Winter Peak Savings (MW) | Technical Potential | 0 | 0 | 0 | 0 | 0 | 0 | 0 | 0 | 0 | 0 | 0 | 0 | 0 | 0 | 0 | 0 | 0 | 0 | 0 | 0 | 0 | 0 | 0
F10_Industrial_Paper and Printing_New_Process_Natural Gas_Process Heat Recovery_A_Technical Potential | F10 | Industrial | Paper and Printing | New | Process | Natural Gas | Process Heat Recovery | A | Purchases (Incremental) | Technical Potential | 0 | 0 | 0.65885 | 1.1498 | 1.6396 | 2.1885 | 2.5191 | 2.6126 | 2.3629 | 2.1359 | 1.855 | 1.6186 | 1.4011 | 1.2195 | 1.0291 | 0.87537 | 0.74191 | 0.65885 | 1.1498 | 1.6396 | 2.1885 | 2.5191 | 0
F11_Industrial_Paper and Printing_New_Process_Natural Gas_Process Heat Recovery_A_Technical Potential | F11 | Industrial | Paper and Printing | New | Process | Natural Gas | Process Heat Recovery | A | Purchases (Cumulative) | Technical Potential | 0 | 0 | 0.65885 | 1.8087 | 3.4482 | 5.6368 | 8.1559 | 10.7685 | 13.1314 | 15.2673 | 17.1223 | 18.7409 | 20.142 | 21.3615 | 22.3907 | 23.266 | 24.0079 | 24.0079 | 24.0079 | 24.0079 | 24.0079 | 24.0079 | 0
F1_Industrial_Paper and Printing_New_Space Heating_Natural Gas_Building Automation System_A_Technical Potential | F1 | Industrial | Paper and Printing | New | Space Heating | Natural Gas | Building Automation System | A | Integrated Unit Energy Savings (kWh or therms) | Technical Potential | 0 | 0 | 0.014787 | 0.013908 | 0.013558 | 0.01335 | 0.013258 | 0.013181 | 0.013122 | 0.013071 | 0.013036 | 0.013004 | 0.012946 | 0.0129 | 0.01285 | 0.012886 | 0.012906 | 0.012904 | 0.012927 | 0.012923 | 0.01293 | 0.012918 | 0
F2_Industrial_Paper and Printing_New_Space Heating_Natural Gas_Building Automation System_A_Technical Potential | F2 | Industrial | Paper and Printing | New | Space Heating | Natural Gas | Building Automation System | A | Integrated Unit Summer Peak Savings (kW) | Technical Potential | 0 | 0 | 0 | 0 | 0 | 0 | 0 | 0 | 0 | 0 | 0 | 0 | 0 | 0 | 0 | 0 | 0 | 0 | 0 | 0 | 0 | 0 | 0
F3_Industrial_Paper and Printing_New_Space Heating_Natural Gas_Building Automation System_A_Technical Potential | F3 | Industrial | Paper and Printing | New | Space Heating | Natural Gas | Building Automation System | A | Integrated Unit Winter Peak Savings (kW) | Technical Potential | 0 | 0 | 0 | 0 | 0 | 0 | 0 | 0 | 0 | 0 | 0 | 0 | 0 | 0 | 0 | 0 | 0 | 0 | 0 | 0 | 0 | 0 | 0
F4_Industrial_Paper and Printing_New_Space Heating_Natural Gas_Building Automation System_A_Technical Potential | F4 | Industrial | Paper and Printing | New | Space Heating | Natural Gas | Building Automation System | A | Incremental Energy Savings (MWh or mTherms) | Technical Potential | 0 | 0 | 0.0005544 | 0.0018191 | 0.0044895 | 0.0095985 | 0.016655 | 0.027328 | 0.041836 | 0.06104 | 0.081741 | 0.10487 | 0.12675 | 0.14618 | 0.15425 | 0.15503 | 0.14463 | 0.1274 | 0.10155 | 0.073653 | 0.049176 | 0.033403 | 0
F5_Industrial_Paper and Printing_New_Space Heating_Natural Gas_Building Automation System_A_Technical Potential | F5 | Industrial | Paper and Printing | New | Space Heating | Natural Gas | Building Automation System | A | Incremental Summer Peak Savings (MW) | Technical Potential | 0 | 0 | 0 | 0 | 0 | 0 | 0 | 0 | 0 | 0 | 0 | 0 | 0 | 0 | 0 | 0 | 0 | 0 | 0 | 0 | 0 | 0 | 0
F6_Industrial_Paper and Printing_New_Space Heating_Natural Gas_Building Automation System_A_Technical Potential | F6 | Industrial | Paper and Printing | New | Space Heating | Natural Gas | Building Automation System | A | Incremental Winter Peak Savings (MW) | Technical Potential | 0 | 0 | 0 | 0 | 0 | 0 | 0 | 0 | 0 | 0 | 0 | 0 | 0 | 0 | 0 | 0 | 0 | 0 | 0 | 0 | 0 | 0 | 0
F7_Industrial_Paper and Printing_New_Space Heating_Natural Gas_Building Automation System_A_Technical Potential | F7 | Industrial | Paper and Printing | New | Space Heating | Natural Gas | Building Automation System | A | Cumulative Energy Savings (MWh or mTherms) | Technical Potential | 0 | 0 | 0.0005544 | 0.0023405 | 0.006771 | 0.016266 | 0.032809 | 0.059946 | 0.10151 | 0.16216 | 0.24346 | 0.34774 | 0.47294 | 0.61746 | 0.7693 | 0.92647 | 1.0725 | 1.1993 | 1.3013 | 1.3703 | 1.4109 | 1.4268 | 0
F8_Industrial_Paper and Printing_New_Space Heating_Natural Gas_Building Automation System_A_Technical Potential | F8 | Industrial | Paper and Printing | New | Space Heating | Natural Gas | Building Automation System | A | Cumulative Summer Peak Savings (MW) | Technical Potential | 0 | 0 | 0 | 0 | 0 | 0 | 0 | 0 | 0 | 0 | 0 | 0 | 0 | 0 | 0 | 0 | 0 | 0 | 0 | 0 | 0 | 0 | 0
F9_Industrial_Paper and Printing_New_Space Heating_Natural Gas_Building Automation System_A_Technical Potential | F9 | Industrial | Paper and Printing | New | Space Heating | Natural Gas | Building Automation System | A | Cumulative Winter Peak Savings (MW) | Technical Potential | 0 | 0 | 0 | 0 | 0 | 0 | 0 | 0 | 0 | 0 | 0 | 0 | 0 | 0 | 0 | 0 | 0 | 0 | 0 | 0 | 0 | 0 | 0
F10_Industrial_Paper and Printing_New_Space Heating_Natural Gas_Building Automation System_A_Technical Potential | F10 | Industrial | Paper and Printing | New | Space Heating | Natural Gas | Building Automation System | A | Purchases (Incremental) | Technical Potential | 0 | 0 | 37.4919 | 130.7913 | 331.142 | 718.9921 | 1256.1855 | 2073.2169 | 3188.2844 | 4669.9922 | 6270.4884 | 8065.0958 | 9791.0154 | 11332.0827 | 12003.8755 | 12031.1363 | 11206.6319 | 9872.9044 | 7855.5326 | 5699.204 | 3803.2165 | 2585.7366 | 0
F11_Industrial_Paper and Printing_New_Space Heating_Natural Gas_Building Automation System_A_Technical Potential | F11 | Industrial | Paper and Printing | New | Space Heating | Natural Gas | Building Automation System | A | Purchases (Cumulative) | Technical Potential | 0 | 0 | 37.4919 | 168.2833 | 499.4252 | 1218.4174 | 2474.6029 | 4547.8198 | 7736.1043 | 12406.0965 | 18676.5849 | 26741.6806 | 36532.6961 | 47864.7787 | 59868.6543 | 71899.7906 | 83106.4225 | 92941.835 | 100666.5763 | 106034.6383 | 109118.8626 | 110448.4137 | 0
F1_Industrial_Paper and Printing_New_Space Heating_Natural Gas_Steam System Efficiency Improvements_A_Technical Potential | F1 | Industrial | Paper and Printing | New | Space Heating | Natural Gas | Steam System Efficiency Improvements | A | Integrated Unit Energy Savings (kWh or therms) | Technical Potential | 0 | 0 | 0.13249 | 0.12455 | 0.12133 | 0.11937 | 0.11837 | 0.11747 | 0.11666 | 0.11587 | 0.11512 | 0.11436 | 0.11333 | 0.11242 | 0.11143 | 0.11128 | 0.11108 | 0.11085 | 0.11085 | 0.11079 | 0.11091 | 0.11094 | 0
F2_Industrial_Paper and Printing_New_Space Heating_Natural Gas_Steam System Efficiency Improvements_A_Technical Potential | F2 | Industrial | Paper and Printing | New | Space Heating | Natural Gas | Steam System Efficiency Improvements | A | Integrated Unit Summer Peak Savings (kW) | Technical Potential | 0 | 0 | 0 | 0 | 0 | 0 | 0 | 0 | 0 | 0 | 0 | 0 | 0 | 0 | 0 | 0 | 0 | 0 | 0 | 0 | 0 | 0 | 0
F3_Industrial_Paper and Printing_New_Space Heating_Natural Gas_Steam System Efficiency Improvements_A_Technical Potential | F3 | Industrial | Paper and Printing | New | Space Heating | Natural Gas | Steam System Efficiency Improvements | A | Integrated Unit Winter Peak Savings (kW) | Technical Potential | 0 | 0 | 0 | 0 | 0 | 0 | 0 | 0 | 0 | 0 | 0 | 0 | 0 | 0 | 0 | 0 | 0 | 0 | 0 | 0 | 0 | 0 | 0
F4_Industrial_Paper and Printing_New_Space Heating_Natural Gas_Steam System Efficiency Improvements_A_Technical Potential | F4 | Industrial | Paper and Printing | New | Space Heating | Natural Gas | Steam System Efficiency Improvements | A | Incremental Energy Savings (MWh or mTherms) | Technical Potential | 0 | 0 | 3.5203e-05 | 0.00011545 | 0.00028475 | 0.00060825 | 0.0010539 | 0.001726 | 0.002636 | 0.0038349 | 0.005116 | 0.0065365 | 0.0078638 | 0.0090288 | 0.0094795 | 0.0094882 | 0.0088225 | 0.0077565 | 0.0090057 | 0.0096855 | 0.010022 | 0.0097987 | 0
F5_Industrial_Paper and Printing_New_Space Heating_Natural Gas_Steam System Efficiency Improvements_A_Technical Potential | F5 | Industrial | Paper and Printing | New | Space Heating | Natural Gas | Steam System Efficiency Improvements | A | Incremental Summer Peak Savings (MW) | Technical Potential | 0 | 0 | 0 | 0 | 0 | 0 | 0 | 0 | 0 | 0 | 0 | 0 | 0 | 0 | 0 | 0 | 0 | 0 | 0 | 0 | 0 | 0 | 0
F6_Industrial_Paper and Printing_New_Space Heating_Natural Gas_Steam System Efficiency Improvements_A_Technical Potential | F6 | Industrial | Paper and Printing | New | Space Heating | Natural Gas | Steam System Efficiency Improvements | A | Incremental Winter Peak Savings (MW) | Technical Potential | 0 | 0 | 0 | 0 | 0 | 0 | 0 | 0 | 0 | 0 | 0 | 0 | 0 | 0 | 0 | 0 | 0 | 0 | 0 | 0 | 0 | 0 | 0
F7_Industrial_Paper and Printing_New_Space Heating_Natural Gas_Steam System Efficiency Improvements_A_Technical Potential | F7 | Industrial | Paper and Printing | New | Space Heating | Natural Gas | Steam System Efficiency Improvements | A | Cumulative Energy Savings (MWh or mTherms) | Technical Potential | 0 | 0 | 3.5203e-05 | 0.00014855 | 0.00042946 | 0.0010307 | 0.002076 | 0.0037549 | 0.0062569 | 0.0097774 | 0.014244 | 0.019668 | 0.025689 | 0.031972 | 0.037481 | 0.041974 | 0.044374 | 0.044317 | 0.044317 | 0.044293 | 0.04434 | 0.044351 | 0
F8_Industrial_Paper and Printing_New_Space Heating_Natural Gas_Steam System Efficiency Improvements_A_Technical Potential | F8 | Industrial | Paper and Printing | New | Space Heating | Natural Gas | Steam System Efficiency Improvements | A | Cumulative Summer Peak Savings (MW) | Technical Potential | 0 | 0 | 0 | 0 | 0 | 0 | 0 | 0 | 0 | 0 | 0 | 0 | 0 | 0 | 0 | 0 | 0 | 0 | 0 | 0 | 0 | 0 | 0
F9_Industrial_Paper and Printing_New_Space Heating_Natural Gas_Steam System Efficiency Improvements_A_Technical Potential | F9 | Industrial | Paper and Printing | New | Space Heating | Natural Gas | Steam System Efficiency Improvements | A | Cumulative Winter Peak Savings (MW) | Technical Potential | 0 | 0 | 0 | 0 | 0 | 0 | 0 | 0 | 0 | 0 | 0 | 0 | 0 | 0 | 0 | 0 | 0 | 0 | 0 | 0 | 0 | 0 | 0
F10_Industrial_Paper and Printing_New_Space Heating_Natural Gas_Steam System Efficiency Improvements_A_Technical Potential | F10 | Industrial | Paper and Printing | New | Space Heating | Natural Gas | Steam System Efficiency Improvements | A | Purchases (Incremental) | Technical Potential | 0 | 0 | 0.26571 | 0.92693 | 2.3468 | 5.0956 | 8.9027 | 14.6931 | 22.5958 | 33.0968 | 44.4397 | 57.1583 | 69.3901 | 80.3119 | 85.0729 | 85.2661 | 79.4228 | 69.9705 | 81.2388 | 87.4198 | 90.3617 | 88.3255 | 0
F11_Industrial_Paper and Printing_New_Space Heating_Natural Gas_Steam System Efficiency Improvements_A_Technical Potential | F11 | Industrial | Paper and Printing | New | Space Heating | Natural Gas | Steam System Efficiency Improvements | A | Purchases (Cumulative) | Technical Potential | 0 | 0 | 0.26571 | 1.1926 | 3.5395 | 8.6351 | 17.5378 | 31.9652 | 53.6341 | 84.384 | 123.7282 | 171.9837 | 226.6807 | 284.3968 | 336.373 | 377.1994 | 399.4638 | 399.7785 | 399.7785 | 399.7785 | 399.7785 | 399.7785 | 0
F1_Industrial_Paper and Printing_New_Process_Natural Gas_Steam System Efficiency Improvements_A_Technical Potential | F1 | Industrial | Paper and Printing | New | Process | Natural Gas | Steam System Efficiency Improvements | A | Integrated Unit Energy Savings (kWh or therms) | Technical Potential | 0 | 0 | 0.076522 | 0.076255 | 0.076003 | 0.075777 | 0.075457 | 0.075219 | 0.075042 | 0.074931 | 0.074804 | 0.074733 | 0.074686 | 0.074686 | 0.074649 | 0.074653 | 0.074666 | 0.074737 | 0.074768 | 0.074819 | 0.074863 | 0.074902 | 0
F2_Industrial_Paper and Printing_New_Process_Natural Gas_Steam System Efficiency Improvements_A_Technical Potential | F2 | Industrial | Paper and Printing | New | Process | Natural Gas | Steam System Efficiency Improvements | A | Integrated Unit Summer Peak Savings (kW) | Technical Potential | 0 | 0 | 0 | 0 | 0 | 0 | 0 | 0 | 0 | 0 | 0 | 0 | 0 | 0 | 0 | 0 | 0 | 0 | 0 | 0 | 0 | 0 | 0
F3_Industrial_Paper and Printing_New_Process_Natural Gas_Steam System Efficiency Improvements_A_Technical Potential | F3 | Industrial | Paper and Printing | New | Process | Natural Gas | Steam System Efficiency Improvements | A | Integrated Unit Winter Peak Savings (kW) | Technical Potential | 0 | 0 | 0 | 0 | 0 | 0 | 0 | 0 | 0 | 0 | 0 | 0 | 0 | 0 | 0 | 0 | 0 | 0 | 0 | 0 | 0 | 0 | 0
F4_Industrial_Paper and Printing_New_Process_Natural Gas_Steam System Efficiency Improvements_A_Technical Potential | F4 | Industrial | Paper and Printing | New | Process | Natural Gas | Steam System Efficiency Improvements | A | Incremental Energy Savings (MWh or mTherms) | Technical Potential | 0 | 0 | 1.9701e-07 | 6.8488e-07 | 1.7283e-06 | 3.7414e-06 | 6.5091e-06 | 1.0709e-05 | 1.643e-05 | 2.4029e-05 | 3.221e-05 | 4.1389e-05 | 5.0215e-05 | 5.8118e-05 | 6.1533e-05 | 6.1676e-05 | 5.746e-05 | 5.0669e-05 | 5.8854e-05 | 6.3375e-05 | 6.5546e-05 | 6.4102e-05 | 0
F5_Industrial_Paper and Printing_New_Process_Natural Gas_Steam System Efficiency Improvements_A_Technical Potential | F5 | Industrial | Paper and Printing | New | Process | Natural Gas | Steam System Efficiency Improvements | A | Incremental Summer Peak Savings (MW) | Technical Potential | 0 | 0 | 0 | 0 | 0 | 0 | 0 | 0 | 0 | 0 | 0 | 0 | 0 | 0 | 0 | 0 | 0 | 0 | 0 | 0 | 0 | 0 | 0
F6_Industrial_Paper and Printing_New_Process_Natural Gas_Steam System Efficiency Improvements_A_Technical Potential | F6 | Industrial | Paper and Printing | New | Process | Natural Gas | Steam System Efficiency Improvements | A | Incremental Winter Peak Savings (MW) | Technical Potential | 0 | 0 | 0 | 0 | 0 | 0 | 0 | 0 | 0 | 0 | 0 | 0 | 0 | 0 | 0 | 0 | 0 | 0 | 0 | 0 | 0 | 0 | 0
F7_Industrial_Paper and Printing_New_Process_Natural Gas_Steam System Efficiency Improvements_A_Technical Potential | F7 | Industrial | Paper and Printing | New | Process | Natural Gas | Steam System Efficiency Improvements | A | Cumulative Energy Savings (MWh or mTherms) | Technical Potential | 0 | 0 | 1.9701e-07 | 8.812e-07 | 2.6066e-06 | 6.3402e-06 | 1.2822e-05 | 2.3297e-05 | 3.8998e-05 | 6.1266e-05 | 8.9679e-05 | 0.00012454 | 0.00016404 | 0.00020581 | 0.0002433 | 0.00027284 | 0.000289 | 0.0002895 | 0.00028962 | 0.00028982 | 0.00028999 | 0.00029014 | 0
F8_Industrial_Paper and Printing_New_Process_Natural Gas_Steam System Efficiency Improvements_A_Technical Potential | F8 | Industrial | Paper and Printing | New | Process | Natural Gas | Steam System Efficiency Improvements | A | Cumulative Summer Peak Savings (MW) | Technical Potential | 0 | 0 | 0 | 0 | 0 | 0 | 0 | 0 | 0 | 0 | 0 | 0 | 0 | 0 | 0 | 0 | 0 | 0 | 0 | 0 | 0 | 0 | 0
F9_Industrial_Paper and Printing_New_Process_Natural Gas_Steam System Efficiency Improvements_A_Technical Potential | F9 | Industrial | Paper and Printing | New | Process | Natural Gas | Steam System Efficiency Improvements | A | Cumulative Winter Peak Savings (MW) | Technical Potential | 0 | 0 | 0 | 0 | 0 | 0 | 0 | 0 | 0 | 0 | 0 | 0 | 0 | 0 | 0 | 0 | 0 | 0 | 0 | 0 | 0 | 0 | 0
F10_Industrial_Paper and Printing_New_Process_Natural Gas_Steam System Efficiency Improvements_A_Technical Potential | F10 | Industrial | Paper and Printing | New | Process | Natural Gas | Steam System Efficiency Improvements | A | Purchases (Incremental) | Technical Potential | 0 | 0 | 0.0025746 | 0.0089814 | 0.022739 | 0.049373 | 0.086262 | 0.14237 | 0.21894 | 0.32069 | 0.43059 | 0.55383 | 0.67235 | 0.77817 | 0.8243 | 0.82618 | 0.76956 | 0.67797 | 0.78715 | 0.84704 | 0.87555 | 0.85582 | 0
F11_Industrial_Paper and Printing_New_Process_Natural Gas_Steam System Efficiency Improvements_A_Technical Potential | F11 | Industrial | Paper and Printing | New | Process | Natural Gas | Steam System Efficiency Improvements | A | Purchases (Cumulative) | Technical Potential | 0 | 0 | 0.0025746 | 0.011556 | 0.034295 | 0.083669 | 0.16993 | 0.30972 | 0.51968 | 0.81763 | 1.1988 | 1.6664 | 2.1964 | 2.7556 | 3.2592 | 3.6548 | 3.8706 | 3.8736 | 3.8736 | 3.8736 | 3.8736 | 3.8736 | 0
F1_Industrial_Paper and Printing_New_Space Heating_Natural Gas_Strategic Energy Management_A_Technical Potential | F1 | Industrial | Paper and Printing | New | Space Heating | Natural Gas | Strategic Energy Management | A | Integrated Unit Energy Savings (kWh or therms) | Technical Potential | 0 | 0 | 53.7324 | 50.5666 | 49.3175 | 48.5846 | 48.2822 | 48.0173 | 47.8118 | 47.6309 | 47.5105 | 47.3971 | 47.1896 | 47.0243 | 46.8457 | 46.9777 | 47.0524 | 47.0431 | 47.1211 | 47.0999 | 47.1161 | 47.0664 | 0
F2_Industrial_Paper and Printing_New_Space Heating_Natural Gas_Strategic Energy Management_A_Technical Potential | F2 | Industrial | Paper and Printing | New | Space Heating | Natural Gas | Strategic Energy Management | A | Integrated Unit Summer Peak Savings (kW) | Technical Potential | 0 | 0 | 0 | 0 | 0 | 0 | 0 | 0 | 0 | 0 | 0 | 0 | 0 | 0 | 0 | 0 | 0 | 0 | 0 | 0 | 0 | 0 | 0
F3_Industrial_Paper and Printing_New_Space Heating_Natural Gas_Strategic Energy Management_A_Technical Potential | F3 | Industrial | Paper and Printing | New | Space Heating | Natural Gas | Strategic Energy Management | A | Integrated Unit Winter Peak Savings (kW) | Technical Potential | 0 | 0 | 0 | 0 | 0 | 0 | 0 | 0 | 0 | 0 | 0 | 0 | 0 | 0 | 0 | 0 | 0 | 0 | 0 | 0 | 0 | 0 | 0
F4_Industrial_Paper and Printing_New_Space Heating_Natural Gas_Strategic Energy Management_A_Technical Potential | F4 | Industrial | Paper and Printing | New | Space Heating | Natural Gas | Strategic Energy Management | A | Incremental Energy Savings (MWh or mTherms) | Technical Potential | 0 | 0 | 0.0034894 | 0.0057309 | 0.0079701 | 0.010481 | 0.011989 | 0.013739 | 0.015466 | 0.017409 | 0.018852 | 0.020512 | 0.022099 | 0.023958 | 0.025177 | 0.026844 | 0.028485 | 0.030339 | 0.031619 | 0.033121 | 0.037087 | 0.04018 | 0
F5_Industrial_Paper and Printing_New_Space Heating_Natural Gas_Strategic Energy Management_A_Technical Potential | F5 | Industrial | Paper and Printing | New | Space Heating | Natural Gas | Strategic Energy Management | A | Incremental Summer Peak Savings (MW) | Technical Potential | 0 | 0 | 0 | 0 | 0 | 0 | 0 | 0 | 0 | 0 | 0 | 0 | 0 | 0 | 0 | 0 | 0 | 0 | 0 | 0 | 0 | 0 | 0
F6_Industrial_Paper and Printing_New_Space Heating_Natural Gas_Strategic Energy Management_A_Technical Potential | F6 | Industrial | Paper and Printing | New | Space Heating | Natural Gas | Strategic Energy Management | A | Incremental Winter Peak Savings (MW) | Technical Potential | 0 | 0 | 0 | 0 | 0 | 0 | 0 | 0 | 0 | 0 | 0 | 0 | 0 | 0 | 0 | 0 | 0 | 0 | 0 | 0 | 0 | 0 | 0
F7_Industrial_Paper and Printing_New_Space Heating_Natural Gas_Strategic Energy Management_A_Technical Potential | F7 | Industrial | Paper and Printing | New | Space Heating | Natural Gas | Strategic Energy Management | A | Cumulative Energy Savings (MWh or mTherms) | Technical Potential | 0 | 0 | 0.0034894 | 0.0090148 | 0.016762 | 0.026994 | 0.038814 | 0.049222 | 0.059059 | 0.068547 | 0.076977 | 0.085537 | 0.093758 | 0.10218 | 0.10984 | 0.11836 | 0.12667 | 0.1319 | 0.13439 | 0.13452 | 0.13457 | 0.13442 | 0
F8_Industrial_Paper and Printing_New_Space Heating_Natural Gas_Strategic Energy Management_A_Technical Potential | F8 | Industrial | Paper and Printing | New | Space Heating | Natural Gas | Strategic Energy Management | A | Cumulative Summer Peak Savings (MW) | Technical Potential | 0 | 0 | 0 | 0 | 0 | 0 | 0 | 0 | 0 | 0 | 0 | 0 | 0 | 0 | 0 | 0 | 0 | 0 | 0 | 0 | 0 | 0 | 0
F9_Industrial_Paper and Printing_New_Space Heating_Natural Gas_Strategic Energy Management_A_Technical Potential | F9 | Industrial | Paper and Printing | New | Space Heating | Natural Gas | Strategic Energy Management | A | Cumulative Winter Peak Savings (MW) | Technical Potential | 0 | 0 | 0 | 0 | 0 | 0 | 0 | 0 | 0 | 0 | 0 | 0 | 0 | 0 | 0 | 0 | 0 | 0 | 0 | 0 | 0 | 0 | 0
F10_Industrial_Paper and Printing_New_Space Heating_Natural Gas_Strategic Energy Management_A_Technical Potential | F10 | Industrial | Paper and Printing | New | Space Heating | Natural Gas | Strategic Energy Management | A | Purchases (Incremental) | Technical Potential | 0 | 0 | 0.064941 | 0.11333 | 0.16161 | 0.21572 | 0.2483 | 0.28613 | 0.32348 | 0.3655 | 0.39679 | 0.43278 | 0.46829 | 0.50949 | 0.53745 | 0.57143 | 0.60539 | 0.64491 | 0.67102 | 0.7032 | 0.78715 | 0.85369 | 0
F11_Industrial_Paper and Printing_New_Space Heating_Natural Gas_Strategic Energy Management_A_Technical Potential | F11 | Industrial | Paper and Printing | New | Space Heating | Natural Gas | Strategic Energy Management | A | Purchases (Cumulative) | Technical Potential | 0 | 0 | 0.064941 | 0.17828 | 0.33988 | 0.5556 | 0.8039 | 1.0251 | 1.2352 | 1.4391 | 1.6202 | 1.8047 | 1.9868 | 2.1728 | 2.3448 | 2.5194 | 2.692 | 2.8037 | 2.8519 | 2.8561 | 2.8561 | 2.8561 | 0
F1_Industrial_Paper and Printing_New_Process_Natural Gas_Strategic Energy Management_A_Technical Potential | F1 | Industrial | Paper and Printing | New | Process | Natural Gas | Strategic Energy Management | A | Integrated Unit Energy Savings (kWh or therms) | Technical Potential | 0 | 0 | 56.851 | 56.8293 | 56.8076 | 56.7884 | 56.7597 | 56.731 | 56.7008 | 56.6735 | 56.6433 | 56.6206 | 56.6034 | 56.5954 | 56.5849 | 56.5811 | 56.5784 | 56.5785 | 56.5722 | 56.5683 | 56.5636 | 56.5585 | 0
F2_Industrial_Paper and Printing_New_Process_Natural Gas_Strategic Energy Management_A_Technical Potential | F2 | Industrial | Paper and Printing | New | Process | Natural Gas | Strategic Energy Management | A | Integrated Unit Summer Peak Savings (kW) | Technical Potential | 0 | 0 | 0 | 0 | 0 | 0 | 0 | 0 | 0 | 0 | 0 | 0 | 0 | 0 | 0 | 0 | 0 | 0 | 0 | 0 | 0 | 0 | 0
F3_Industrial_Paper and Printing_New_Process_Natural Gas_Strategic Energy Management_A_Technical Potential | F3 | Industrial | Paper and Printing | New | Process | Natural Gas | Strategic Energy Management | A | Integrated Unit Winter Peak Savings (kW) | Technical Potential | 0 | 0 | 0 | 0 | 0 | 0 | 0 | 0 | 0 | 0 | 0 | 0 | 0 | 0 | 0 | 0 | 0 | 0 | 0 | 0 | 0 | 0 | 0
F4_Industrial_Paper and Printing_New_Process_Natural Gas_Strategic Energy Management_A_Technical Potential | F4 | Industrial | Paper and Printing | New | Process | Natural Gas | Strategic Energy Management | A | Incremental Energy Savings (MWh or mTherms) | Technical Potential | 0 | 0 | 0.017123 | 0.029871 | 0.042579 | 0.056815 | 0.065365 | 0.075285 | 0.085067 | 0.096069 | 0.10424 | 0.11365 | 0.12294 | 0.13373 | 0.14105 | 0.14995 | 0.15886 | 0.16923 | 0.17606 | 0.18449 | 0.2065 | 0.22393 | 0
F5_Industrial_Paper and Printing_New_Process_Natural Gas_Strategic Energy Management_A_Technical Potential | F5 | Industrial | Paper and Printing | New | Process | Natural Gas | Strategic Energy Management | A | Incremental Summer Peak Savings (MW) | Technical Potential | 0 | 0 | 0 | 0 | 0 | 0 | 0 | 0 | 0 | 0 | 0 | 0 | 0 | 0 | 0 | 0 | 0 | 0 | 0 | 0 | 0 | 0 | 0
F6_Industrial_Paper and Printing_New_Process_Natural Gas_Strategic Energy Management_A_Technical Potential | F6 | Industrial | Paper and Printing | New | Process | Natural Gas | Strategic Energy Management | A | Incremental Winter Peak Savings (MW) | Technical Potential | 0 | 0 | 0 | 0 | 0 | 0 | 0 | 0 | 0 | 0 | 0 | 0 | 0 | 0 | 0 | 0 | 0 | 0 | 0 | 0 | 0 | 0 | 0
F7_Industrial_Paper and Printing_New_Process_Natural Gas_Strategic Energy Management_A_Technical Potential | F7 | Industrial | Paper and Printing | New | Process | Natural Gas | Strategic Energy Management | A | Cumulative Energy Savings (MWh or mTherms) | Technical Potential | 0 | 0 | 0.017123 | 0.046988 | 0.089548 | 0.14633 | 0.21162 | 0.26971 | 0.32484 | 0.37827 | 0.42564 | 0.47391 | 0.52159 | 0.57034 | 0.61536 | 0.66114 | 0.70641 | 0.73571 | 0.74828 | 0.74931 | 0.74925 | 0.74918 | 0
F8_Industrial_Paper and Printing_New_Process_Natural Gas_Strategic Energy Management_A_Technical Potential | F8 | Industrial | Paper and Printing | New | Process | Natural Gas | Strategic Energy Management | A | Cumulative Summer Peak Savings (MW) | Technical Potential | 0 | 0 | 0 | 0 | 0 | 0 | 0 | 0 | 0 | 0 | 0 | 0 | 0 | 0 | 0 | 0 | 0 | 0 | 0 | 0 | 0 | 0 | 0
F9_Industrial_Paper and Printing_New_Process_Natural Gas_Strategic Energy Management_A_Technical Potential | F9 | Industrial | Paper and Printing | New | Process | Natural Gas | Strategic Energy Management | A | Cumulative Winter Peak Savings (MW) | Technical Potential | 0 | 0 | 0 | 0 | 0 | 0 | 0 | 0 | 0 | 0 | 0 | 0 | 0 | 0 | 0 | 0 | 0 | 0 | 0 | 0 | 0 | 0 | 0
F10_Industrial_Paper and Printing_New_Process_Natural Gas_Strategic Energy Management_A_Technical Potential | F10 | Industrial | Paper and Printing | New | Process | Natural Gas | Strategic Energy Management | A | Purchases (Incremental) | Technical Potential | 0 | 0 | 0.30119 | 0.52563 | 0.74952 | 1.0005 | 1.1516 | 1.327 | 1.5003 | 1.6951 | 1.8403 | 2.0072 | 2.1719 | 2.363 | 2.4926 | 2.6502 | 2.8077 | 2.991 | 3.1121 | 3.2614 | 3.6507 | 3.9593 | 0
F11_Industrial_Paper and Printing_New_Process_Natural Gas_Strategic Energy Management_A_Technical Potential | F11 | Industrial | Paper and Printing | New | Process | Natural Gas | Strategic Energy Management | A | Purchases (Cumulative) | Technical Potential | 0 | 0 | 0.30119 | 0.82682 | 1.5763 | 2.5768 | 3.7284 | 4.7543 | 5.7289 | 6.6745 | 7.5143 | 8.3699 | 9.2148 | 10.0774 | 10.8749 | 11.6849 | 12.4854 | 13.0034 | 13.227 | 13.2462 | 13.2462 | 13.2462 | 0
F1_Industrial_Paper and Printing_New_Miscellaneous_Natural Gas_Strategic Energy Management_A_Technical Potential | F1 | Industrial | Paper and Printing | New | Miscellaneous | Natural Gas | Strategic Energy Management | A | Integrated Unit Energy Savings (kWh or therms) | Technical Potential | 0 | 0 | 18.0192 | 18.0192 | 18.0192 | 18.0192 | 18.0192 | 18.0192 | 18.0192 | 18.0192 | 18.0192 | 18.0192 | 18.0192 | 18.0192 | 18.0192 | 18.0192 | 18.0192 | 18.0192 | 18.0192 | 18.0192 | 18.0192 | 18.0192 | 0
F2_Industrial_Paper and Printing_New_Miscellaneous_Natural Gas_Strategic Energy Management_A_Technical Potential | F2 | Industrial | Paper and Printing | New | Miscellaneous | Natural Gas | Strategic Energy Management | A | Integrated Unit Summer Peak Savings (kW) | Technical Potential | 0 | 0 | 0 | 0 | 0 | 0 | 0 | 0 | 0 | 0 | 0 | 0 | 0 | 0 | 0 | 0 | 0 | 0 | 0 | 0 | 0 | 0 | 0
F3_Industrial_Paper and Printing_New_Miscellaneous_Natural Gas_Strategic Energy Management_A_Technical Potential | F3 | Industrial | Paper and Printing | New | Miscellaneous | Natural Gas | Strategic Energy Management | A | Integrated Unit Winter Peak Savings (kW) | Technical Potential | 0 | 0 | 0 | 0 | 0 | 0 | 0 | 0 | 0 | 0 | 0 | 0 | 0 | 0 | 0 | 0 | 0 | 0 | 0 | 0 | 0 | 0 | 0
F4_Industrial_Paper and Printing_New_Miscellaneous_Natural Gas_Strategic Energy Management_A_Technical Potential | F4 | Industrial | Paper and Printing | New | Miscellaneous | Natural Gas | Strategic Energy Management | A | Incremental Energy Savings (MWh or mTherms) | Technical Potential | 0 | 0 | 0.0013568 | 0.0023679 | 0.0033765 | 0.0045069 | 0.0051877 | 0.0059781 | 0.0067585 | 0.0076363 | 0.00829 | 0.009042 | 0.0097839 | 0.010645 | 0.011229 | 0.011939 | 0.012648 | 0.013474 | 0.01402 | 0.014692 | 0.016446 | 0.017836 | 0
F5_Industrial_Paper and Printing_New_Miscellaneous_Natural Gas_Strategic Energy Management_A_Technical Potential | F5 | Industrial | Paper and Printing | New | Miscellaneous | Natural Gas | Strategic Energy Management | A | Incremental Summer Peak Savings (MW) | Technical Potential | 0 | 0 | 0 | 0 | 0 | 0 | 0 | 0 | 0 | 0 | 0 | 0 | 0 | 0 | 0 | 0 | 0 | 0 | 0 | 0 | 0 | 0 | 0
F6_Industrial_Paper and Printing_New_Miscellaneous_Natural Gas_Strategic Energy Management_A_Technical Potential | F6 | Industrial | Paper and Printing | New | Miscellaneous | Natural Gas | Strategic Energy Management | A | Incremental Winter Peak Savings (MW) | Technical Potential | 0 | 0 | 0 | 0 | 0 | 0 | 0 | 0 | 0 | 0 | 0 | 0 | 0 | 0 | 0 | 0 | 0 | 0 | 0 | 0 | 0 | 0 | 0
F7_Industrial_Paper and Printing_New_Miscellaneous_Natural Gas_Strategic Energy Management_A_Technical Potential | F7 | Industrial | Paper and Printing | New | Miscellaneous | Natural Gas | Strategic Energy Management | A | Cumulative Energy Savings (MWh or mTherms) | Technical Potential | 0 | 0 | 0.0013568 | 0.0037247 | 0.0071011 | 0.011608 | 0.016796 | 0.021417 | 0.025808 | 0.030067 | 0.033851 | 0.037705 | 0.041511 | 0.045397 | 0.048989 | 0.052638 | 0.056244 | 0.058578 | 0.059585 | 0.059671 | 0.059671 | 0.059671 | 0
F8_Industrial_Paper and Printing_New_Miscellaneous_Natural Gas_Strategic Energy Management_A_Technical Potential | F8 | Industrial | Paper and Printing | New | Miscellaneous | Natural Gas | Strategic Energy Management | A | Cumulative Summer Peak Savings (MW) | Technical Potential | 0 | 0 | 0 | 0 | 0 | 0 | 0 | 0 | 0 | 0 | 0 | 0 | 0 | 0 | 0 | 0 | 0 | 0 | 0 | 0 | 0 | 0 | 0
F9_Industrial_Paper and Printing_New_Miscellaneous_Natural Gas_Strategic Energy Management_A_Technical Potential | F9 | Industrial | Paper and Printing | New | Miscellaneous | Natural Gas | Strategic Energy Management | A | Cumulative Winter Peak Savings (MW) | Technical Potential | 0 | 0 | 0 | 0 | 0 | 0 | 0 | 0 | 0 | 0 | 0 | 0 | 0 | 0 | 0 | 0 | 0 | 0 | 0 | 0 | 0 | 0 | 0
F10_Industrial_Paper and Printing_New_Miscellaneous_Natural Gas_Strategic Energy Management_A_Technical Potential | F10 | Industrial | Paper and Printing | New | Miscellaneous | Natural Gas | Strategic Energy Management | A | Purchases (Incremental) | Technical Potential | 0 | 0 | 0.075297 | 0.13141 | 0.18738 | 0.25012 | 0.2879 | 0.33176 | 0.37507 | 0.42378 | 0.46007 | 0.5018 | 0.54297 | 0.59074 | 0.62316 | 0.66256 | 0.70193 | 0.74776 | 0.77804 | 0.81534 | 0.91268 | 0.98983 | 0
F11_Industrial_Paper and Printing_New_Miscellaneous_Natural Gas_Strategic Energy Management_A_Technical Potential | F11 | Industrial | Paper and Printing | New | Miscellaneous | Natural Gas | Strategic Energy Management | A | Purchases (Cumulative) | Technical Potential | 0 | 0 | 0.075297 | 0.20671 | 0.39409 | 0.64421 | 0.93211 | 1.1886 | 1.4322 | 1.6686 | 1.8786 | 2.0925 | 2.3037 | 2.5194 | 2.7187 | 2.9212 | 3.1214 | 3.2508 | 3.3067 | 3.3115 | 3.3115 | 3.3115 | 0
F1_Industrial_Paper and Printing_New_Space Heating_Natural Gas_Commissioning_A_Technical Potential | F1 | Industrial | Paper and Printing | New | Space Heating | Natural Gas | Commissioning | A | Integrated Unit Energy Savings (kWh or therms) | Technical Potential | 0 | 0 | 64.705 | 60.9161 | 59.4334 | 58.5699 | 58.2334 | 57.9397 | 57.7177 | 57.5226 | 57.4043 | 57.2896 | 57.0585 | 56.8727 | 56.6755 | 56.8493 | 56.953 | 56.9496 | 57.0569 | 57.0397 | 57.0667 | 57.0135 | 0
F2_Industrial_Paper and Printing_New_Space Heating_Natural Gas_Commissioning_A_Technical Potential | F2 | Industrial | Paper and Printing | New | Space Heating | Natural Gas | Commissioning | A | Integrated Unit Summer Peak Savings (kW) | Technical Potential | 0 | 0 | 0 | 0 | 0 | 0 | 0 | 0 | 0 | 0 | 0 | 0 | 0 | 0 | 0 | 0 | 0 | 0 | 0 | 0 | 0 | 0 | 0
F3_Industrial_Paper and Printing_New_Space Heating_Natural Gas_Commissioning_A_Technical Potential | F3 | Industrial | Paper and Printing | New | Space Heating | Natural Gas | Commissioning | A | Integrated Unit Winter Peak Savings (kW) | Technical Potential | 0 | 0 | 0 | 0 | 0 | 0 | 0 | 0 | 0 | 0 | 0 | 0 | 0 | 0 | 0 | 0 | 0 | 0 | 0 | 0 | 0 | 0 | 0
F4_Industrial_Paper and Printing_New_Space Heating_Natural Gas_Commissioning_A_Technical Potential | F4 | Industrial | Paper and Printing | New | Space Heating | Natural Gas | Commissioning | A | Incremental Energy Savings (MWh or mTherms) | Technical Potential | 0 | 0 | 0 | 0 | 0 | 0 | 0 | 0 | 0 | 0 | 0 | 0 | 0 | 0 | 0 | 0 | 0 | 0 | 0 | 0 | 0 | 0 | 0
F5_Industrial_Paper and Printing_New_Space Heating_Natural Gas_Commissioning_A_Technical Potential | F5 | Industrial | Paper and Printing | New | Space Heating | Natural Gas | Commissioning | A | Incremental Summer Peak Savings (MW) | Technical Potential | 0 | 0 | 0 | 0 | 0 | 0 | 0 | 0 | 0 | 0 | 0 | 0 | 0 | 0 | 0 | 0 | 0 | 0 | 0 | 0 | 0 | 0 | 0
F6_Industrial_Paper and Printing_New_Space Heating_Natural Gas_Commissioning_A_Technical Potential | F6 | Industrial | Paper and Printing | New | Space Heating | Natural Gas | Commissioning | A | Incremental Winter Peak Savings (MW) | Technical Potential | 0 | 0 | 0 | 0 | 0 | 0 | 0 | 0 | 0 | 0 | 0 | 0 | 0 | 0 | 0 | 0 | 0 | 0 | 0 | 0 | 0 | 0 | 0
F7_Industrial_Paper and Printing_New_Space Heating_Natural Gas_Commissioning_A_Technical Potential | F7 | Industrial | Paper and Printing | New | Space Heating | Natural Gas | Commissioning | A | Cumulative Energy Savings (MWh or mTherms) | Technical Potential | 0 | 0 | 0 | 0 | 0 | 0 | 0 | 0 | 0 | 0 | 0 | 0 | 0 | 0 | 0 | 0 | 0 | 0 | 0 | 0 | 0 | 0 | 0
F8_Industrial_Paper and Printing_New_Space Heating_Natural Gas_Commissioning_A_Technical Potential | F8 | Industrial | Paper and Printing | New | Space Heating | Natural Gas | Commissioning | A | Cumulative Summer Peak Savings (MW) | Technical Potential | 0 | 0 | 0 | 0 | 0 | 0 | 0 | 0 | 0 | 0 | 0 | 0 | 0 | 0 | 0 | 0 | 0 | 0 | 0 | 0 | 0 | 0 | 0
F9_Industrial_Paper and Printing_New_Space Heating_Natural Gas_Commissioning_A_Technical Potential | F9 | Industrial | Paper and Printing | New | Space Heating | Natural Gas | Commissioning | A | Cumulative Winter Peak Savings (MW) | Technical Potential | 0 | 0 | 0 | 0 | 0 | 0 | 0 | 0 | 0 | 0 | 0 | 0 | 0 | 0 | 0 | 0 | 0 | 0 | 0 | 0 | 0 | 0 | 0
F10_Industrial_Paper and Printing_New_Space Heating_Natural Gas_Commissioning_A_Technical Potential | F10 | Industrial | Paper and Printing | New | Space Heating | Natural Gas | Commissioning | A | Purchases (Incremental) | Technical Potential | 0 | 0 | 0 | 0 | 0 | 0 | 0 | 0 | 0 | 0 | 0 | 0 | 0 | 0 | 0 | 0 | 0 | 0 | 0 | 0 | 0 | 0 | 0
F11_Industrial_Paper and Printing_New_Space Heating_Natural Gas_Commissioning_A_Technical Potential | F11 | Industrial | Paper and Printing | New | Space Heating | Natural Gas | Commissioning | A | Purchases (Cumulative) | Technical Potential | 0 | 0 | 0 | 0 | 0 | 0 | 0 | 0 | 0 | 0 | 0 | 0 | 0 | 0 | 0 | 0 | 0 | 0 | 0 | 0 | 0 | 0 | 0
F1_Industrial_Paper and Printing_New_Process_Natural Gas_Commissioning_A_Technical Potential | F1 | Industrial | Paper and Printing | New | Process | Natural Gas | Commissioning | A | Integrated Unit Energy Savings (kWh or therms) | Technical Potential | 0 | 0 | 317.5129 | 317.5129 | 317.5129 | 317.5129 | 317.5129 | 317.5129 | 317.5129 | 317.5129 | 317.5129 | 317.5129 | 317.5129 | 317.5129 | 317.5129 | 317.5129 | 317.5129 | 317.5129 | 317.5129 | 317.5129 | 317.5129 | 317.5129 | 0
F2_Industrial_Paper and Printing_New_Process_Natural Gas_Commissioning_A_Technical Potential | F2 | Industrial | Paper and Printing | New | Process | Natural Gas | Commissioning | A | Integrated Unit Summer Peak Savings (kW) | Technical Potential | 0 | 0 | 0 | 0 | 0 | 0 | 0 | 0 | 0 | 0 | 0 | 0 | 0 | 0 | 0 | 0 | 0 | 0 | 0 | 0 | 0 | 0 | 0
F3_Industrial_Paper and Printing_New_Process_Natural Gas_Commissioning_A_Technical Potential | F3 | Industrial | Paper and Printing | New | Process | Natural Gas | Commissioning | A | Integrated Unit Winter Peak Savings (kW) | Technical Potential | 0 | 0 | 0 | 0 | 0 | 0 | 0 | 0 | 0 | 0 | 0 | 0 | 0 | 0 | 0 | 0 | 0 | 0 | 0 | 0 | 0 | 0 | 0
F4_Industrial_Paper and Printing_New_Process_Natural Gas_Commissioning_A_Technical Potential | F4 | Industrial | Paper and Printing | New | Process | Natural Gas | Commissioning | A | Incremental Energy Savings (MWh or mTherms) | Technical Potential | 0 | 0 | 0 | 0 | 0 | 0 | 0 | 0 | 0 | 0 | 0 | 0 | 0 | 0 | 0 | 0 | 0 | 0 | 0 | 0 | 0 | 0 | 0
F5_Industrial_Paper and Printing_New_Process_Natural Gas_Commissioning_A_Technical Potential | F5 | Industrial | Paper and Printing | New | Process | Natural Gas | Commissioning | A | Incremental Summer Peak Savings (MW) | Technical Potential | 0 | 0 | 0 | 0 | 0 | 0 | 0 | 0 | 0 | 0 | 0 | 0 | 0 | 0 | 0 | 0 | 0 | 0 | 0 | 0 | 0 | 0 | 0
F6_Industrial_Paper and Printing_New_Process_Natural Gas_Commissioning_A_Technical Potential | F6 | Industrial | Paper and Printing | New | Process | Natural Gas | Commissioning | A | Incremental Winter Peak Savings (MW) | Technical Potential | 0 | 0 | 0 | 0 | 0 | 0 | 0 | 0 | 0 | 0 | 0 | 0 | 0 | 0 | 0 | 0 | 0 | 0 | 0 | 0 | 0 | 0 | 0
F7_Industrial_Paper and Printing_New_Process_Natural Gas_Commissioning_A_Technical Potential | F7 | Industrial | Paper and Printing | New | Process | Natural Gas | Commissioning | A | Cumulative Energy Savings (MWh or mTherms) | Technical Potential | 0 | 0 | 0 | 0 | 0 | 0 | 0 | 0 | 0 | 0 | 0 | 0 | 0 | 0 | 0 | 0 | 0 | 0 | 0 | 0 | 0 | 0 | 0
F8_Industrial_Paper and Printing_New_Process_Natural Gas_Commissioning_A_Technical Potential | F8 | Industrial | Paper and Printing | New | Process | Natural Gas | Commissioning | A | Cumulative Summer Peak Savings (MW) | Technical Potential | 0 | 0 | 0 | 0 | 0 | 0 | 0 | 0 | 0 | 0 | 0 | 0 | 0 | 0 | 0 | 0 | 0 | 0 | 0 | 0 | 0 | 0 | 0
F9_Industrial_Paper and Printing_New_Process_Natural Gas_Commissioning_A_Technical Potential | F9 | Industrial | Paper and Printing | New | Process | Natural Gas | Commissioning | A | Cumulative Winter Peak Savings (MW) | Technical Potential | 0 | 0 | 0 | 0 | 0 | 0 | 0 | 0 | 0 | 0 | 0 | 0 | 0 | 0 | 0 | 0 | 0 | 0 | 0 | 0 | 0 | 0 | 0
F10_Industrial_Paper and Printing_New_Process_Natural Gas_Commissioning_A_Technical Potential | F10 | Industrial | Paper and Printing | New | Process | Natural Gas | Commissioning | A | Purchases (Incremental) | Technical Potential | 0 | 0 | 0 | 0 | 0 | 0 | 0 | 0 | 0 | 0 | 0 | 0 | 0 | 0 | 0 | 0 | 0 | 0 | 0 | 0 | 0 | 0 | 0
F11_Industrial_Paper and Printing_New_Process_Natural Gas_Commissioning_A_Technical Potential | F11 | Industrial | Paper and Printing | New | Process | Natural Gas | Commissioning | A | Purchases (Cumulative) | Technical Potential | 0 | 0 | 0 | 0 | 0 | 0 | 0 | 0 | 0 | 0 | 0 | 0 | 0 | 0 | 0 | 0 | 0 | 0 | 0 | 0 | 0 | 0 | 0
F1_Industrial_Paper and Printing_New_Space Heating_Natural Gas_Retrocommissioning_A_Technical Potential | F1 | Industrial | Paper and Printing | New | Space Heating | Natural Gas | Retrocommissioning | A | Integrated Unit Energy Savings (kWh or therms) | Technical Potential | 0 | 0 | 0 | 0 | 0 | 0 | 0 | 0 | 0 | 0 | 0 | 0 | 0 | 0 | 0 | 0 | 0 | 0 | 0 | 0 | 0 | 0 | 0
F2_Industrial_Paper and Printing_New_Space Heating_Natural Gas_Retrocommissioning_A_Technical Potential | F2 | Industrial | Paper and Printing | New | Space Heating | Natural Gas | Retrocommissioning | A | Integrated Unit Summer Peak Savings (kW) | Technical Potential | 0 | 0 | 0 | 0 | 0 | 0 | 0 | 0 | 0 | 0 | 0 | 0 | 0 | 0 | 0 | 0 | 0 | 0 | 0 | 0 | 0 | 0 | 0
F3_Industrial_Paper and Printing_New_Space Heating_Natural Gas_Retrocommissioning_A_Technical Potential | F3 | Industrial | Paper and Printing | New | Space Heating | Natural Gas | Retrocommissioning | A | Integrated Unit Winter Peak Savings (kW) | Technical Potential | 0 | 0 | 0 | 0 | 0 | 0 | 0 | 0 | 0 | 0 | 0 | 0 | 0 | 0 | 0 | 0 | 0 | 0 | 0 | 0 | 0 | 0 | 0
F4_Industrial_Paper and Printing_New_Space Heating_Natural Gas_Retrocommissioning_A_Technical Potential | F4 | Industrial | Paper and Printing | New | Space Heating | Natural Gas | Retrocommissioning | A | Incremental Energy Savings (MWh or mTherms) | Technical Potential | 0 | 0 | 0 | 0 | 0 | 0 | 0 | 0 | 0 | 0 | 0 | 0 | 0 | 0 | 0 | 0 | 0 | 0 | 0 | 0 | 0 | 0 | 0
F5_Industrial_Paper and Printing_New_Space Heating_Natural Gas_Retrocommissioning_A_Technical Potential | F5 | Industrial | Paper and Printing | New | Space Heating | Natural Gas | Retrocommissioning | A | Incremental Summer Peak Savings (MW) | Technical Potential | 0 | 0 | 0 | 0 | 0 | 0 | 0 | 0 | 0 | 0 | 0 | 0 | 0 | 0 | 0 | 0 | 0 | 0 | 0 | 0 | 0 | 0 | 0
F6_Industrial_Paper and Printing_New_Space Heating_Natural Gas_Retrocommissioning_A_Technical Potential | F6 | Industrial | Paper and Printing | New | Space Heating | Natural Gas | Retrocommissioning | A | Incremental Winter Peak Savings (MW) | Technical Potential | 0 | 0 | 0 | 0 | 0 | 0 | 0 | 0 | 0 | 0 | 0 | 0 | 0 | 0 | 0 | 0 | 0 | 0 | 0 | 0 | 0 | 0 | 0
F7_Industrial_Paper and Printing_New_Space Heating_Natural Gas_Retrocommissioning_A_Technical Potential | F7 | Industrial | Paper and Printing | New | Space Heating | Natural Gas | Retrocommissioning | A | Cumulative Energy Savings (MWh or mTherms) | Technical Potential | 0 | 0 | 0 | 0 | 0 | 0 | 0 | 0 | 0 | 0 | 0 | 0 | 0 | 0 | 0 | 0 | 0 | 0 | 0 | 0 | 0 | 0 | 0
F8_Industrial_Paper and Printing_New_Space Heating_Natural Gas_Retrocommissioning_A_Technical Potential | F8 | Industrial | Paper and Printing | New | Space Heating | Natural Gas | Retrocommissioning | A | Cumulative Summer Peak Savings (MW) | Technical Potential | 0 | 0 | 0 | 0 | 0 | 0 | 0 | 0 | 0 | 0 | 0 | 0 | 0 | 0 | 0 | 0 | 0 | 0 | 0 | 0 | 0 | 0 | 0
F9_Industrial_Paper and Printing_New_Space Heating_Natural Gas_Retrocommissioning_A_Technical Potential | F9 | Industrial | Paper and Printing | New | Space Heating | Natural Gas | Retrocommissioning | A | Cumulative Winter Peak Savings (MW) | Technical Potential | 0 | 0 | 0 | 0 | 0 | 0 | 0 | 0 | 0 | 0 | 0 | 0 | 0 | 0 | 0 | 0 | 0 | 0 | 0 | 0 | 0 | 0 | 0
F10_Industrial_Paper and Printing_New_Space Heating_Natural Gas_Retrocommissioning_A_Technical Potential | F10 | Industrial | Paper and Printing | New | Space Heating | Natural Gas | Retrocommissioning | A | Purchases (Incremental) | Technical Potential | 0 | 0 | 0 | 0 | 0 | 0 | 0 | 0 | 0 | 0 | 0 | 0 | 0 | 0 | 0 | 0 | 0 | 0 | 0 | 0 | 0 | 0 | 0
F11_Industrial_Paper and Printing_New_Space Heating_Natural Gas_Retrocommissioning_A_Technical Potential | F11 | Industrial | Paper and Printing | New | Space Heating | Natural Gas | Retrocommissioning | A | Purchases (Cumulative) | Technical Potential | 0 | 0 | 0 | 0 | 0 | 0 | 0 | 0 | 0 | 0 | 0 | 0 | 0 | 0 | 0 | 0 | 0 | 0 | 0 | 0 | 0 | 0 | 0
F1_Industrial_Paper and Printing_New_Process_Natural Gas_Retrocommissioning_A_Technical Potential | F1 | Industrial | Paper and Printing | New | Process | Natural Gas | Retrocommissioning | A | Integrated Unit Energy Savings (kWh or therms) | Technical Potential | 0 | 0 | 0 | 0 | 0 | 0 | 0 | 0 | 0 | 0 | 0 | 0 | 0 | 0 | 0 | 0 | 0 | 0 | 0 | 0 | 0 | 0 | 0
F2_Industrial_Paper and Printing_New_Process_Natural Gas_Retrocommissioning_A_Technical Potential | F2 | Industrial | Paper and Printing | New | Process | Natural Gas | Retrocommissioning | A | Integrated Unit Summer Peak Savings (kW) | Technical Potential | 0 | 0 | 0 | 0 | 0 | 0 | 0 | 0 | 0 | 0 | 0 | 0 | 0 | 0 | 0 | 0 | 0 | 0 | 0 | 0 | 0 | 0 | 0
F3_Industrial_Paper and Printing_New_Process_Natural Gas_Retrocommissioning_A_Technical Potential | F3 | Industrial | Paper and Printing | New | Process | Natural Gas | Retrocommissioning | A | Integrated Unit Winter Peak Savings (kW) | Technical Potential | 0 | 0 | 0 | 0 | 0 | 0 | 0 | 0 | 0 | 0 | 0 | 0 | 0 | 0 | 0 | 0 | 0 | 0 | 0 | 0 | 0 | 0 | 0
F4_Industrial_Paper and Printing_New_Process_Natural Gas_Retrocommissioning_A_Technical Potential | F4 | Industrial | Paper and Printing | New | Process | Natural Gas | Retrocommissioning | A | Incremental Energy Savings (MWh or mTherms) | Technical Potential | 0 | 0 | 0 | 0 | 0 | 0 | 0 | 0 | 0 | 0 | 0 | 0 | 0 | 0 | 0 | 0 | 0 | 0 | 0 | 0 | 0 | 0 | 0
F5_Industrial_Paper and Printing_New_Process_Natural Gas_Retrocommissioning_A_Technical Potential | F5 | Industrial | Paper and Printing | New | Process | Natural Gas | Retrocommissioning | A | Incremental Summer Peak Savings (MW) | Technical Potential | 0 | 0 | 0 | 0 | 0 | 0 | 0 | 0 | 0 | 0 | 0 | 0 | 0 | 0 | 0 | 0 | 0 | 0 | 0 | 0 | 0 | 0 | 0
F6_Industrial_Paper and Printing_New_Process_Natural Gas_Retrocommissioning_A_Technical Potential | F6 | Industrial | Paper and Printing | New | Process | Natural Gas | Retrocommissioning | A | Incremental Winter Peak Savings (MW) | Technical Potential | 0 | 0 | 0 | 0 | 0 | 0 | 0 | 0 | 0 | 0 | 0 | 0 | 0 | 0 | 0 | 0 | 0 | 0 | 0 | 0 | 0 | 0 | 0
F7_Industrial_Paper and Printing_New_Process_Natural Gas_Retrocommissioning_A_Technical Potential | F7 | Industrial | Paper and Printing | New | Process | Natural Gas | Retrocommissioning | A | Cumulative Energy Savings (MWh or mTherms) | Technical Potential | 0 | 0 | 0 | 0 | 0 | 0 | 0 | 0 | 0 | 0 | 0 | 0 | 0 | 0 | 0 | 0 | 0 | 0 | 0 | 0 | 0 | 0 | 0
F8_Industrial_Paper and Printing_New_Process_Natural Gas_Retrocommissioning_A_Technical Potential | F8 | Industrial | Paper and Printing | New | Process | Natural Gas | Retrocommissioning | A | Cumulative Summer Peak Savings (MW) | Technical Potential | 0 | 0 | 0 | 0 | 0 | 0 | 0 | 0 | 0 | 0 | 0 | 0 | 0 | 0 | 0 | 0 | 0 | 0 | 0 | 0 | 0 | 0 | 0
F9_Industrial_Paper and Printing_New_Process_Natural Gas_Retrocommissioning_A_Technical Potential | F9 | Industrial | Paper and Printing | New | Process | Natural Gas | Retrocommissioning | A | Cumulative Winter Peak Savings (MW) | Technical Potential | 0 | 0 | 0 | 0 | 0 | 0 | 0 | 0 | 0 | 0 | 0 | 0 | 0 | 0 | 0 | 0 | 0 | 0 | 0 | 0 | 0 | 0 | 0
F10_Industrial_Paper and Printing_New_Process_Natural Gas_Retrocommissioning_A_Technical Potential | F10 | Industrial | Paper and Printing | New | Process | Natural Gas | Retrocommissioning | A | Purchases (Incremental) | Technical Potential | 0 | 0 | 0 | 0 | 0 | 0 | 0 | 0 | 0 | 0 | 0 | 0 | 0 | 0 | 0 | 0 | 0 | 0 | 0 | 0 | 0 | 0 | 0
F11_Industrial_Paper and Printing_New_Process_Natural Gas_Retrocommissioning_A_Technical Potential | F11 | Industrial | Paper and Printing | New | Process | Natural Gas | Retrocommissioning | A | Purchases (Cumulative) | Technical Potential | 0 | 0 | 0 | 0 | 0 | 0 | 0 | 0 | 0 | 0 | 0 | 0 | 0 | 0 | 0 | 0 | 0 | 0 | 0 | 0 | 0 | 0 | 0
F1_Industrial_Instruments_Existing_Space Heating_Natural Gas_Insulation - Roof/Ceiling_A_Technical Potential | F1 | Industrial | Instruments | Existing | Space Heating | Natural Gas | Insulation - Roof/Ceiling | A | Integrated Unit Energy Savings (kWh or therms) | Technical Potential | 0 | 0 | 0.082692 | 0.082116 | 0.081495 | 0.080819 | 0.080075 | 0.079253 | 0.078344 | 0.077343 | 0.076252 | 0.075083 | 0.073853 | 0.072582 | 0.071311 | 0.070064 | 0.068868 | 0.067777 | 0.066794 | 0.065913 | 0.065118 | 0.064386 | 0
F2_Industrial_Instruments_Existing_Space Heating_Natural Gas_Insulation - Roof/Ceiling_A_Technical Potential | F2 | Industrial | Instruments | Existing | Space Heating | Natural Gas | Insulation - Roof/Ceiling | A | Integrated Unit Summer Peak Savings (kW) | Technical Potential | 0 | 0 | 0 | 0 | 0 | 0 | 0 | 0 | 0 | 0 | 0 | 0 | 0 | 0 | 0 | 0 | 0 | 0 | 0 | 0 | 0 | 0 | 0
F3_Industrial_Instruments_Existing_Space Heating_Natural Gas_Insulation - Roof/Ceiling_A_Technical Potential | F3 | Industrial | Instruments | Existing | Space Heating | Natural Gas | Insulation - Roof/Ceiling | A | Integrated Unit Winter Peak Savings (kW) | Technical Potential | 0 | 0 | 0 | 0 | 0 | 0 | 0 | 0 | 0 | 0 | 0 | 0 | 0 | 0 | 0 | 0 | 0 | 0 | 0 | 0 | 0 | 0 | 0
F4_Industrial_Instruments_Existing_Space Heating_Natural Gas_Insulation - Roof/Ceiling_A_Technical Potential | F4 | Industrial | Instruments | Existing | Space Heating | Natural Gas | Insulation - Roof/Ceiling | A | Incremental Energy Savings (MWh or mTherms) | Technical Potential | 0 | 0 | 1.6218 | 2.7698 | 4.2023 | 5.7337 | 7.1057 | 8.0634 | 8.4361 | 8.1847 | 7.4015 | 6.267 | 4.989 | 3.7478 | 2.6664 | 1.8022 | 1.1606 | 0.71434 | 0.42112 | 0.27652 | 0 | 0 | 0
F5_Industrial_Instruments_Existing_Space Heating_Natural Gas_Insulation - Roof/Ceiling_A_Technical Potential | F5 | Industrial | Instruments | Existing | Space Heating | Natural Gas | Insulation - Roof/Ceiling | A | Incremental Summer Peak Savings (MW) | Technical Potential | 0 | 0 | 0 | 0 | 0 | 0 | 0 | 0 | 0 | 0 | 0 | 0 | 0 | 0 | 0 | 0 | 0 | 0 | 0 | 0 | 0 | 0 | 0
F6_Industrial_Instruments_Existing_Space Heating_Natural Gas_Insulation - Roof/Ceiling_A_Technical Potential | F6 | Industrial | Instruments | Existing | Space Heating | Natural Gas | Insulation - Roof/Ceiling | A | Incremental Winter Peak Savings (MW) | Technical Potential | 0 | 0 | 0 | 0 | 0 | 0 | 0 | 0 | 0 | 0 | 0 | 0 | 0 | 0 | 0 | 0 | 0 | 0 | 0 | 0 | 0 | 0 | 0
F7_Industrial_Instruments_Existing_Space Heating_Natural Gas_Insulation - Roof/Ceiling_A_Technical Potential | F7 | Industrial | Instruments | Existing | Space Heating | Natural Gas | Insulation - Roof/Ceiling | A | Cumulative Energy Savings (MWh or mTherms) | Technical Potential | 0 | 0 | 1.6218 | 4.3803 | 8.5495 | 14.2122 | 21.1871 | 29.033 | 37.1362 | 44.8461 | 51.6154 | 57.0908 | 61.1444 | 63.8398 | 65.3885 | 66.0476 | 66.0805 | 65.7478 | 65.2159 | 64.6323 | 63.8525 | 63.1343 | 0
F8_Industrial_Instruments_Existing_Space Heating_Natural Gas_Insulation - Roof/Ceiling_A_Technical Potential | F8 | Industrial | Instruments | Existing | Space Heating | Natural Gas | Insulation - Roof/Ceiling | A | Cumulative Summer Peak Savings (MW) | Technical Potential | 0 | 0 | 0 | 0 | 0 | 0 | 0 | 0 | 0 | 0 | 0 | 0 | 0 | 0 | 0 | 0 | 0 | 0 | 0 | 0 | 0 | 0 | 0
F9_Industrial_Instruments_Existing_Space Heating_Natural Gas_Insulation - Roof/Ceiling_A_Technical Potential | F9 | Industrial | Instruments | Existing | Space Heating | Natural Gas | Insulation - Roof/Ceiling | A | Cumulative Winter Peak Savings (MW) | Technical Potential | 0 | 0 | 0 | 0 | 0 | 0 | 0 | 0 | 0 | 0 | 0 | 0 | 0 | 0 | 0 | 0 | 0 | 0 | 0 | 0 | 0 | 0 | 0
F10_Industrial_Instruments_Existing_Space Heating_Natural Gas_Insulation - Roof/Ceiling_A_Technical Potential | F10 | Industrial | Instruments | Existing | Space Heating | Natural Gas | Insulation - Roof/Ceiling | A | Purchases (Incremental) | Technical Potential | 0 | 0 | 19612.5558 | 33730.2145 | 51564.5808 | 70945.7508 | 88737.7887 | 101742.4646 | 107679.6907 | 105823.1443 | 97065.3668 | 83467.8477 | 67553.0857 | 51635.4046 | 37391.155 | 25722.536 | 16852.696 | 10539.5387 | 6304.7615 | 4195.2504 | 0 | 0 | 0
F11_Industrial_Instruments_Existing_Space Heating_Natural Gas_Insulation - Roof/Ceiling_A_Technical Potential | F11 | Industrial | Instruments | Existing | Space Heating | Natural Gas | Insulation - Roof/Ceiling | A | Purchases (Cumulative) | Technical Potential | 0 | 0 | 19612.5558 | 53342.7703 | 104907.3511 | 175853.102 | 264590.8907 | 366333.3553 | 474013.0459 | 579836.1902 | 676901.557 | 760369.4047 | 827922.4904 | 879557.895 | 916949.0501 | 942671.5861 | 959524.282 | 970063.8207 | 976368.5823 | 980563.8327 | 980563.8327 | 980563.8327 | 0
F1_Industrial_Instruments_Existing_Space Heating_Natural Gas_Insulation - Wall Cavity_A_Technical Potential | F1 | Industrial | Instruments | Existing | Space Heating | Natural Gas | Insulation - Wall Cavity | A | Integrated Unit Energy Savings (kWh or therms) | Technical Potential | 0 | 0 | 0.018022 | 0.017777 | 0.017458 | 0.017055 | 0.016571 | 0.01602 | 0.015426 | 0.014816 | 0.014218 | 0.013654 | 0.013136 | 0.01267 | 0.012256 | 0.01189 | 0.011566 | 0.011284 | 0.011036 | 0.010812 | 0.010619 | 0.010436 | 0
F2_Industrial_Instruments_Existing_Space Heating_Natural Gas_Insulation - Wall Cavity_A_Technical Potential | F2 | Industrial | Instruments | Existing | Space Heating | Natural Gas | Insulation - Wall Cavity | A | Integrated Unit Summer Peak Savings (kW) | Technical Potential | 0 | 0 | 0 | 0 | 0 | 0 | 0 | 0 | 0 | 0 | 0 | 0 | 0 | 0 | 0 | 0 | 0 | 0 | 0 | 0 | 0 | 0 | 0
F3_Industrial_Instruments_Existing_Space Heating_Natural Gas_Insulation - Wall Cavity_A_Technical Potential | F3 | Industrial | Instruments | Existing | Space Heating | Natural Gas | Insulation - Wall Cavity | A | Integrated Unit Winter Peak Savings (kW) | Technical Potential | 0 | 0 | 0 | 0 | 0 | 0 | 0 | 0 | 0 | 0 | 0 | 0 | 0 | 0 | 0 | 0 | 0 | 0 | 0 | 0 | 0 | 0 | 0
F4_Industrial_Instruments_Existing_Space Heating_Natural Gas_Insulation - Wall Cavity_A_Technical Potential | F4 | Industrial | Instruments | Existing | Space Heating | Natural Gas | Insulation - Wall Cavity | A | Incremental Energy Savings (MWh or mTherms) | Technical Potential | 0 | 0 | 0.35345 | 0.59962 | 0.90021 | 1.21 | 1.4705 | 1.6299 | 1.661 | 1.5679 | 1.3801 | 1.1397 | 0.88739 | 0.65421 | 0.45828 | 0.30585 | 0.19492 | 0.11893 | 0.069577 | 0.045361 | 0 | 0 | 0
F5_Industrial_Instruments_Existing_Space Heating_Natural Gas_Insulation - Wall Cavity_A_Technical Potential | F5 | Industrial | Instruments | Existing | Space Heating | Natural Gas | Insulation - Wall Cavity | A | Incremental Summer Peak Savings (MW) | Technical Potential | 0 | 0 | 0 | 0 | 0 | 0 | 0 | 0 | 0 | 0 | 0 | 0 | 0 | 0 | 0 | 0 | 0 | 0 | 0 | 0 | 0 | 0 | 0
F6_Industrial_Instruments_Existing_Space Heating_Natural Gas_Insulation - Wall Cavity_A_Technical Potential | F6 | Industrial | Instruments | Existing | Space Heating | Natural Gas | Insulation - Wall Cavity | A | Incremental Winter Peak Savings (MW) | Technical Potential | 0 | 0 | 0 | 0 | 0 | 0 | 0 | 0 | 0 | 0 | 0 | 0 | 0 | 0 | 0 | 0 | 0 | 0 | 0 | 0 | 0 | 0 | 0
F7_Industrial_Instruments_Existing_Space Heating_Natural Gas_Insulation - Wall Cavity_A_Technical Potential | F7 | Industrial | Instruments | Existing | Space Heating | Natural Gas | Insulation - Wall Cavity | A | Cumulative Energy Savings (MWh or mTherms) | Technical Potential | 0 | 0 | 0.35345 | 0.94827 | 1.8315 | 2.9993 | 4.3847 | 5.8687 | 7.312 | 8.5908 | 9.6243 | 10.382 | 10.8758 | 11.1438 | 11.2384 | 11.2087 | 11.0982 | 10.9461 | 10.7748 | 10.6023 | 10.4127 | 10.2336 | 0
F8_Industrial_Instruments_Existing_Space Heating_Natural Gas_Insulation - Wall Cavity_A_Technical Potential | F8 | Industrial | Instruments | Existing | Space Heating | Natural Gas | Insulation - Wall Cavity | A | Cumulative Summer Peak Savings (MW) | Technical Potential | 0 | 0 | 0 | 0 | 0 | 0 | 0 | 0 | 0 | 0 | 0 | 0 | 0 | 0 | 0 | 0 | 0 | 0 | 0 | 0 | 0 | 0 | 0
F9_Industrial_Instruments_Existing_Space Heating_Natural Gas_Insulation - Wall Cavity_A_Technical Potential | F9 | Industrial | Instruments | Existing | Space Heating | Natural Gas | Insulation - Wall Cavity | A | Cumulative Winter Peak Savings (MW) | Technical Potential | 0 | 0 | 0 | 0 | 0 | 0 | 0 | 0 | 0 | 0 | 0 | 0 | 0 | 0 | 0 | 0 | 0 | 0 | 0 | 0 | 0 | 0 | 0
F10_Industrial_Instruments_Existing_Space Heating_Natural Gas_Insulation - Wall Cavity_A_Technical Potential | F10 | Industrial | Instruments | Existing | Space Heating | Natural Gas | Insulation - Wall Cavity | A | Purchases (Incremental) | Technical Potential | 0 | 0 | 19612.5558 | 33730.2145 | 51564.5808 | 70945.7508 | 88737.7887 | 101742.4646 | 107679.6907 | 105823.1443 | 97065.3668 | 83467.8477 | 67553.0857 | 51635.4046 | 37391.155 | 25722.536 | 16852.696 | 10539.5387 | 6304.7615 | 4195.2504 | 0 | 0 | 0
F11_Industrial_Instruments_Existing_Space Heating_Natural Gas_Insulation - Wall Cavity_A_Technical Potential | F11 | Industrial | Instruments | Existing | Space Heating | Natural Gas | Insulation - Wall Cavity | A | Purchases (Cumulative) | Technical Potential | 0 | 0 | 19612.5558 | 53342.7703 | 104907.3511 | 175853.102 | 264590.8907 | 366333.3553 | 474013.0459 | 579836.1902 | 676901.557 | 760369.4047 | 827922.4904 | 879557.895 | 916949.0501 | 942671.5861 | 959524.282 | 970063.8207 | 976368.5823 | 980563.8327 | 980563.8327 | 980563.8327 | 0
F1_Industrial_Instruments_Existing_Space Heating_Natural Gas_Insulation - Ducting_A_Technical Potential | F1 | Industrial | Instruments | Existing | Space Heating | Natural Gas | Insulation - Ducting | A | Integrated Unit Energy Savings (kWh or therms) | Technical Potential | 0 | 0 | 0.0014244 | 0.0013957 | 0.0013603 | 0.0013176 | 0.0012681 | 0.0012134 | 0.0011558 | 0.0010981 | 0.0010427 | 0.00099121 | 0.0009447 | 0.00090328 | 0.00086687 | 0.00083485 | 0.0008066 | 0.00078188 | 0.00076005 | 0.00074031 | 0.00072303 | 0.00070667 | 0
F2_Industrial_Instruments_Existing_Space Heating_Natural Gas_Insulation - Ducting_A_Technical Potential | F2 | Industrial | Instruments | Existing | Space Heating | Natural Gas | Insulation - Ducting | A | Integrated Unit Summer Peak Savings (kW) | Technical Potential | 0 | 0 | 0 | 0 | 0 | 0 | 0 | 0 | 0 | 0 | 0 | 0 | 0 | 0 | 0 | 0 | 0 | 0 | 0 | 0 | 0 | 0 | 0
F3_Industrial_Instruments_Existing_Space Heating_Natural Gas_Insulation - Ducting_A_Technical Potential | F3 | Industrial | Instruments | Existing | Space Heating | Natural Gas | Insulation - Ducting | A | Integrated Unit Winter Peak Savings (kW) | Technical Potential | 0 | 0 | 0 | 0 | 0 | 0 | 0 | 0 | 0 | 0 | 0 | 0 | 0 | 0 | 0 | 0 | 0 | 0 | 0 | 0 | 0 | 0 | 0
F4_Industrial_Instruments_Existing_Space Heating_Natural Gas_Insulation - Ducting_A_Technical Potential | F4 | Industrial | Instruments | Existing | Space Heating | Natural Gas | Insulation - Ducting | A | Incremental Energy Savings (MWh or mTherms) | Technical Potential | 0 | 0 | 0.0035272 | 0.0041705 | 0.0048883 | 0.0054017 | 0.0058276 | 0.0064066 | 0.0065794 | 0.0062756 | 0.0055186 | 0.0044319 | 0.0032123 | 0.0019977 | 0.001094 | 0.00049854 | 0.00020027 | 6.9377e-05 | 2.0702e-05 | 4.3191e-06 | 6.8141e-07 | 7.8563e-08 | 0
F5_Industrial_Instruments_Existing_Space Heating_Natural Gas_Insulation - Ducting_A_Technical Potential | F5 | Industrial | Instruments | Existing | Space Heating | Natural Gas | Insulation - Ducting | A | Incremental Summer Peak Savings (MW) | Technical Potential | 0 | 0 | 0 | 0 | 0 | 0 | 0 | 0 | 0 | 0 | 0 | 0 | 0 | 0 | 0 | 0 | 0 | 0 | 0 | 0 | 0 | 0 | 0
F6_Industrial_Instruments_Existing_Space Heating_Natural Gas_Insulation - Ducting_A_Technical Potential | F6 | Industrial | Instruments | Existing | Space Heating | Natural Gas | Insulation - Ducting | A | Incremental Winter Peak Savings (MW) | Technical Potential | 0 | 0 | 0 | 0 | 0 | 0 | 0 | 0 | 0 | 0 | 0 | 0 | 0 | 0 | 0 | 0 | 0 | 0 | 0 | 0 | 0 | 0 | 0
F7_Industrial_Instruments_Existing_Space Heating_Natural Gas_Insulation - Ducting_A_Technical Potential | F7 | Industrial | Instruments | Existing | Space Heating | Natural Gas | Insulation - Ducting | A | Cumulative Energy Savings (MWh or mTherms) | Technical Potential | 0 | 0 | 0.0035272 | 0.0076267 | 0.012322 | 0.017337 | 0.022513 | 0.027948 | 0.033201 | 0.037819 | 0.041428 | 0.043816 | 0.044972 | 0.044998 | 0.044278 | 0.043141 | 0.041881 | 0.040668 | 0.039553 | 0.03853 | 0.037631 | 0.03678 | 0
F8_Industrial_Instruments_Existing_Space Heating_Natural Gas_Insulation - Ducting_A_Technical Potential | F8 | Industrial | Instruments | Existing | Space Heating | Natural Gas | Insulation - Ducting | A | Cumulative Summer Peak Savings (MW) | Technical Potential | 0 | 0 | 0 | 0 | 0 | 0 | 0 | 0 | 0 | 0 | 0 | 0 | 0 | 0 | 0 | 0 | 0 | 0 | 0 | 0 | 0 | 0 | 0
F9_Industrial_Instruments_Existing_Space Heating_Natural Gas_Insulation - Ducting_A_Technical Potential | F9 | Industrial | Instruments | Existing | Space Heating | Natural Gas | Insulation - Ducting | A | Cumulative Winter Peak Savings (MW) | Technical Potential | 0 | 0 | 0 | 0 | 0 | 0 | 0 | 0 | 0 | 0 | 0 | 0 | 0 | 0 | 0 | 0 | 0 | 0 | 0 | 0 | 0 | 0 | 0
F10_Industrial_Instruments_Existing_Space Heating_Natural Gas_Insulation - Ducting_A_Technical Potential | F10 | Industrial | Instruments | Existing | Space Heating | Natural Gas | Insulation - Ducting | A | Purchases (Incremental) | Technical Potential | 0 | 0 | 2476.3202 | 2988.1034 | 3593.5199 | 4099.5878 | 4595.4766 | 5280.0324 | 5692.4107 | 5714.9375 | 5292.7869 | 4471.1573 | 3400.3156 | 2211.601 | 1262.0148 | 597.1603 | 248.2888 | 88.7302 | 27.2375 | 5.8342 | 0.94244 | 0.11117 | 0
F11_Industrial_Instruments_Existing_Space Heating_Natural Gas_Insulation - Ducting_A_Technical Potential | F11 | Industrial | Instruments | Existing | Space Heating | Natural Gas | Insulation - Ducting | A | Purchases (Cumulative) | Technical Potential | 0 | 0 | 2476.3202 | 5464.4235 | 9057.9434 | 13157.5312 | 17753.0078 | 23033.0402 | 28725.4509 | 34440.3884 | 39733.1753 | 44204.3325 | 47604.6481 | 49816.2491 | 51078.2639 | 51675.4242 | 51923.713 | 52012.4431 | 52039.6806 | 52045.5148 | 52046.4572 | 52046.5684 | 0
F1_Industrial_Instruments_Existing_Space Heating_Natural Gas_HVAC - Duct Repair and Sealing_A_Technical Potential | F1 | Industrial | Instruments | Existing | Space Heating | Natural Gas | HVAC - Duct Repair and Sealing | A | Integrated Unit Energy Savings (kWh or therms) | Technical Potential | 0 | 0 | 0.0040402 | 0.003973 | 0.0038895 | 0.003788 | 0.0036693 | 0.0035366 | 0.0033954 | 0.0032521 | 0.0031126 | 0.0029816 | 0.0028618 | 0.002754 | 0.0026584 | 0.0025739 | 0.002499 | 0.0024336 | 0.002376 | 0.0023242 | 0.0022792 | 0.0022367 | 0
F2_Industrial_Instruments_Existing_Space Heating_Natural Gas_HVAC - Duct Repair and Sealing_A_Technical Potential | F2 | Industrial | Instruments | Existing | Space Heating | Natural Gas | HVAC - Duct Repair and Sealing | A | Integrated Unit Summer Peak Savings (kW) | Technical Potential | 0 | 0 | 0 | 0 | 0 | 0 | 0 | 0 | 0 | 0 | 0 | 0 | 0 | 0 | 0 | 0 | 0 | 0 | 0 | 0 | 0 | 0 | 0
F3_Industrial_Instruments_Existing_Space Heating_Natural Gas_HVAC - Duct Repair and Sealing_A_Technical Potential | F3 | Industrial | Instruments | Existing | Space Heating | Natural Gas | HVAC - Duct Repair and Sealing | A | Integrated Unit Winter Peak Savings (kW) | Technical Potential | 0 | 0 | 0 | 0 | 0 | 0 | 0 | 0 | 0 | 0 | 0 | 0 | 0 | 0 | 0 | 0 | 0 | 0 | 0 | 0 | 0 | 0 | 0
F4_Industrial_Instruments_Existing_Space Heating_Natural Gas_HVAC - Duct Repair and Sealing_A_Technical Potential | F4 | Industrial | Instruments | Existing | Space Heating | Natural Gas | HVAC - Duct Repair and Sealing | A | Incremental Energy Savings (MWh or mTherms) | Technical Potential | 0 | 0 | 0.020359 | 0.019675 | 0.018929 | 0.018118 | 0.017247 | 0.016337 | 0.015414 | 0.014509 | 0.013647 | 0.012847 | 0.012118 | 0.011461 | 0.010873 | 0.010345 | 0.0098712 | 0.009447 | 0.0090645 | 0.008714 | 0.0083978 | 0.0080994 | 0
F5_Industrial_Instruments_Existing_Space Heating_Natural Gas_HVAC - Duct Repair and Sealing_A_Technical Potential | F5 | Industrial | Instruments | Existing | Space Heating | Natural Gas | HVAC - Duct Repair and Sealing | A | Incremental Summer Peak Savings (MW) | Technical Potential | 0 | 0 | 0 | 0 | 0 | 0 | 0 | 0 | 0 | 0 | 0 | 0 | 0 | 0 | 0 | 0 | 0 | 0 | 0 | 0 | 0 | 0 | 0
F6_Industrial_Instruments_Existing_Space Heating_Natural Gas_HVAC - Duct Repair and Sealing_A_Technical Potential | F6 | Industrial | Instruments | Existing | Space Heating | Natural Gas | HVAC - Duct Repair and Sealing | A | Incremental Winter Peak Savings (MW) | Technical Potential | 0 | 0 | 0 | 0 | 0 | 0 | 0 | 0 | 0 | 0 | 0 | 0 | 0 | 0 | 0 | 0 | 0 | 0 | 0 | 0 | 0 | 0 | 0
F7_Industrial_Instruments_Existing_Space Heating_Natural Gas_HVAC - Duct Repair and Sealing_A_Technical Potential | F7 | Industrial | Instruments | Existing | Space Heating | Natural Gas | HVAC - Duct Repair and Sealing | A | Cumulative Energy Savings (MWh or mTherms) | Technical Potential | 0 | 0 | 0.020359 | 0.039695 | 0.05779 | 0.0744 | 0.089314 | 0.10242 | 0.11375 | 0.12345 | 0.13181 | 0.13911 | 0.14563 | 0.15161 | 0.15722 | 0.16257 | 0.16771 | 0.17277 | 0.17774 | 0.18258 | 0.18744 | 0.19205 | 0
F8_Industrial_Instruments_Existing_Space Heating_Natural Gas_HVAC - Duct Repair and Sealing_A_Technical Potential | F8 | Industrial | Instruments | Existing | Space Heating | Natural Gas | HVAC - Duct Repair and Sealing | A | Cumulative Summer Peak Savings (MW) | Technical Potential | 0 | 0 | 0 | 0 | 0 | 0 | 0 | 0 | 0 | 0 | 0 | 0 | 0 | 0 | 0 | 0 | 0 | 0 | 0 | 0 | 0 | 0 | 0
F9_Industrial_Instruments_Existing_Space Heating_Natural Gas_HVAC - Duct Repair and Sealing_A_Technical Potential | F9 | Industrial | Instruments | Existing | Space Heating | Natural Gas | HVAC - Duct Repair and Sealing | A | Cumulative Winter Peak Savings (MW) | Technical Potential | 0 | 0 | 0 | 0 | 0 | 0 | 0 | 0 | 0 | 0 | 0 | 0 | 0 | 0 | 0 | 0 | 0 | 0 | 0 | 0 | 0 | 0 | 0
F10_Industrial_Instruments_Existing_Space Heating_Natural Gas_HVAC - Duct Repair and Sealing_A_Technical Potential | F10 | Industrial | Instruments | Existing | Space Heating | Natural Gas | HVAC - Duct Repair and Sealing | A | Purchases (Incremental) | Technical Potential | 0 | 0 | 5039.0236 | 4952.1439 | 4866.7621 | 4782.8524 | 4700.3894 | 4619.3482 | 4539.7043 | 4461.4335 | 4384.5123 | 4308.9172 | 4234.6256 | 4161.6148 | 4089.8628 | 4019.3479 | 3950.0488 | 3881.9445 | 3815.0144 | 3749.2383 | 3684.5963 | 3621.0688 | 0
F11_Industrial_Instruments_Existing_Space Heating_Natural Gas_HVAC - Duct Repair and Sealing_A_Technical Potential | F11 | Industrial | Instruments | Existing | Space Heating | Natural Gas | HVAC - Duct Repair and Sealing | A | Purchases (Cumulative) | Technical Potential | 0 | 0 | 5039.0236 | 9991.1675 | 14857.9296 | 19640.782 | 24341.1714 | 28960.5197 | 33500.224 | 37961.6575 | 42346.1698 | 46655.087 | 50889.7125 | 55051.3273 | 59141.1901 | 63160.538 | 67110.5868 | 70992.5313 | 74807.5458 | 78556.7841 | 82241.3804 | 85862.4492 | 0
F1_Industrial_Instruments_Existing_Space Heating_Natural Gas_Windows - High Efficiency_A_Technical Potential | F1 | Industrial | Instruments | Existing | Space Heating | Natural Gas | Windows - High Efficiency | A | Integrated Unit Energy Savings (kWh or therms) | Technical Potential | 0 | 0 | 0.0076841 | 0.0075531 | 0.007385 | 0.007176 | 0.0069281 | 0.0066495 | 0.0063532 | 0.0060535 | 0.0057637 | 0.0054937 | 0.0052489 | 0.0050306 | 0.0048386 | 0.0046697 | 0.0045206 | 0.0043904 | 0.0042754 | 0.0041714 | 0.0040806 | 0.0039943 | 0
F2_Industrial_Instruments_Existing_Space Heating_Natural Gas_Windows - High Efficiency_A_Technical Potential | F2 | Industrial | Instruments | Existing | Space Heating | Natural Gas | Windows - High Efficiency | A | Integrated Unit Summer Peak Savings (kW) | Technical Potential | 0 | 0 | 0 | 0 | 0 | 0 | 0 | 0 | 0 | 0 | 0 | 0 | 0 | 0 | 0 | 0 | 0 | 0 | 0 | 0 | 0 | 0 | 0
F3_Industrial_Instruments_Existing_Space Heating_Natural Gas_Windows - High Efficiency_A_Technical Potential | F3 | Industrial | Instruments | Existing | Space Heating | Natural Gas | Windows - High Efficiency | A | Integrated Unit Winter Peak Savings (kW) | Technical Potential | 0 | 0 | 0 | 0 | 0 | 0 | 0 | 0 | 0 | 0 | 0 | 0 | 0 | 0 | 0 | 0 | 0 | 0 | 0 | 0 | 0 | 0 | 0
F4_Industrial_Instruments_Existing_Space Heating_Natural Gas_Windows - High Efficiency_A_Technical Potential | F4 | Industrial | Instruments | Existing | Space Heating | Natural Gas | Windows - High Efficiency | A | Incremental Energy Savings (MWh or mTherms) | Technical Potential | 0 | 0 | 0.030554 | 0.059 | 0.10066 | 0.15636 | 0.22518 | 0.3042 | 0.38854 | 0.47165 | 0.54586 | 0.60296 | 0.63519 | 0.63646 | 0.60412 | 0.54013 | 0.45181 | 0.35662 | 0.26099 | 0.17325 | 0.10641 | 0.06676 | 0
F5_Industrial_Instruments_Existing_Space Heating_Natural Gas_Windows - High Efficiency_A_Technical Potential | F5 | Industrial | Instruments | Existing | Space Heating | Natural Gas | Windows - High Efficiency | A | Incremental Summer Peak Savings (MW) | Technical Potential | 0 | 0 | 0 | 0 | 0 | 0 | 0 | 0 | 0 | 0 | 0 | 0 | 0 | 0 | 0 | 0 | 0 | 0 | 0 | 0 | 0 | 0 | 0
F6_Industrial_Instruments_Existing_Space Heating_Natural Gas_Windows - High Efficiency_A_Technical Potential | F6 | Industrial | Instruments | Existing | Space Heating | Natural Gas | Windows - High Efficiency | A | Incremental Winter Peak Savings (MW) | Technical Potential | 0 | 0 | 0 | 0 | 0 | 0 | 0 | 0 | 0 | 0 | 0 | 0 | 0 | 0 | 0 | 0 | 0 | 0 | 0 | 0 | 0 | 0 | 0
F7_Industrial_Instruments_Existing_Space Heating_Natural Gas_Windows - High Efficiency_A_Technical Potential | F7 | Industrial | Instruments | Existing | Space Heating | Natural Gas | Windows - High Efficiency | A | Cumulative Energy Savings (MWh or mTherms) | Technical Potential | 0 | 0 | 0.030554 | 0.089033 | 0.18771 | 0.33876 | 0.55223 | 0.83423 | 1.1856 | 1.6013 | 2.0705 | 2.5765 | 3.0969 | 3.6045 | 4.0711 | 4.4691 | 4.7783 | 4.9972 | 5.1274 | 5.1759 | 5.1696 | 5.127 | 0
F8_Industrial_Instruments_Existing_Space Heating_Natural Gas_Windows - High Efficiency_A_Technical Potential | F8 | Industrial | Instruments | Existing | Space Heating | Natural Gas | Windows - High Efficiency | A | Cumulative Summer Peak Savings (MW) | Technical Potential | 0 | 0 | 0 | 0 | 0 | 0 | 0 | 0 | 0 | 0 | 0 | 0 | 0 | 0 | 0 | 0 | 0 | 0 | 0 | 0 | 0 | 0 | 0
F9_Industrial_Instruments_Existing_Space Heating_Natural Gas_Windows - High Efficiency_A_Technical Potential | F9 | Industrial | Instruments | Existing | Space Heating | Natural Gas | Windows - High Efficiency | A | Cumulative Winter Peak Savings (MW) | Technical Potential | 0 | 0 | 0 | 0 | 0 | 0 | 0 | 0 | 0 | 0 | 0 | 0 | 0 | 0 | 0 | 0 | 0 | 0 | 0 | 0 | 0 | 0 | 0
F10_Industrial_Instruments_Existing_Space Heating_Natural Gas_Windows - High Efficiency_A_Technical Potential | F10 | Industrial | Instruments | Existing | Space Heating | Natural Gas | Windows - High Efficiency | A | Purchases (Incremental) | Technical Potential | 0 | 0 | 3976.3005 | 7811.3231 | 13630.2311 | 21789.1728 | 32502.6982 | 45748.2088 | 61157.1942 | 77914.8843 | 94705.7785 | 109755.0826 | 121014.9997 | 126517.5688 | 124855.3187 | 115667.9323 | 99944.5689 | 81228.0015 | 61044.5732 | 41532.9788 | 26077.4594 | 16713.8139 | 0
F11_Industrial_Instruments_Existing_Space Heating_Natural Gas_Windows - High Efficiency_A_Technical Potential | F11 | Industrial | Instruments | Existing | Space Heating | Natural Gas | Windows - High Efficiency | A | Purchases (Cumulative) | Technical Potential | 0 | 0 | 3976.3005 | 11787.6236 | 25417.8547 | 47207.0275 | 79709.7257 | 125457.9345 | 186615.1287 | 264530.0129 | 359235.7914 | 468990.874 | 590005.8737 | 716523.4424 | 841378.7611 | 957046.6935 | 1056991.2624 | 1138219.2639 | 1199263.8371 | 1240796.8159 | 1266874.2753 | 1283588.0892 | 0
F1_Industrial_Instruments_Existing_Space Heating_Natural Gas_Gas Boiler - Maintenance_A_Technical Potential | F1 | Industrial | Instruments | Existing | Space Heating | Natural Gas | Gas Boiler - Maintenance | A | Integrated Unit Energy Savings (kWh or therms) | Technical Potential | 0 | 0 | 4.1245 | 4.1052 | 4.0848 | 4.0633 | 4.0404 | 4.0161 | 3.9901 | 3.9625 | 3.9333 | 3.9027 | 3.871 | 3.8381 | 3.8051 | 3.7718 | 3.7383 | 3.7072 | 3.6782 | 3.6511 | 3.6259 | 3.6025 | 0
F2_Industrial_Instruments_Existing_Space Heating_Natural Gas_Gas Boiler - Maintenance_A_Technical Potential | F2 | Industrial | Instruments | Existing | Space Heating | Natural Gas | Gas Boiler - Maintenance | A | Integrated Unit Summer Peak Savings (kW) | Technical Potential | 0 | 0 | 0 | 0 | 0 | 0 | 0 | 0 | 0 | 0 | 0 | 0 | 0 | 0 | 0 | 0 | 0 | 0 | 0 | 0 | 0 | 0 | 0
F3_Industrial_Instruments_Existing_Space Heating_Natural Gas_Gas Boiler - Maintenance_A_Technical Potential | F3 | Industrial | Instruments | Existing | Space Heating | Natural Gas | Gas Boiler - Maintenance | A | Integrated Unit Winter Peak Savings (kW) | Technical Potential | 0 | 0 | 0 | 0 | 0 | 0 | 0 | 0 | 0 | 0 | 0 | 0 | 0 | 0 | 0 | 0 | 0 | 0 | 0 | 0 | 0 | 0 | 0
F4_Industrial_Instruments_Existing_Space Heating_Natural Gas_Gas Boiler - Maintenance_A_Technical Potential | F4 | Industrial | Instruments | Existing | Space Heating | Natural Gas | Gas Boiler - Maintenance | A | Incremental Energy Savings (MWh or mTherms) | Technical Potential | 0 | 0 | 0.021664 | 0.014853 | 0.010055 | 0.0076551 | 0.0065543 | 0.0055403 | 0.0046343 | 0.0038426 | 0.0031627 | 0.0025865 | 0.0021038 | 0.0015966 | 0.0012114 | 0.00091909 | 0.00069721 | 0.0006239 | 0.0004761 | 0.00039994 | 0.00032738 | 0.00025818 | 0
F5_Industrial_Instruments_Existing_Space Heating_Natural Gas_Gas Boiler - Maintenance_A_Technical Potential | F5 | Industrial | Instruments | Existing | Space Heating | Natural Gas | Gas Boiler - Maintenance | A | Incremental Summer Peak Savings (MW) | Technical Potential | 0 | 0 | 0 | 0 | 0 | 0 | 0 | 0 | 0 | 0 | 0 | 0 | 0 | 0 | 0 | 0 | 0 | 0 | 0 | 0 | 0 | 0 | 0
F6_Industrial_Instruments_Existing_Space Heating_Natural Gas_Gas Boiler - Maintenance_A_Technical Potential | F6 | Industrial | Instruments | Existing | Space Heating | Natural Gas | Gas Boiler - Maintenance | A | Incremental Winter Peak Savings (MW) | Technical Potential | 0 | 0 | 0 | 0 | 0 | 0 | 0 | 0 | 0 | 0 | 0 | 0 | 0 | 0 | 0 | 0 | 0 | 0 | 0 | 0 | 0 | 0 | 0
F7_Industrial_Instruments_Existing_Space Heating_Natural Gas_Gas Boiler - Maintenance_A_Technical Potential | F7 | Industrial | Instruments | Existing | Space Heating | Natural Gas | Gas Boiler - Maintenance | A | Cumulative Energy Savings (MWh or mTherms) | Technical Potential | 0 | 0 | 0.021664 | 0.036415 | 0.046289 | 0.0537 | 0.059953 | 0.065132 | 0.069346 | 0.072708 | 0.075335 | 0.077335 | 0.078811 | 0.079739 | 0.080264 | 0.08048 | 0.080464 | 0.080417 | 0.080264 | 0.080074 | 0.079848 | 0.079589 | 0
F8_Industrial_Instruments_Existing_Space Heating_Natural Gas_Gas Boiler - Maintenance_A_Technical Potential | F8 | Industrial | Instruments | Existing | Space Heating | Natural Gas | Gas Boiler - Maintenance | A | Cumulative Summer Peak Savings (MW) | Technical Potential | 0 | 0 | 0 | 0 | 0 | 0 | 0 | 0 | 0 | 0 | 0 | 0 | 0 | 0 | 0 | 0 | 0 | 0 | 0 | 0 | 0 | 0 | 0
F9_Industrial_Instruments_Existing_Space Heating_Natural Gas_Gas Boiler - Maintenance_A_Technical Potential | F9 | Industrial | Instruments | Existing | Space Heating | Natural Gas | Gas Boiler - Maintenance | A | Cumulative Winter Peak Savings (MW) | Technical Potential | 0 | 0 | 0 | 0 | 0 | 0 | 0 | 0 | 0 | 0 | 0 | 0 | 0 | 0 | 0 | 0 | 0 | 0 | 0 | 0 | 0 | 0 | 0
F10_Industrial_Instruments_Existing_Space Heating_Natural Gas_Gas Boiler - Maintenance_A_Technical Potential | F10 | Industrial | Instruments | Existing | Space Heating | Natural Gas | Gas Boiler - Maintenance | A | Purchases (Incremental) | Technical Potential | 0 | 0 | 5.2525 | 3.6181 | 2.4615 | 1.884 | 1.6222 | 1.3795 | 1.1614 | 0.96975 | 0.80407 | 0.66276 | 0.54349 | 0.41597 | 0.31837 | 0.24367 | 0.1865 | 0.1683 | 0.12944 | 0.10954 | 0.090288 | 0.071667 | 0
F11_Industrial_Instruments_Existing_Space Heating_Natural Gas_Gas Boiler - Maintenance_A_Technical Potential | F11 | Industrial | Instruments | Existing | Space Heating | Natural Gas | Gas Boiler - Maintenance | A | Purchases (Cumulative) | Technical Potential | 0 | 0 | 5.2525 | 8.8706 | 11.3321 | 13.2161 | 14.8383 | 16.2178 | 17.3793 | 18.349 | 19.1531 | 19.8158 | 20.3593 | 20.7753 | 21.0937 | 21.3373 | 21.5238 | 21.6921 | 21.8216 | 21.9311 | 22.0214 | 22.0931 | 0
F1_Industrial_Instruments_Existing_Process_Natural Gas_Gas Boiler - Maintenance_A_Technical Potential | F1 | Industrial | Instruments | Existing | Process | Natural Gas | Gas Boiler - Maintenance | A | Integrated Unit Energy Savings (kWh or therms) | Technical Potential | 0 | 0 | 2.58 | 2.58 | 2.58 | 2.58 | 2.58 | 2.58 | 2.58 | 2.58 | 2.58 | 2.58 | 2.58 | 2.58 | 2.58 | 2.58 | 2.58 | 2.58 | 2.58 | 2.58 | 2.58 | 2.58 | 0
F2_Industrial_Instruments_Existing_Process_Natural Gas_Gas Boiler - Maintenance_A_Technical Potential | F2 | Industrial | Instruments | Existing | Process | Natural Gas | Gas Boiler - Maintenance | A | Integrated Unit Summer Peak Savings (kW) | Technical Potential | 0 | 0 | 0 | 0 | 0 | 0 | 0 | 0 | 0 | 0 | 0 | 0 | 0 | 0 | 0 | 0 | 0 | 0 | 0 | 0 | 0 | 0 | 0
F3_Industrial_Instruments_Existing_Process_Natural Gas_Gas Boiler - Maintenance_A_Technical Potential | F3 | Industrial | Instruments | Existing | Process | Natural Gas | Gas Boiler - Maintenance | A | Integrated Unit Winter Peak Savings (kW) | Technical Potential | 0 | 0 | 0 | 0 | 0 | 0 | 0 | 0 | 0 | 0 | 0 | 0 | 0 | 0 | 0 | 0 | 0 | 0 | 0 | 0 | 0 | 0 | 0
F4_Industrial_Instruments_Existing_Process_Natural Gas_Gas Boiler - Maintenance_A_Technical Potential | F4 | Industrial | Instruments | Existing | Process | Natural Gas | Gas Boiler - Maintenance | A | Incremental Energy Savings (MWh or mTherms) | Technical Potential | 0 | 0 | 0.41108 | 0.28317 | 0.19265 | 0.14745 | 0.12696 | 0.10797 | 0.090899 | 0.075897 | 0.06293 | 0.05187 | 0.042536 | 0.032556 | 0.024917 | 0.019071 | 0.014596 | 0.013172 | 0.01013 | 0.008573 | 0.0070663 | 0.005609 | 0
F5_Industrial_Instruments_Existing_Process_Natural Gas_Gas Boiler - Maintenance_A_Technical Potential | F5 | Industrial | Instruments | Existing | Process | Natural Gas | Gas Boiler - Maintenance | A | Incremental Summer Peak Savings (MW) | Technical Potential | 0 | 0 | 0 | 0 | 0 | 0 | 0 | 0 | 0 | 0 | 0 | 0 | 0 | 0 | 0 | 0 | 0 | 0 | 0 | 0 | 0 | 0 | 0
F6_Industrial_Instruments_Existing_Process_Natural Gas_Gas Boiler - Maintenance_A_Technical Potential | F6 | Industrial | Instruments | Existing | Process | Natural Gas | Gas Boiler - Maintenance | A | Incremental Winter Peak Savings (MW) | Technical Potential | 0 | 0 | 0 | 0 | 0 | 0 | 0 | 0 | 0 | 0 | 0 | 0 | 0 | 0 | 0 | 0 | 0 | 0 | 0 | 0 | 0 | 0 | 0
F7_Industrial_Instruments_Existing_Process_Natural Gas_Gas Boiler - Maintenance_A_Technical Potential | F7 | Industrial | Instruments | Existing | Process | Natural Gas | Gas Boiler - Maintenance | A | Cumulative Energy Savings (MWh or mTherms) | Technical Potential | 0 | 0 | 0.41108 | 0.69425 | 0.8869 | 1.0343 | 1.1613 | 1.2693 | 1.3602 | 1.4361 | 1.499 | 1.5509 | 1.5934 | 1.626 | 1.6509 | 1.67 | 1.6845 | 1.6977 | 1.7078 | 1.7164 | 1.7235 | 1.7291 | 0
F8_Industrial_Instruments_Existing_Process_Natural Gas_Gas Boiler - Maintenance_A_Technical Potential | F8 | Industrial | Instruments | Existing | Process | Natural Gas | Gas Boiler - Maintenance | A | Cumulative Summer Peak Savings (MW) | Technical Potential | 0 | 0 | 0 | 0 | 0 | 0 | 0 | 0 | 0 | 0 | 0 | 0 | 0 | 0 | 0 | 0 | 0 | 0 | 0 | 0 | 0 | 0 | 0
F9_Industrial_Instruments_Existing_Process_Natural Gas_Gas Boiler - Maintenance_A_Technical Potential | F9 | Industrial | Instruments | Existing | Process | Natural Gas | Gas Boiler - Maintenance | A | Cumulative Winter Peak Savings (MW) | Technical Potential | 0 | 0 | 0 | 0 | 0 | 0 | 0 | 0 | 0 | 0 | 0 | 0 | 0 | 0 | 0 | 0 | 0 | 0 | 0 | 0 | 0 | 0 | 0
F10_Industrial_Instruments_Existing_Process_Natural Gas_Gas Boiler - Maintenance_A_Technical Potential | F10 | Industrial | Instruments | Existing | Process | Natural Gas | Gas Boiler - Maintenance | A | Purchases (Incremental) | Technical Potential | 0 | 0 | 159.3334 | 109.7546 | 74.6695 | 57.1501 | 49.2088 | 41.8478 | 35.2321 | 29.4172 | 24.3914 | 20.1045 | 16.4866 | 12.6184 | 9.6578 | 7.3918 | 5.6575 | 5.1052 | 3.9265 | 3.3229 | 2.7389 | 2.174 | 0
F11_Industrial_Instruments_Existing_Process_Natural Gas_Gas Boiler - Maintenance_A_Technical Potential | F11 | Industrial | Instruments | Existing | Process | Natural Gas | Gas Boiler - Maintenance | A | Purchases (Cumulative) | Technical Potential | 0 | 0 | 159.3334 | 269.088 | 343.7575 | 400.9076 | 450.1164 | 491.9642 | 527.1963 | 556.6135 | 581.0049 | 601.1094 | 617.596 | 630.2144 | 639.8722 | 647.264 | 652.9215 | 658.0267 | 661.9532 | 665.276 | 668.0149 | 670.1889 | 0
F1_Industrial_Instruments_Existing_Space Heating_Natural Gas_Gas Furnace - Maintenance_A_Technical Potential | F1 | Industrial | Instruments | Existing | Space Heating | Natural Gas | Gas Furnace - Maintenance | A | Integrated Unit Energy Savings (kWh or therms) | Technical Potential | 0 | 0 | 0.0093776 | 0.0093036 | 0.0092271 | 0.0091482 | 0.0090668 | 0.008983 | 0.0088968 | 0.0088083 | 0.0087181 | 0.0086268 | 0.0085348 | 0.008442 | 0.0083503 | 0.0082593 | 0.0081693 | 0.0080853 | 0.0080069 | 0.0079335 | 0.0078648 | 0.0078005 | 0
F2_Industrial_Instruments_Existing_Space Heating_Natural Gas_Gas Furnace - Maintenance_A_Technical Potential | F2 | Industrial | Instruments | Existing | Space Heating | Natural Gas | Gas Furnace - Maintenance | A | Integrated Unit Summer Peak Savings (kW) | Technical Potential | 0 | 0 | 0 | 0 | 0 | 0 | 0 | 0 | 0 | 0 | 0 | 0 | 0 | 0 | 0 | 0 | 0 | 0 | 0 | 0 | 0 | 0 | 0
F3_Industrial_Instruments_Existing_Space Heating_Natural Gas_Gas Furnace - Maintenance_A_Technical Potential | F3 | Industrial | Instruments | Existing | Space Heating | Natural Gas | Gas Furnace - Maintenance | A | Integrated Unit Winter Peak Savings (kW) | Technical Potential | 0 | 0 | 0 | 0 | 0 | 0 | 0 | 0 | 0 | 0 | 0 | 0 | 0 | 0 | 0 | 0 | 0 | 0 | 0 | 0 | 0 | 0 | 0
F4_Industrial_Instruments_Existing_Space Heating_Natural Gas_Gas Furnace - Maintenance_A_Technical Potential | F4 | Industrial | Instruments | Existing | Space Heating | Natural Gas | Gas Furnace - Maintenance | A | Incremental Energy Savings (MWh or mTherms) | Technical Potential | 0 | 0 | 0.0005937 | 0.00040573 | 0.00027377 | 0.00020774 | 0.00017728 | 0.00014937 | 0.00012455 | 0.00010296 | 8.4494e-05 | 6.8914e-05 | 5.591e-05 | 4.2327e-05 | 3.2044e-05 | 2.4258e-05 | 1.8364e-05 | 1.6401e-05 | 1.2492e-05 | 1.0475e-05 | 8.5591e-06 | 6.7384e-06 | 0
F5_Industrial_Instruments_Existing_Space Heating_Natural Gas_Gas Furnace - Maintenance_A_Technical Potential | F5 | Industrial | Instruments | Existing | Space Heating | Natural Gas | Gas Furnace - Maintenance | A | Incremental Summer Peak Savings (MW) | Technical Potential | 0 | 0 | 0 | 0 | 0 | 0 | 0 | 0 | 0 | 0 | 0 | 0 | 0 | 0 | 0 | 0 | 0 | 0 | 0 | 0 | 0 | 0 | 0
F6_Industrial_Instruments_Existing_Space Heating_Natural Gas_Gas Furnace - Maintenance_A_Technical Potential | F6 | Industrial | Instruments | Existing | Space Heating | Natural Gas | Gas Furnace - Maintenance | A | Incremental Winter Peak Savings (MW) | Technical Potential | 0 | 0 | 0 | 0 | 0 | 0 | 0 | 0 | 0 | 0 | 0 | 0 | 0 | 0 | 0 | 0 | 0 | 0 | 0 | 0 | 0 | 0 | 0
F7_Industrial_Instruments_Existing_Space Heating_Natural Gas_Gas Furnace - Maintenance_A_Technical Potential | F7 | Industrial | Instruments | Existing | Space Heating | Natural Gas | Gas Furnace - Maintenance | A | Cumulative Energy Savings (MWh or mTherms) | Technical Potential | 0 | 0 | 0.0005937 | 0.00099475 | 0.0012603 | 0.0014573 | 0.0016216 | 0.001756 | 0.0018637 | 0.0019481 | 0.0020127 | 0.0020605 | 0.0020944 | 0.002114 | 0.0021231 | 0.0021242 | 0.0021194 | 0.002114 | 0.002106 | 0.0020972 | 0.0020876 | 0.0020773 | 0
F8_Industrial_Instruments_Existing_Space Heating_Natural Gas_Gas Furnace - Maintenance_A_Technical Potential | F8 | Industrial | Instruments | Existing | Space Heating | Natural Gas | Gas Furnace - Maintenance | A | Cumulative Summer Peak Savings (MW) | Technical Potential | 0 | 0 | 0 | 0 | 0 | 0 | 0 | 0 | 0 | 0 | 0 | 0 | 0 | 0 | 0 | 0 | 0 | 0 | 0 | 0 | 0 | 0 | 0
F9_Industrial_Instruments_Existing_Space Heating_Natural Gas_Gas Furnace - Maintenance_A_Technical Potential | F9 | Industrial | Instruments | Existing | Space Heating | Natural Gas | Gas Furnace - Maintenance | A | Cumulative Winter Peak Savings (MW) | Technical Potential | 0 | 0 | 0 | 0 | 0 | 0 | 0 | 0 | 0 | 0 | 0 | 0 | 0 | 0 | 0 | 0 | 0 | 0 | 0 | 0 | 0 | 0 | 0
F10_Industrial_Instruments_Existing_Space Heating_Natural Gas_Gas Furnace - Maintenance_A_Technical Potential | F10 | Industrial | Instruments | Existing | Space Heating | Natural Gas | Gas Furnace - Maintenance | A | Purchases (Incremental) | Technical Potential | 0 | 0 | 63.3103 | 43.6104 | 29.6696 | 22.7083 | 19.5528 | 16.628 | 13.9993 | 11.6888 | 9.6918 | 7.9884 | 6.5509 | 5.0139 | 3.8375 | 2.9371 | 2.248 | 2.0285 | 1.5602 | 1.3203 | 1.0883 | 0.86383 | 0
F11_Industrial_Instruments_Existing_Space Heating_Natural Gas_Gas Furnace - Maintenance_A_Technical Potential | F11 | Industrial | Instruments | Existing | Space Heating | Natural Gas | Gas Furnace - Maintenance | A | Purchases (Cumulative) | Technical Potential | 0 | 0 | 63.3103 | 106.9207 | 136.5903 | 159.2986 | 178.8514 | 195.4794 | 209.4787 | 221.1675 | 230.8593 | 238.8477 | 245.3986 | 250.4124 | 254.2499 | 257.187 | 259.435 | 261.4635 | 263.0237 | 264.344 | 265.4323 | 266.2961 | 0
F1_Industrial_Instruments_Existing_Space Heating_Natural Gas_Gas Boiler - Hot Water Reset_A_Technical Potential | F1 | Industrial | Instruments | Existing | Space Heating | Natural Gas | Gas Boiler - Hot Water Reset | A | Integrated Unit Energy Savings (kWh or therms) | Technical Potential | 0 | 0 | 14.9876 | 14.9067 | 14.8222 | 14.7335 | 14.6401 | 14.5414 | 14.4369 | 14.3263 | 14.21 | 14.0887 | 13.9634 | 13.8341 | 13.7041 | 13.5732 | 13.4418 | 13.3187 | 13.2033 | 13.0949 | 12.993 | 12.8975 | 0
F2_Industrial_Instruments_Existing_Space Heating_Natural Gas_Gas Boiler - Hot Water Reset_A_Technical Potential | F2 | Industrial | Instruments | Existing | Space Heating | Natural Gas | Gas Boiler - Hot Water Reset | A | Integrated Unit Summer Peak Savings (kW) | Technical Potential | 0 | 0 | 0 | 0 | 0 | 0 | 0 | 0 | 0 | 0 | 0 | 0 | 0 | 0 | 0 | 0 | 0 | 0 | 0 | 0 | 0 | 0 | 0
F3_Industrial_Instruments_Existing_Space Heating_Natural Gas_Gas Boiler - Hot Water Reset_A_Technical Potential | F3 | Industrial | Instruments | Existing | Space Heating | Natural Gas | Gas Boiler - Hot Water Reset | A | Integrated Unit Winter Peak Savings (kW) | Technical Potential | 0 | 0 | 0 | 0 | 0 | 0 | 0 | 0 | 0 | 0 | 0 | 0 | 0 | 0 | 0 | 0 | 0 | 0 | 0 | 0 | 0 | 0 | 0
F4_Industrial_Instruments_Existing_Space Heating_Natural Gas_Gas Boiler - Hot Water Reset_A_Technical Potential | F4 | Industrial | Instruments | Existing | Space Heating | Natural Gas | Gas Boiler - Hot Water Reset | A | Incremental Energy Savings (MWh or mTherms) | Technical Potential | 0 | 0 | 0.038258 | 0.045916 | 0.054906 | 0.062263 | 0.069352 | 0.079145 | 0.084714 | 0.084397 | 0.077529 | 0.064934 | 0.048943 | 0.031539 | 0.017828 | 0.0083552 | 0.0034403 | 0.0012182 | 0.00037071 | 7.8753e-05 | 1.2623e-05 | 1.4781e-06 | 0
F5_Industrial_Instruments_Existing_Space Heating_Natural Gas_Gas Boiler - Hot Water Reset_A_Technical Potential | F5 | Industrial | Instruments | Existing | Space Heating | Natural Gas | Gas Boiler - Hot Water Reset | A | Incremental Summer Peak Savings (MW) | Technical Potential | 0 | 0 | 0 | 0 | 0 | 0 | 0 | 0 | 0 | 0 | 0 | 0 | 0 | 0 | 0 | 0 | 0 | 0 | 0 | 0 | 0 | 0 | 0
F6_Industrial_Instruments_Existing_Space Heating_Natural Gas_Gas Boiler - Hot Water Reset_A_Technical Potential | F6 | Industrial | Instruments | Existing | Space Heating | Natural Gas | Gas Boiler - Hot Water Reset | A | Incremental Winter Peak Savings (MW) | Technical Potential | 0 | 0 | 0 | 0 | 0 | 0 | 0 | 0 | 0 | 0 | 0 | 0 | 0 | 0 | 0 | 0 | 0 | 0 | 0 | 0 | 0 | 0 | 0
F7_Industrial_Instruments_Existing_Space Heating_Natural Gas_Gas Boiler - Hot Water Reset_A_Technical Potential | F7 | Industrial | Instruments | Existing | Space Heating | Natural Gas | Gas Boiler - Hot Water Reset | A | Cumulative Energy Savings (MWh or mTherms) | Technical Potential | 0 | 0 | 0.038258 | 0.083967 | 0.1384 | 0.19983 | 0.26792 | 0.34526 | 0.42749 | 0.50861 | 0.58201 | 0.64198 | 0.68521 | 0.7104 | 0.72156 | 0.72302 | 0.71946 | 0.71409 | 0.70827 | 0.70254 | 0.69708 | 0.69196 | 0
F8_Industrial_Instruments_Existing_Space Heating_Natural Gas_Gas Boiler - Hot Water Reset_A_Technical Potential | F8 | Industrial | Instruments | Existing | Space Heating | Natural Gas | Gas Boiler - Hot Water Reset | A | Cumulative Summer Peak Savings (MW) | Technical Potential | 0 | 0 | 0 | 0 | 0 | 0 | 0 | 0 | 0 | 0 | 0 | 0 | 0 | 0 | 0 | 0 | 0 | 0 | 0 | 0 | 0 | 0 | 0
F9_Industrial_Instruments_Existing_Space Heating_Natural Gas_Gas Boiler - Hot Water Reset_A_Technical Potential | F9 | Industrial | Instruments | Existing | Space Heating | Natural Gas | Gas Boiler - Hot Water Reset | A | Cumulative Winter Peak Savings (MW) | Technical Potential | 0 | 0 | 0 | 0 | 0 | 0 | 0 | 0 | 0 | 0 | 0 | 0 | 0 | 0 | 0 | 0 | 0 | 0 | 0 | 0 | 0 | 0 | 0
F10_Industrial_Instruments_Existing_Space Heating_Natural Gas_Gas Boiler - Hot Water Reset_A_Technical Potential | F10 | Industrial | Instruments | Existing | Space Heating | Natural Gas | Gas Boiler - Hot Water Reset | A | Purchases (Incremental) | Technical Potential | 0 | 0 | 2.5526 | 3.0802 | 3.7043 | 4.2259 | 4.7371 | 5.4428 | 5.8679 | 5.8911 | 5.4559 | 4.609 | 3.5051 | 2.2798 | 1.3009 | 0.61557 | 0.25594 | 0.091465 | 0.028077 | 0.006014 | 0.00097149 | 0.0001146 | 0
F11_Industrial_Instruments_Existing_Space Heating_Natural Gas_Gas Boiler - Hot Water Reset_A_Technical Potential | F11 | Industrial | Instruments | Existing | Space Heating | Natural Gas | Gas Boiler - Hot Water Reset | A | Purchases (Cumulative) | Technical Potential | 0 | 0 | 2.5526 | 5.6329 | 9.3371 | 13.5631 | 18.3002 | 23.743 | 29.6108 | 35.5019 | 40.9579 | 45.5668 | 49.072 | 51.3517 | 52.6526 | 53.2682 | 53.5241 | 53.6156 | 53.6437 | 53.6497 | 53.6507 | 53.6508 | 0
F1_Industrial_Instruments_Existing_Process_Natural Gas_Gas Boiler - Hot Water Reset_A_Technical Potential | F1 | Industrial | Instruments | Existing | Process | Natural Gas | Gas Boiler - Hot Water Reset | A | Integrated Unit Energy Savings (kWh or therms) | Technical Potential | 0 | 0 | 4.6887 | 4.6868 | 4.6854 | 4.684 | 4.6828 | 4.6815 | 4.6804 | 4.6792 | 4.6782 | 4.6771 | 4.676 | 4.675 | 4.674 | 4.6731 | 4.6721 | 4.6711 | 4.6701 | 4.6691 | 4.6681 | 4.6671 | 0
F2_Industrial_Instruments_Existing_Process_Natural Gas_Gas Boiler - Hot Water Reset_A_Technical Potential | F2 | Industrial | Instruments | Existing | Process | Natural Gas | Gas Boiler - Hot Water Reset | A | Integrated Unit Summer Peak Savings (kW) | Technical Potential | 0 | 0 | 0 | 0 | 0 | 0 | 0 | 0 | 0 | 0 | 0 | 0 | 0 | 0 | 0 | 0 | 0 | 0 | 0 | 0 | 0 | 0 | 0
F3_Industrial_Instruments_Existing_Process_Natural Gas_Gas Boiler - Hot Water Reset_A_Technical Potential | F3 | Industrial | Instruments | Existing | Process | Natural Gas | Gas Boiler - Hot Water Reset | A | Integrated Unit Winter Peak Savings (kW) | Technical Potential | 0 | 0 | 0 | 0 | 0 | 0 | 0 | 0 | 0 | 0 | 0 | 0 | 0 | 0 | 0 | 0 | 0 | 0 | 0 | 0 | 0 | 0 | 0
F4_Industrial_Instruments_Existing_Process_Natural Gas_Gas Boiler - Hot Water Reset_A_Technical Potential | F4 | Industrial | Instruments | Existing | Process | Natural Gas | Gas Boiler - Hot Water Reset | A | Incremental Energy Savings (MWh or mTherms) | Technical Potential | 0 | 0 | 0.36306 | 0.43793 | 0.52649 | 0.60046 | 0.67291 | 0.77295 | 0.83311 | 0.8362 | 0.77425 | 0.65391 | 0.49719 | 0.32331 | 0.18445 | 0.08726 | 0.036274 | 0.01296 | 0.0039776 | 0.0008518 | 0.00013757 | 1.6225e-05 | 0
F5_Industrial_Instruments_Existing_Process_Natural Gas_Gas Boiler - Hot Water Reset_A_Technical Potential | F5 | Industrial | Instruments | Existing | Process | Natural Gas | Gas Boiler - Hot Water Reset | A | Incremental Summer Peak Savings (MW) | Technical Potential | 0 | 0 | 0 | 0 | 0 | 0 | 0 | 0 | 0 | 0 | 0 | 0 | 0 | 0 | 0 | 0 | 0 | 0 | 0 | 0 | 0 | 0 | 0
F6_Industrial_Instruments_Existing_Process_Natural Gas_Gas Boiler - Hot Water Reset_A_Technical Potential | F6 | Industrial | Instruments | Existing | Process | Natural Gas | Gas Boiler - Hot Water Reset | A | Incremental Winter Peak Savings (MW) | Technical Potential | 0 | 0 | 0 | 0 | 0 | 0 | 0 | 0 | 0 | 0 | 0 | 0 | 0 | 0 | 0 | 0 | 0 | 0 | 0 | 0 | 0 | 0 | 0
F7_Industrial_Instruments_Existing_Process_Natural Gas_Gas Boiler - Hot Water Reset_A_Technical Potential | F7 | Industrial | Instruments | Existing | Process | Natural Gas | Gas Boiler - Hot Water Reset | A | Cumulative Energy Savings (MWh or mTherms) | Technical Potential | 0 | 0 | 0.36306 | 0.80085 | 1.3271 | 1.9272 | 2.5996 | 3.3718 | 4.2041 | 5.0393 | 5.8124 | 6.465 | 6.9607 | 7.2825 | 7.4654 | 7.5511 | 7.5858 | 7.5971 | 7.5995 | 7.5987 | 7.5972 | 7.5956 | 0
F8_Industrial_Instruments_Existing_Process_Natural Gas_Gas Boiler - Hot Water Reset_A_Technical Potential | F8 | Industrial | Instruments | Existing | Process | Natural Gas | Gas Boiler - Hot Water Reset | A | Cumulative Summer Peak Savings (MW) | Technical Potential | 0 | 0 | 0 | 0 | 0 | 0 | 0 | 0 | 0 | 0 | 0 | 0 | 0 | 0 | 0 | 0 | 0 | 0 | 0 | 0 | 0 | 0 | 0
F9_Industrial_Instruments_Existing_Process_Natural Gas_Gas Boiler - Hot Water Reset_A_Technical Potential | F9 | Industrial | Instruments | Existing | Process | Natural Gas | Gas Boiler - Hot Water Reset | A | Cumulative Winter Peak Savings (MW) | Technical Potential | 0 | 0 | 0 | 0 | 0 | 0 | 0 | 0 | 0 | 0 | 0 | 0 | 0 | 0 | 0 | 0 | 0 | 0 | 0 | 0 | 0 | 0 | 0
F10_Industrial_Instruments_Existing_Process_Natural Gas_Gas Boiler - Hot Water Reset_A_Technical Potential | F10 | Industrial | Instruments | Existing | Process | Natural Gas | Gas Boiler - Hot Water Reset | A | Purchases (Incremental) | Technical Potential | 0 | 0 | 77.434 | 93.4374 | 112.3686 | 128.1933 | 143.6996 | 165.1055 | 178.0005 | 178.7049 | 165.5043 | 139.8122 | 106.3272 | 69.1563 | 39.4629 | 18.6731 | 7.7639 | 2.7746 | 0.85171 | 0.18243 | 0.02947 | 0.0034764 | 0
F11_Industrial_Instruments_Existing_Process_Natural Gas_Gas Boiler - Hot Water Reset_A_Technical Potential | F11 | Industrial | Instruments | Existing | Process | Natural Gas | Gas Boiler - Hot Water Reset | A | Purchases (Cumulative) | Technical Potential | 0 | 0 | 77.434 | 170.8714 | 283.24 | 411.4333 | 555.1329 | 720.2384 | 898.2389 | 1076.9438 | 1242.4482 | 1382.2603 | 1488.5875 | 1557.7438 | 1597.2067 | 1615.8798 | 1623.6438 | 1626.4183 | 1627.27 | 1627.4525 | 1627.4819 | 1627.4854 | 0
F1_Industrial_Instruments_Existing_Space Heating_Natural Gas_Steam Trap Maintenance_A_Technical Potential | F1 | Industrial | Instruments | Existing | Space Heating | Natural Gas | Steam Trap Maintenance | A | Integrated Unit Energy Savings (kWh or therms) | Technical Potential | 0 | 0 | 5.2976 | 5.2717 | 5.2446 | 5.216 | 5.1858 | 5.1536 | 5.1195 | 5.0831 | 5.0447 | 5.0046 | 4.963 | 4.92 | 4.8767 | 4.8331 | 4.7893 | 4.7485 | 4.7104 | 4.6748 | 4.6415 | 4.6105 | 0
F2_Industrial_Instruments_Existing_Space Heating_Natural Gas_Steam Trap Maintenance_A_Technical Potential | F2 | Industrial | Instruments | Existing | Space Heating | Natural Gas | Steam Trap Maintenance | A | Integrated Unit Summer Peak Savings (kW) | Technical Potential | 0 | 0 | 0 | 0 | 0 | 0 | 0 | 0 | 0 | 0 | 0 | 0 | 0 | 0 | 0 | 0 | 0 | 0 | 0 | 0 | 0 | 0 | 0
F3_Industrial_Instruments_Existing_Space Heating_Natural Gas_Steam Trap Maintenance_A_Technical Potential | F3 | Industrial | Instruments | Existing | Space Heating | Natural Gas | Steam Trap Maintenance | A | Integrated Unit Winter Peak Savings (kW) | Technical Potential | 0 | 0 | 0 | 0 | 0 | 0 | 0 | 0 | 0 | 0 | 0 | 0 | 0 | 0 | 0 | 0 | 0 | 0 | 0 | 0 | 0 | 0 | 0
F4_Industrial_Instruments_Existing_Space Heating_Natural Gas_Steam Trap Maintenance_A_Technical Potential | F4 | Industrial | Instruments | Existing | Space Heating | Natural Gas | Steam Trap Maintenance | A | Incremental Energy Savings (MWh or mTherms) | Technical Potential | 0 | 0 | 0.0075476 | 0.0073813 | 0.0072167 | 0.0070537 | 0.0068918 | 0.006731 | 0.0065711 | 0.006412 | 0.0062539 | 0.0060971 | 0.0059422 | 0.0057891 | 0.0056393 | 0.0054925 | 0.0053489 | 0.0052118 | 0.0050809 | 0.0049555 | 0.0048354 | 0.0047204 | 0
F5_Industrial_Instruments_Existing_Space Heating_Natural Gas_Steam Trap Maintenance_A_Technical Potential | F5 | Industrial | Instruments | Existing | Space Heating | Natural Gas | Steam Trap Maintenance | A | Incremental Summer Peak Savings (MW) | Technical Potential | 0 | 0 | 0 | 0 | 0 | 0 | 0 | 0 | 0 | 0 | 0 | 0 | 0 | 0 | 0 | 0 | 0 | 0 | 0 | 0 | 0 | 0 | 0
F6_Industrial_Instruments_Existing_Space Heating_Natural Gas_Steam Trap Maintenance_A_Technical Potential | F6 | Industrial | Instruments | Existing | Space Heating | Natural Gas | Steam Trap Maintenance | A | Incremental Winter Peak Savings (MW) | Technical Potential | 0 | 0 | 0 | 0 | 0 | 0 | 0 | 0 | 0 | 0 | 0 | 0 | 0 | 0 | 0 | 0 | 0 | 0 | 0 | 0 | 0 | 0 | 0
F7_Industrial_Instruments_Existing_Space Heating_Natural Gas_Steam Trap Maintenance_A_Technical Potential | F7 | Industrial | Instruments | Existing | Space Heating | Natural Gas | Steam Trap Maintenance | A | Cumulative Energy Savings (MWh or mTherms) | Technical Potential | 0 | 0 | 0.0075476 | 0.014892 | 0.022032 | 0.028966 | 0.03569 | 0.0422 | 0.048491 | 0.054558 | 0.060401 | 0.066017 | 0.07141 | 0.076581 | 0.081546 | 0.086309 | 0.090876 | 0.095313 | 0.09963 | 0.10383 | 0.10793 | 0.11193 | 0
F8_Industrial_Instruments_Existing_Space Heating_Natural Gas_Steam Trap Maintenance_A_Technical Potential | F8 | Industrial | Instruments | Existing | Space Heating | Natural Gas | Steam Trap Maintenance | A | Cumulative Summer Peak Savings (MW) | Technical Potential | 0 | 0 | 0 | 0 | 0 | 0 | 0 | 0 | 0 | 0 | 0 | 0 | 0 | 0 | 0 | 0 | 0 | 0 | 0 | 0 | 0 | 0 | 0
F9_Industrial_Instruments_Existing_Space Heating_Natural Gas_Steam Trap Maintenance_A_Technical Potential | F9 | Industrial | Instruments | Existing | Space Heating | Natural Gas | Steam Trap Maintenance | A | Cumulative Winter Peak Savings (MW) | Technical Potential | 0 | 0 | 0 | 0 | 0 | 0 | 0 | 0 | 0 | 0 | 0 | 0 | 0 | 0 | 0 | 0 | 0 | 0 | 0 | 0 | 0 | 0 | 0
F10_Industrial_Instruments_Existing_Space Heating_Natural Gas_Steam Trap Maintenance_A_Technical Potential | F10 | Industrial | Instruments | Existing | Space Heating | Natural Gas | Steam Trap Maintenance | A | Purchases (Incremental) | Technical Potential | 0 | 0 | 1.4247 | 1.4002 | 1.376 | 1.3523 | 1.329 | 1.3061 | 1.2836 | 1.2614 | 1.2397 | 1.2183 | 1.1973 | 1.1767 | 1.1564 | 1.1364 | 1.1168 | 1.0976 | 1.0787 | 1.0601 | 1.0418 | 1.0238 | 0
F11_Industrial_Instruments_Existing_Space Heating_Natural Gas_Steam Trap Maintenance_A_Technical Potential | F11 | Industrial | Instruments | Existing | Space Heating | Natural Gas | Steam Trap Maintenance | A | Purchases (Cumulative) | Technical Potential | 0 | 0 | 1.4247 | 2.8249 | 4.2009 | 5.5532 | 6.8822 | 8.1883 | 9.4719 | 10.7333 | 11.973 | 13.1913 | 14.3886 | 15.5652 | 16.7216 | 17.858 | 18.9748 | 20.0724 | 21.1511 | 22.2111 | 23.2529 | 24.2767 | 0
F1_Industrial_Instruments_Existing_Process_Natural Gas_Steam Trap Maintenance_A_Technical Potential | F1 | Industrial | Instruments | Existing | Process | Natural Gas | Steam Trap Maintenance | A | Integrated Unit Energy Savings (kWh or therms) | Technical Potential | 0 | 0 | 3.3132 | 3.3124 | 3.3117 | 3.3112 | 3.3108 | 3.3104 | 3.31 | 3.3097 | 3.3094 | 3.3091 | 3.3089 | 3.3087 | 3.3085 | 3.3083 | 3.3082 | 3.308 | 3.3079 | 3.3077 | 3.3076 | 3.3074 | 0
F2_Industrial_Instruments_Existing_Process_Natural Gas_Steam Trap Maintenance_A_Technical Potential | F2 | Industrial | Instruments | Existing | Process | Natural Gas | Steam Trap Maintenance | A | Integrated Unit Summer Peak Savings (kW) | Technical Potential | 0 | 0 | 0 | 0 | 0 | 0 | 0 | 0 | 0 | 0 | 0 | 0 | 0 | 0 | 0 | 0 | 0 | 0 | 0 | 0 | 0 | 0 | 0
F3_Industrial_Instruments_Existing_Process_Natural Gas_Steam Trap Maintenance_A_Technical Potential | F3 | Industrial | Instruments | Existing | Process | Natural Gas | Steam Trap Maintenance | A | Integrated Unit Winter Peak Savings (kW) | Technical Potential | 0 | 0 | 0 | 0 | 0 | 0 | 0 | 0 | 0 | 0 | 0 | 0 | 0 | 0 | 0 | 0 | 0 | 0 | 0 | 0 | 0 | 0 | 0
F4_Industrial_Instruments_Existing_Process_Natural Gas_Steam Trap Maintenance_A_Technical Potential | F4 | Industrial | Instruments | Existing | Process | Natural Gas | Steam Trap Maintenance | A | Incremental Energy Savings (MWh or mTherms) | Technical Potential | 0 | 0 | 0.14319 | 0.14069 | 0.13824 | 0.13583 | 0.13347 | 0.13116 | 0.12888 | 0.12665 | 0.12445 | 0.1223 | 0.12018 | 0.1181 | 0.11606 | 0.11405 | 0.11208 | 0.11014 | 0.10824 | 0.10636 | 0.10453 | 0.10272 | 0
F5_Industrial_Instruments_Existing_Process_Natural Gas_Steam Trap Maintenance_A_Technical Potential | F5 | Industrial | Instruments | Existing | Process | Natural Gas | Steam Trap Maintenance | A | Incremental Summer Peak Savings (MW) | Technical Potential | 0 | 0 | 0 | 0 | 0 | 0 | 0 | 0 | 0 | 0 | 0 | 0 | 0 | 0 | 0 | 0 | 0 | 0 | 0 | 0 | 0 | 0 | 0
F6_Industrial_Instruments_Existing_Process_Natural Gas_Steam Trap Maintenance_A_Technical Potential | F6 | Industrial | Instruments | Existing | Process | Natural Gas | Steam Trap Maintenance | A | Incremental Winter Peak Savings (MW) | Technical Potential | 0 | 0 | 0 | 0 | 0 | 0 | 0 | 0 | 0 | 0 | 0 | 0 | 0 | 0 | 0 | 0 | 0 | 0 | 0 | 0 | 0 | 0 | 0
F7_Industrial_Instruments_Existing_Process_Natural Gas_Steam Trap Maintenance_A_Technical Potential | F7 | Industrial | Instruments | Existing | Process | Natural Gas | Steam Trap Maintenance | A | Cumulative Energy Savings (MWh or mTherms) | Technical Potential | 0 | 0 | 0.14319 | 0.28385 | 0.42203 | 0.5578 | 0.6912 | 0.82227 | 0.95106 | 1.0776 | 1.202 | 1.3242 | 1.4442 | 1.5623 | 1.6782 | 1.7922 | 1.9042 | 2.0142 | 2.1224 | 2.2286 | 2.3331 | 2.4357 | 0
F8_Industrial_Instruments_Existing_Process_Natural Gas_Steam Trap Maintenance_A_Technical Potential | F8 | Industrial | Instruments | Existing | Process | Natural Gas | Steam Trap Maintenance | A | Cumulative Summer Peak Savings (MW) | Technical Potential | 0 | 0 | 0 | 0 | 0 | 0 | 0 | 0 | 0 | 0 | 0 | 0 | 0 | 0 | 0 | 0 | 0 | 0 | 0 | 0 | 0 | 0 | 0
F9_Industrial_Instruments_Existing_Process_Natural Gas_Steam Trap Maintenance_A_Technical Potential | F9 | Industrial | Instruments | Existing | Process | Natural Gas | Steam Trap Maintenance | A | Cumulative Winter Peak Savings (MW) | Technical Potential | 0 | 0 | 0 | 0 | 0 | 0 | 0 | 0 | 0 | 0 | 0 | 0 | 0 | 0 | 0 | 0 | 0 | 0 | 0 | 0 | 0 | 0 | 0
F10_Industrial_Instruments_Existing_Process_Natural Gas_Steam Trap Maintenance_A_Technical Potential | F10 | Industrial | Instruments | Existing | Process | Natural Gas | Steam Trap Maintenance | A | Purchases (Incremental) | Technical Potential | 0 | 0 | 43.219 | 42.4738 | 41.7415 | 41.0218 | 40.3146 | 39.6195 | 38.9364 | 38.2651 | 37.6053 | 36.957 | 36.3198 | 35.6936 | 35.0782 | 34.4734 | 33.879 | 33.2949 | 32.7208 | 32.1567 | 31.6023 | 31.0574 | 0
F11_Industrial_Instruments_Existing_Process_Natural Gas_Steam Trap Maintenance_A_Technical Potential | F11 | Industrial | Instruments | Existing | Process | Natural Gas | Steam Trap Maintenance | A | Purchases (Cumulative) | Technical Potential | 0 | 0 | 43.219 | 85.6928 | 127.4343 | 168.4562 | 208.7708 | 248.3903 | 287.3266 | 325.5917 | 363.1971 | 400.154 | 436.4738 | 472.1674 | 507.2456 | 541.7189 | 575.5979 | 608.8928 | 641.6137 | 673.7703 | 705.3726 | 736.43 | 0
F1_Industrial_Instruments_Existing_Space Heating_Natural Gas_Gas Boiler - High Turndown_A_Technical Potential | F1 | Industrial | Instruments | Existing | Space Heating | Natural Gas | Gas Boiler - High Turndown | A | Integrated Unit Energy Savings (kWh or therms) | Technical Potential | 0 | 0 | 5.5912 | 5.5151 | 5.4163 | 5.2917 | 5.1421 | 4.9716 | 4.7876 | 4.5989 | 4.4138 | 4.2388 | 4.0783 | 3.9335 | 3.805 | 3.6914 | 3.5907 | 3.5029 | 3.4259 | 3.3566 | 3.2968 | 3.2403 | 0
F2_Industrial_Instruments_Existing_Space Heating_Natural Gas_Gas Boiler - High Turndown_A_Technical Potential | F2 | Industrial | Instruments | Existing | Space Heating | Natural Gas | Gas Boiler - High Turndown | A | Integrated Unit Summer Peak Savings (kW) | Technical Potential | 0 | 0 | 0 | 0 | 0 | 0 | 0 | 0 | 0 | 0 | 0 | 0 | 0 | 0 | 0 | 0 | 0 | 0 | 0 | 0 | 0 | 0 | 0
F3_Industrial_Instruments_Existing_Space Heating_Natural Gas_Gas Boiler - High Turndown_A_Technical Potential | F3 | Industrial | Instruments | Existing | Space Heating | Natural Gas | Gas Boiler - High Turndown | A | Integrated Unit Winter Peak Savings (kW) | Technical Potential | 0 | 0 | 0 | 0 | 0 | 0 | 0 | 0 | 0 | 0 | 0 | 0 | 0 | 0 | 0 | 0 | 0 | 0 | 0 | 0 | 0 | 0 | 0
F4_Industrial_Instruments_Existing_Space Heating_Natural Gas_Gas Boiler - High Turndown_A_Technical Potential | F4 | Industrial | Instruments | Existing | Space Heating | Natural Gas | Gas Boiler - High Turndown | A | Incremental Energy Savings (MWh or mTherms) | Technical Potential | 0 | 0 | 0.021782 | 0.021115 | 0.020379 | 0.019567 | 0.018686 | 0.015979 | 0.012098 | 0.0091368 | 0.0068942 | 0.0052055 | 0.0039375 | 0.0029858 | 0.0022708 | 0.001732 | 0.0013246 | 0.0010159 | 6.6602e-06 | 2.2904e-06 | 7.5366e-07 | 2.3739e-07 | 0
F5_Industrial_Instruments_Existing_Space Heating_Natural Gas_Gas Boiler - High Turndown_A_Technical Potential | F5 | Industrial | Instruments | Existing | Space Heating | Natural Gas | Gas Boiler - High Turndown | A | Incremental Summer Peak Savings (MW) | Technical Potential | 0 | 0 | 0 | 0 | 0 | 0 | 0 | 0 | 0 | 0 | 0 | 0 | 0 | 0 | 0 | 0 | 0 | 0 | 0 | 0 | 0 | 0 | 0
F6_Industrial_Instruments_Existing_Space Heating_Natural Gas_Gas Boiler - High Turndown_A_Technical Potential | F6 | Industrial | Instruments | Existing | Space Heating | Natural Gas | Gas Boiler - High Turndown | A | Incremental Winter Peak Savings (MW) | Technical Potential | 0 | 0 | 0 | 0 | 0 | 0 | 0 | 0 | 0 | 0 | 0 | 0 | 0 | 0 | 0 | 0 | 0 | 0 | 0 | 0 | 0 | 0 | 0
F7_Industrial_Instruments_Existing_Space Heating_Natural Gas_Gas Boiler - High Turndown_A_Technical Potential | F7 | Industrial | Instruments | Existing | Space Heating | Natural Gas | Gas Boiler - High Turndown | A | Cumulative Energy Savings (MWh or mTherms) | Technical Potential | 0 | 0 | 0.021782 | 0.0426 | 0.062216 | 0.080353 | 0.096766 | 0.10954 | 0.11758 | 0.12208 | 0.12406 | 0.12435 | 0.12358 | 0.12218 | 0.12046 | 0.11859 | 0.11668 | 0.11485 | 0.11233 | 0.11006 | 0.1081 | 0.10625 | 0
F8_Industrial_Instruments_Existing_Space Heating_Natural Gas_Gas Boiler - High Turndown_A_Technical Potential | F8 | Industrial | Instruments | Existing | Space Heating | Natural Gas | Gas Boiler - High Turndown | A | Cumulative Summer Peak Savings (MW) | Technical Potential | 0 | 0 | 0 | 0 | 0 | 0 | 0 | 0 | 0 | 0 | 0 | 0 | 0 | 0 | 0 | 0 | 0 | 0 | 0 | 0 | 0 | 0 | 0
F9_Industrial_Instruments_Existing_Space Heating_Natural Gas_Gas Boiler - High Turndown_A_Technical Potential | F9 | Industrial | Instruments | Existing | Space Heating | Natural Gas | Gas Boiler - High Turndown | A | Cumulative Winter Peak Savings (MW) | Technical Potential | 0 | 0 | 0 | 0 | 0 | 0 | 0 | 0 | 0 | 0 | 0 | 0 | 0 | 0 | 0 | 0 | 0 | 0 | 0 | 0 | 0 | 0 | 0
F10_Industrial_Instruments_Existing_Space Heating_Natural Gas_Gas Boiler - High Turndown_A_Technical Potential | F10 | Industrial | Instruments | Existing | Space Heating | Natural Gas | Gas Boiler - High Turndown | A | Purchases (Incremental) | Technical Potential | 0 | 0 | 3.8957 | 3.8286 | 3.7626 | 3.6977 | 3.6339 | 3.2142 | 2.527 | 1.9867 | 1.562 | 1.228 | 0.9655 | 0.75908 | 0.59679 | 0.4692 | 0.36889 | 0.29002 | 0.0019441 | 0.00068235 | 0.00022861 | 7.3261e-05 | 0
F11_Industrial_Instruments_Existing_Space Heating_Natural Gas_Gas Boiler - High Turndown_A_Technical Potential | F11 | Industrial | Instruments | Existing | Space Heating | Natural Gas | Gas Boiler - High Turndown | A | Purchases (Cumulative) | Technical Potential | 0 | 0 | 3.8957 | 7.7243 | 11.4869 | 15.1846 | 18.8185 | 22.0327 | 24.5597 | 26.5464 | 28.1084 | 29.3364 | 30.3019 | 31.061 | 31.6578 | 32.127 | 32.4959 | 32.7859 | 32.7879 | 32.7885 | 32.7888 | 32.7888 | 0
F1_Industrial_Instruments_Existing_Process_Natural Gas_Gas Boiler - High Turndown_A_Technical Potential | F1 | Industrial | Instruments | Existing | Process | Natural Gas | Gas Boiler - High Turndown | A | Integrated Unit Energy Savings (kWh or therms) | Technical Potential | 0 | 0 | 3.5036 | 3.489 | 3.4741 | 3.4588 | 3.4432 | 3.4273 | 3.4116 | 3.3961 | 3.381 | 3.3664 | 3.3523 | 3.3389 | 3.3259 | 3.3133 | 3.3007 | 3.2881 | 3.2757 | 3.2631 | 3.2503 | 3.2373 | 0
F2_Industrial_Instruments_Existing_Process_Natural Gas_Gas Boiler - High Turndown_A_Technical Potential | F2 | Industrial | Instruments | Existing | Process | Natural Gas | Gas Boiler - High Turndown | A | Integrated Unit Summer Peak Savings (kW) | Technical Potential | 0 | 0 | 0 | 0 | 0 | 0 | 0 | 0 | 0 | 0 | 0 | 0 | 0 | 0 | 0 | 0 | 0 | 0 | 0 | 0 | 0 | 0 | 0
F3_Industrial_Instruments_Existing_Process_Natural Gas_Gas Boiler - High Turndown_A_Technical Potential | F3 | Industrial | Instruments | Existing | Process | Natural Gas | Gas Boiler - High Turndown | A | Integrated Unit Winter Peak Savings (kW) | Technical Potential | 0 | 0 | 0 | 0 | 0 | 0 | 0 | 0 | 0 | 0 | 0 | 0 | 0 | 0 | 0 | 0 | 0 | 0 | 0 | 0 | 0 | 0 | 0
F4_Industrial_Instruments_Existing_Process_Natural Gas_Gas Boiler - High Turndown_A_Technical Potential | F4 | Industrial | Instruments | Existing | Process | Natural Gas | Gas Boiler - High Turndown | A | Incremental Energy Savings (MWh or mTherms) | Technical Potential | 0 | 0 | 0.41405 | 0.40521 | 0.39652 | 0.38797 | 0.37956 | 0.33417 | 0.26152 | 0.20468 | 0.1602 | 0.12541 | 0.098184 | 0.076883 | 0.060211 | 0.047158 | 0.036935 | 0.028928 | 0.00019318 | 6.7542e-05 | 2.254e-05 | 7.1945e-06 | 0
F5_Industrial_Instruments_Existing_Process_Natural Gas_Gas Boiler - High Turndown_A_Technical Potential | F5 | Industrial | Instruments | Existing | Process | Natural Gas | Gas Boiler - High Turndown | A | Incremental Summer Peak Savings (MW) | Technical Potential | 0 | 0 | 0 | 0 | 0 | 0 | 0 | 0 | 0 | 0 | 0 | 0 | 0 | 0 | 0 | 0 | 0 | 0 | 0 | 0 | 0 | 0 | 0
F6_Industrial_Instruments_Existing_Process_Natural Gas_Gas Boiler - High Turndown_A_Technical Potential | F6 | Industrial | Instruments | Existing | Process | Natural Gas | Gas Boiler - High Turndown | A | Incremental Winter Peak Savings (MW) | Technical Potential | 0 | 0 | 0 | 0 | 0 | 0 | 0 | 0 | 0 | 0 | 0 | 0 | 0 | 0 | 0 | 0 | 0 | 0 | 0 | 0 | 0 | 0 | 0
F7_Industrial_Instruments_Existing_Process_Natural Gas_Gas Boiler - High Turndown_A_Technical Potential | F7 | Industrial | Instruments | Existing | Process | Natural Gas | Gas Boiler - High Turndown | A | Cumulative Energy Savings (MWh or mTherms) | Technical Potential | 0 | 0 | 0.41405 | 0.81752 | 1.2106 | 1.5932 | 1.9656 | 2.2907 | 2.5417 | 2.7348 | 2.8829 | 2.9958 | 3.0815 | 3.146 | 3.194 | 3.229 | 3.2537 | 3.2702 | 3.258 | 3.2456 | 3.2329 | 3.22 | 0
F8_Industrial_Instruments_Existing_Process_Natural Gas_Gas Boiler - High Turndown_A_Technical Potential | F8 | Industrial | Instruments | Existing | Process | Natural Gas | Gas Boiler - High Turndown | A | Cumulative Summer Peak Savings (MW) | Technical Potential | 0 | 0 | 0 | 0 | 0 | 0 | 0 | 0 | 0 | 0 | 0 | 0 | 0 | 0 | 0 | 0 | 0 | 0 | 0 | 0 | 0 | 0 | 0
F9_Industrial_Instruments_Existing_Process_Natural Gas_Gas Boiler - High Turndown_A_Technical Potential | F9 | Industrial | Instruments | Existing | Process | Natural Gas | Gas Boiler - High Turndown | A | Cumulative Winter Peak Savings (MW) | Technical Potential | 0 | 0 | 0 | 0 | 0 | 0 | 0 | 0 | 0 | 0 | 0 | 0 | 0 | 0 | 0 | 0 | 0 | 0 | 0 | 0 | 0 | 0 | 0
F10_Industrial_Instruments_Existing_Process_Natural Gas_Gas Boiler - High Turndown_A_Technical Potential | F10 | Industrial | Instruments | Existing | Process | Natural Gas | Gas Boiler - High Turndown | A | Purchases (Incremental) | Technical Potential | 0 | 0 | 118.1765 | 116.139 | 114.1366 | 112.1687 | 110.2347 | 97.5007 | 76.6557 | 60.2673 | 47.3825 | 37.2525 | 29.2882 | 23.0266 | 18.1036 | 14.2332 | 11.1902 | 8.7978 | 0.058973 | 0.020699 | 0.0069347 | 0.0022223 | 0
F11_Industrial_Instruments_Existing_Process_Natural Gas_Gas Boiler - High Turndown_A_Technical Potential | F11 | Industrial | Instruments | Existing | Process | Natural Gas | Gas Boiler - High Turndown | A | Purchases (Cumulative) | Technical Potential | 0 | 0 | 118.1765 | 234.3154 | 348.452 | 460.6207 | 570.8554 | 668.3562 | 745.0119 | 805.2792 | 852.6617 | 889.9142 | 919.2024 | 942.2289 | 960.3326 | 974.5658 | 985.756 | 994.5539 | 994.6128 | 994.6335 | 994.6405 | 994.6427 | 0
F1_Industrial_Instruments_Existing_Space Heating_Natural Gas_Gas Boiler - Burner Control Optimization_A_Technical Potential | F1 | Industrial | Instruments | Existing | Space Heating | Natural Gas | Gas Boiler - Burner Control Optimization | A | Integrated Unit Energy Savings (kWh or therms) | Technical Potential | 0 | 0 | 1.6213 | 1.5991 | 1.5703 | 1.534 | 1.4905 | 1.4409 | 1.3875 | 1.3326 | 1.2789 | 1.2281 | 1.1815 | 1.1395 | 1.1022 | 1.0692 | 1.04 | 1.0145 | 0.99208 | 0.97197 | 0.95456 | 0.93815 | 0
F2_Industrial_Instruments_Existing_Space Heating_Natural Gas_Gas Boiler - Burner Control Optimization_A_Technical Potential | F2 | Industrial | Instruments | Existing | Space Heating | Natural Gas | Gas Boiler - Burner Control Optimization | A | Integrated Unit Summer Peak Savings (kW) | Technical Potential | 0 | 0 | 0 | 0 | 0 | 0 | 0 | 0 | 0 | 0 | 0 | 0 | 0 | 0 | 0 | 0 | 0 | 0 | 0 | 0 | 0 | 0 | 0
F3_Industrial_Instruments_Existing_Space Heating_Natural Gas_Gas Boiler - Burner Control Optimization_A_Technical Potential | F3 | Industrial | Instruments | Existing | Space Heating | Natural Gas | Gas Boiler - Burner Control Optimization | A | Integrated Unit Winter Peak Savings (kW) | Technical Potential | 0 | 0 | 0 | 0 | 0 | 0 | 0 | 0 | 0 | 0 | 0 | 0 | 0 | 0 | 0 | 0 | 0 | 0 | 0 | 0 | 0 | 0 | 0
F4_Industrial_Instruments_Existing_Space Heating_Natural Gas_Gas Boiler - Burner Control Optimization_A_Technical Potential | F4 | Industrial | Instruments | Existing | Space Heating | Natural Gas | Gas Boiler - Burner Control Optimization | A | Incremental Energy Savings (MWh or mTherms) | Technical Potential | 0 | 0 | 0.0017038 | 0.002596 | 0.0050105 | 0.0084182 | 0.012504 | 0.016632 | 0.020031 | 0.022059 | 0.022405 | 0.021144 | 0.018658 | 0.015474 | 0.012114 | 0.0089821 | 0.0063264 | 0.0042455 | 0.0027201 | 0.0016667 | 0.00097915 | 0.00064033 | 0
F5_Industrial_Instruments_Existing_Space Heating_Natural Gas_Gas Boiler - Burner Control Optimization_A_Technical Potential | F5 | Industrial | Instruments | Existing | Space Heating | Natural Gas | Gas Boiler - Burner Control Optimization | A | Incremental Summer Peak Savings (MW) | Technical Potential | 0 | 0 | 0 | 0 | 0 | 0 | 0 | 0 | 0 | 0 | 0 | 0 | 0 | 0 | 0 | 0 | 0 | 0 | 0 | 0 | 0 | 0 | 0
F6_Industrial_Instruments_Existing_Space Heating_Natural Gas_Gas Boiler - Burner Control Optimization_A_Technical Potential | F6 | Industrial | Instruments | Existing | Space Heating | Natural Gas | Gas Boiler - Burner Control Optimization | A | Incremental Winter Peak Savings (MW) | Technical Potential | 0 | 0 | 0 | 0 | 0 | 0 | 0 | 0 | 0 | 0 | 0 | 0 | 0 | 0 | 0 | 0 | 0 | 0 | 0 | 0 | 0 | 0 | 0
F7_Industrial_Instruments_Existing_Space Heating_Natural Gas_Gas Boiler - Burner Control Optimization_A_Technical Potential | F7 | Industrial | Instruments | Existing | Space Heating | Natural Gas | Gas Boiler - Burner Control Optimization | A | Cumulative Energy Savings (MWh or mTherms) | Technical Potential | 0 | 0 | 0.0017038 | 0.0042764 | 0.0092098 | 0.017415 | 0.029425 | 0.045078 | 0.063438 | 0.082991 | 0.10205 | 0.11914 | 0.13328 | 0.14401 | 0.15141 | 0.15586 | 0.15793 | 0.1583 | 0.15753 | 0.156 | 0.15419 | 0.15217 | 0
F8_Industrial_Instruments_Existing_Space Heating_Natural Gas_Gas Boiler - Burner Control Optimization_A_Technical Potential | F8 | Industrial | Instruments | Existing | Space Heating | Natural Gas | Gas Boiler - Burner Control Optimization | A | Cumulative Summer Peak Savings (MW) | Technical Potential | 0 | 0 | 0 | 0 | 0 | 0 | 0 | 0 | 0 | 0 | 0 | 0 | 0 | 0 | 0 | 0 | 0 | 0 | 0 | 0 | 0 | 0 | 0
F9_Industrial_Instruments_Existing_Space Heating_Natural Gas_Gas Boiler - Burner Control Optimization_A_Technical Potential | F9 | Industrial | Instruments | Existing | Space Heating | Natural Gas | Gas Boiler - Burner Control Optimization | A | Cumulative Winter Peak Savings (MW) | Technical Potential | 0 | 0 | 0 | 0 | 0 | 0 | 0 | 0 | 0 | 0 | 0 | 0 | 0 | 0 | 0 | 0 | 0 | 0 | 0 | 0 | 0 | 0 | 0
F10_Industrial_Instruments_Existing_Space Heating_Natural Gas_Gas Boiler - Burner Control Optimization_A_Technical Potential | F10 | Industrial | Instruments | Existing | Space Heating | Natural Gas | Gas Boiler - Burner Control Optimization | A | Purchases (Incremental) | Technical Potential | 0 | 0 | 1.0509 | 1.6234 | 3.1909 | 5.4877 | 8.3893 | 11.5425 | 14.4372 | 16.553 | 17.519 | 17.2169 | 15.7921 | 13.5798 | 10.9906 | 8.4008 | 6.0834 | 4.1849 | 2.7419 | 1.7147 | 1.0258 | 0.68255 | 0
F11_Industrial_Instruments_Existing_Space Heating_Natural Gas_Gas Boiler - Burner Control Optimization_A_Technical Potential | F11 | Industrial | Instruments | Existing | Space Heating | Natural Gas | Gas Boiler - Burner Control Optimization | A | Purchases (Cumulative) | Technical Potential | 0 | 0 | 1.0509 | 2.6743 | 5.8652 | 11.3529 | 19.7422 | 31.2848 | 45.722 | 62.275 | 79.794 | 97.0109 | 112.803 | 126.3828 | 137.3734 | 145.7742 | 151.8576 | 156.0425 | 158.7843 | 160.4991 | 161.5248 | 162.2074 | 0
F1_Industrial_Instruments_Existing_Process_Natural Gas_Gas Boiler - Burner Control Optimization_A_Technical Potential | F1 | Industrial | Instruments | Existing | Process | Natural Gas | Gas Boiler - Burner Control Optimization | A | Integrated Unit Energy Savings (kWh or therms) | Technical Potential | 0 | 0 | 1.0157 | 1.0111 | 1.0064 | 1.0016 | 0.99664 | 0.99168 | 0.98684 | 0.98211 | 0.97753 | 0.97312 | 0.9689 | 0.96487 | 0.96099 | 0.95722 | 0.95348 | 0.94974 | 0.94609 | 0.94238 | 0.93862 | 0.93481 | 0
F2_Industrial_Instruments_Existing_Process_Natural Gas_Gas Boiler - Burner Control Optimization_A_Technical Potential | F2 | Industrial | Instruments | Existing | Process | Natural Gas | Gas Boiler - Burner Control Optimization | A | Integrated Unit Summer Peak Savings (kW) | Technical Potential | 0 | 0 | 0 | 0 | 0 | 0 | 0 | 0 | 0 | 0 | 0 | 0 | 0 | 0 | 0 | 0 | 0 | 0 | 0 | 0 | 0 | 0 | 0
F3_Industrial_Instruments_Existing_Process_Natural Gas_Gas Boiler - Burner Control Optimization_A_Technical Potential | F3 | Industrial | Instruments | Existing | Process | Natural Gas | Gas Boiler - Burner Control Optimization | A | Integrated Unit Winter Peak Savings (kW) | Technical Potential | 0 | 0 | 0 | 0 | 0 | 0 | 0 | 0 | 0 | 0 | 0 | 0 | 0 | 0 | 0 | 0 | 0 | 0 | 0 | 0 | 0 | 0 | 0
F4_Industrial_Instruments_Existing_Process_Natural Gas_Gas Boiler - Burner Control Optimization_A_Technical Potential | F4 | Industrial | Instruments | Existing | Process | Natural Gas | Gas Boiler - Burner Control Optimization | A | Incremental Energy Savings (MWh or mTherms) | Technical Potential | 0 | 0 | 0.032379 | 0.049791 | 0.09741 | 0.16673 | 0.25363 | 0.34723 | 0.43219 | 0.49315 | 0.51949 | 0.50823 | 0.46415 | 0.39747 | 0.32039 | 0.24393 | 0.17595 | 0.12057 | 0.078689 | 0.049019 | 0.029206 | 0.019355 | 0
F5_Industrial_Instruments_Existing_Process_Natural Gas_Gas Boiler - Burner Control Optimization_A_Technical Potential | F5 | Industrial | Instruments | Existing | Process | Natural Gas | Gas Boiler - Burner Control Optimization | A | Incremental Summer Peak Savings (MW) | Technical Potential | 0 | 0 | 0 | 0 | 0 | 0 | 0 | 0 | 0 | 0 | 0 | 0 | 0 | 0 | 0 | 0 | 0 | 0 | 0 | 0 | 0 | 0 | 0
F6_Industrial_Instruments_Existing_Process_Natural Gas_Gas Boiler - Burner Control Optimization_A_Technical Potential | F6 | Industrial | Instruments | Existing | Process | Natural Gas | Gas Boiler - Burner Control Optimization | A | Incremental Winter Peak Savings (MW) | Technical Potential | 0 | 0 | 0 | 0 | 0 | 0 | 0 | 0 | 0 | 0 | 0 | 0 | 0 | 0 | 0 | 0 | 0 | 0 | 0 | 0 | 0 | 0 | 0
F7_Industrial_Instruments_Existing_Process_Natural Gas_Gas Boiler - Burner Control Optimization_A_Technical Potential | F7 | Industrial | Instruments | Existing | Process | Natural Gas | Gas Boiler - Burner Control Optimization | A | Cumulative Energy Savings (MWh or mTherms) | Technical Potential | 0 | 0 | 0.032379 | 0.082022 | 0.17905 | 0.34493 | 0.59686 | 0.94113 | 1.3687 | 1.8553 | 2.3661 | 2.8637 | 3.3154 | 3.6991 | 4.0046 | 4.2328 | 4.3923 | 4.4956 | 4.557 | 4.5882 | 4.5991 | 4.5998 | 0
F8_Industrial_Instruments_Existing_Process_Natural Gas_Gas Boiler - Burner Control Optimization_A_Technical Potential | F8 | Industrial | Instruments | Existing | Process | Natural Gas | Gas Boiler - Burner Control Optimization | A | Cumulative Summer Peak Savings (MW) | Technical Potential | 0 | 0 | 0 | 0 | 0 | 0 | 0 | 0 | 0 | 0 | 0 | 0 | 0 | 0 | 0 | 0 | 0 | 0 | 0 | 0 | 0 | 0 | 0
F9_Industrial_Instruments_Existing_Process_Natural Gas_Gas Boiler - Burner Control Optimization_A_Technical Potential | F9 | Industrial | Instruments | Existing | Process | Natural Gas | Gas Boiler - Burner Control Optimization | A | Cumulative Winter Peak Savings (MW) | Technical Potential | 0 | 0 | 0 | 0 | 0 | 0 | 0 | 0 | 0 | 0 | 0 | 0 | 0 | 0 | 0 | 0 | 0 | 0 | 0 | 0 | 0 | 0 | 0
F10_Industrial_Instruments_Existing_Process_Natural Gas_Gas Boiler - Burner Control Optimization_A_Technical Potential | F10 | Industrial | Instruments | Existing | Process | Natural Gas | Gas Boiler - Burner Control Optimization | A | Purchases (Incremental) | Technical Potential | 0 | 0 | 31.8786 | 49.2462 | 96.7944 | 166.4696 | 254.488 | 350.1404 | 437.9499 | 502.1322 | 531.4344 | 522.2717 | 479.0492 | 411.941 | 333.3965 | 254.8375 | 184.5375 | 126.9491 | 83.1735 | 52.0161 | 31.1161 | 20.7049 | 0
F11_Industrial_Instruments_Existing_Process_Natural Gas_Gas Boiler - Burner Control Optimization_A_Technical Potential | F11 | Industrial | Instruments | Existing | Process | Natural Gas | Gas Boiler - Burner Control Optimization | A | Purchases (Cumulative) | Technical Potential | 0 | 0 | 31.8786 | 81.1249 | 177.9192 | 344.3888 | 598.8768 | 949.0172 | 1386.9671 | 1889.0993 | 2420.5337 | 2942.8053 | 3421.8545 | 3833.7956 | 4167.1921 | 4422.0296 | 4606.5671 | 4733.5162 | 4816.6898 | 4868.7058 | 4899.8219 | 4920.5268 | 0
F1_Industrial_Instruments_Existing_Space Heating_Natural Gas_HVAC - Demand Controlled Ventilation_A_Technical Potential | F1 | Industrial | Instruments | Existing | Space Heating | Natural Gas | HVAC - Demand Controlled Ventilation | A | Integrated Unit Energy Savings (kWh or therms) | Technical Potential | 0 | 0 | 0.076467 | 0.075863 | 0.075238 | 0.074593 | 0.073928 | 0.073243 | 0.072539 | 0.071816 | 0.071079 | 0.070333 | 0.069581 | 0.068824 | 0.068075 | 0.067331 | 0.066596 | 0.06591 | 0.065269 | 0.06467 | 0.064108 | 0.063583 | 0
F2_Industrial_Instruments_Existing_Space Heating_Natural Gas_HVAC - Demand Controlled Ventilation_A_Technical Potential | F2 | Industrial | Instruments | Existing | Space Heating | Natural Gas | HVAC - Demand Controlled Ventilation | A | Integrated Unit Summer Peak Savings (kW) | Technical Potential | 0 | 0 | 0 | 0 | 0 | 0 | 0 | 0 | 0 | 0 | 0 | 0 | 0 | 0 | 0 | 0 | 0 | 0 | 0 | 0 | 0 | 0 | 0
F3_Industrial_Instruments_Existing_Space Heating_Natural Gas_HVAC - Demand Controlled Ventilation_A_Technical Potential | F3 | Industrial | Instruments | Existing | Space Heating | Natural Gas | HVAC - Demand Controlled Ventilation | A | Integrated Unit Winter Peak Savings (kW) | Technical Potential | 0 | 0 | 0 | 0 | 0 | 0 | 0 | 0 | 0 | 0 | 0 | 0 | 0 | 0 | 0 | 0 | 0 | 0 | 0 | 0 | 0 | 0 | 0
F4_Industrial_Instruments_Existing_Space Heating_Natural Gas_HVAC - Demand Controlled Ventilation_A_Technical Potential | F4 | Industrial | Instruments | Existing | Space Heating | Natural Gas | HVAC - Demand Controlled Ventilation | A | Incremental Energy Savings (MWh or mTherms) | Technical Potential | 0 | 0 | 0.22018 | 0.21468 | 0.20924 | 0.20387 | 0.19857 | 0.19334 | 0.18818 | 0.18309 | 0.17808 | 0.17318 | 0.16837 | 0.16367 | 0.1591 | 0.15464 | 0.15032 | 0.1462 | 0.14229 | 0.13855 | 0.13498 | 0.13156 | 0
F5_Industrial_Instruments_Existing_Space Heating_Natural Gas_HVAC - Demand Controlled Ventilation_A_Technical Potential | F5 | Industrial | Instruments | Existing | Space Heating | Natural Gas | HVAC - Demand Controlled Ventilation | A | Incremental Summer Peak Savings (MW) | Technical Potential | 0 | 0 | 0 | 0 | 0 | 0 | 0 | 0 | 0 | 0 | 0 | 0 | 0 | 0 | 0 | 0 | 0 | 0 | 0 | 0 | 0 | 0 | 0
F6_Industrial_Instruments_Existing_Space Heating_Natural Gas_HVAC - Demand Controlled Ventilation_A_Technical Potential | F6 | Industrial | Instruments | Existing | Space Heating | Natural Gas | HVAC - Demand Controlled Ventilation | A | Incremental Winter Peak Savings (MW) | Technical Potential | 0 | 0 | 0 | 0 | 0 | 0 | 0 | 0 | 0 | 0 | 0 | 0 | 0 | 0 | 0 | 0 | 0 | 0 | 0 | 0 | 0 | 0 | 0
F7_Industrial_Instruments_Existing_Space Heating_Natural Gas_HVAC - Demand Controlled Ventilation_A_Technical Potential | F7 | Industrial | Instruments | Existing | Space Heating | Natural Gas | HVAC - Demand Controlled Ventilation | A | Cumulative Energy Savings (MWh or mTherms) | Technical Potential | 0 | 0 | 0.22018 | 0.43312 | 0.63879 | 0.83718 | 1.0283 | 1.2121 | 1.3886 | 1.5579 | 1.72 | 1.8751 | 2.0234 | 2.1651 | 2.3006 | 2.4301 | 2.5539 | 2.6738 | 2.7901 | 2.903 | 3.0128 | 3.1196 | 0
F8_Industrial_Instruments_Existing_Space Heating_Natural Gas_HVAC - Demand Controlled Ventilation_A_Technical Potential | F8 | Industrial | Instruments | Existing | Space Heating | Natural Gas | HVAC - Demand Controlled Ventilation | A | Cumulative Summer Peak Savings (MW) | Technical Potential | 0 | 0 | 0 | 0 | 0 | 0 | 0 | 0 | 0 | 0 | 0 | 0 | 0 | 0 | 0 | 0 | 0 | 0 | 0 | 0 | 0 | 0 | 0